Stony Creek Wind Farm LLC | 56980_G_1 | 56980 | G | 1 |  | Onshore Wind |  | PJM_PENE | Pennsylvania | 42 | Somerset | 111 | 42111 | 52.5 | 0 | 2009 | 9999 |  |  | N | Wind | [13 empty] | 0 | 0 | 0 | 0 | [11 empty] | Stony Creek Wind Farm LLC | 100 | RWE Group | 100
Pyron Wind Farm LLC Hybrid | 56981_G_1 | 56981 | G | 1 |  | Onshore Wind |  | ERC_WEST | Texas | 48 | Fisher | 151 | 48151 | 249 | 0 | 2009 | 9999 |  |  | N | Wind | [13 empty] | 0 | 0 | 0 | 0 | [11 empty] | Airtricity Pyron Wind Farm LLC | 100 | E.ON Group | 100
Pyron Wind Farm LLC Hybrid | 56981_G_PYRBT | 56981 | G | PYRBT |  | Energy Storage |  | ERC_WEST | Texas | 48 | Fisher | 151 | 48151 | 9.9 | 0 | 2018 | 9999 |  |  | N | Energy Storage | [13 empty] | 0 | 0 | 0 | 0 | [11 empty] | Airtricity Pyron Wind Farm LLC | 100 | E.ON Group | 100
NGP Blue Mountain I LLC | 56982_G_BM1 | 56982 | G | BM1 |  | Geothermal |  | WECC_NNV | Nevada | 32 | Humboldt | 13 | 32013 | 13 | 9771 | 2009 | 9999 |  |  | N | Geothermal | [13 empty] | 0 | 0 | 0 | 0 | 0.4563 | 0.4563 | 0.4563 | [8 empty] | NGP Blue Mountain I LLC | 100 | EIG Global Energy Partners LLC | 100
NGP Blue Mountain I LLC | 56982_G_BM2 | 56982 | G | BM2 |  | Geothermal |  | WECC_NNV | Nevada | 32 | Humboldt | 13 | 32013 | 13 | 9771 | 2009 | 9999 |  |  | N | Geothermal | [13 empty] | 0 | 0 | 0 | 0 | 0.4563 | 0.4563 | 0.4563 | [8 empty] | NGP Blue Mountain I LLC | 100 | EIG Global Energy Partners LLC | 100
NGP Blue Mountain I LLC | 56982_G_BM3 | 56982 | G | BM3 |  | Geothermal |  | WECC_NNV | Nevada | 32 | Humboldt | 13 | 32013 | 13 | 9771 | 2009 | 9999 |  |  | N | Geothermal | [13 empty] | 0 | 0 | 0 | 0 | 0.4563 | 0.4563 | 0.4563 | [8 empty] | NGP Blue Mountain I LLC | 100 | EIG Global Energy Partners LLC | 100
EC&R Papalote Creek I LLC | 56983_G_1 | 56983 | G | 1 |  | Onshore Wind |  | ERC_REST | Texas | 48 | San Patricio | 409 | 48409 | 180 | 0 | 2009 | 9999 |  |  | N | Wind | [13 empty] | 0 | 0 | 0 | 0 | [11 empty] | Papalote Creek I LLC | 100 | RWE Group | 100
Inadale Wind Farm LLC Hybrid | 56984_G_1 | 56984 | G | 1 |  | Onshore Wind |  | ERC_WEST | Texas | 48 | Nolan | 353 | 48353 | 197 | 0 | 2009 | 9999 |  |  | N | Wind | [13 empty] | 0 | 0 | 0 | 0 | [11 empty] | Airtricity Inadale Wind Farm LLC | 100 | E.ON Group | 100
Inadale Wind Farm LLC Hybrid | 56984_G_INABT | 56984 | G | INABT |  | Energy Storage |  | ERC_WEST | Texas | 48 | Nolan | 353 | 48353 | 9.9 | 0 | 2018 | 9999 |  |  | N | Energy Storage | [13 empty] | 0 | 0 | 0 | 0 | [11 empty] | EC & R North America Inc | 100 | RWE Group | 100
Smoky Hills Wind Project Phase II | 56985_G_SMKII | 56985 | G | SMKII |  | Onshore Wind |  | SPP_WEST | Kansas | 20 | Lincoln | 105 | 20105 | 148.5 | 0 | 2008 | 9999 |  |  | N | Wind | [13 empty] | 0 | 0 | 0 | 0 | [11 empty] | Smoky Hills Wind Project II LLC | 100 | Enel SpA | 100
Clinton LFGTE Facility | 56986_G_GEN1 | 56986 | G | GEN1 |  | Landfill Gas |  | NY_Z_D | New York | 36 | Clinton | 19 | 36019 | 1.6 | 13500 | 2008 | 9999 |  |  | N | Landfill Gas | [13 empty] | 0.09256 | 0.09256 | 0.09256 | 0.09256 | [11 empty] | New England Waste Services of New York Inc | 100 | Casella Waste Systems Inc | 100
Clinton LFGTE Facility | 56986_G_GEN2 | 56986 | G | GEN2 |  | Landfill Gas |  | NY_Z_D | New York | 36 | Clinton | 19 | 36019 | 1.6 | 13500 | 2008 | 9999 |  |  | N | Landfill Gas | [13 empty] | 0.09256 | 0.09256 | 0.09256 | 0.09256 | [11 empty] | New England Waste Services of New York Inc | 100 | Casella Waste Systems Inc | 100
Clinton LFGTE Facility | 56986_G_GEN3 | 56986 | G | GEN3 |  | Landfill Gas |  | NY_Z_D | New York | 36 | Clinton | 19 | 36019 | 1.6 | 13500 | 2008 | 9999 |  |  | N | Landfill Gas | [13 empty] | 0.09256 | 0.09256 | 0.09256 | 0.09256 | [11 empty] | New England Waste Services of New York Inc | 100 | Casella Waste Systems Inc | 100
Clinton LFGTE Facility | 56986_G_GEN4 | 56986 | G | GEN4 |  | Landfill Gas |  | NY_Z_D | New York | 36 | Clinton | 19 | 36019 | 1.6 | 13500 | 2009 | 9999 |  |  | N | Landfill Gas | [13 empty] | 0.09256 | 0.09256 | 0.09256 | 0.09256 | [11 empty] | New England Waste Services of New York Inc | 100 | Casella Waste Systems Inc | 100
Hyland LFGTE Facility | 56987_G_GEN1 | 56987 | G | GEN1 |  | Landfill Gas |  | NY_Z_B | New York | 36 | Allegany | 3 | 36003 | 1.6 | 13500 | 2008 | 9999 |  |  | N | Landfill Gas | [13 empty] | 0.15987 | 0.15987 | 0.15987 | 0.15987 | [11 empty] | Hyland Facility Associates | 100 | Casella Waste Systems Inc | 100
Hyland LFGTE Facility | 56987_G_GEN2 | 56987 | G | GEN2 |  | Landfill Gas |  | NY_Z_B | New York | 36 | Allegany | 3 | 36003 | 1.6 | 13500 | 2008 | 9999 |  |  | N | Landfill Gas | [13 empty] | 0.15987 | 0.15987 | 0.15987 | 0.15987 | [11 empty] | Hyland Facility Associates | 100 | Casella Waste Systems Inc | 100
Hyland LFGTE Facility | 56987_G_GEN3 | 56987 | G | GEN3 |  | Landfill Gas |  | NY_Z_B | New York | 36 | Allegany | 3 | 36003 | 1.6 | 13500 | 2008 | 9999 |  |  | N | Landfill Gas | [13 empty] | 0.15987 | 0.15987 | 0.15987 | 0.15987 | [11 empty] | Hyland Facility Associates | 100 | Casella Waste Systems Inc | 100
Stetson Wind I | 56989_G_1 | 56989 | G | 1 |  | Onshore Wind |  | NENG_ME | Maine | 23 | Washington | 29 | 23029 | 57 | 0 | 2009 | 9999 |  |  | N | Wind | [13 empty] | 0 | 0 | 0 | 0 | [11 empty] | Stetson Holdings LLC | 100 | Brookfield Asset Management Inc | 100
Rollins Wind Project | 56990_G_1 | 56990 | G | 1 |  | Onshore Wind |  | NENG_ME | Maine | 23 | Penobscot | 19 | 23019 | 60 | 0 | 2011 | 9999 |  |  | N | Wind | [13 empty] | 0 | 0 | 0 | 0 | [11 empty] | Evergreen Wind Power III LLC | 100 | Brookfield Asset Management Inc | 100
Stetson Wind II | 56991_G_1 | 56991 | G | 1 |  | Onshore Wind |  | NENG_ME | Maine | 23 | Washington | 29 | 23029 | 25.5 | 0 | 2010 | 9999 |  |  | N | Wind | [13 empty] | 0 | 0 | 0 | 0 | [11 empty] | Stetson Wind II LLC | 100 | Brookfield Asset Management Inc | 100
MF Mesa Lane LLC | 56993_G_MESA | 56993 | G | MESA |  | Solar PV |  | PJM_EMAC | Pennsylvania | 42 | Bucks | 17 | 42017 | 3 | 0 | 2008 | 9999 |  |  | N | Solar | [13 empty] | 0 | 0 | 0 | 0 | [11 empty] | MF Mesa Lane LLC | 100 | Epuron | 100
Grand Meadow | 56994_G_WND67 | 56994 | G | WND67 |  | Onshore Wind |  | MIS_MNWI | Minnesota | 27 | Mower | 99 | 27099 | 100.5 | 0 | 2008 | 9999 |  |  | N | Wind | [13 empty] | 0 | 0 | 0 | 0 | [11 empty] | Northern States Power Co (Minnesota) | 100 | Xcel Energy Inc | 100
Georgetown LFGTE | 56995_G_G1 | 56995 | G | G1 |  | Landfill Gas |  | S_VACA | South Carolina | 45 | Georgetown | 43 | 45043 | 1 | 13500 | 2010 | 9999 |  |  | N | Landfill Gas | [13 empty] | 0.22117 | 0.22117 | 0.22117 | 0.22117 | [11 empty] | Santee Cooper | 100 | Santee Cooper | 100
Solar Photovoltaic Project #02 | 56996_G_S1A | 56996 | G | S1A |  | Solar PV |  | WECC_SCE | California | 6 | San Bernardino | 71 | 06071 | 0.5 | 0 | 2009 | 9999 |  |  | N | Solar | [13 empty] | 0 | 0 | 0 | 0 | [11 empty] | Southern California Edison Co | 100 | Edison International | 100
Solar Photovoltaic Project #02 | 56996_G_S1B | 56996 | G | S1B |  | Solar PV |  | WECC_SCE | California | 6 | San Bernardino | 71 | 06071 | 0.5 | 0 | 2009 | 9999 |  |  | N | Solar | [13 empty] | 0 | 0 | 0 | 0 | [11 empty] | Southern California Edison Co | 100 | Edison International | 100
Arrowrock Hydroelectric Project | 56997_G_1 | 56997 | G | 1 |  | Hydro |  | WECC_ID | Idaho | 16 | Elmore | 39 | 16039 | 8 | 0 | 2010 | 9999 |  |  | N | Hydro | [13 empty] | 0 | 0 | 0 | 0 | [11 empty] | Arrowrock Hydroelectric Project | 100 | Big Bend Irrigation District | 100
Arrowrock Hydroelectric Project | 56997_G_2 | 56997 | G | 2 |  | Hydro |  | WECC_ID | Idaho | 16 | Elmore | 39 | 16039 | 8 | 0 | 2010 | 9999 |  |  | N | Hydro | [13 empty] | 0 | 0 | 0 | 0 | [11 empty] | Arrowrock Hydroelectric Project | 100 | Big Bend Irrigation District | 100
Pueblo Airport Generating Station | 56998_G_4 | 56998 | G | 4 | 90499 | Combined Cycle |  | WECC_CO | Colorado | 8 | Pueblo | 101 | 08101 | 37 | 7728 | 2012 | 9999 |  |  | N | Natural Gas |  |  |  | H2O | SCR | [8 empty] | 0.0035188 | 0.0035188 | 0.0035188 | 0.0035188 | [11 empty] | Black Hills Colorado IPP LLC | 100 | Black Hills Corp | 100
Pueblo Airport Generating Station | 56998_G_43 | 56998 | G | 43 | 90499 | Combined Cycle |  | WECC_CO | Colorado | 8 | Pueblo | 101 | 08101 | 20 | 7728 | 2012 | 9999 |  |  | N | Natural Gas |  |  |  | H2O | SCR | [8 empty] | 0.0035188 | 0.0035188 | 0.0035188 | 0.0035188 | [11 empty] | Black Hills Colorado IPP LLC | 100 | Black Hills Corp | 100
Pueblo Airport Generating Station | 56998_G_5 | 56998 | G | 5 | 90557 | Combined Cycle |  | WECC_CO | Colorado | 8 | Pueblo | 101 | 08101 | 37 | 7728 | 2012 | 9999 |  |  | N | Natural Gas |  |  |  | H2O | SCR | [8 empty] | 0.0035188 | 0.0035188 | 0.0035188 | 0.0035188 | [11 empty] | Black Hills Colorado IPP LLC | 100 | Black Hills Corp | 100
Pueblo Airport Generating Station | 56998_G_53 | 56998 | G | 53 | 90559 | Combined Cycle |  | WECC_CO | Colorado | 8 | Pueblo | 101 | 08101 | 20 | 7728 | 2012 | 9999 |  |  | N | Natural Gas |  |  |  | H2O | SCR | [8 empty] | 0.0032825 | 0.0032825 | 0.0032825 | 0.0032825 | [11 empty] | Black Hills Colorado IPP LLC | 100 | Black Hills Corp | 100
Pueblo Airport Generating Station | 56998_G_6 | 56998 | G | 6 | 90559 | Combined Cycle |  | WECC_CO | Colorado | 8 | Pueblo | 101 | 08101 | 37 | 7728 | 2012 | 9999 |  |  | N | Natural Gas |  |  |  | H2O | SCR | [8 empty] | 0.0032825 | 0.0032825 | 0.0032825 | 0.0032825 | [11 empty] | Black Hills Colorado IPP LLC | 100 | Black Hills Corp | 100
Pueblo Airport Generating Station | 56998_G_7 | 56998 | G | 7 | 90560 | Combined Cycle |  | WECC_CO | Colorado | 8 | Pueblo | 101 | 08101 | 37 | 7728 | 2012 | 9999 |  |  | N | Natural Gas |  |  |  | H2O | SCR | [8 empty] | 0.0032825 | 0.0032825 | 0.0032825 | 0.0032825 | [11 empty] | Black Hills Colorado IPP LLC | 100 | Black Hills Corp | 100
Pueblo Airport Generating Station | 56998_G_GT1 | 56998 | G | GT1 | 90496 | Combustion Turbine |  | WECC_CO | Colorado | 8 | Pueblo | 101 | 08101 | 90 | 10745 | 2012 | 9999 |  |  | N | Natural Gas |  |  |  | H2O | SCR | [8 empty] | 0.00761 | 0.00761 | 0.00761 | 0.00761 | [11 empty] | Black Hills Colorado Electric LLC | 100 | Black Hills Corp | 100
Pueblo Airport Generating Station | 56998_G_GT2 | 56998 | G | GT2 | 90497 | Combustion Turbine |  | WECC_CO | Colorado | 8 | Pueblo | 101 | 08101 | 90 | 10745 | 2012 | 9999 |  |  | N | Natural Gas |  |  |  | H2O | SCR | [8 empty] | 0.02918 | 0.02918 | 0.02918 | 0.02918 | [11 empty] | Black Hills Colorado Electric LLC | 100 | Black Hills Corp | 100
Pueblo Airport Generating Station | 56998_G_CT08 | 56998 | G | CT08 | 90863 | Combustion Turbine |  | WECC_CO | Colorado | 8 | Pueblo | 101 | 08101 | 40 | 10806 | 2016 | 9999 |  |  | N | Natural Gas |  |  |  |  | SCR | [8 empty] | 0.03701 | 0.03701 | 0.03701 | 0.03701 | [11 empty] | Black Hills Colorado Electric LLC | 100 | Black Hills Corp | 100
El Cajon Energy Center | 57001_G_GEN1 | 57001 | G | GEN1 | 90510 | Combustion Turbine |  | WEC_SDGE | California | 6 | San Diego | 73 | 06073 | 43.5 | 10890 | 2010 | 9999 |  |  | N | Natural Gas |  |  |  | H2O | SCR | [8 empty] | 0.02382 | 0.02382 | 0.02382 | 0.02382 | [11 empty] | El Cajon Energy LLC | 100 | Fresno Power Investors LP | 100
Oakfield Wind Project | 57002_G_1 | 57002 | G | 1 |  | Onshore Wind |  | NENG_ME | Maine | 23 | Aroostook | 3 | 23003 | 148 | 0 | 2015 | 9999 |  |  | N | Wind | [13 empty] | 0 | 0 | 0 | 0 | [11 empty] | Evergreen Wind Power II LLC | 100 | Brookfield Asset Management Inc | 100
Fulton LFGTE Facility | 57003_G_GEN1 | 57003 | G | GEN1 |  | Landfill Gas |  | NY_Z_F | New York | 36 | Fulton | 35 | 36035 | 1.6 | 13500 | 2010 | 9999 |  |  | N | Landfill Gas | [13 empty] | 0.12931 | 0.12931 | 0.12931 | 0.12931 | [11 empty] | Innovative/Fulton LLC | 100 | Archaea Energy Inc | 100
Fulton LFGTE Facility | 57003_G_GEN2 | 57003 | G | GEN2 |  | Landfill Gas |  | NY_Z_F | New York | 36 | Fulton | 35 | 36035 | 1.6 | 13500 | 2010 | 9999 |  |  | N | Landfill Gas | [13 empty] | 0.12931 | 0.12931 | 0.12931 | 0.12931 | [11 empty] | Innovative/Fulton LLC | 100 | Archaea Energy Inc | 100
SunEdison Walgreens Moreno Valley | 57004_G_1 | 57004 | G | 1 |  | Solar PV |  | WECC_SCE | California | 6 | Riverside | 65 | 06065 | 0.9 | 0 | 2007 | 9999 |  |  | N | Solar | [13 empty] | 0 | 0 | 0 | 0 | [11 empty] | SunE WG113 Moreno Valley LLC | 100 | SunEdison | 100
Mariani Packing Vacaville Solar | 57005_G_1 | 57005 | G | 1 |  | Solar PV |  | WEC_CALN | California | 6 | Solano | 95 | 06095 | 0.9 | 0 | 2008 | 9999 |  |  | N | Solar | [13 empty] | 0 | 0 | 0 | 0 | [11 empty] | SunE MPC Vacaville LLC | 100 | SunEdison | 100
Walgreens Woodland Distribution Center | 57006_G_1 | 57006 | G | 1 |  | Solar PV |  | WEC_CALN | California | 6 | Yolo | 113 | 06113 | 0.9 | 0 | 2007 | 9999 |  |  | N | Solar | [13 empty] | 0 | 0 | 0 | 0 | [11 empty] | SunE WG45 Woodland LLC | 100 | SunEdison | 100
SunEdison Ironwood State Prison | 57007_G_1 | 57007 | G | 1 |  | Solar PV |  | WECC_SCE | California | 6 | Riverside | 65 | 06065 | 0.9 | 0 | 2008 | 9999 |  |  | N | Solar | [13 empty] | 0 | 0 | 0 | 0 | [11 empty] | Ironwood Solar LLC | 100 | SunEdison | 100
SunEdison Procter & Gamble Oxnard | 57008_G_1 | 57008 | G | 1 |  | Solar PV |  | WEC_CALN | California | 6 | Ventura | 111 | 06111 | 0.8 | 0 | 2009 | 9999 |  |  | N | Solar | [13 empty] | 0 | 0 | 0 | 0 | [11 empty] | SunEdison Origination1 LLC | 100 | SunEdison | 100
Kohls San Bernardino Solar Facility | 57009_G_1 | 57009 | G | 1 |  | Solar PV |  | WECC_SCE | California | 6 | San Bernardino | 71 | 06071 | 0.9 | 0 | 2007 | 9999 |  |  | N | Solar | [13 empty] | 0 | 0 | 0 | 0 | [11 empty] | SunE KHL55 San Bernardino | 100 | SunEdison | 100
SunEdison Anheuser Busch Fairfield | 57010_G_1 | 57010 | G | 1 |  | Solar PV |  | WEC_CALN | California | 6 | Solano | 95 | 06095 | 0.9 | 0 | 2008 | 9999 |  |  | N | Solar | [13 empty] | 0 | 0 | 0 | 0 | [11 empty] | SunE Ab Fairfield LLC | 100 | SunEdison | 100
Chuckawalla Valley State Prison | 57011_G_1 | 57011 | G | 1 |  | Solar PV |  | WECC_SCE | California | 6 | Riverside | 65 | 06065 | 0.9 | 0 | 2006 | 9999 |  |  | N | Solar | [13 empty] | 0 | 0 | 0 | 0 | [11 empty] | SunE CPA CDC1 LLC | 100 | SunEdison | 100
SunEdison Walmart Apple Valley DC | 57012_G_1 | 57012 | G | 1 |  | Solar PV |  | WECC_SCE | California | 6 | San Bernardino | 71 | 06071 | 0.9 | 0 | 2009 | 9999 |  |  | N | Solar | [13 empty] | 0 | 0 | 0 | 0 | [11 empty] | SunE WMT7033DC Apple Valley LLC | 100 | SunEdison | 100
Waste Management Arden LFGTE | 57014_G_GEN1 | 57014 | G | GEN1 |  | Landfill Gas |  | PJM_AP | Pennsylvania | 42 | Washington | 125 | 42125 | 0.8 | 13500 | 2009 | 9999 |  |  | N | Landfill Gas | [13 empty] | 0.22584 | 0.22584 | 0.22584 | 0.22584 | [11 empty] | WM Renewable Energy LLC | 100 | Waste Management Inc | 100
Waste Management Arden LFGTE | 57014_G_GEN2 | 57014 | G | GEN2 |  | Landfill Gas |  | PJM_AP | Pennsylvania | 42 | Washington | 125 | 42125 | 0.8 | 13500 | 2009 | 9999 |  |  | N | Landfill Gas | [13 empty] | 0.22584 | 0.22584 | 0.22584 | 0.22584 | [11 empty] | WM Renewable Energy LLC | 100 | Waste Management Inc | 100
Waste Management Arden LFGTE | 57014_G_GEN3 | 57014 | G | GEN3 |  | Landfill Gas |  | PJM_AP | Pennsylvania | 42 | Washington | 125 | 42125 | 0.8 | 13500 | 2009 | 9999 |  |  | N | Landfill Gas | [13 empty] | 0.22584 | 0.22584 | 0.22584 | 0.22584 | [11 empty] | WM Renewable Energy LLC | 100 | Waste Management Inc | 100
Waste Management Arden LFGTE | 57014_G_GEN4 | 57014 | G | GEN4 |  | Landfill Gas |  | PJM_AP | Pennsylvania | 42 | Washington | 125 | 42125 | 0.8 | 13500 | 2009 | 9999 |  |  | N | Landfill Gas | [13 empty] | 0.22584 | 0.22584 | 0.22584 | 0.22584 | [11 empty] | WM Renewable Energy LLC | 100 | Waste Management Inc | 100
Waste Management Arden LFGTE | 57014_G_GEN5 | 57014 | G | GEN5 |  | Landfill Gas |  | PJM_AP | Pennsylvania | 42 | Washington | 125 | 42125 | 0.8 | 13500 | 2009 | 9999 |  |  | N | Landfill Gas | [13 empty] | 0.22584 | 0.22584 | 0.22584 | 0.22584 | [11 empty] | WM Renewable Energy LLC | 100 | Waste Management Inc | 100
Waste Management Arden LFGTE | 57014_G_GEN6 | 57014 | G | GEN6 |  | Landfill Gas |  | PJM_AP | Pennsylvania | 42 | Washington | 125 | 42125 | 0.8 | 13500 | 2009 | 9999 |  |  | N | Landfill Gas | [13 empty] | 0.22584 | 0.22584 | 0.22584 | 0.22584 | [11 empty] | WM Renewable Energy LLC | 100 | Waste Management Inc | 100
Waste Management Columbia Ridge LFGTE | 57015_G_GEN1 | 57015 | G | GEN1 |  | Landfill Gas |  | WECC_PNW | Oregon | 41 | Gilliam | 21 | 41021 | 0.8 | 13500 | 2009 | 9999 |  |  | N | Landfill Gas | [13 empty] | 0.22117 | 0.22117 | 0.22117 | 0.22117 | [11 empty] | Waste Management Inc | 100 | Waste Management Inc | 100
Waste Management Columbia Ridge LFGTE | 57015_G_GEN2 | 57015 | G | GEN2 |  | Landfill Gas |  | WECC_PNW | Oregon | 41 | Gilliam | 21 | 41021 | 0.8 | 13500 | 2009 | 9999 |  |  | N | Landfill Gas | [13 empty] | 0.22117 | 0.22117 | 0.22117 | 0.22117 | [11 empty] | Waste Management Inc | 100 | Waste Management Inc | 100
Waste Management Columbia Ridge LFGTE | 57015_G_GEN3 | 57015 | G | GEN3 |  | Landfill Gas |  | WECC_PNW | Oregon | 41 | Gilliam | 21 | 41021 | 0.8 | 13500 | 2009 | 9999 |  |  | N | Landfill Gas | [13 empty] | 0.22117 | 0.22117 | 0.22117 | 0.22117 | [11 empty] | Waste Management Inc | 100 | Waste Management Inc | 100
Waste Management Columbia Ridge LFGTE | 57015_G_GEN4 | 57015 | G | GEN4 |  | Landfill Gas |  | WECC_PNW | Oregon | 41 | Gilliam | 21 | 41021 | 0.8 | 13500 | 2009 | 9999 |  |  | N | Landfill Gas | [13 empty] | 0.22117 | 0.22117 | 0.22117 | 0.22117 | [11 empty] | Waste Management Inc | 100 | Waste Management Inc | 100
Waste Management Columbia Ridge LFGTE | 57015_G_GEN5 | 57015 | G | GEN5 |  | Landfill Gas |  | WECC_PNW | Oregon | 41 | Gilliam | 21 | 41021 | 0.8 | 13500 | 2009 | 9999 |  |  | N | Landfill Gas | [13 empty] | 0.22117 | 0.22117 | 0.22117 | 0.22117 | [11 empty] | Waste Management Inc | 100 | Waste Management Inc | 100
Waste Management Columbia Ridge LFGTE | 57015_G_GEN6 | 57015 | G | GEN6 |  | Landfill Gas |  | WECC_PNW | Oregon | 41 | Gilliam | 21 | 41021 | 0.8 | 13500 | 2009 | 9999 |  |  | N | Landfill Gas | [13 empty] | 0.22117 | 0.22117 | 0.22117 | 0.22117 | [11 empty] | Waste Management Inc | 100 | Waste Management Inc | 100
Waste Management Columbia Ridge LFGTE | 57015_G_GEN7 | 57015 | G | GEN7 |  | Landfill Gas |  | WECC_PNW | Oregon | 41 | Gilliam | 21 | 41021 | 0.8 | 13500 | 2009 | 9999 |  |  | N | Landfill Gas | [13 empty] | 0.22117 | 0.22117 | 0.22117 | 0.22117 | [11 empty] | Waste Management Inc | 100 | Waste Management Inc | 100
Waste Management Columbia Ridge LFGTE | 57015_G_GEN8 | 57015 | G | GEN8 |  | Landfill Gas |  | WECC_PNW | Oregon | 41 | Gilliam | 21 | 41021 | 0.8 | 13500 | 2009 | 9999 |  |  | N | Landfill Gas | [13 empty] | 0.22117 | 0.22117 | 0.22117 | 0.22117 | [11 empty] | Waste Management Inc | 100 | Waste Management Inc | 100
Waste Management Columbia Ridge LFGTE | 57015_G_GEN10 | 57015 | G | GEN10 |  | Landfill Gas |  | WECC_PNW | Oregon | 41 | Gilliam | 21 | 41021 | 1.6 | 13500 | 2014 | 9999 |  |  | N | Landfill Gas | [13 empty] | 0.35857 | 0.35857 | 0.35857 | 0.35857 | [11 empty] | Waste Management Inc | 100 | Waste Management Inc | 100
Waste Management Columbia Ridge LFGTE | 57015_G_GEN11 | 57015 | G | GEN11 |  | Landfill Gas |  | WECC_PNW | Oregon | 41 | Gilliam | 21 | 41021 | 1.6 | 13500 | 2014 | 9999 |  |  | N | Landfill Gas | [13 empty] | 0.35857 | 0.35857 | 0.35857 | 0.35857 | [11 empty] | Waste Management Inc | 100 | Waste Management Inc | 100
Waste Management Columbia Ridge LFGTE | 57015_G_GEN12 | 57015 | G | GEN12 |  | Landfill Gas |  | WECC_PNW | Oregon | 41 | Gilliam | 21 | 41021 | 1.6 | 13500 | 2014 | 9999 |  |  | N | Landfill Gas | [13 empty] | 0.35857 | 0.35857 | 0.35857 | 0.35857 | [11 empty] | Waste Management Inc | 100 | Waste Management Inc | 100
Waste Management Columbia Ridge LFGTE | 57015_G_GEN9 | 57015 | G | GEN9 |  | Landfill Gas |  | WECC_PNW | Oregon | 41 | Gilliam | 21 | 41021 | 1.6 | 13500 | 2014 | 9999 |  |  | N | Landfill Gas | [13 empty] | 0.35857 | 0.35857 | 0.35857 | 0.35857 | [11 empty] | Waste Management Inc | 100 | Waste Management Inc | 100
Waste Management Crossroads LFGTE | 57016_G_GEN1 | 57016 | G | GEN1 |  | Landfill Gas |  | NENG_ME | Maine | 23 | Somerset | 25 | 23025 | 1.6 | 13500 | 2009 | 9999 |  |  | N | Landfill Gas | [13 empty] | 0.22117 | 0.22117 | 0.22117 | 0.22117 | [11 empty] | WM Renewable Energy LLC | 100 | Waste Management Inc | 100
Waste Management Crossroads LFGTE | 57016_G_GEN2 | 57016 | G | GEN2 |  | Landfill Gas |  | NENG_ME | Maine | 23 | Somerset | 25 | 23025 | 1.6 | 13500 | 2009 | 9999 |  |  | N | Landfill Gas | [13 empty] | 0.22117 | 0.22117 | 0.22117 | 0.22117 | [11 empty] | WM Renewable Energy LLC | 100 | Waste Management Inc | 100
Spruce Ridge Gas Recovery | 57017_G_GEN1 | 57017 | G | GEN1 |  | Landfill Gas |  | MIS_MNWI | Minnesota | 27 | McLeod | 85 | 27085 | 0.8 | 13500 | 2008 | 9999 |  |  | N | Landfill Gas | [13 empty] | 0.22117 | 0.22117 | 0.22117 | 0.22117 | [11 empty] | WM Renewable Energy LLC | 100 | Waste Management Inc | 100
Spruce Ridge Gas Recovery | 57017_G_GEN2 | 57017 | G | GEN2 |  | Landfill Gas |  | MIS_MNWI | Minnesota | 27 | McLeod | 85 | 27085 | 0.8 | 13500 | 2008 | 9999 |  |  | N | Landfill Gas | [13 empty] | 0.22117 | 0.22117 | 0.22117 | 0.22117 | [11 empty] | WM Renewable Energy LLC | 100 | Waste Management Inc | 100
Spruce Ridge Gas Recovery | 57017_G_GEN3 | 57017 | G | GEN3 |  | Landfill Gas |  | MIS_MNWI | Minnesota | 27 | McLeod | 85 | 27085 | 0.8 | 13500 | 2008 | 9999 |  |  | N | Landfill Gas | [13 empty] | 0.22117 | 0.22117 | 0.22117 | 0.22117 | [11 empty] | WM Renewable Energy LLC | 100 | Waste Management Inc | 100
Spruce Ridge Gas Recovery | 57017_G_GEN4 | 57017 | G | GEN4 |  | Landfill Gas |  | MIS_MNWI | Minnesota | 27 | McLeod | 85 | 27085 | 0.8 | 13500 | 2010 | 9999 |  |  | N | Landfill Gas | [13 empty] | 0.22117 | 0.22117 | 0.22117 | 0.22117 | [11 empty] | WM Renewable Energy LLC | 100 | Waste Management Inc | 100
Waste Management Middle Peninsula LFGTE | 57018_G_GEN1 | 57018 | G | GEN1 |  | Landfill Gas |  | PJM_Dom | Virginia | 51 | Middlesex | 119 | 51119 | 0.8 | 13500 | 2009 | 9999 |  |  | N | Landfill Gas | [13 empty] | 0.3 | 0.3 | 0.3 | 0.3 | [11 empty] | WM Renewable Energy LLC | 100 | Waste Management Inc | 100
Waste Management Middle Peninsula LFGTE | 57018_G_GEN2 | 57018 | G | GEN2 |  | Landfill Gas |  | PJM_Dom | Virginia | 51 | Middlesex | 119 | 51119 | 0.8 | 13500 | 2009 | 9999 |  |  | N | Landfill Gas | [13 empty] | 0.3 | 0.3 | 0.3 | 0.3 | [11 empty] | WM Renewable Energy LLC | 100 | Waste Management Inc | 100
Waste Management Middle Peninsula LFGTE | 57018_G_GEN3 | 57018 | G | GEN3 |  | Landfill Gas |  | PJM_Dom | Virginia | 51 | Middlesex | 119 | 51119 | 0.8 | 13500 | 2009 | 9999 |  |  | N | Landfill Gas | [13 empty] | 0.3 | 0.3 | 0.3 | 0.3 | [11 empty] | WM Renewable Energy LLC | 100 | Waste Management Inc | 100
Waste Management Middle Peninsula LFGTE | 57018_G_GEN4 | 57018 | G | GEN4 |  | Landfill Gas |  | PJM_Dom | Virginia | 51 | Middlesex | 119 | 51119 | 0.8 | 13500 | 2009 | 9999 |  |  | N | Landfill Gas | [13 empty] | 0.3 | 0.3 | 0.3 | 0.3 | [11 empty] | WM Renewable Energy LLC | 100 | Waste Management Inc | 100
Waste Management Middle Peninsula LFGTE | 57018_G_GEN5 | 57018 | G | GEN5 |  | Landfill Gas |  | PJM_Dom | Virginia | 51 | Middlesex | 119 | 51119 | 0.8 | 13500 | 2009 | 9999 |  |  | N | Landfill Gas | [13 empty] | 0.3 | 0.3 | 0.3 | 0.3 | [11 empty] | WM Renewable Energy LLC | 100 | Waste Management Inc | 100
Waste Management Middle Peninsula LFGTE | 57018_G_GEN6 | 57018 | G | GEN6 |  | Landfill Gas |  | PJM_Dom | Virginia | 51 | Middlesex | 119 | 51119 | 0.8 | 13500 | 2009 | 9999 |  |  | N | Landfill Gas | [13 empty] | 0.3 | 0.3 | 0.3 | 0.3 | [11 empty] | WM Renewable Energy LLC | 100 | Waste Management Inc | 100
Waste Management Middle Peninsula LFGTE | 57018_G_GEN7 | 57018 | G | GEN7 |  | Landfill Gas |  | PJM_Dom | Virginia | 51 | Middlesex | 119 | 51119 | 0.8 | 13500 | 2009 | 9999 |  |  | N | Landfill Gas | [13 empty] | 0.3 | 0.3 | 0.3 | 0.3 | [11 empty] | WM Renewable Energy LLC | 100 | Waste Management Inc | 100
Waste Management Middle Peninsula LFGTE | 57018_G_GEN8 | 57018 | G | GEN8 |  | Landfill Gas |  | PJM_Dom | Virginia | 51 | Middlesex | 119 | 51119 | 0.8 | 13500 | 2009 | 9999 |  |  | N | Landfill Gas | [13 empty] | 0.3 | 0.3 | 0.3 | 0.3 | [11 empty] | WM Renewable Energy LLC | 100 | Waste Management Inc | 100
Riverbend Landfill | 57019_G_GEN1 | 57019 | G | GEN1 |  | Landfill Gas |  | WECC_PNW | Oregon | 41 | Yamhill | 71 | 41071 | 0.8 | 13500 | 2010 | 9999 |  |  | N | Landfill Gas | [13 empty] | 0.22117 | 0.22117 | 0.22117 | 0.22117 | [11 empty] | Riverbend Landfill Co | 100 | Waste Management Inc | 100
Riverbend Landfill | 57019_G_GEN2 | 57019 | G | GEN2 |  | Landfill Gas |  | WECC_PNW | Oregon | 41 | Yamhill | 71 | 41071 | 0.8 | 13500 | 2010 | 9999 |  |  | N | Landfill Gas | [13 empty] | 0.22117 | 0.22117 | 0.22117 | 0.22117 | [11 empty] | Riverbend Landfill Co | 100 | Waste Management Inc | 100
Riverbend Landfill | 57019_G_GEN3 | 57019 | G | GEN3 |  | Landfill Gas |  | WECC_PNW | Oregon | 41 | Yamhill | 71 | 41071 | 0.8 | 13500 | 2010 | 9999 |  |  | N | Landfill Gas | [13 empty] | 0.22117 | 0.22117 | 0.22117 | 0.22117 | [11 empty] | Riverbend Landfill Co | 100 | Waste Management Inc | 100
Riverbend Landfill | 57019_G_GEN4 | 57019 | G | GEN4 |  | Landfill Gas |  | WECC_PNW | Oregon | 41 | Yamhill | 71 | 41071 | 0.8 | 13500 | 2010 | 9999 |  |  | N | Landfill Gas | [13 empty] | 0.22117 | 0.22117 | 0.22117 | 0.22117 | [11 empty] | Riverbend Landfill Co | 100 | Waste Management Inc | 100
Riverbend Landfill | 57019_G_GEN5 | 57019 | G | GEN5 |  | Landfill Gas |  | WECC_PNW | Oregon | 41 | Yamhill | 71 | 41071 | 0.8 | 13500 | 2010 | 9999 |  |  | N | Landfill Gas | [13 empty] | 0.22117 | 0.22117 | 0.22117 | 0.22117 | [11 empty] | Riverbend Landfill Co | 100 | Waste Management Inc | 100
Riverbend Landfill | 57019_G_GEN6 | 57019 | G | GEN6 |  | Landfill Gas |  | WECC_PNW | Oregon | 41 | Yamhill | 71 | 41071 | 0.8 | 13500 | 2010 | 9999 |  |  | N | Landfill Gas | [13 empty] | 0.22117 | 0.22117 | 0.22117 | 0.22117 | [11 empty] | Riverbend Landfill Co | 100 | Waste Management Inc | 100
Westside Landfill Gas Recovery | 57020_G_GEN1 | 57020 | G | GEN1 |  | Landfill Gas |  | ERC_REST | Texas | 48 | Parker | 367 | 48367 | 1.6 | 13500 | 2010 | 9999 |  |  | N | Landfill Gas | [13 empty] | 0.22117 | 0.22117 | 0.22117 | 0.22117 | [11 empty] | WM Renewable Energy LLC | 100 | Waste Management Inc | 100
Westside Landfill Gas Recovery | 57020_G_GEN2 | 57020 | G | GEN2 |  | Landfill Gas |  | ERC_REST | Texas | 48 | Parker | 367 | 48367 | 1.6 | 13500 | 2010 | 9999 |  |  | N | Landfill Gas | [13 empty] | 0.22117 | 0.22117 | 0.22117 | 0.22117 | [11 empty] | WM Renewable Energy LLC | 100 | Waste Management Inc | 100
Waste Management Madison County LFGTE | 57021_G_GEN1 | 57021 | G | GEN1 |  | Landfill Gas |  | NY_Z_C&E | New York | 36 | Madison | 53 | 36053 | 1.6 | 13500 | 2009 | 9999 |  |  | N | Landfill Gas | [13 empty] | 0.22117 | 0.22117 | 0.22117 | 0.22117 | [11 empty] | WM Renewable Energy LLC | 100 | Waste Management Inc | 100
Waste Management King George LFGTE | 57022_G_GEN1 | 57022 | G | GEN1 |  | Landfill Gas |  | PJM_Dom | Virginia | 51 | King George | 99 | 51099 | 2.8 | 17054 | 2010 | 9999 |  |  | N | Landfill Gas | [13 empty] | 0.6 | 0.6 | 0.6 | 0.6 | [11 empty] | WM Renewable Energy LLC | 100 | Waste Management Inc | 100
Waste Management King George LFGTE | 57022_G_GEN2 | 57022 | G | GEN2 |  | Landfill Gas |  | PJM_Dom | Virginia | 51 | King George | 99 | 51099 | 2.8 | 17054 | 2010 | 9999 |  |  | N | Landfill Gas | [13 empty] | 0.6 | 0.6 | 0.6 | 0.6 | [11 empty] | WM Renewable Energy LLC | 100 | Waste Management Inc | 100
Waste Management King George LFGTE | 57022_G_GEN3 | 57022 | G | GEN3 |  | Landfill Gas |  | PJM_Dom | Virginia | 51 | King George | 99 | 51099 | 2.8 | 17054 | 2010 | 9999 |  |  | N | Landfill Gas | [13 empty] | 0.6 | 0.6 | 0.6 | 0.6 | [11 empty] | WM Renewable Energy LLC | 100 | Waste Management Inc | 100
Waste Management King George LFGTE | 57022_G_GEN4 | 57022 | G | GEN4 |  | Landfill Gas |  | PJM_Dom | Virginia | 51 | King George | 99 | 51099 | 2.9 | 17054 | 2011 | 9999 |  |  | N | Landfill Gas | [13 empty] | 0.6 | 0.6 | 0.6 | 0.6 | [11 empty] | WM Renewable Energy LLC | 100 | Waste Management Inc | 100
Waste Management Rolling Meadows LFGTE | 57023_G_GEN1 | 57023 | G | GEN1 |  | Landfill Gas |  | SPP_N | Kansas | 20 | Shawnee | 177 | 20177 | 0.8 | 13500 | 2010 | 9999 |  |  | N | Landfill Gas | [13 empty] | 0.22117 | 0.22117 | 0.22117 | 0.22117 | [11 empty] | Waste Management Inc | 100 | Waste Management Inc | 100
Waste Management Rolling Meadows LFGTE | 57023_G_GEN2 | 57023 | G | GEN2 |  | Landfill Gas |  | SPP_N | Kansas | 20 | Shawnee | 177 | 20177 | 0.8 | 13500 | 2010 | 9999 |  |  | N | Landfill Gas | [13 empty] | 0.22117 | 0.22117 | 0.22117 | 0.22117 | [11 empty] | Waste Management Inc | 100 | Waste Management Inc | 100
Waste Management Rolling Meadows LFGTE | 57023_G_GEN3 | 57023 | G | GEN3 |  | Landfill Gas |  | SPP_N | Kansas | 20 | Shawnee | 177 | 20177 | 0.8 | 13500 | 2010 | 9999 |  |  | N | Landfill Gas | [13 empty] | 0.22117 | 0.22117 | 0.22117 | 0.22117 | [11 empty] | Waste Management Inc | 100 | Waste Management Inc | 100
Waste Management Rolling Meadows LFGTE | 57023_G_GEN4 | 57023 | G | GEN4 |  | Landfill Gas |  | SPP_N | Kansas | 20 | Shawnee | 177 | 20177 | 0.8 | 13500 | 2010 | 9999 |  |  | N | Landfill Gas | [13 empty] | 0.22117 | 0.22117 | 0.22117 | 0.22117 | [11 empty] | Waste Management Inc | 100 | Waste Management Inc | 100
Waste Management Rolling Meadows LFGTE | 57023_G_GEN5 | 57023 | G | GEN5 |  | Landfill Gas |  | SPP_N | Kansas | 20 | Shawnee | 177 | 20177 | 0.8 | 13500 | 2010 | 9999 |  |  | N | Landfill Gas | [13 empty] | 0.22117 | 0.22117 | 0.22117 | 0.22117 | [11 empty] | Waste Management Inc | 100 | Waste Management Inc | 100
Waste Management Rolling Meadows LFGTE | 57023_G_GEN6 | 57023 | G | GEN6 |  | Landfill Gas |  | SPP_N | Kansas | 20 | Shawnee | 177 | 20177 | 0.8 | 13500 | 2010 | 9999 |  |  | N | Landfill Gas | [13 empty] | 0.22117 | 0.22117 | 0.22117 | 0.22117 | [11 empty] | Waste Management Inc | 100 | Waste Management Inc | 100
Waste Management Rolling Meadows LFGTE | 57023_G_GEN7 | 57023 | G | GEN7 |  | Landfill Gas |  | SPP_N | Kansas | 20 | Shawnee | 177 | 20177 | 0.8 | 13500 | 2010 | 9999 |  |  | N | Landfill Gas | [13 empty] | 0.22117 | 0.22117 | 0.22117 | 0.22117 | [11 empty] | Waste Management Inc | 100 | Waste Management Inc | 100
Waste Management Northern Oaks LFGTE | 57024_G_GEN1 | 57024 | G | GEN1 |  | Landfill Gas |  | MIS_LMI | Michigan | 26 | Clare | 35 | 26035 | 1.6 | 13500 | 2010 | 9999 |  |  | N | Landfill Gas | [13 empty] | 0.10438 | 0.10438 | 0.10438 | 0.10438 | [11 empty] | WM Renewable Energy LLC | 100 | Waste Management Inc | 100
Waste Management Eco Vista LFGTE | 57025_G_GEN1 | 57025 | G | GEN1 |  | Landfill Gas |  | SPP_WEST | Arkansas | 5 | Washington | 143 | 05143 | 0.8 | 13500 | 2010 | 9999 |  |  | N | Landfill Gas | [13 empty] | 0.22117 | 0.22117 | 0.22117 | 0.22117 | [11 empty] | WM Renewable Energy LLC | 100 | Waste Management Inc | 100
Waste Management Eco Vista LFGTE | 57025_G_GEN2 | 57025 | G | GEN2 |  | Landfill Gas |  | SPP_WEST | Arkansas | 5 | Washington | 143 | 05143 | 0.8 | 13500 | 2010 | 9999 |  |  | N | Landfill Gas | [13 empty] | 0.22117 | 0.22117 | 0.22117 | 0.22117 | [11 empty] | WM Renewable Energy LLC | 100 | Waste Management Inc | 100
Waste Management Eco Vista LFGTE | 57025_G_GEN3 | 57025 | G | GEN3 |  | Landfill Gas |  | SPP_WEST | Arkansas | 5 | Washington | 143 | 05143 | 0.8 | 13500 | 2010 | 9999 |  |  | N | Landfill Gas | [13 empty] | 0.22117 | 0.22117 | 0.22117 | 0.22117 | [11 empty] | WM Renewable Energy LLC | 100 | Waste Management Inc | 100
Waste Management Eco Vista LFGTE | 57025_G_GEN4 | 57025 | G | GEN4 |  | Landfill Gas |  | SPP_WEST | Arkansas | 5 | Washington | 143 | 05143 | 0.8 | 13500 | 2010 | 9999 |  |  | N | Landfill Gas | [13 empty] | 0.22117 | 0.22117 | 0.22117 | 0.22117 | [11 empty] | WM Renewable Energy LLC | 100 | Waste Management Inc | 100
Waste Management Eco Vista LFGTE | 57025_G_GEN5 | 57025 | G | GEN5 |  | Landfill Gas |  | SPP_WEST | Arkansas | 5 | Washington | 143 | 05143 | 0.8 | 13500 | 2010 | 9999 |  |  | N | Landfill Gas | [13 empty] | 0.22117 | 0.22117 | 0.22117 | 0.22117 | [11 empty] | WM Renewable Energy LLC | 100 | Waste Management Inc | 100
Superior Landfill Gas Recovery | 57026_G_GEN 5 | 57026 | G | GEN 5 |  | Landfill Gas |  | S_SOU | Georgia | 13 | Chatham | 51 | 13051 | 0.8 | 13500 | 2009 | 9999 |  |  | N | Landfill Gas | [13 empty] | 0.34057 | 0.34057 | 0.34057 | 0.34057 | [11 empty] | Waste Management Inc | 100 | Waste Management Inc | 100
Superior Landfill Gas Recovery | 57026_G_GEN1 | 57026 | G | GEN1 |  | Landfill Gas |  | S_SOU | Georgia | 13 | Chatham | 51 | 13051 | 0.8 | 13500 | 2009 | 9999 |  |  | N | Landfill Gas | [13 empty] | 0.34057 | 0.34057 | 0.34057 | 0.34057 | [11 empty] | Waste Management Inc | 100 | Waste Management Inc | 100
Superior Landfill Gas Recovery | 57026_G_GEN2 | 57026 | G | GEN2 |  | Landfill Gas |  | S_SOU | Georgia | 13 | Chatham | 51 | 13051 | 0.8 | 13500 | 2009 | 9999 |  |  | N | Landfill Gas | [13 empty] | 0.34057 | 0.34057 | 0.34057 | 0.34057 | [11 empty] | Waste Management Inc | 100 | Waste Management Inc | 100
Superior Landfill Gas Recovery | 57026_G_GEN3 | 57026 | G | GEN3 |  | Landfill Gas |  | S_SOU | Georgia | 13 | Chatham | 51 | 13051 | 0.8 | 13500 | 2009 | 9999 |  |  | N | Landfill Gas | [13 empty] | 0.34057 | 0.34057 | 0.34057 | 0.34057 | [11 empty] | Waste Management Inc | 100 | Waste Management Inc | 100
Superior Landfill Gas Recovery | 57026_G_GEN4 | 57026 | G | GEN4 |  | Landfill Gas |  | S_SOU | Georgia | 13 | Chatham | 51 | 13051 | 0.8 | 13500 | 2009 | 9999 |  |  | N | Landfill Gas | [13 empty] | 0.34057 | 0.34057 | 0.34057 | 0.34057 | [11 empty] | Waste Management Inc | 100 | Waste Management Inc | 100
Superior Landfill Gas Recovery | 57026_G_GEN6 | 57026 | G | GEN6 |  | Landfill Gas |  | S_SOU | Georgia | 13 | Chatham | 51 | 13051 | 0.8 | 13500 | 2009 | 9999 |  |  | N | Landfill Gas | [13 empty] | 0.34057 | 0.34057 | 0.34057 | 0.34057 | [11 empty] | Waste Management Inc | 100 | Waste Management Inc | 100
Superior Landfill Gas Recovery | 57026_G_GEN7 | 57026 | G | GEN7 |  | Landfill Gas |  | S_SOU | Georgia | 13 | Chatham | 51 | 13051 | 0.8 | 13500 | 2009 | 9999 |  |  | N | Landfill Gas | [13 empty] | 0.34057 | 0.34057 | 0.34057 | 0.34057 | [11 empty] | Waste Management Inc | 100 | Waste Management Inc | 100
Superior Landfill Gas Recovery | 57026_G_GEN8 | 57026 | G | GEN8 |  | Landfill Gas |  | S_SOU | Georgia | 13 | Chatham | 51 | 13051 | 0.8 | 13500 | 2009 | 9999 |  |  | N | Landfill Gas | [13 empty] | 0.34057 | 0.34057 | 0.34057 | 0.34057 | [11 empty] | Waste Management Inc | 100 | Waste Management Inc | 100
Canyon Power Plant | 57027_G_CPP1 | 57027 | G | CPP1 | 90584 | Combustion Turbine |  | WECC_SCE | California | 6 | Orange | 59 | 06059 | 49.4 | 10745 | 2011 | 9999 |  |  | N | Natural Gas |  |  |  | H2O + NH3 | [9 empty] | 0.00997 | 0.00997 | 0.00997 | 0.00997 | [11 empty] | Anaheim Public Utilities Dept | 100 | Anaheim CA (City of) | 100
Canyon Power Plant | 57027_G_CPP2 | 57027 | G | CPP2 | 90585 | Combustion Turbine |  | WECC_SCE | California | 6 | Orange | 59 | 06059 | 48 | 10745 | 2011 | 9999 |  |  | N | Natural Gas |  |  |  | H2O + NH3 | [9 empty] | 0.0094 | 0.0094 | 0.0094 | 0.0094 | [11 empty] | Anaheim Public Utilities Dept | 100 | Anaheim CA (City of) | 100
Canyon Power Plant | 57027_G_CPP3 | 57027 | G | CPP3 | 90586 | Combustion Turbine |  | WECC_SCE | California | 6 | Orange | 59 | 06059 | 48 | 10745 | 2011 | 9999 |  |  | N | Natural Gas |  |  |  | H2O + NH3 | [9 empty] | 0.00766 | 0.00766 | 0.00766 | 0.00766 | [11 empty] | Anaheim Public Utilities Dept | 100 | Anaheim CA (City of) | 100
Canyon Power Plant | 57027_G_CPP4 | 57027 | G | CPP4 | 90587 | Combustion Turbine |  | WECC_SCE | California | 6 | Orange | 59 | 06059 | 49.4 | 10745 | 2011 | 9999 |  |  | N | Natural Gas |  |  |  | H2O + NH3 | [9 empty] | 0.00918 | 0.00918 | 0.00918 | 0.00918 | [11 empty] | Anaheim Public Utilities Dept | 100 | Anaheim CA (City of) | 100
Langley Gulch Power Plant | 57028_G_GTG | 57028 | G | GTG | 90518 | Combined Cycle |  | WECC_ID | Idaho | 16 | Payette | 75 | 16075 | 176.9 | 7050 | 2012 | 9999 |  |  | N | Natural Gas |  |  |  | DLNB | SCR | [8 empty] | 0.0070049 | 0.0070049 | 0.0070049 | 0.0070049 | [11 empty] | Idaho Power Co | 100 | IDACORP Inc | 100
Langley Gulch Power Plant | 57028_G_STG | 57028 | G | STG | 90518 | Combined Cycle |  | WECC_ID | Idaho | 16 | Payette | 75 | 16075 | 122.8 | 7050 | 2012 | 9999 |  |  | N | Natural Gas |  |  |  | LNB + NH3 | SCR | [8 empty] | 0.0070049 | 0.0070049 | 0.0070049 | 0.0070049 | [11 empty] | Idaho Power Co | 100 | IDACORP Inc | 100
Cleveland Cnty Generating Facility | 57029_G_1 | 57029 | G | 1 | 90576 | Combustion Turbine |  | S_VACA | North Carolina | 37 | Cleveland | 45 | 37045 | 185 | 10745 | 2012 | 9999 |  |  | N | Natural Gas, Distillate Fuel Oil |  |  |  | DLNB + H2O | [8 empty] | 0.06 | 0.03085 | 0.03085 | 0.03085 | 0.03085 | [11 empty] | Southern Power Co | 100 | Southern Co | 100
Cleveland Cnty Generating Facility | 57029_G_2 | 57029 | G | 2 | 90577 | Combustion Turbine |  | S_VACA | North Carolina | 37 | Cleveland | 45 | 37045 | 187 | 10745 | 2012 | 9999 |  |  | N | Natural Gas, Distillate Fuel Oil |  |  |  | DLNB + H2O | [8 empty] | 0.06 | 0.02937 | 0.02937 | 0.02937 | 0.02937 | [11 empty] | Southern Power Co | 100 | Southern Co | 100
Cleveland Cnty Generating Facility | 57029_G_3 | 57029 | G | 3 | 90578 | Combustion Turbine |  | S_VACA | North Carolina | 37 | Cleveland | 45 | 37045 | 183.2 | 10745 | 2012 | 9999 |  |  | N | Natural Gas, Distillate Fuel Oil |  |  |  | DLNB + H2O | [8 empty] | 0.06 | 0.03061 | 0.03061 | 0.03061 | 0.03061 | [11 empty] | Southern Power Co | 100 | Southern Co | 100
Cleveland Cnty Generating Facility | 57029_G_4 | 57029 | G | 4 | 90579 | Combustion Turbine |  | S_VACA | North Carolina | 37 | Cleveland | 45 | 37045 | 183 | 10745 | 2012 | 9999 |  |  | N | Natural Gas, Distillate Fuel Oil |  |  |  | DLNB + H2O | [8 empty] | 0.06 | 0.02988 | 0.02988 | 0.02988 | 0.02988 | [11 empty] | Southern Power Co | 100 | Southern Co | 100
Pacolet Diesel Generation Facility | 57030_G_DI 1 | 57030 | G | DI 1 |  | Combustion Turbine | IC Engine | S_VACA | South Carolina | 45 | Spartanburg | 83 | 45083 | 1.8 | 19338 | 2006 | 9999 |  |  | N | Distillate Fuel Oil | [13 empty] | 1.6498 | 1.6498 | 1.6498 | 1.6498 | [11 empty] | Lockhart Power Co | 100 | Milliken & Co | 100
Pacolet Diesel Generation Facility | 57030_G_DI 2 | 57030 | G | DI 2 |  | Combustion Turbine | IC Engine | S_VACA | South Carolina | 45 | Spartanburg | 83 | 45083 | 1.8 | 18470 | 2006 | 9999 |  |  | N | Distillate Fuel Oil | [13 empty] | 1.6498 | 1.6498 | 1.6498 | 1.6498 | [11 empty] | Lockhart Power Co | 100 | Milliken & Co | 100
Pacolet Diesel Generation Facility | 57030_G_DI 3 | 57030 | G | DI 3 |  | Combustion Turbine | IC Engine | S_VACA | South Carolina | 45 | Spartanburg | 83 | 45083 | 1.8 | 18470 | 2006 | 9999 |  |  | N | Distillate Fuel Oil | [13 empty] | 1.6498 | 1.6498 | 1.6498 | 1.6498 | [11 empty] | Lockhart Power Co | 100 | Milliken & Co | 100
Luverne Wind Farm | 57031_G_1 | 57031 | G | 1 |  | Onshore Wind |  | MIS_MAPP | North Dakota | 38 | Steele | 91 | 38091 | 49.5 | 0 | 2009 | 9999 |  |  | N | Wind | [13 empty] | 0 | 0 | 0 | 0 | [11 empty] | Otter Tail Power Co | 100 | Otter Tail Corp | 100
Ashtabula Wind Energy Center | 57032_G_1 | 57032 | G | 1 |  | Onshore Wind |  | MIS_MAPP | North Dakota | 38 | Barnes | 3 | 38003 | 48 | 0 | 2008 | 9999 |  |  | N | Wind | [13 empty] | 0 | 0 | 0 | 0 | [11 empty] | Otter Tail Power Co | 100 | Otter Tail Corp | 100
Langdon Wind Energy Center | 57033_G_1 | 57033 | G | 1 |  | Onshore Wind |  | MIS_MAPP | North Dakota | 38 | Cavalier | 19 | 38019 | 40.5 | 0 | 2007 | 9999 |  |  | N | Wind | [13 empty] | 0 | 0 | 0 | 0 | [11 empty] | Otter Tail Power Co | 100 | Otter Tail Corp | 100
Willmar Municipal East Substation | 57034_G_E04 | 57034 | G | E04 |  | Combustion Turbine | IC Engine | MIS_MNWI | Minnesota | 27 | Kandiyohi | 67 | 27067 | 2 | 10745 | 2000 | 9999 |  |  | N | Distillate Fuel Oil | [13 empty] | 1.6498 | 1.6498 | 1.6498 | 1.6498 | [11 empty] | Willmar Municipal Utilities Commission | 100 | Willmar Municipal Utilities Commission | 100
Willmar Municipal East Substation | 57034_G_E05 | 57034 | G | E05 |  | Combustion Turbine | IC Engine | MIS_MNWI | Minnesota | 27 | Kandiyohi | 67 | 27067 | 2 | 10745 | 2000 | 9999 |  |  | N | Distillate Fuel Oil | [13 empty] | 1.6498 | 1.6498 | 1.6498 | 1.6498 | [11 empty] | Willmar Municipal Utilities Commission | 100 | Willmar Municipal Utilities Commission | 100
Willmar Municipal East Substation | 57034_G_E06 | 57034 | G | E06 |  | Combustion Turbine | IC Engine | MIS_MNWI | Minnesota | 27 | Kandiyohi | 67 | 27067 | 2 | 10745 | 2000 | 9999 |  |  | N | Distillate Fuel Oil | [13 empty] | 1.6498 | 1.6498 | 1.6498 | 1.6498 | [11 empty] | Willmar Municipal Utilities Commission | 100 | Willmar Municipal Utilities Commission | 100
Willmar Municipal SW Substation | 57035_G_SW01 | 57035 | G | SW01 |  | Combustion Turbine | IC Engine | MIS_MNWI | Minnesota | 27 | Kandiyohi | 67 | 27067 | 2 | 10745 | 2000 | 9999 |  |  | N | Distillate Fuel Oil | [13 empty] | 1.6498 | 1.6498 | 1.6498 | 1.6498 | [11 empty] | Willmar Municipal Utilities Commission | 100 | Willmar Municipal Utilities Commission | 100
Willmar Municipal SW Substation | 57035_G_SW02 | 57035 | G | SW02 |  | Combustion Turbine | IC Engine | MIS_MNWI | Minnesota | 27 | Kandiyohi | 67 | 27067 | 2 | 10745 | 2000 | 9999 |  |  | N | Distillate Fuel Oil | [13 empty] | 1.6498 | 1.6498 | 1.6498 | 1.6498 | [11 empty] | Willmar Municipal Utilities Commission | 100 | Willmar Municipal Utilities Commission | 100
Willmar Municipal SW Substation | 57035_G_SW03 | 57035 | G | SW03 |  | Combustion Turbine | IC Engine | MIS_MNWI | Minnesota | 27 | Kandiyohi | 67 | 27067 | 2 | 10745 | 2000 | 9999 |  |  | N | Distillate Fuel Oil | [13 empty] | 1.6498 | 1.6498 | 1.6498 | 1.6498 | [11 empty] | Willmar Municipal Utilities Commission | 100 | Willmar Municipal Utilities Commission | 100
Ratcliffe | 57037_G_1A | 57037 | G | 1A | 90830 | Combined Cycle |  | S_SOU | Mississippi | 28 | Kemper | 69 | 28069 | 189.4 | 7604 | 2014 | 9999 |  |  | N | Natural Gas |  |  |  | NDI | SCR | [7 empty] | 1.2 | 0.01032 | 0.01032 | 0.01032 | 0.01032 | [11 empty] | Mississippi Power Co | 81.5 | Southern Co | 81.5
Ratcliffe | 57037_G_1B | 57037 | G | 1B | 90831 | Combined Cycle |  | S_SOU | Mississippi | 28 | Kemper | 69 | 28069 | 189.4 | 7604 | 2014 | 9999 |  |  | N | Natural Gas |  |  |  | NDI | SCR | [7 empty] | 1.2 | 0.01032 | 0.01032 | 0.01032 | 0.01032 | [11 empty] | Mississippi Power Co | 81.5 | Southern Co | 81.5
Ratcliffe | 57037_G_1C | 57037 | G | 1C | 90830 | Combined Cycle |  | S_SOU | Mississippi | 28 | Kemper | 69 | 28069 | 296.7 | 7604 | 2014 | 9999 |  |  | N | Natural Gas |  |  |  | STM | SCR | [7 empty] | 1.2 | 0.01032 | 0.01032 | 0.01032 | 0.01032 | [11 empty] | Mississippi Power Co | 81.5 | Southern Co | 81.5
Bison I Wind Energy Center | 57038_G_PHS1 | 57038 | G | PHS1 |  | Onshore Wind |  | MIS_MAPP | North Dakota | 38 | Morton | 59 | 38059 | 36.8 | 0 | 2010 | 9999 |  |  | N | Wind | [13 empty] | 0 | 0 | 0 | 0 | [11 empty] | ALLETE Inc | 100 | ALLETE Inc | 100
Bison I Wind Energy Center | 57038_G_PHS2 | 57038 | G | PHS2 |  | Onshore Wind |  | MIS_MAPP | North Dakota | 38 | Morton | 59 | 38059 | 45 | 0 | 2012 | 9999 |  |  | N | Wind | [13 empty] | 0 | 0 | 0 | 0 | [11 empty] | ALLETE Inc | 100 | ALLETE Inc | 100
McFadden Ridge | 57039_G_1 | 57039 | G | 1 |  | Onshore Wind |  | WECC_WY | Wyoming | 56 | Albany | 1 | 56001 | 28.5 | 0 | 2009 | 9999 |  |  | N | Wind | [13 empty] | 0 | 0 | 0 | 0 | [11 empty] | PacifiCorp | 100 | Berkshire Hathaway Inc | 100
High Plains | 57040_G_1 | 57040 | G | 1 |  | Onshore Wind |  | WECC_WY | Wyoming | 56 | Albany | 1 | 56001 | 99 | 0 | 2009 | 9999 |  |  | N | Wind | [13 empty] | 0 | 0 | 0 | 0 | [11 empty] | PacifiCorp | 100 | Berkshire Hathaway Inc | 100
Vaca Dixon Solar Station | 57041_G_1 | 57041 | G | 1 |  | Solar PV |  | WEC_CALN | California | 6 | Solano | 95 | 06095 | 2 | 0 | 2009 | 9999 |  |  | N | Solar | [13 empty] | 0 | 0 | 0 | 0 | [11 empty] | Pacific Gas & Electric Co | 100 | PG&E Corp | 100
Armenia Mountain Wind Farm | 57044_G_1 | 57044 | G | 1 |  | Onshore Wind |  | PJM_PENE | Pennsylvania | 42 | Tioga | 117 | 42117 | 100.5 | 0 | 2009 | 9999 |  |  | N | Wind | [13 empty] | 0 | 0 | 0 | 0 | [11 empty] | Armenia Mountain Wind LLC | 100 | ALLETE Inc | 100
Rolling Thunder Wind Farm Hybrid | 57045_G_1 | 57045 | G | 1 |  | Onshore Wind |  | SPP_WAUE | South Dakota | 46 | Hand | 59 | 46059 | 25 | 0 | 2009 | 9999 |  |  | N | Wind | [13 empty] | 0 | 0 | 0 | 0 | [11 empty] | Rolling Thunder I Power Partners LLC | 100 | BP plc | 100
Rolling Thunder Wind Farm Hybrid | 57045_G_2 | 57045 | G | 2 |  | Energy Storage |  | SPP_WAUE | South Dakota | 46 | Hand | 59 | 46059 | 0.8 | 0 | 2018 | 9999 |  |  | N | Energy Storage | [13 empty] | 0 | 0 | 0 | 0 | [11 empty] | Rolling Thunder I Power Partners LLC | 100 | BP plc | 100
Archer Daniels Midland Columbus | 57046_B_CFB1 | 57046 | B | CFB1 | 88220 | Coal Steam |  | SPP_NEBR | Nebraska | 31 | Platte | 141 | 31141 | 30 | 10986 | 2009 | 9999 | FBC | dry | Y | Subbituminous | Reagent Injection | 2009 | 0.9 | LA + NH3 | SNCR |  | 2010 | B | NA |  |  |  | 0.987 | 0.03765 | 0.03765 | 0.03765 | 0.03765 | 0.05 | 0.1 | 0.43 | 0.98 | Yes | 2009 | [5 empty] | Archer Daniels Midland Co | 100 | Archer Daniels Midland Co | 100
Archer Daniels Midland Columbus | 57046_B_CFB2 | 57046 | B | CFB2 | 88221 | Coal Steam |  | SPP_NEBR | Nebraska | 31 | Platte | 141 | 31141 | 30 | 10986 | 2009 | 9999 | FBC | dry | Y | Subbituminous | Reagent Injection | 2009 | 0.9 | LA + NH3 | SNCR |  | 2010 | B | NA |  |  |  | 0.987 | 0.03841 | 0.03841 | 0.03841 | 0.03841 | 0.05 | 0.1 | 0.43 | 0.98 | Yes | 2009 | [5 empty] | Archer Daniels Midland Co | 100 | Archer Daniels Midland Co | 100
Nobles Wind Project | 57047_G_1 | 57047 | G | 1 |  | Onshore Wind |  | MIS_MNWI | Minnesota | 27 | Nobles | 105 | 27105 | 200 | 0 | 2010 | 9999 |  |  | N | Wind | [13 empty] | 0 | 0 | 0 | 0 | [11 empty] | Northern States Power Co (Minnesota) | 100 | Xcel Energy Inc | 100
Merricourt Wind Project | 57048_G_1 | 57048 | G | 1 |  | Onshore Wind |  | MIS_MAPP | North Dakota | 38 | Dickey | 21 | 38021 | 150 | 0 | 2020 | 9999 |  |  | N | Wind | [13 empty] | 0 | 0 | 0 | 0 | [11 empty] | Otter Tail Power Co | 100 | Otter Tail Corp | 100
NaturEner Glacier Wind Energy 1 | 57049_G_NGW1 | 57049 | G | NGW1 |  | Onshore Wind |  | WECC_MT | Montana | 30 | Toole | 101 | 30101 | 104.2 | 0 | 2008 | 9999 |  |  | N | Wind | [13 empty] | 0 | 0 | 0 | 0 | [11 empty] | Naturener Glacier Wind Energy 1 LLC | 100 | Sapec | 100
NaturEner Glacier Wind Energy 2 | 57050_G_NGW2 | 57050 | G | NGW2 |  | Onshore Wind |  | WECC_MT | Montana | 30 | Toole | 101 | 30101 | 101.4 | 0 | 2009 | 9999 |  |  | N | Wind | [13 empty] | 0 | 0 | 0 | 0 | [11 empty] | NaturEner Glacier Wind Energy 2 LLC | 100 | Sapec | 100
GenConn Middletown LLC | 57068_G_12 | 57068 | G | 12 | 90357 | Combustion Turbine |  | NENG_CT | Connecticut | 9 | Middlesex | 7 | 09007 | 48.5 | 11284 | 2011 | 9999 |  |  | N | Natural Gas, Distillate Fuel Oil |  |  |  | H2O | SCR | [8 empty] | 0.00785 | 0.00785 | 0.00785 | 0.00785 | [11 empty] | GenConn Middletown LLC | 100 | Global Infrastructure Partners | 100
GenConn Middletown LLC | 57068_G_13 | 57068 | G | 13 | 90358 | Combustion Turbine |  | NENG_CT | Connecticut | 9 | Middlesex | 7 | 09007 | 48.5 | 11286 | 2011 | 9999 |  |  | N | Natural Gas, Distillate Fuel Oil |  |  |  | H2O | SCR | [8 empty] | 0.00981 | 0.00981 | 0.00981 | 0.00981 | [11 empty] | GenConn Middletown LLC | 100 | Global Infrastructure Partners | 100
GenConn Middletown LLC | 57068_G_14 | 57068 | G | 14 | 90359 | Combustion Turbine |  | NENG_CT | Connecticut | 9 | Middlesex | 7 | 09007 | 48.5 | 11286 | 2011 | 9999 |  |  | N | Natural Gas, Distillate Fuel Oil |  |  |  | H2O | SCR | [8 empty] | 0.00991 | 0.00991 | 0.00991 | 0.00991 | [11 empty] | GenConn Middletown LLC | 100 | Global Infrastructure Partners | 100
GenConn Middletown LLC | 57068_G_15 | 57068 | G | 15 | 90476 | Combustion Turbine |  | NENG_CT | Connecticut | 9 | Middlesex | 7 | 09007 | 48.5 | 11286 | 2011 | 9999 |  |  | N | Natural Gas, Distillate Fuel Oil |  |  |  | H2O | SCR | [8 empty] | 0.00601 | 0.00601 | 0.00601 | 0.00601 | [11 empty] | GenConn Middletown LLC | 100 | Global Infrastructure Partners | 100
Twin Cities Hydro LLC | 57069_G_1 | 57069 | G | 1 |  | Hydro |  | MIS_MNWI | Minnesota | 27 | Ramsey | 123 | 27123 | 4.5 | 0 | 1924 | 9999 |  |  | N | Hydro | [13 empty] | 0 | 0 | 0 | 0 | [11 empty] | Twin Cities Hydro LLC | 100 | Brookfield Asset Management Inc | 100
Twin Cities Hydro LLC | 57069_G_2 | 57069 | G | 2 |  | Hydro |  | MIS_MNWI | Minnesota | 27 | Ramsey | 123 | 27123 | 4.5 | 0 | 1924 | 9999 |  |  | N | Hydro | [13 empty] | 0 | 0 | 0 | 0 | [11 empty] | Twin Cities Hydro LLC | 100 | Brookfield Asset Management Inc | 100
Twin Cities Hydro LLC | 57069_G_3 | 57069 | G | 3 |  | Hydro |  | MIS_MNWI | Minnesota | 27 | Ramsey | 123 | 27123 | 4.5 | 0 | 1924 | 9999 |  |  | N | Hydro | [13 empty] | 0 | 0 | 0 | 0 | [11 empty] | Twin Cities Hydro LLC | 100 | Brookfield Asset Management Inc | 100
Twin Cities Hydro LLC | 57069_G_4 | 57069 | G | 4 |  | Hydro |  | MIS_MNWI | Minnesota | 27 | Ramsey | 123 | 27123 | 4.5 | 0 | 1924 | 9999 |  |  | N | Hydro | [13 empty] | 0 | 0 | 0 | 0 | [11 empty] | Twin Cities Hydro LLC | 100 | Brookfield Asset Management Inc | 100
GenConn Devon LLC | 57070_G_15 | 57070 | G | 15 | 90352 | Combustion Turbine |  | NENG_CT | Connecticut | 9 | New Haven | 9 | 09009 | 46.9 | 10745 | 2010 | 9999 |  |  | N | Natural Gas, Distillate Fuel Oil |  |  |  | H2O | SCR | [8 empty] | 0.01473 | 0.01473 | 0.01473 | 0.01473 | [11 empty] | Devon Power LLC | 100 | ArcLight Capital Partners LLC | 100
GenConn Devon LLC | 57070_G_16 | 57070 | G | 16 | 90353 | Combustion Turbine |  | NENG_CT | Connecticut | 9 | New Haven | 9 | 09009 | 46.9 | 10745 | 2010 | 9999 |  |  | N | Natural Gas, Distillate Fuel Oil |  |  |  | H2O | SCR | [8 empty] | 0.01544 | 0.01544 | 0.01544 | 0.01544 | [11 empty] | Devon Power LLC | 100 | ArcLight Capital Partners LLC | 100
GenConn Devon LLC | 57070_G_17 | 57070 | G | 17 | 90354 | Combustion Turbine |  | NENG_CT | Connecticut | 9 | New Haven | 9 | 09009 | 46.9 | 10745 | 2010 | 9999 |  |  | N | Natural Gas, Distillate Fuel Oil |  |  |  | H2O | SCR | [8 empty] | 0.01928 | 0.01928 | 0.01928 | 0.01928 | [11 empty] | Devon Power LLC | 100 | ArcLight Capital Partners LLC | 100
GenConn Devon LLC | 57070_G_18 | 57070 | G | 18 | 90355 | Combustion Turbine |  | NENG_CT | Connecticut | 9 | New Haven | 9 | 09009 | 46.9 | 10745 | 2010 | 9999 |  |  | N | Natural Gas, Distillate Fuel Oil |  |  |  | H2O | SCR | [8 empty] | 0.01867 | 0.01867 | 0.01867 | 0.01867 | [11 empty] | Devon Power LLC | 100 | ArcLight Capital Partners LLC | 100
Granite City Works | 57072_B_PB-1 | 57072 | B | PB-1 |  | Non-Fossil Waste |  | MIS_IL | Illinois | 17 | Madison | 119 | 17119 | 78 | 9205 | 2010 | 9999 |  |  | Y | Non-Fossil Waste |  |  |  | FR + LNB | [9 empty] | 0.00072 | 0.00072 | 0.00072 | 0.00072 | [11 empty] | US Steel Granite City Works | 100 | United States Steel Corp | 100
Ivanpah 2 | 57073_B_BLR1 | 57073 | B | BLR1 | 90614 | Solar Thermal |  | WECC_SCE | California | 6 | San Bernardino | 71 | 06071 | 133 | 9771 | 2013 | 9999 | other |  | N | Solar | [13 empty] | 0 | 0 | 0 | 0 | [11 empty] | Solar Partners I LLC | 100 | NRG Energy Inc | 100
Ivanpah 1 | 57074_B_BLR1 | 57074 | B | BLR1 | 90615 | Solar Thermal |  | WECC_SCE | California | 6 | San Bernardino | 71 | 06071 | 133 | 9771 | 2013 | 9999 | other |  | N | Solar | [13 empty] | 0 | 0 | 0 | 0 | [11 empty] | Solar Partners II LLC | 100 | NRG Energy Inc | 100
Ivanpah 3 | 57075_B_BLR1 | 57075 | B | BLR1 | 90616 | Solar Thermal |  | WECC_SCE | California | 6 | San Bernardino | 71 | 06071 | 133 | 9771 | 2013 | 9999 | other |  | N | Solar | [13 empty] | 0 | 0 | 0 | 0 | [11 empty] | Solar Partners VIII LLC | 100 | NRG Energy Inc | 100
South Columbus Water Resource Facility | 57076_G_GEN2 | 57076 | G | GEN2 |  | Non-Fossil Waste |  | S_SOU | Georgia | 13 | Muscogee | 215 | 13215 | 1.8 | 18343 | 2010 | 9999 |  |  | Y | Non-Fossil Waste | [13 empty] | 0 | 0 | 0 | 0 | [11 empty] | Columbus Water Works | 100 | Columbus Water Works | 100
Steel Winds II | 57078_G_1 | 57078 | G | 1 |  | Onshore Wind |  | NY_Z_A | New York | 36 | Erie | 29 | 36029 | 15 | 0 | 2012 | 9999 |  |  | N | Wind | [13 empty] | 0 | 0 | 0 | 0 | [11 empty] | Erie Wind LLC | 100 | BQ Energy LLC | 100
Milford Wind Corridor I LLC | 57079_G_1 | 57079 | G | 1 |  | Onshore Wind |  | WECC_UT | Utah | 49 | Beaver | 1 | 49001 | 203.5 | 0 | 2009 | 9999 |  |  | N | Wind | [13 empty] | 0 | 0 | 0 | 0 | [11 empty] | Milford Wind Corridor Phase I LLC | 100 | Brookfield Asset Management Inc | 100
Sheffield Wind | 57080_G_1 | 57080 | G | 1 |  | Onshore Wind |  | NENGREST | Vermont | 50 | Caledonia | 5 | 50005 | 40 | 0 | 2011 | 9999 |  |  | N | Wind | [13 empty] | 0 | 0 | 0 | 0 | [11 empty] | Vermont Wind LLC | 100 | Brookfield Asset Management Inc | 100
Calpine Vineland Solar LLC | 57081_G_CVS1 | 57081 | G | CVS1 |  | Solar PV |  | PJM_EMAC | New Jersey | 34 | Cumberland | 11 | 34011 | 2.3 | 0 | 2009 | 9999 |  |  | N | Solar | [13 empty] | 0 | 0 | 0 | 0 | [11 empty] | Calpine Vineland Solar LLC | 100 | Energy Capital Partners | 100
Calpine Vineland Solar LLC | 57081_G_CVS2 | 57081 | G | CVS2 |  | Solar PV |  | PJM_EMAC | New Jersey | 34 | Cumberland | 11 | 34011 | 1.8 | 0 | 2009 | 9999 |  |  | N | Solar | [13 empty] | 0 | 0 | 0 | 0 | [11 empty] | Calpine Vineland Solar LLC | 100 | Energy Capital Partners | 100
Bull Hill Wind Project | 57083_G_1 | 57083 | G | 1 |  | Onshore Wind |  | NENG_ME | Maine | 23 | Hancock | 9 | 23009 | 34.5 | 0 | 2012 | 9999 |  |  | N | Wind | [13 empty] | 0 | 0 | 0 | 0 | [11 empty] | Blue Sky East LLC | 100 | Brookfield Asset Management Inc | 100
Campbell Hill Windpower | 57090_G_CHWF | 57090 | G | CHWF |  | Onshore Wind |  | WECC_WY | Wyoming | 56 | Converse | 9 | 56009 | 99 | 0 | 2009 | 9999 |  |  | N | Wind | [13 empty] | 0 | 0 | 0 | 0 | [11 empty] | Three Butte Windpower LLC | 100 | Duke Energy Corp | 100
Silver Sage Windpower | 57091_G_SSW01 | 57091 | G | SSW01 |  | Onshore Wind |  | WECC_WY | Wyoming | 56 | Laramie | 21 | 56021 | 42 | 0 | 2009 | 9999 |  |  | N | Wind | [13 empty] | 0 | 0 | 0 | 0 | [11 empty] | Silver Sage Windpower LLC | 100 | Duke Energy Corp | 100
Casper Wind Farm | 57093_G_CWGT | 57093 | G | CWGT |  | Onshore Wind |  | WECC_WY | Wyoming | 56 | Natrona | 25 | 56025 | 17 | 0 | 2009 | 9999 |  |  | N | Wind | [13 empty] | 0 | 0 | 0 | 0 | [11 empty] | Chevron Global Power Co | 100 | Chevron Corp | 100
Streator Cayuga Ridge South | 57094_G_1 | 57094 | G | 1 |  | Onshore Wind |  | PJM_COMD | Illinois | 17 | Livingston | 105 | 17105 | 300 | 0 | 2010 | 9999 |  |  | N | Wind | [13 empty] | 0 | 0 | 0 | 0 | [11 empty] | Streator Cayuga Ridge Wind Power LLC | 100 | Iberdrola SA | 100
Penascal II Wind Project LLC | 57095_G_1 | 57095 | G | 1 |  | Onshore Wind |  | ERC_REST | Texas | 48 | Kenedy | 261 | 48261 | 201 | 0 | 2010 | 9999 |  |  | N | Wind | [13 empty] | 0 | 0 | 0 | 0 | [11 empty] | Penascal II Wind Project LLC | 100 | Iberdrola SA | 100
Star Point Wind Project LLC | 57096_G_1 | 57096 | G | 1 |  | Onshore Wind |  | WECC_PNW | Oregon | 41 | Sherman | 55 | 41055 | 98.7 | 0 | 2010 | 9999 |  |  | N | Wind | [13 empty] | 0 | 0 | 0 | 0 | [11 empty] | Star Point Wind Project LLC | 100 | Iberdrola SA | 100
Rugby Wind Power Project | 57097_G_1 | 57097 | G | 1 |  | Onshore Wind |  | MIS_MAPP | North Dakota | 38 | Pierce | 69 | 38069 | 149 | 0 | 2009 | 9999 |  |  | N | Wind | [13 empty] | 0 | 0 | 0 | 0 | [11 empty] | Rugby Wind LLC | 100 | Iberdrola SA | 100
Dry Lake Wind LLC | 57098_G_1 | 57098 | G | 1 |  | Onshore Wind |  | WECC_AZ | Arizona | 4 | Navajo | 17 | 04017 | 63 | 0 | 2009 | 9999 |  |  | N | Wind | [13 empty] | 0 | 0 | 0 | 0 | [11 empty] | Avangrid Arizona Renewables LLC | 100 | Iberdrola SA | 100
WestRock (WA) | 57099_B_4RB | 57099 | B | 4RB |  | Non-Fossil Waste |  | WECC_PNW | Washington | 53 | Pierce | 53 | 53053 | 28 | 11537 | 1973 | 9999 |  |  | Y | Non-Fossil Waste |  |  |  | OFA |  |  |  | ESPC | No |  |  |  |  | 0.10828 | 0.10828 | 0.10828 | 0.10828 | [11 empty] | WestRock CP LLC | 100 | Rock Tenn Co | 100
WestRock (WA) | 57099_B_7PB | 57099 | B | 7PB |  | Non-Fossil Waste |  | WECC_PNW | Washington | 53 | Pierce | 53 | 53053 | 28 | 11537 | 1991 | 9999 |  |  | Y | Non-Fossil Waste |  |  |  | OFA |  |  |  | ESPC + C | No |  |  |  |  | 0.2 | 0.2 | 0.2 | 0.2 | [11 empty] | WestRock CP LLC | 100 | Rock Tenn Co | 100
Santa Maria LFG Power Plant | 57100_G_EN01 | 57100 | G | EN01 |  | Landfill Gas |  | WEC_CALN | California | 6 | Santa Barbara | 83 | 06083 | 1 | 4255 | 2008 | 9999 |  |  | Y | Landfill Gas | [13 empty] | 0.01613 | 0.01613 | 0.01613 | 0.01613 | [11 empty] | J&A Santa Maria LLC | 100 | Janchek & Associates | 100
J&A-Santa Maria II LLC | 57101_G_1 | 57101 | G | 1 |  | Landfill Gas |  | WEC_CALN | California | 6 | Santa Barbara | 83 | 06083 | 1.4 | 4236 | 2010 | 9999 |  |  | Y | Landfill Gas | [13 empty] | 0.05636 | 0.05636 | 0.05636 | 0.05636 | [11 empty] | J&A Santa Maria II LLC | 100 | Janchek & Associates | 100
Whittier LFG Power Plant #1 | 57102_G_EN01 | 57102 | G | EN01 |  | Landfill Gas |  | WECC_SCE | California | 6 | Los Angeles | 37 | 06037 | 1 | 4412 | 2006 | 9999 |  |  | Y | Landfill Gas | [13 empty] | 0.22117 | 0.22117 | 0.22117 | 0.22117 | [11 empty] | J&A Whittier LLC | 100 | Janchek & Associates | 100
Whittier LFG Power Plant #1 | 57102_G_EN02 | 57102 | G | EN02 |  | Landfill Gas |  | WECC_SCE | California | 6 | Los Angeles | 37 | 06037 | 1 | 13500 | 2010 | 9999 |  |  | N | Landfill Gas | [13 empty] | 0.22117 | 0.22117 | 0.22117 | 0.22117 | [11 empty] | J&A Whittier LLC | 100 | Janchek & Associates | 100
Mesalands Comm College Wind Turbine | 57106_G_1 | 57106 | G | 1 |  | Onshore Wind |  | SPP_SPS | New Mexico | 35 | Quay | 37 | 35037 | 1.5 | 0 | 2008 | 9999 |  |  | N | Wind | [13 empty] | 0 | 0 | 0 | 0 | [11 empty] | Mesalands Community College | 100 | Mesalands Community College | 100
Milford Wind Corridor Stage II LLC | 57107_G_1 | 57107 | G | 1 |  | Onshore Wind |  | WECC_UT | Utah | 49 | Beaver | 1 | 49001 | 102 | 0 | 2011 | 9999 |  |  | N | Wind | [13 empty] | 0 | 0 | 0 | 0 | [11 empty] | Milford Wind Corridor Phase II LLC | 100 | SunEdison | 100
Blue Canyon Windpower V LLC | 57108_G_GEN 1 | 57108 | G | GEN 1 |  | Onshore Wind |  | SPP_WEST | Oklahoma | 40 | Caddo | 15 | 40015 | 99 | 0 | 2009 | 9999 |  |  | N | Wind | [13 empty] | 0 | 0 | 0 | 0 | [11 empty] | Blue Canyon Windpower VI LLC | 100 | Infigen Energy | 100
Meadow Lake Wind Farm LLC | 57109_G_GEN 1 | 57109 | G | GEN 1 |  | Onshore Wind |  | PJM_West | Indiana | 18 | White | 181 | 18181 | 199.7 | 0 | 2009 | 9999 |  |  | N | Wind | [13 empty] | 0 | 0 | 0 | 0 | [11 empty] | Meadow Lake Wind Farm LLC | 100 | Axium Infrastructure Inc | 100
Blackstone Wind Farm LLC | 57110_G_GEN 1 | 57110 | G | GEN 1 |  | Onshore Wind |  | PJM_COMD | Illinois | 17 | Livingston | 105 | 17105 | 102 | 0 | 2009 | 9999 |  |  | N | Wind | [13 empty] | 0 | 0 | 0 | 0 | [11 empty] | Blackstone Wind Farm LLC | 100 | Energias de Portugal SA | 100
Lost Lakes Wind Farm LLC | 57111_G_GEN 1 | 57111 | G | GEN 1 |  | Onshore Wind |  | MIS_IA | Iowa | 19 | Dickinson | 59 | 19059 | 100 | 0 | 2009 | 9999 |  |  | N | Wind | [13 empty] | 0 | 0 | 0 | 0 | [11 empty] | Lost Lakes Wind Farm LLC | 100 | Energias de Portugal SA | 100
Meadow Lake Wind Farm II LLC | 57112_G_GEN1 | 57112 | G | GEN1 |  | Onshore Wind |  | PJM_West | Indiana | 18 | White | 181 | 18181 | 99 | 0 | 2010 | 9999 |  |  | N | Wind | [13 empty] | 0 | 0 | 0 | 0 | [11 empty] | Meadow Lake Wind Farm II LLC | 100 | Energias de Portugal SA | 100
Blackstone Wind Farm II LLC | 57113_G_GEN 1 | 57113 | G | GEN 1 |  | Onshore Wind |  | PJM_COMD | Illinois | 17 | Livingston | 105 | 17105 | 200 | 0 | 2010 | 9999 |  |  | N | Wind | [13 empty] | 0 | 0 | 0 | 0 | [11 empty] | Blackstone Wind Farm II LLC | 100 | Energias de Portugal SA | 100
Meadow Lake Wind Farm III LLC | 57115_G_GEN 1 | 57115 | G | GEN 1 |  | Onshore Wind |  | PJM_West | Indiana | 18 | White | 181 | 18181 | 103.5 | 0 | 2010 | 9999 |  |  | N | Wind | [13 empty] | 0 | 0 | 0 | 0 | [11 empty] | Meadow Lake Wind Farm III LLC | 100 | Energias de Portugal SA | 100
Quilt Block Wind Farm LLC | 57116_G_GEN 1 | 57116 | G | GEN 1 |  | Onshore Wind |  | MIS_WUMS | Wisconsin | 55 | Lafayette | 65 | 55065 | 98 | 0 | 2017 | 9999 |  |  | N | Wind | [13 empty] | 0 | 0 | 0 | 0 | [11 empty] | Quilt Block Wind Farm LLC | 100 | Connor Clark & Lunn Financial Group | 100
Greensburg | 57118_G_GEN 1 | 57118 | G | GEN 1 |  | Onshore Wind |  | SPP_N | Kansas | 20 | Kiowa | 97 | 20097 | 12.5 | 0 | 2010 | 9999 |  |  | N | Wind | [13 empty] | 0 | 0 | 0 | 0 | [11 empty] | Greensburg Wind Farm LLC | 100 | Exelon Corp | 100
Koda Biomass Plant | 57119_B_1111 | 57119 | B | 1111 |  | Biomass |  | MIS_MNWI | Minnesota | 27 | Scott | 139 | 27139 | 20.3 | 8012 | 2009 | 9999 |  |  | Y | Biomass |  |  | 0.5 | LA + OFA | SNCR |  |  | ESPC | No |  |  |  |  | 0.25 | 0.25 | 0.25 | 0.25 |  |  |  |  | Yes | 2017 | [5 empty] | KODA Energy LLC | 100 | Rahr Malting Co | 100
Wilton Wind II LLC | 57120_G_1 | 57120 | G | 1 |  | Onshore Wind |  | SPP_WAUE | North Dakota | 38 | Burleigh | 15 | 38015 | 49.5 | 0 | 2009 | 9999 |  |  | N | Wind | [13 empty] | 0 | 0 | 0 | 0 | [11 empty] | Wilton Wind II LLC | 100 | NextEra Energy Inc | 100
Ashtabula Wind II LLC | 57121_G_1 | 57121 | G | 1 |  | Onshore Wind |  | MIS_MAPP | North Dakota | 38 | Steele | 91 | 38091 | 120 | 0 | 2009 | 9999 |  |  | N | Wind | [13 empty] | 0 | 0 | 0 | 0 | [11 empty] | Ashtabula Wind II LLC | 100 | NextEra Energy Inc | 100
UCI Facilities Management Central Plant | 57122_G_CTG1 | 57122 | G | CTG1 |  | Combined Cycle |  | WECC_SCE | California | 6 | Orange | 59 | 06059 | 13.5 | 5500 | 2007 | 9999 |  |  | Y | Natural Gas | [13 empty] | 0.024573 | 0.024573 | 0.024573 | 0.024573 | [11 empty] | UCI Facilities Management | 100 | University of California | 100
UCI Facilities Management Central Plant | 57122_G_STG1 | 57122 | G | STG1 |  | Combined Cycle |  | WECC_SCE | California | 6 | Orange | 59 | 06059 | 5.5 | 5500 | 2007 | 9999 |  |  | Y | Natural Gas | [13 empty] | 0.024573 | 0.024573 | 0.024573 | 0.024573 | [11 empty] | UCI Facilities Management | 100 | University of California | 100
Trail Ridge Landfill Gas Recovery | 57123_G_1 | 57123 | G | 1 |  | Landfill Gas |  | FRCC | Florida | 12 | Duval | 31 | 12031 | 1.5 | 13500 | 2008 | 9999 |  |  | N | Landfill Gas | [13 empty] | 0.13316 | 0.13316 | 0.13316 | 0.13316 | [11 empty] | Trail Ridge Energy LLC | 100 | Energy Investors Funds Group | 100
Trail Ridge Landfill Gas Recovery | 57123_G_2 | 57123 | G | 2 |  | Landfill Gas |  | FRCC | Florida | 12 | Duval | 31 | 12031 | 1.5 | 13500 | 2008 | 9999 |  |  | N | Landfill Gas | [13 empty] | 0.13316 | 0.13316 | 0.13316 | 0.13316 | [11 empty] | Trail Ridge Energy LLC | 100 | Energy Investors Funds Group | 100
Trail Ridge Landfill Gas Recovery | 57123_G_3 | 57123 | G | 3 |  | Landfill Gas |  | FRCC | Florida | 12 | Duval | 31 | 12031 | 1.5 | 13500 | 2008 | 9999 |  |  | N | Landfill Gas | [13 empty] | 0.13316 | 0.13316 | 0.13316 | 0.13316 | [11 empty] | Trail Ridge Energy LLC | 100 | Energy Investors Funds Group | 100
Trail Ridge Landfill Gas Recovery | 57123_G_4 | 57123 | G | 4 |  | Landfill Gas |  | FRCC | Florida | 12 | Duval | 31 | 12031 | 1.5 | 13500 | 2008 | 9999 |  |  | N | Landfill Gas | [13 empty] | 0.13316 | 0.13316 | 0.13316 | 0.13316 | [11 empty] | Trail Ridge Energy LLC | 100 | Energy Investors Funds Group | 100
Trail Ridge Landfill Gas Recovery | 57123_G_5 | 57123 | G | 5 |  | Landfill Gas |  | FRCC | Florida | 12 | Duval | 31 | 12031 | 1.5 | 13500 | 2008 | 9999 |  |  | N | Landfill Gas | [13 empty] | 0.13316 | 0.13316 | 0.13316 | 0.13316 | [11 empty] | Trail Ridge Energy LLC | 100 | Energy Investors Funds Group | 100
Trail Ridge Landfill Gas Recovery | 57123_G_6 | 57123 | G | 6 |  | Landfill Gas |  | FRCC | Florida | 12 | Duval | 31 | 12031 | 1.5 | 13500 | 2008 | 9999 |  |  | N | Landfill Gas | [13 empty] | 0.13316 | 0.13316 | 0.13316 | 0.13316 | [11 empty] | Trail Ridge Energy LLC | 100 | Energy Investors Funds Group | 100
Payne's Ferry | 57124_G_PFWP | 57124 | G | PFWP |  | Onshore Wind |  | WECC_ID | Idaho | 16 | Twin Falls | 83 | 16083 | 21 | 0 | 2010 | 9999 |  |  | N | Wind | [13 empty] | 0 | 0 | 0 | 0 | [11 empty] | Paynes Ferry Wind Park LLC | 100 | Atlantic Power Corp | 100
Camp Reed | 57125_G_CRWP | 57125 | G | CRWP |  | Onshore Wind |  | WECC_ID | Idaho | 16 | Elmore | 39 | 16039 | 22.5 | 0 | 2010 | 9999 |  |  | N | Wind | [13 empty] | 0 | 0 | 0 | 0 | [11 empty] | Camp Reed Wind Park LLC | 100 | Atlantic Power Corp | 100
Yahoo Creek | 57126_G_YCWP | 57126 | G | YCWP |  | Onshore Wind |  | WECC_ID | Idaho | 16 | Twin Falls | 83 | 16083 | 21 | 0 | 2010 | 9999 |  |  | N | Wind | [13 empty] | 0 | 0 | 0 | 0 | [11 empty] | Yahoo Creek Wind Park LLC | 100 | Atlantic Power Corp | 100
G2 Energy Marion LLC | 57128_G_357 | 57128 | G | 357 |  | Landfill Gas |  | FRCC | Florida | 12 | Marion | 83 | 12083 | 1.5 | 13500 | 2009 | 9999 |  |  | N | Landfill Gas | [13 empty] | 0.22005 | 0.22005 | 0.22005 | 0.22005 | [11 empty] | G2 Energy Marion LLC | 100 | Nick King | 100
G2 Energy Marion LLC | 57128_G_360 | 57128 | G | 360 |  | Landfill Gas |  | FRCC | Florida | 12 | Marion | 83 | 12083 | 0.8 | 13500 | 2010 | 9999 |  |  | N | Landfill Gas | [13 empty] | 0.22005 | 0.22005 | 0.22005 | 0.22005 | [11 empty] | G2 Energy Marion LLC | 100 | Nick King | 100
Beaver Ridge Wind | 57130_G_BR1 | 57130 | G | BR1 |  | Onshore Wind |  | NENG_ME | Maine | 23 | Waldo | 27 | 23027 | 4.5 | 0 | 2008 | 9999 |  |  | N | Wind | [13 empty] | 0 | 0 | 0 | 0 | [11 empty] | Beaver Ridge Wind LLC | 100 | Jay Cashman Inc | 100
Stoney Corners Wind Farm | 57131_G_SCWF1 | 57131 | G | SCWF1 |  | Onshore Wind |  | MIS_LMI | Michigan | 26 | Missaukee | 113 | 26113 | 59 | 0 | 2009 | 9999 |  |  | N | Wind | [13 empty] | 0 | 0 | 0 | 0 | [11 empty] | DTE Stoney Corners Wind Farm LLC | 100 | Heritage Sustainable Energy LLC | 100
G2 Energy Ostrom Road LLC | 57133_G_359 | 57133 | G | 359 |  | Landfill Gas |  | WEC_CALN | California | 6 | Yuba | 115 | 06115 | 1.8 | 13500 | 2009 | 9999 |  |  | N | Landfill Gas | [13 empty] | 0.09163 | 0.09163 | 0.09163 | 0.09163 | [11 empty] | G2 Energy Ostrom Road LLC | 100 | G2 Energy LLC | 100
G2 Energy Ostrom Road LLC | 57133_G_361 | 57133 | G | 361 |  | Landfill Gas |  | WEC_CALN | California | 6 | Yuba | 115 | 06115 | 1.5 | 13500 | 2013 | 9999 |  |  | N | Landfill Gas | [13 empty] | 0.09163 | 0.09163 | 0.09163 | 0.09163 | [11 empty] | G2 Energy Ostrom Road LLC | 100 | G2 Energy LLC | 100
OREG 4 Peetz | 57134_G_1 | 57134 | G | 1 |  | Non-Fossil Waste |  | WECC_CO | Colorado | 8 | Logan | 75 | 08075 | 3 | 9232 | 2009 | 9999 |  |  | N | Non-Fossil Waste | [13 empty] | 0 | 0 | 0 | 0 | [11 empty] | OREG 4 Inc | 100 | Ormat Technologies Inc | 100
Big Sky Wind LLC | 57135_G_1 | 57135 | G | 1 |  | Onshore Wind |  | PJM_COMD | Illinois | 17 | Bureau | 11 | 17011 | 240 | 0 | 2011 | 9999 |  |  | N | Wind | [13 empty] | 0 | 0 | 0 | 0 | [11 empty] | Big Sky Wind LLC | 100 | BlackRock Inc | 100
Tuana Springs | 57136_G_1 | 57136 | G | 1 |  | Onshore Wind |  | WECC_ID | Idaho | 16 | Twin Falls | 83 | 16083 | 16.8 | 0 | 2010 | 9999 |  |  | N | Wind | [13 empty] | 0 | 0 | 0 | 0 | [11 empty] | Tuana Springs Energy LLC | 100 | Exelon Corp | 100
Eurus Combine Hills Turbine Ranch 2 | 57137_G_1 | 57137 | G | 1 |  | Onshore Wind |  | WECC_PNW | Oregon | 41 | Umatilla | 59 | 41059 | 63 | 0 | 2010 | 9999 |  |  | N | Wind | [13 empty] | 0 | 0 | 0 | 0 | [11 empty] | Eurus Combine Hills II LLC | 100 | Tokyo Electric Power Co | 100
Savannah River Site Biomass Cogen | 57138_B_HRSG1 | 57138 | B | HRSG1 |  | Biomass |  | S_VACA | South Carolina | 45 | Aiken | 3 | 45003 | 9.5 | 15395 | 2012 | 9999 |  |  | Y | Biomass |  |  | 0.5 | NH3 |  |  |  | B | NA |  |  |  |  | 0.21426 | 0.21426 | 0.21426 | 0.21426 |  |  |  |  | Yes | 2012 | [5 empty] | Dept of Energy Savannah River Ops | 100 | US Dept of Energy | 100
Savannah River Site Biomass Cogen | 57138_B_HRSG2 | 57138 | B | HRSG2 |  | Biomass |  | S_VACA | South Carolina | 45 | Aiken | 3 | 45003 | 9.5 | 15395 | 2012 | 9999 |  |  | Y | Biomass |  |  | 0.5 | NH3 |  |  |  | B | NA |  |  |  |  | 0.20881 | 0.20881 | 0.20881 | 0.20881 |  |  |  |  | Yes | 2012 | [5 empty] | Dept of Energy Savannah River Ops | 100 | US Dept of Energy | 100
Highland Wind Project (PA) | 57139_G_1 | 57139 | G | 1 |  | Onshore Wind |  | PJM_PENE | Pennsylvania | 42 | Cambria | 21 | 42021 | 62.5 | 0 | 2009 | 9999 |  |  | N | Wind | [13 empty] | 0 | 0 | 0 | 0 | [11 empty] | Krayn Wind LLC | 100 | BlackRock Inc | 100
RV CSU Power LLC | 57141_G_CSU1 | 57141 | G | CSU1 |  | Solar PV |  | WECC_CO | Colorado | 8 | Larimer | 69 | 08069 | 1.9 | 0 | 2009 | 9999 |  |  | N | Solar | [13 empty] | 0 | 0 | 0 | 0 | [11 empty] | RV CSU Power LLC | 100 | SunEdison | 100
Beech Ridge Energy LLC | 57151_G_GEN1 | 57151 | G | GEN1 |  | Onshore Wind |  | PJM_AP | West Virginia | 54 | Greenbrier | 25 | 54025 | 100.5 | 0 | 2010 | 9999 |  |  | N | Wind | [13 empty] | 0 | 0 | 0 | 0 | [11 empty] | Beech Ridge Energy LLC | 100 | Southern Co | 100
Harvest Wind Project | 57152_G_HWP1 | 57152 | G | HWP1 |  | Onshore Wind |  | WECC_PNW | Washington | 53 | Klickitat | 39 | 53039 | 98.9 | 0 | 2009 | 9999 |  |  | N | Wind | [13 empty] | 0 | 0 | 0 | 0 | [11 empty] | Harvest Wind Project TIC | 100 | Lakeview Light & Power | 100
Langford Wind Power | 57153_G_1 | 57153 | G | 1 |  | Onshore Wind |  | ERC_WEST | Texas | 48 | Tom Green | 451 | 48451 | 150 | 0 | 2009 | 9999 |  |  | N | Wind | [13 empty] | 0 | 0 | 0 | 0 | [11 empty] | Langford Wind Power LLC | 100 | Padoma Wind Power LLC | 100
Barton Chapel Wind Farm | 57156_G_BC | 57156 | G | BC |  | Onshore Wind |  | ERC_WEST | Texas | 48 | Jack | 237 | 48237 | 120 | 0 | 2009 | 9999 |  |  | N | Wind | [13 empty] | 0 | 0 | 0 | 0 | [11 empty] | Barton Chapel Wind LLC | 100 | Iberdrola SA | 100
Windy Flats Wind Project | 57159_G_GEN1 | 57159 | G | GEN1 |  | Onshore Wind |  | WECC_PNW | Washington | 53 | Klickitat | 39 | 53039 | 262.2 | 0 | 2009 | 9999 |  |  | N | Wind | [13 empty] | 0 | 0 | 0 | 0 | [11 empty] | Windy Flats Partners LLC | 77.0992 | Tuolumne Wind Project Authority | 77.0992
White River Lock and Dam 1 | 57160_G_LD#1 | 57160 | G | LD#1 |  | Hydro |  | SPP_WEST | Arkansas | 5 | Independence | 63 | 05063 | 4.3 | 0 | 2007 | 9999 |  |  | N | Hydro | [13 empty] | 0 | 0 | 0 | 0 | [11 empty] | White River Hydroelectric Project | 100 | White River Hydroelectric Project | 100
White River Lock and Dam 2 | 57161_G_LD#2 | 57161 | G | LD#2 |  | Hydro |  | SPP_WEST | Arkansas | 5 | Independence | 63 | 05063 | 3.5 | 0 | 2007 | 9999 |  |  | N | Hydro | [13 empty] | 0 | 0 | 0 | 0 | [11 empty] | White River Hydroelectric Project | 100 | White River Hydroelectric Project | 100
White River Lock and Dam 3 | 57162_G_LD#3 | 57162 | G | LD#3 |  | Hydro |  | SPP_WEST | Arkansas | 5 | Stone | 137 | 05137 | 4.3 | 0 | 2006 | 9999 |  |  | N | Hydro | [13 empty] | 0 | 0 | 0 | 0 | [11 empty] | White River Hydroelectric Project | 100 | White River Hydroelectric Project | 100
Calabasas Gas to Energy Facility | 57163_G_GEN1 | 57163 | G | GEN1 |  | Landfill Gas |  | WECC_SCE | California | 6 | Los Angeles | 37 | 06037 | 3.3 | 14103 | 2010 | 9999 |  |  | N | Landfill Gas | [13 empty] | 0.03522 | 0.03522 | 0.03522 | 0.03522 | [11 empty] | Los Angeles County | 100 | Los Angeles County | 100
Calabasas Gas to Energy Facility | 57163_G_GEN3 | 57163 | G | GEN3 |  | Landfill Gas |  | WECC_SCE | California | 6 | Los Angeles | 37 | 06037 | 3.3 | 14103 | 2010 | 9999 |  |  | N | Landfill Gas | [13 empty] | 0.03522 | 0.03522 | 0.03522 | 0.03522 | [11 empty] | Los Angeles County | 100 | Los Angeles County | 100
Farmers Branch Renewable Energy Facility | 57165_G_GEN1 | 57165 | G | GEN1 |  | Landfill Gas |  | ERC_REST | Texas | 48 | Denton | 121 | 48121 | 1.6 | 13500 | 2011 | 9999 |  |  | N | Landfill Gas | [13 empty] | 0.22117 | 0.22117 | 0.22117 | 0.22117 | [11 empty] | Waste Management Inc | 100 | Waste Management Inc | 100
Farmers Branch Renewable Energy Facility | 57165_G_GEN2 | 57165 | G | GEN2 |  | Landfill Gas |  | ERC_REST | Texas | 48 | Denton | 121 | 48121 | 1.6 | 13500 | 2011 | 9999 |  |  | N | Landfill Gas | [13 empty] | 0.22117 | 0.22117 | 0.22117 | 0.22117 | [11 empty] | Waste Management Inc | 100 | Waste Management Inc | 100
Waste Management Lockwood LFGTE | 57166_G_GEN1 | 57166 | G | GEN1 |  | Landfill Gas |  | WECC_NNV | Nevada | 32 | Washoe | 31 | 32031 | 1.6 | 13500 | 2012 | 9999 |  |  | N | Landfill Gas | [13 empty] | 0.22117 | 0.22117 | 0.22117 | 0.22117 | [11 empty] | WM Nevada Renewable Energy LLC | 100 | Waste Management Inc | 100
Waste Management Lockwood LFGTE | 57166_G_GEN2 | 57166 | G | GEN2 |  | Landfill Gas |  | WECC_NNV | Nevada | 32 | Washoe | 31 | 32031 | 1.6 | 13500 | 2012 | 9999 |  |  | N | Landfill Gas | [13 empty] | 0.22117 | 0.22117 | 0.22117 | 0.22117 | [11 empty] | WM Nevada Renewable Energy LLC | 100 | Waste Management Inc | 100
Mesquite Creek LFGTE Project | 57167_G_GEN1 | 57167 | G | GEN1 |  | Landfill Gas |  | ERC_REST | Texas | 48 | Comal | 91 | 48091 | 1.6 | 13500 | 2010 | 9999 |  |  | N | Landfill Gas | [13 empty] | 0.22117 | 0.22117 | 0.22117 | 0.22117 | [11 empty] | WM Renewable Energy LLC | 100 | Waste Management Inc | 100
Mesquite Creek LFGTE Project | 57167_G_GEN2 | 57167 | G | GEN2 |  | Landfill Gas |  | ERC_REST | Texas | 48 | Comal | 91 | 48091 | 1.6 | 13500 | 2010 | 9999 |  |  | N | Landfill Gas | [13 empty] | 0.22117 | 0.22117 | 0.22117 | 0.22117 | [11 empty] | WM Renewable Energy LLC | 100 | Waste Management Inc | 100
Waste Management Naples LFGTE Project | 57168_G_GEN1 | 57168 | G | GEN1 |  | Landfill Gas |  | FRCC | Florida | 12 | Collier | 21 | 12021 | 0.8 | 13500 | 2011 | 9999 |  |  | N | Landfill Gas | [13 empty] | 0.22117 | 0.22117 | 0.22117 | 0.22117 | [11 empty] | WM Renewable Energy LLC | 100 | Waste Management Inc | 100
Waste Management Naples LFGTE Project | 57168_G_GEN2 | 57168 | G | GEN2 |  | Landfill Gas |  | FRCC | Florida | 12 | Collier | 21 | 12021 | 0.8 | 13500 | 2011 | 9999 |  |  | N | Landfill Gas | [13 empty] | 0.22117 | 0.22117 | 0.22117 | 0.22117 | [11 empty] | WM Renewable Energy LLC | 100 | Waste Management Inc | 100
Waste Management Naples LFGTE Project | 57168_G_GEN3 | 57168 | G | GEN3 |  | Landfill Gas |  | FRCC | Florida | 12 | Collier | 21 | 12021 | 0.8 | 13500 | 2011 | 9999 |  |  | N | Landfill Gas | [13 empty] | 0.22117 | 0.22117 | 0.22117 | 0.22117 | [11 empty] | WM Renewable Energy LLC | 100 | Waste Management Inc | 100
Waste Management Naples LFGTE Project | 57168_G_GEN4 | 57168 | G | GEN4 |  | Landfill Gas |  | FRCC | Florida | 12 | Collier | 21 | 12021 | 0.8 | 13500 | 2011 | 9999 |  |  | N | Landfill Gas | [13 empty] | 0.22117 | 0.22117 | 0.22117 | 0.22117 | [11 empty] | WM Renewable Energy LLC | 100 | Waste Management Inc | 100
Waste Management Naples LFGTE Project | 57168_G_GEN5 | 57168 | G | GEN5 |  | Landfill Gas |  | FRCC | Florida | 12 | Collier | 21 | 12021 | 0.8 | 13500 | 2011 | 9999 |  |  | N | Landfill Gas | [13 empty] | 0.22117 | 0.22117 | 0.22117 | 0.22117 | [11 empty] | WM Renewable Energy LLC | 100 | Waste Management Inc | 100
Waste Management Piedmont LFGTE Project | 57169_G_GEN1 | 57169 | G | GEN1 |  | Landfill Gas |  | S_VACA | North Carolina | 37 | Forsyth | 67 | 37067 | 0.8 | 13500 | 2011 | 9999 |  |  | N | Landfill Gas | [13 empty] | 0.07358 | 0.07358 | 0.07358 | 0.07358 | [11 empty] | WM of Carolinas Inc | 100 | Waste Management Inc | 100
Waste Management Piedmont LFGTE Project | 57169_G_GEN2 | 57169 | G | GEN2 |  | Landfill Gas |  | S_VACA | North Carolina | 37 | Forsyth | 67 | 37067 | 0.8 | 13500 | 2011 | 9999 |  |  | N | Landfill Gas | [13 empty] | 0.07358 | 0.07358 | 0.07358 | 0.07358 | [11 empty] | WM of Carolinas Inc | 100 | Waste Management Inc | 100
Waste Management Piedmont LFGTE Project | 57169_G_GEN3 | 57169 | G | GEN3 |  | Landfill Gas |  | S_VACA | North Carolina | 37 | Forsyth | 67 | 37067 | 0.8 | 13500 | 2011 | 9999 |  |  | N | Landfill Gas | [13 empty] | 0.07358 | 0.07358 | 0.07358 | 0.07358 | [11 empty] | WM of Carolinas Inc | 100 | Waste Management Inc | 100
Suburban Landfill Gas Recovery | 57170_G_GEN1 | 57170 | G | GEN1 |  | Landfill Gas |  | PJM_West | Ohio | 39 | Perry | 127 | 39127 | 0.8 | 13500 | 2011 | 9999 |  |  | N | Landfill Gas | [13 empty] | 0.22117 | 0.22117 | 0.22117 | 0.22117 | [11 empty] | Waste Management Inc | 100 | Waste Management Inc | 100
Suburban Landfill Gas Recovery | 57170_G_GEN2 | 57170 | G | GEN2 |  | Landfill Gas |  | PJM_West | Ohio | 39 | Perry | 127 | 39127 | 0.8 | 13500 | 2011 | 9999 |  |  | N | Landfill Gas | [13 empty] | 0.22117 | 0.22117 | 0.22117 | 0.22117 | [11 empty] | Waste Management Inc | 100 | Waste Management Inc | 100
Suburban Landfill Gas Recovery | 57170_G_GEN3 | 57170 | G | GEN3 |  | Landfill Gas |  | PJM_West | Ohio | 39 | Perry | 127 | 39127 | 0.8 | 13500 | 2011 | 9999 |  |  | N | Landfill Gas | [13 empty] | 0.22117 | 0.22117 | 0.22117 | 0.22117 | [11 empty] | Waste Management Inc | 100 | Waste Management Inc | 100
Suburban Landfill Gas Recovery | 57170_G_GEN4 | 57170 | G | GEN4 |  | Landfill Gas |  | PJM_West | Ohio | 39 | Perry | 127 | 39127 | 0.8 | 13500 | 2011 | 9999 |  |  | N | Landfill Gas | [13 empty] | 0.22117 | 0.22117 | 0.22117 | 0.22117 | [11 empty] | Waste Management Inc | 100 | Waste Management Inc | 100
Suburban Landfill Gas Recovery | 57170_G_GEN5 | 57170 | G | GEN5 |  | Landfill Gas |  | PJM_West | Ohio | 39 | Perry | 127 | 39127 | 0.8 | 13500 | 2011 | 9999 |  |  | N | Landfill Gas | [13 empty] | 0.22117 | 0.22117 | 0.22117 | 0.22117 | [11 empty] | Waste Management Inc | 100 | Waste Management Inc | 100
Suburban Landfill Gas Recovery | 57170_G_GEN6 | 57170 | G | GEN6 |  | Landfill Gas |  | PJM_West | Ohio | 39 | Perry | 127 | 39127 | 0.8 | 13500 | 2011 | 9999 |  |  | N | Landfill Gas | [13 empty] | 0.22117 | 0.22117 | 0.22117 | 0.22117 | [11 empty] | Waste Management Inc | 100 | Waste Management Inc | 100
Suburban Landfill Gas Recovery | 57170_G_GEN7 | 57170 | G | GEN7 |  | Landfill Gas |  | PJM_West | Ohio | 39 | Perry | 127 | 39127 | 0.8 | 13500 | 2011 | 9999 |  |  | N | Landfill Gas | [13 empty] | 0.22117 | 0.22117 | 0.22117 | 0.22117 | [11 empty] | Waste Management Inc | 100 | Waste Management Inc | 100
Cedar Hills Wind Farm | 57171_G_1 | 57171 | G | 1 |  | Onshore Wind |  | MIS_MAPP | North Dakota | 38 | Bowman | 11 | 38011 | 19.5 | 0 | 2010 | 9999 |  |  | N | Wind | [13 empty] | 0 | 0 | 0 | 0 | [11 empty] | MDU Resources Group Inc | 100 | MDU Resources Group Inc | 100
Glen Ullin Station 6 | 57172_G_1 | 57172 | G | 1 |  | Non-Fossil Waste |  | MIS_MAPP | North Dakota | 38 | Morton | 59 | 38059 | 5.3 | 9262 | 2009 | 9999 |  |  | N | Non-Fossil Waste | [13 empty] | 0 | 0 | 0 | 0 | [11 empty] | MDU Resources Group Inc | 100 | MDU Resources Group Inc | 100
Colorado Highlands Wind | 57174_G_CHW1 | 57174 | G | CHW1 |  | Onshore Wind |  | WECC_CO | Colorado | 8 | Logan | 75 | 08075 | 71 | 0 | 2012 | 9999 |  |  | N | Wind | [13 empty] | 0 | 0 | 0 | 0 | [11 empty] | Colorado Highlands Wind LLC | 100 | Alliance Power Inc | 100
Colorado Highlands Wind | 57174_G_CHW2 | 57174 | G | CHW2 |  | Onshore Wind |  | WECC_CO | Colorado | 8 | Logan | 75 | 08075 | 25.1 | 0 | 2013 | 9999 |  |  | N | Wind | [13 empty] | 0 | 0 | 0 | 0 | [11 empty] | Colorado Highlands Wind LLC | 100 | Alliance Power Inc | 100
University of Delaware Wind Turbine | 57176_G_FSMW | 57176 | G | FSMW |  | Onshore Wind |  | PJM_EMAC | Delaware | 10 | Sussex | 5 | 10005 | 2 | 0 | 2010 | 9999 |  |  | N | Wind | [13 empty] | 0 | 0 | 0 | 0 | [11 empty] | First State Marine Wind | 100 | Gamesa Corporación Tecnológica SA | 100
Meadow Lake Wind Farm IV | 57177_G_GEN 1 | 57177 | G | GEN 1 |  | Onshore Wind |  | PJM_West | Indiana | 18 | White | 181 | 18181 | 98.7 | 0 | 2010 | 9999 |  |  | N | Wind | [13 empty] | 0 | 0 | 0 | 0 | [11 empty] | Meadow Lake Wind Farm IV LLC | 100 | Energias de Portugal SA | 100
HSCo CHP | 57179_G_1 | 57179 | G | 1 |  | Combustion Turbine |  | NENG_CT | Connecticut | 9 | Hartford | 3 | 09003 | 3.5 | 8700 | 2009 | 9999 |  |  | Y | Natural Gas | [13 empty] | 0.01155 | 0.01155 | 0.01155 | 0.01155 | [11 empty] | Hartford Steam Co LLC | 100 | South Jersey Industries Inc | 100
PPL Frey Farm Landfill Wind | 57182_G_1 | 57182 | G | 1 |  | Onshore Wind |  | PJM_EMAC | Pennsylvania | 42 | Lancaster | 71 | 42071 | 3.2 | 0 | 2011 | 9999 |  |  | N | Wind | [13 empty] | 0 | 0 | 0 | 0 | [11 empty] | EPP Renewable Energy LLC | 100 | Exelon Corp | 100
Orono Hydro Station | 57184_G_1 | 57184 | G | 1 |  | Hydro |  | NENG_ME | Maine | 23 | Penobscot | 19 | 23019 | 0.5 | 0 | 2009 | 9999 |  |  | N | Hydro | [13 empty] | 0 | 0 | 0 | 0 | [11 empty] | Black Bear Hydro Partners LLC | 100 | Brookfield Asset Management Inc | 100
Orono Hydro Station | 57184_G_2 | 57184 | G | 2 |  | Hydro |  | NENG_ME | Maine | 23 | Penobscot | 19 | 23019 | 0.6 | 0 | 2009 | 9999 |  |  | N | Hydro | [13 empty] | 0 | 0 | 0 | 0 | [11 empty] | Black Bear Hydro Partners LLC | 100 | Brookfield Asset Management Inc | 100
Orono Hydro Station | 57184_G_3 | 57184 | G | 3 |  | Hydro |  | NENG_ME | Maine | 23 | Penobscot | 19 | 23019 | 0.8 | 0 | 2009 | 9999 |  |  | N | Hydro | [13 empty] | 0 | 0 | 0 | 0 | [11 empty] | Black Bear Hydro Partners LLC | 100 | Brookfield Asset Management Inc | 100
Orono Hydro Station | 57184_G_4 | 57184 | G | 4 |  | Hydro |  | NENG_ME | Maine | 23 | Penobscot | 19 | 23019 | 0.8 | 0 | 2009 | 9999 |  |  | N | Hydro | [13 empty] | 0 | 0 | 0 | 0 | [11 empty] | Black Bear Hydro Partners LLC | 100 | Brookfield Asset Management Inc | 100
Cricket Valley Energy | 57185_G_U001 | 57185 | G | U001 |  | Combined Cycle |  | NY_Z_G-I | New York | 36 | Dutchess | 27 | 36027 | 143.3 | 7050 | 2020 | 9999 |  |  | N | Natural Gas | [13 empty] | 0.011 | 0.011 | 0.011 | 0.011 | [11 empty] | Cricket Valley Energy Center LLC | 100 | Advanced Power | 100
Cricket Valley Energy | 57185_G_U002 | 57185 | G | U002 |  | Combined Cycle |  | NY_Z_G-I | New York | 36 | Dutchess | 27 | 36027 | 143.3 | 7050 | 2020 | 9999 |  |  | N | Natural Gas | [13 empty] | 0.011 | 0.011 | 0.011 | 0.011 | [11 empty] | Cricket Valley Energy Center LLC | 100 | Advanced Power | 100
Cricket Valley Energy | 57185_G_U003 | 57185 | G | U003 |  | Combined Cycle |  | NY_Z_G-I | New York | 36 | Dutchess | 27 | 36027 | 143.3 | 7050 | 2020 | 9999 |  |  | N | Natural Gas | [13 empty] | 0.011 | 0.011 | 0.011 | 0.011 | [11 empty] | Cricket Valley Energy Center LLC | 100 | Advanced Power | 100
Cricket Valley Energy | 57185_G_U004 | 57185 | G | U004 |  | Combined Cycle |  | NY_Z_G-I | New York | 36 | Dutchess | 27 | 36027 | 195.4 | 7050 | 2020 | 9999 |  |  | N | Natural Gas | [13 empty] | 0.011 | 0.011 | 0.011 | 0.011 | [11 empty] | Cricket Valley Energy Center LLC | 100 | Advanced Power | 100
Cricket Valley Energy | 57185_G_U005 | 57185 | G | U005 |  | Combined Cycle |  | NY_Z_G-I | New York | 36 | Dutchess | 27 | 36027 | 195.4 | 7050 | 2020 | 9999 |  |  | N | Natural Gas | [13 empty] | 0.011 | 0.011 | 0.011 | 0.011 | [11 empty] | Cricket Valley Energy Center LLC | 100 | Advanced Power | 100
Cricket Valley Energy | 57185_G_U006 | 57185 | G | U006 |  | Combined Cycle |  | NY_Z_G-I | New York | 36 | Dutchess | 27 | 36027 | 195.4 | 7050 | 2020 | 9999 |  |  | N | Natural Gas | [13 empty] | 0.011 | 0.011 | 0.011 | 0.011 | [11 empty] | Cricket Valley Energy Center LLC | 100 | Advanced Power | 100
Chautauqua LFGTE Facility | 57186_G_GEN1 | 57186 | G | GEN1 |  | Landfill Gas |  | NY_Z_A | New York | 36 | Chautauqua | 13 | 36013 | 1.6 | 13500 | 2010 | 9999 |  |  | N | Landfill Gas | [13 empty] | 0.10407 | 0.10407 | 0.10407 | 0.10407 | [11 empty] | Chautauqua County | 100 | Chautauqua County | 100
Chautauqua LFGTE Facility | 57186_G_GEN2 | 57186 | G | GEN2 |  | Landfill Gas |  | NY_Z_A | New York | 36 | Chautauqua | 13 | 36013 | 1.6 | 13500 | 2010 | 9999 |  |  | N | Landfill Gas | [13 empty] | 0.10407 | 0.10407 | 0.10407 | 0.10407 | [11 empty] | Chautauqua County | 100 | Chautauqua County | 100
Chautauqua LFGTE Facility | 57186_G_GEN3 | 57186 | G | GEN3 |  | Landfill Gas |  | NY_Z_A | New York | 36 | Chautauqua | 13 | 36013 | 1.6 | 13500 | 2010 | 9999 |  |  | N | Landfill Gas | [13 empty] | 0.10407 | 0.10407 | 0.10407 | 0.10407 | [11 empty] | Chautauqua County | 100 | Chautauqua County | 100
Chautauqua LFGTE Facility | 57186_G_GEN4 | 57186 | G | GEN4 |  | Landfill Gas |  | NY_Z_A | New York | 36 | Chautauqua | 13 | 36013 | 1.6 | 13500 | 2010 | 9999 |  |  | N | Landfill Gas | [13 empty] | 0.10407 | 0.10407 | 0.10407 | 0.10407 | [11 empty] | Chautauqua County | 100 | Chautauqua County | 100
Chautauqua LFGTE Facility | 57186_G_GEN5 | 57186 | G | GEN5 |  | Landfill Gas |  | NY_Z_A | New York | 36 | Chautauqua | 13 | 36013 | 1.6 | 13500 | 2011 | 9999 |  |  | N | Landfill Gas | [13 empty] | 0.10407 | 0.10407 | 0.10407 | 0.10407 | [11 empty] | Chautauqua County | 100 | Chautauqua County | 100
Chautauqua LFGTE Facility | 57186_G_GEN6 | 57186 | G | GEN6 |  | Landfill Gas |  | NY_Z_A | New York | 36 | Chautauqua | 13 | 36013 | 1.6 | 13500 | 2011 | 9999 |  |  | N | Landfill Gas | [13 empty] | 0.10407 | 0.10407 | 0.10407 | 0.10407 | [11 empty] | Chautauqua County | 100 | Chautauqua County | 100
Vantage Wind Energy LLC | 57188_G_1 | 57188 | G | 1 |  | Onshore Wind |  | WECC_PNW | Washington | 53 | Kittitas | 37 | 53037 | 90 | 0 | 2010 | 9999 |  |  | N | Wind | [13 empty] | 0 | 0 | 0 | 0 | [11 empty] | Vantage Wind Energy LLC | 100 | Invenergy LLC | 100
Lost Creek Wind Energy Facility | 57189_G_LCW | 57189 | G | LCW |  | Onshore Wind |  | S_D_AECI | Missouri | 29 | DeKalb | 63 | 29063 | 150 | 0 | 2010 | 9999 |  |  | N | Wind | [13 empty] | 0 | 0 | 0 | 0 | [11 empty] | Lost Creek Wind LLC | 100 | Riverstone Holdings LLC | 100
Little Quinnesec Falls Hydro Project | 57190_G_UNIT2 | 57190 | G | UNIT2 |  | Hydro |  | MIS_WUMS | Wisconsin | 55 | Marinette | 75 | 55075 | 0.8 | 0 | 1900 | 9999 |  |  | N | Hydro | [13 empty] | 0 | 0 | 0 | 0 | [11 empty] | Northbrook Wisconsin LLC | 100 | Energy Investors Funds Group | 100
Little Quinnesec Falls Hydro Project | 57190_G_UNIT4 | 57190 | G | UNIT4 |  | Hydro |  | MIS_WUMS | Wisconsin | 55 | Marinette | 75 | 55075 | 1 | 0 | 1900 | 9999 |  |  | N | Hydro | [13 empty] | 0 | 0 | 0 | 0 | [11 empty] | Northbrook Wisconsin LLC | 100 | Energy Investors Funds Group | 100
Little Quinnesec Falls Hydro Project | 57190_G_UNIT5 | 57190 | G | UNIT5 |  | Hydro |  | MIS_WUMS | Wisconsin | 55 | Marinette | 75 | 55075 | 1 | 0 | 1900 | 9999 |  |  | N | Hydro | [13 empty] | 0 | 0 | 0 | 0 | [11 empty] | Northbrook Wisconsin LLC | 100 | Energy Investors Funds Group | 100
Little Quinnesec Falls Hydro Project | 57190_G_UNIT1 | 57190 | G | UNIT1 |  | Hydro |  | MIS_WUMS | Wisconsin | 55 | Marinette | 75 | 55075 | 1.9 | 0 | 1909 | 9999 |  |  | N | Hydro | [13 empty] | 0 | 0 | 0 | 0 | [11 empty] | Northbrook Wisconsin LLC | 100 | Energy Investors Funds Group | 100
Little Quinnesec Falls Hydro Project | 57190_G_UNIT3 | 57190 | G | UNIT3 |  | Hydro |  | MIS_WUMS | Wisconsin | 55 | Marinette | 75 | 55075 | 1.9 | 0 | 1911 | 9999 |  |  | N | Hydro | [13 empty] | 0 | 0 | 0 | 0 | [11 empty] | Northbrook Wisconsin LLC | 100 | Energy Investors Funds Group | 100
Little Quinnesec Falls Hydro Project | 57190_G_UNIT6 | 57190 | G | UNIT6 |  | Hydro |  | MIS_WUMS | Wisconsin | 55 | Marinette | 75 | 55075 | 2.4 | 0 | 1916 | 9999 |  |  | N | Hydro | [13 empty] | 0 | 0 | 0 | 0 | [11 empty] | Northbrook Wisconsin LLC | 100 | Energy Investors Funds Group | 100
Exelon Solar Chicago | 57191_G_ECS1 | 57191 | G | ECS1 |  | Solar PV |  | PJM_COMD | Illinois | 17 | Cook | 31 | 17031 | 9 | 0 | 2009 | 9999 |  |  | N | Solar | [13 empty] | 0 | 0 | 0 | 0 | [11 empty] | Exelon Corp | 100 | Exelon Corp | 100
Spring Valley Wind Project | 57192_G_WTG | 57192 | G | WTG |  | Onshore Wind |  | WECC_NNV | Nevada | 32 | White Pine | 33 | 32033 | 150 | 0 | 2012 | 9999 |  |  | N | Wind | [13 empty] | 0 | 0 | 0 | 0 | [11 empty] | Spring Valley Wind LLC | 100 | Riverstone Holdings LLC | 100
Day County Wind LLC | 57194_G_GE15 | 57194 | G | GE15 |  | Onshore Wind |  | SPP_WAUE | South Dakota | 46 | Day | 37 | 46037 | 99 | 0 | 2010 | 9999 |  |  | N | Wind | [13 empty] | 0 | 0 | 0 | 0 | [11 empty] | Day County Wind I LLC | 100 | NextEra Energy Inc | 100
Lower Snake River Wind Energy Project | 57195_G_LSR 1 | 57195 | G | LSR 1 |  | Onshore Wind |  | WECC_PNW | Washington | 53 | Garfield | 23 | 53023 | 342.7 | 0 | 2012 | 9999 |  |  | N | Wind | [13 empty] | 0 | 0 | 0 | 0 | [11 empty] | Puget Sound Energy Inc | 100 | Puget Energy Inc | 100
High Point, POLO | 57196_G_1 | 57196 | G | 1 |  | Combustion Turbine | IC Engine | S_VACA | North Carolina | 37 | Guilford | 81 | 37081 | 1.8 | 25000 | 2007 | 9999 |  |  | N | Distillate Fuel Oil | [13 empty] | 1.6498 | 1.6498 | 1.6498 | 1.6498 | [11 empty] | North Carolina Municipal Power Agency No 1 | 100 | North Carolina Municipal Power Agency No 1 | 100
Blue Wing Solar Energy Generation | 57197_G_1 | 57197 | G | 1 |  | Solar PV |  | ERC_REST | Texas | 48 | Bexar | 29 | 48029 | 13.5 | 0 | 2010 | 9999 |  |  | N | Solar | [13 empty] | 0 | 0 | 0 | 0 | [11 empty] | TX Solar I LLC | 100 | Duke Energy Corp | 100
Bent Tree Wind Farm Phase 1 | 57198_G_1 | 57198 | G | 1 |  | Onshore Wind |  | MIS_MNWI | Minnesota | 27 | Freeborn | 47 | 27047 | 201.3 | 0 | 2011 | 9999 |  |  | N | Wind | [13 empty] | 0 | 0 | 0 | 0 | [11 empty] | Wisconsin Power & Light Co | 100 | Alliant Energy Corp | 100
Glacier Hills | 57199_G_1 | 57199 | G | 1 |  | Onshore Wind |  | MIS_WUMS | Wisconsin | 55 | Columbia | 21 | 55021 | 28 | 0 | 2011 | 9999 |  |  | N | Wind | [13 empty] | 0 | 0 | 0 | 0 | [11 empty] | Wisconsin Electric Power Co | 100 | WEC Energy Group Inc | 100
Shelby Solar Energy Generation Facility | 57200_G_1 | 57200 | G | 1 |  | Solar PV |  | S_VACA | North Carolina | 37 | Cleveland | 45 | 37045 | 1 | 0 | 2010 | 9999 |  |  | N | Solar | [13 empty] | 0 | 0 | 0 | 0 | [11 empty] | Solar Star North Carolina I LLC | 100 | Duke Energy Corp | 100
FPL Energy Montezuma Winds LLC | 57201_G_S2.3 | 57201 | G | S2.3 |  | Onshore Wind |  | WEC_CALN | California | 6 | Solano | 95 | 06095 | 36.8 | 0 | 2010 | 9999 |  |  | N | Wind | [13 empty] | 0 | 0 | 0 | 0 | [11 empty] | FPL Energy Montezuma Wind LLC | 100 | NextEra Energy Inc | 100
Jacksonville Solar | 57202_G_1 | 57202 | G | 1 |  | Solar PV |  | FRCC | Florida | 12 | Duval | 31 | 12031 | 12.5 | 0 | 2010 | 9999 |  |  | N | Solar | [13 empty] | 0 | 0 | 0 | 0 | [11 empty] | Jacksonville Solar LLC | 100 | Public Service Enterprise Group Inc | 100
Wyandot Solar Farm | 57203_G_1 | 57203 | G | 1 |  | Solar PV |  | PJM_West | Ohio | 39 | Wyandot | 175 | 39175 | 10 | 0 | 2010 | 9999 |  |  | N | Solar | [13 empty] | 0 | 0 | 0 | 0 | [11 empty] | PSEG Solar Source LLC | 100 | LS Power Group | 100
PSEG Hackettstown | 57204_G_1 | 57204 | G | 1 |  | Solar PV |  | PJM_EMAC | New Jersey | 34 | Warren | 41 | 34041 | 2.2 | 0 | 2009 | 9999 |  |  | N | Solar | [13 empty] | 0 | 0 | 0 | 0 | [11 empty] | PSEG Hackettstown LLC | 100 | LS Power Group | 100
CM48 | 57205_G_PV02 | 57205 | G | PV02 |  | Solar PV |  | WECC_SNV | Nevada | 32 | Clark | 3 | 32003 | 8 | 0 | 2010 | 9999 |  |  | N | Solar | [13 empty] | 0 | 0 | 0 | 0 | [11 empty] | Copper Mountain Solar 4 LLC | 100 | Consolidated Edison Inc | 100
CM48 | 57205_G_PV03 | 57205 | G | PV03 |  | Solar PV |  | WECC_SNV | Nevada | 32 | Clark | 3 | 32003 | 10 | 0 | 2010 | 9999 |  |  | N | Solar | [13 empty] | 0 | 0 | 0 | 0 | [11 empty] | Copper Mountain Solar 4 LLC | 100 | Consolidated Edison Inc | 100
CM48 | 57205_G_PV04 | 57205 | G | PV04 |  | Solar PV |  | WECC_SNV | Nevada | 32 | Clark | 3 | 32003 | 10 | 0 | 2010 | 9999 |  |  | N | Solar | [13 empty] | 0 | 0 | 0 | 0 | [11 empty] | Copper Mountain Solar 4 LLC | 100 | Consolidated Edison Inc | 100
CM48 | 57205_G_PV05 | 57205 | G | PV05 |  | Solar PV |  | WECC_SNV | Nevada | 32 | Clark | 3 | 32003 | 10 | 0 | 2010 | 9999 |  |  | N | Solar | [13 empty] | 0 | 0 | 0 | 0 | [11 empty] | Copper Mountain Solar 4 LLC | 100 | Consolidated Edison Inc | 100
CM48 | 57205_G_PV06 | 57205 | G | PV06 |  | Solar PV |  | WECC_SNV | Nevada | 32 | Clark | 3 | 32003 | 10 | 0 | 2010 | 9999 |  |  | N | Solar | [13 empty] | 0 | 0 | 0 | 0 | [11 empty] | Copper Mountain Solar 4 LLC | 100 | Consolidated Edison Inc | 100
Thomson Reuters Data Center Bldg ES101 | 57207_G_1 | 57207 | G | 1 |  | Combustion Turbine | IC Engine | MIS_MNWI | Minnesota | 27 | Dakota | 37 | 27037 | 0.6 | 13469 | 2009 | 9999 |  |  | N | Distillate Fuel Oil | [13 empty] | 1.6498 | 1.6498 | 1.6498 | 1.6498 | [11 empty] | Thomson Corp (The) | 100 | Thomson Corp (The) | 100
Thomson Reuters Data Center Bldg H | 57208_G_1 | 57208 | G | 1 |  | Combustion Turbine | IC Engine | MIS_MNWI | Minnesota | 27 | Dakota | 37 | 27037 | 0.6 | 13469 | 2007 | 9999 |  |  | N | Distillate Fuel Oil | [13 empty] | 1.6498 | 1.6498 | 1.6498 | 1.6498 | [11 empty] | Thomson Corp (The) | 100 | Thomson Corp (The) | 100
Thomson Reuters Data Center Bldg H | 57208_G_2 | 57208 | G | 2 |  | Combustion Turbine | IC Engine | MIS_MNWI | Minnesota | 27 | Dakota | 37 | 27037 | 0.6 | 13469 | 2007 | 9999 |  |  | N | Distillate Fuel Oil | [13 empty] | 1.6498 | 1.6498 | 1.6498 | 1.6498 | [11 empty] | Thomson Corp (The) | 100 | Thomson Corp (The) | 100
Thomson Reuters Data Center Bldg H | 57208_G_3 | 57208 | G | 3 |  | Combustion Turbine | IC Engine | MIS_MNWI | Minnesota | 27 | Dakota | 37 | 27037 | 0.6 | 13469 | 2007 | 9999 |  |  | N | Distillate Fuel Oil | [13 empty] | 1.6498 | 1.6498 | 1.6498 | 1.6498 | [11 empty] | Thomson Corp (The) | 100 | Thomson Corp (The) | 100
Thomson Reuters Data Center Bldg H | 57208_G_4 | 57208 | G | 4 |  | Combustion Turbine | IC Engine | MIS_MNWI | Minnesota | 27 | Dakota | 37 | 27037 | 0.6 | 13469 | 2007 | 9999 |  |  | N | Distillate Fuel Oil | [13 empty] | 1.6498 | 1.6498 | 1.6498 | 1.6498 | [11 empty] | Thomson Corp (The) | 100 | Thomson Corp (The) | 100
Cedar Creek II | 57210_G_1 | 57210 | G | 1 |  | Onshore Wind |  | WECC_CO | Colorado | 8 | Weld | 123 | 08123 | 248.3 | 0 | 2011 | 9999 |  |  | N | Wind | [13 empty] | 0 | 0 | 0 | 0 | [11 empty] | Cedar Creek II LLC | 100 | BP plc | 100
Goshen Phase II | 57211_G_1 | 57211 | G | 1 |  | Onshore Wind |  | WECC_ID | Idaho | 16 | Bonneville | 19 | 16019 | 124.5 | 0 | 2010 | 9999 |  |  | N | Wind | [13 empty] | 0 | 0 | 0 | 0 | [11 empty] | Goshen Phase II LLC | 100 | BP plc | 100
EC&R Papalote Creek II LLC | 57212_G_1 | 57212 | G | 1 |  | Onshore Wind |  | ERC_REST | Texas | 48 | San Patricio | 409 | 48409 | 200.1 | 0 | 2010 | 9999 |  |  | N | Wind | [13 empty] | 0 | 0 | 0 | 0 | [11 empty] | Papalote Creek II LLC | 100 | RWE Group | 100
ENEL Salt Wells LLC | 57213_G_101 | 57213 | G | 101 |  | Geothermal |  | WECC_NNV | Nevada | 32 | Churchill | 1 | 32001 | 10.1 | 9771 | 2009 | 9999 |  |  | N | Geothermal | [13 empty] | 0 | 0 | 0 | 0 | 0.4563 | 0.4563 | 0.4563 | [8 empty] | Enel Salt Wells LLC | 100 | Enel SpA | 100
ENEL Salt Wells LLC | 57213_G_201 | 57213 | G | 201 |  | Geothermal |  | WECC_NNV | Nevada | 32 | Churchill | 1 | 32001 | 10.1 | 9771 | 2009 | 9999 |  |  | N | Geothermal | [13 empty] | 0 | 0 | 0 | 0 | 0.4563 | 0.4563 | 0.4563 | [8 empty] | Enel Salt Wells LLC | 100 | Enel SpA | 100
Waverly Community Wind Project | 57214_G_SK4 | 57214 | G | SK4 |  | Onshore Wind |  | MIS_MIDA | Iowa | 19 | Bremer | 17 | 19017 | 0.9 | 0 | 2001 | 9999 |  |  | N | Wind | [13 empty] | 0 | 0 | 0 | 0 | [11 empty] | Waverly Light & Power | 100 | Waverly Light & Power | 100
Waverly Community Wind Project | 57214_G_CAN1 | 57214 | G | CAN1 |  | Onshore Wind |  | MIS_MIDA | Iowa | 19 | Bremer | 17 | 19017 | 0.9 | 0 | 2009 | 9999 |  |  | N | Wind | [13 empty] | 0 | 0 | 0 | 0 | [11 empty] | Waverly Light & Power | 100 | Waverly Light & Power | 100
Waverly Community Wind Project | 57214_G_CAN2 | 57214 | G | CAN2 |  | Onshore Wind |  | MIS_MIDA | Iowa | 19 | Bremer | 17 | 19017 | 0.9 | 0 | 2012 | 9999 |  |  | N | Wind | [13 empty] | 0 | 0 | 0 | 0 | [11 empty] | Waverly Light & Power | 100 | Waverly Light & Power | 100
Crayola Solar Project | 57216_G_1 | 57216 | G | 1 |  | Solar PV |  | PJM_WMAC | Pennsylvania | 42 | Northampton | 95 | 42095 | 1 | 0 | 2010 | 9999 |  |  | N | Solar | [13 empty] | 0 | 0 | 0 | 0 | [11 empty] | PPL Corp | 50 | PPL Corp | 50
Crayola Solar Project | 57216_G_2 | 57216 | G | 2 |  | Solar PV |  | PJM_WMAC | Pennsylvania | 42 | Northampton | 95 | 42095 | 1 | 0 | 2011 | 9999 |  |  | N | Solar | [13 empty] | 0 | 0 | 0 | 0 | [11 empty] | PPL Corp | 50 | PPL Corp | 50
Crayola Solar Project | 57216_G_3 | 57216 | G | 3 |  | Solar PV |  | PJM_WMAC | Pennsylvania | 42 | Northampton | 95 | 42095 | 0.8 | 0 | 2012 | 9999 |  |  | N | Solar | [13 empty] | 0 | 0 | 0 | 0 | [11 empty] | PPL Corp | 50 | PPL Corp | 50
Solar Photovoltaic Project #03 | 57217_G_S003A | 57217 | G | S003A |  | Solar PV |  | WECC_SCE | California | 6 | San Bernardino | 71 | 06071 | 0.5 | 0 | 2011 | 9999 |  |  | N | Solar | [13 empty] | 0 | 0 | 0 | 0 | [11 empty] | Southern California Edison Co | 100 | Edison International | 100
Solar Photovoltaic Project #03 | 57217_G_S003B | 57217 | G | S003B |  | Solar PV |  | WECC_SCE | California | 6 | San Bernardino | 71 | 06071 | 0.5 | 0 | 2011 | 9999 |  |  | N | Solar | [13 empty] | 0 | 0 | 0 | 0 | [11 empty] | Southern California Edison Co | 100 | Edison International | 100
Solar Photovoltaic Project #05 | 57219_G_S005A | 57219 | G | S005A |  | Solar PV |  | WECC_SCE | California | 6 | San Bernardino | 71 | 06071 | 0.5 | 0 | 2012 | 9999 |  |  | N | Solar | [13 empty] | 0 | 0 | 0 | 0 | [11 empty] | Southern California Edison Co | 100 | Edison International | 100
Solar Photovoltaic Project #05 | 57219_G_S005B | 57219 | G | S005B |  | Solar PV |  | WECC_SCE | California | 6 | San Bernardino | 71 | 06071 | 0.5 | 0 | 2012 | 9999 |  |  | N | Solar | [13 empty] | 0 | 0 | 0 | 0 | [11 empty] | Southern California Edison Co | 100 | Edison International | 100
Solar Photovoltaic Project #05 | 57219_G_S005C | 57219 | G | S005C |  | Solar PV |  | WECC_SCE | California | 6 | San Bernardino | 71 | 06071 | 0.5 | 0 | 2012 | 9999 |  |  | N | Solar | [13 empty] | 0 | 0 | 0 | 0 | [11 empty] | Southern California Edison Co | 100 | Edison International | 100
Solar Photovoltaic Project #05 | 57219_G_S005D | 57219 | G | S005D |  | Solar PV |  | WECC_SCE | California | 6 | San Bernardino | 71 | 06071 | 0.5 | 0 | 2012 | 9999 |  |  | N | Solar | [13 empty] | 0 | 0 | 0 | 0 | [11 empty] | Southern California Edison Co | 100 | Edison International | 100
Solar Photovoltaic Project #05 | 57219_G_S005E | 57219 | G | S005E |  | Solar PV |  | WECC_SCE | California | 6 | San Bernardino | 71 | 06071 | 0.5 | 0 | 2012 | 9999 |  |  | N | Solar | [13 empty] | 0 | 0 | 0 | 0 | [11 empty] | Southern California Edison Co | 100 | Edison International | 100
Solar Photovoltaic Project #06 | 57220_G_S006A | 57220 | G | S006A |  | Solar PV |  | WECC_SCE | California | 6 | San Bernardino | 71 | 06071 | 0.5 | 0 | 2011 | 9999 |  |  | N | Solar | [13 empty] | 0 | 0 | 0 | 0 | [11 empty] | Southern California Edison Co | 100 | Edison International | 100
Solar Photovoltaic Project #06 | 57220_G_S006B | 57220 | G | S006B |  | Solar PV |  | WECC_SCE | California | 6 | San Bernardino | 71 | 06071 | 0.5 | 0 | 2011 | 9999 |  |  | N | Solar | [13 empty] | 0 | 0 | 0 | 0 | [11 empty] | Southern California Edison Co | 100 | Edison International | 100
Solar Photovoltaic Project #06 | 57220_G_S006C | 57220 | G | S006C |  | Solar PV |  | WECC_SCE | California | 6 | San Bernardino | 71 | 06071 | 0.5 | 0 | 2011 | 9999 |  |  | N | Solar | [13 empty] | 0 | 0 | 0 | 0 | [11 empty] | Southern California Edison Co | 100 | Edison International | 100
Solar Photovoltaic Project #06 | 57220_G_S006D | 57220 | G | S006D |  | Solar PV |  | WECC_SCE | California | 6 | San Bernardino | 71 | 06071 | 0.5 | 0 | 2011 | 9999 |  |  | N | Solar | [13 empty] | 0 | 0 | 0 | 0 | [11 empty] | Southern California Edison Co | 100 | Edison International | 100
Solar Photovoltaic Project #07 | 57221_G_S007A | 57221 | G | S007A |  | Solar PV |  | WECC_SCE | California | 6 | San Bernardino | 71 | 06071 | 0.5 | 0 | 2012 | 9999 |  |  | N | Solar | [13 empty] | 0 | 0 | 0 | 0 | [11 empty] | Southern California Edison Co | 100 | Edison International | 100
Solar Photovoltaic Project #07 | 57221_G_S007B | 57221 | G | S007B |  | Solar PV |  | WECC_SCE | California | 6 | San Bernardino | 71 | 06071 | 0.5 | 0 | 2012 | 9999 |  |  | N | Solar | [13 empty] | 0 | 0 | 0 | 0 | [11 empty] | Southern California Edison Co | 100 | Edison International | 100
Solar Photovoltaic Project #07 | 57221_G_S007C | 57221 | G | S007C |  | Solar PV |  | WECC_SCE | California | 6 | San Bernardino | 71 | 06071 | 0.5 | 0 | 2012 | 9999 |  |  | N | Solar | [13 empty] | 0 | 0 | 0 | 0 | [11 empty] | Southern California Edison Co | 100 | Edison International | 100
Solar Photovoltaic Project #07 | 57221_G_S007D | 57221 | G | S007D |  | Solar PV |  | WECC_SCE | California | 6 | San Bernardino | 71 | 06071 | 0.5 | 0 | 2012 | 9999 |  |  | N | Solar | [13 empty] | 0 | 0 | 0 | 0 | [11 empty] | Southern California Edison Co | 100 | Edison International | 100
Solar Photovoltaic Project #07 | 57221_G_S007E | 57221 | G | S007E |  | Solar PV |  | WECC_SCE | California | 6 | San Bernardino | 71 | 06071 | 0.5 | 0 | 2012 | 9999 |  |  | N | Solar | [13 empty] | 0 | 0 | 0 | 0 | [11 empty] | Southern California Edison Co | 100 | Edison International | 100
Solar Photovoltaic Project #08 | 57222_G_S008A | 57222 | G | S008A |  | Solar PV |  | WECC_SCE | California | 6 | San Bernardino | 71 | 06071 | 0.5 | 0 | 2011 | 9999 |  |  | N | Solar | [13 empty] | 0 | 0 | 0 | 0 | [11 empty] | Southern California Edison Co | 100 | Edison International | 100
Solar Photovoltaic Project #08 | 57222_G_S008B | 57222 | G | S008B |  | Solar PV |  | WECC_SCE | California | 6 | San Bernardino | 71 | 06071 | 0.5 | 0 | 2011 | 9999 |  |  | N | Solar | [13 empty] | 0 | 0 | 0 | 0 | [11 empty] | Southern California Edison Co | 100 | Edison International | 100
Solar Photovoltaic Project #08 | 57222_G_S008C | 57222 | G | S008C |  | Solar PV |  | WECC_SCE | California | 6 | San Bernardino | 71 | 06071 | 0.5 | 0 | 2011 | 9999 |  |  | N | Solar | [13 empty] | 0 | 0 | 0 | 0 | [11 empty] | Southern California Edison Co | 100 | Edison International | 100
Solar Photovoltaic Project #08 | 57222_G_S008D | 57222 | G | S008D |  | Solar PV |  | WECC_SCE | California | 6 | San Bernardino | 71 | 06071 | 0.5 | 0 | 2011 | 9999 |  |  | N | Solar | [13 empty] | 0 | 0 | 0 | 0 | [11 empty] | Southern California Edison Co | 100 | Edison International | 100
Solar Photovoltaic Project #09 | 57223_G_S009A | 57223 | G | S009A |  | Solar PV |  | WECC_SCE | California | 6 | San Bernardino | 71 | 06071 | 0.5 | 0 | 2011 | 9999 |  |  | N | Solar | [13 empty] | 0 | 0 | 0 | 0 | [11 empty] | Southern California Edison Co | 100 | Edison International | 100
Solar Photovoltaic Project #09 | 57223_G_S009B | 57223 | G | S009B |  | Solar PV |  | WECC_SCE | California | 6 | San Bernardino | 71 | 06071 | 0.5 | 0 | 2011 | 9999 |  |  | N | Solar | [13 empty] | 0 | 0 | 0 | 0 | [11 empty] | Southern California Edison Co | 100 | Edison International | 100
Solar Photovoltaic Project #10 | 57224_G_S010A | 57224 | G | S010A |  | Solar PV |  | WECC_SCE | California | 6 | San Bernardino | 71 | 06071 | 0.5 | 0 | 2013 | 9999 |  |  | N | Solar | [13 empty] | 0 | 0 | 0 | 0 | [11 empty] | Southern California Edison Co | 100 | Edison International | 100
Solar Photovoltaic Project #10 | 57224_G_S010B | 57224 | G | S010B |  | Solar PV |  | WECC_SCE | California | 6 | San Bernardino | 71 | 06071 | 0.5 | 0 | 2013 | 9999 |  |  | N | Solar | [13 empty] | 0 | 0 | 0 | 0 | [11 empty] | Southern California Edison Co | 100 | Edison International | 100
Solar Photovoltaic Project #10 | 57224_G_S010C | 57224 | G | S010C |  | Solar PV |  | WECC_SCE | California | 6 | San Bernardino | 71 | 06071 | 0.5 | 0 | 2013 | 9999 |  |  | N | Solar | [13 empty] | 0 | 0 | 0 | 0 | [11 empty] | Southern California Edison Co | 100 | Edison International | 100
Solar Photovoltaic Project #11 | 57225_G_S011A | 57225 | G | S011A |  | Solar PV |  | WECC_SCE | California | 6 | San Bernardino | 71 | 06071 | 0.5 | 0 | 2015 | 9999 |  |  | N | Solar | [13 empty] | 0 | 0 | 0 | 0 | [11 empty] | Southern California Edison Co | 100 | Edison International | 100
Solar Photovoltaic Project #11 | 57225_G_S011B | 57225 | G | S011B |  | Solar PV |  | WECC_SCE | California | 6 | San Bernardino | 71 | 06071 | 0.5 | 0 | 2015 | 9999 |  |  | N | Solar | [13 empty] | 0 | 0 | 0 | 0 | [11 empty] | Southern California Edison Co | 100 | Edison International | 100
Solar Photovoltaic Project #11 | 57225_G_S011C | 57225 | G | S011C |  | Solar PV |  | WECC_SCE | California | 6 | San Bernardino | 71 | 06071 | 0.5 | 0 | 2015 | 9999 |  |  | N | Solar | [13 empty] | 0 | 0 | 0 | 0 | [11 empty] | Southern California Edison Co | 100 | Edison International | 100
Solar Photovoltaic Project #11 | 57225_G_S011D | 57225 | G | S011D |  | Solar PV |  | WECC_SCE | California | 6 | San Bernardino | 71 | 06071 | 0.5 | 0 | 2015 | 9999 |  |  | N | Solar | [13 empty] | 0 | 0 | 0 | 0 | [11 empty] | Southern California Edison Co | 100 | Edison International | 100
Solar Photovoltaic Project #11 | 57225_G_S011E | 57225 | G | S011E |  | Solar PV |  | WECC_SCE | California | 6 | San Bernardino | 71 | 06071 | 0.5 | 0 | 2015 | 9999 |  |  | N | Solar | [13 empty] | 0 | 0 | 0 | 0 | [11 empty] | Southern California Edison Co | 100 | Edison International | 100
Solar Photovoltaic Project #11 | 57225_G_S011F | 57225 | G | S011F |  | Solar PV |  | WECC_SCE | California | 6 | San Bernardino | 71 | 06071 | 0.5 | 0 | 2015 | 9999 |  |  | N | Solar | [13 empty] | 0 | 0 | 0 | 0 | [11 empty] | Southern California Edison Co | 100 | Edison International | 100
Solar Photovoltaic Project #11 | 57225_G_S011G | 57225 | G | S011G |  | Solar PV |  | WECC_SCE | California | 6 | San Bernardino | 71 | 06071 | 0.5 | 0 | 2015 | 9999 |  |  | N | Solar | [13 empty] | 0 | 0 | 0 | 0 | [11 empty] | Southern California Edison Co | 100 | Edison International | 100
Solar Photovoltaic Project #12 | 57226_G_S012A | 57226 | G | S012A |  | Solar PV |  | WECC_SCE | California | 6 | San Bernardino | 71 | 06071 | 0.5 | 0 | 2011 | 9999 |  |  | N | Solar | [13 empty] | 0 | 0 | 0 | 0 | [11 empty] | Southern California Edison Co | 100 | Edison International | 100
Solar Photovoltaic Project #13 | 57227_G_S013A | 57227 | G | S013A |  | Solar PV |  | WECC_SCE | California | 6 | San Bernardino | 71 | 06071 | 0.5 | 0 | 2015 | 9999 |  |  | N | Solar | [13 empty] | 0 | 0 | 0 | 0 | [11 empty] | Southern California Edison Co | 100 | Edison International | 100
Solar Photovoltaic Project #13 | 57227_G_S013B | 57227 | G | S013B |  | Solar PV |  | WECC_SCE | California | 6 | San Bernardino | 71 | 06071 | 0.5 | 0 | 2015 | 9999 |  |  | N | Solar | [13 empty] | 0 | 0 | 0 | 0 | [11 empty] | Southern California Edison Co | 100 | Edison International | 100
Solar Photovoltaic Project #13 | 57227_G_S013C | 57227 | G | S013C |  | Solar PV |  | WECC_SCE | California | 6 | San Bernardino | 71 | 06071 | 0.5 | 0 | 2015 | 9999 |  |  | N | Solar | [13 empty] | 0 | 0 | 0 | 0 | [11 empty] | Southern California Edison Co | 100 | Edison International | 100
Solar Photovoltaic Project #13 | 57227_G_S013D | 57227 | G | S013D |  | Solar PV |  | WECC_SCE | California | 6 | San Bernardino | 71 | 06071 | 0.5 | 0 | 2015 | 9999 |  |  | N | Solar | [13 empty] | 0 | 0 | 0 | 0 | [11 empty] | Southern California Edison Co | 100 | Edison International | 100
Solar Photovoltaic Project #13 | 57227_G_S013E | 57227 | G | S013E |  | Solar PV |  | WECC_SCE | California | 6 | San Bernardino | 71 | 06071 | 0.5 | 0 | 2015 | 9999 |  |  | N | Solar | [13 empty] | 0 | 0 | 0 | 0 | [11 empty] | Southern California Edison Co | 100 | Edison International | 100
Solar Photovoltaic Project #13 | 57227_G_S013F | 57227 | G | S013F |  | Solar PV |  | WECC_SCE | California | 6 | San Bernardino | 71 | 06071 | 0.5 | 0 | 2015 | 9999 |  |  | N | Solar | [13 empty] | 0 | 0 | 0 | 0 | [11 empty] | Southern California Edison Co | 100 | Edison International | 100
Solar Photovoltaic Project #13 | 57227_G_S013G | 57227 | G | S013G |  | Solar PV |  | WECC_SCE | California | 6 | San Bernardino | 71 | 06071 | 0.5 | 0 | 2015 | 9999 |  |  | N | Solar | [13 empty] | 0 | 0 | 0 | 0 | [11 empty] | Southern California Edison Co | 100 | Edison International | 100
Solar Photovoltaic Project #15 | 57229_G_S015A | 57229 | G | S015A |  | Solar PV |  | WECC_SCE | California | 6 | San Bernardino | 71 | 06071 | 0.5 | 0 | 2013 | 9999 |  |  | N | Solar | [13 empty] | 0 | 0 | 0 | 0 | [11 empty] | Southern California Edison Co | 100 | Edison International | 100
Solar Photovoltaic Project #15 | 57229_G_S015B | 57229 | G | S015B |  | Solar PV |  | WECC_SCE | California | 6 | San Bernardino | 71 | 06071 | 0.5 | 0 | 2013 | 9999 |  |  | N | Solar | [13 empty] | 0 | 0 | 0 | 0 | [11 empty] | Southern California Edison Co | 100 | Edison International | 100
Solar Photovoltaic Project #15 | 57229_G_S015C | 57229 | G | S015C |  | Solar PV |  | WECC_SCE | California | 6 | San Bernardino | 71 | 06071 | 0.5 | 0 | 2013 | 9999 |  |  | N | Solar | [13 empty] | 0 | 0 | 0 | 0 | [11 empty] | Southern California Edison Co | 100 | Edison International | 100
Solar Photovoltaic Project #15 | 57229_G_S015D | 57229 | G | S015D |  | Solar PV |  | WECC_SCE | California | 6 | San Bernardino | 71 | 06071 | 0.5 | 0 | 2013 | 9999 |  |  | N | Solar | [13 empty] | 0 | 0 | 0 | 0 | [11 empty] | Southern California Edison Co | 100 | Edison International | 100
Solar Photovoltaic Project #15 | 57229_G_S015E | 57229 | G | S015E |  | Solar PV |  | WECC_SCE | California | 6 | San Bernardino | 71 | 06071 | 0.5 | 0 | 2013 | 9999 |  |  | N | Solar | [13 empty] | 0 | 0 | 0 | 0 | [11 empty] | Southern California Edison Co | 100 | Edison International | 100
Solar Photovoltaic Project #15 | 57229_G_S015F | 57229 | G | S015F |  | Solar PV |  | WECC_SCE | California | 6 | San Bernardino | 71 | 06071 | 0.5 | 0 | 2013 | 9999 |  |  | N | Solar | [13 empty] | 0 | 0 | 0 | 0 | [11 empty] | Southern California Edison Co | 100 | Edison International | 100
Solar Photovoltaic Project #15 | 57229_G_S015G | 57229 | G | S015G |  | Solar PV |  | WECC_SCE | California | 6 | San Bernardino | 71 | 06071 | 0.5 | 0 | 2013 | 9999 |  |  | N | Solar | [13 empty] | 0 | 0 | 0 | 0 | [11 empty] | Southern California Edison Co | 100 | Edison International | 100
Solar Photovoltaic Project #16 | 57230_G_S016A | 57230 | G | S016A |  | Solar PV |  | WECC_SCE | California | 6 | San Bernardino | 71 | 06071 | 0.5 | 0 | 2015 | 9999 |  |  | N | Solar | [13 empty] | 0 | 0 | 0 | 0 | [11 empty] | Southern California Edison Co | 100 | Edison International | 100
Solar Photovoltaic Project #16 | 57230_G_S016B | 57230 | G | S016B |  | Solar PV |  | WECC_SCE | California | 6 | San Bernardino | 71 | 06071 | 0.5 | 0 | 2015 | 9999 |  |  | N | Solar | [13 empty] | 0 | 0 | 0 | 0 | [11 empty] | Southern California Edison Co | 100 | Edison International | 100
Solar Photovoltaic Project #16 | 57230_G_S016C | 57230 | G | S016C |  | Solar PV |  | WECC_SCE | California | 6 | San Bernardino | 71 | 06071 | 0.5 | 0 | 2015 | 9999 |  |  | N | Solar | [13 empty] | 0 | 0 | 0 | 0 | [11 empty] | Southern California Edison Co | 100 | Edison International | 100
Solar Photovoltaic Project #17 | 57231_G_S017A | 57231 | G | S017A |  | Solar PV |  | WECC_SCE | California | 6 | San Bernardino | 71 | 06071 | 0.5 | 0 | 2015 | 9999 |  |  | N | Solar | [13 empty] | 0 | 0 | 0 | 0 | [11 empty] | Southern California Edison Co | 100 | Edison International | 100
Solar Photovoltaic Project #17 | 57231_G_S017B | 57231 | G | S017B |  | Solar PV |  | WECC_SCE | California | 6 | San Bernardino | 71 | 06071 | 0.5 | 0 | 2015 | 9999 |  |  | N | Solar | [13 empty] | 0 | 0 | 0 | 0 | [11 empty] | Southern California Edison Co | 100 | Edison International | 100
Solar Photovoltaic Project #17 | 57231_G_S017C | 57231 | G | S017C |  | Solar PV |  | WECC_SCE | California | 6 | San Bernardino | 71 | 06071 | 0.5 | 0 | 2015 | 9999 |  |  | N | Solar | [13 empty] | 0 | 0 | 0 | 0 | [11 empty] | Southern California Edison Co | 100 | Edison International | 100
Solar Photovoltaic Project #17 | 57231_G_S017D | 57231 | G | S017D |  | Solar PV |  | WECC_SCE | California | 6 | San Bernardino | 71 | 06071 | 0.5 | 0 | 2015 | 9999 |  |  | N | Solar | [13 empty] | 0 | 0 | 0 | 0 | [11 empty] | Southern California Edison Co | 100 | Edison International | 100
Solar Photovoltaic Project #17 | 57231_G_S017E | 57231 | G | S017E |  | Solar PV |  | WECC_SCE | California | 6 | San Bernardino | 71 | 06071 | 0.5 | 0 | 2015 | 9999 |  |  | N | Solar | [13 empty] | 0 | 0 | 0 | 0 | [11 empty] | Southern California Edison Co | 100 | Edison International | 100
Solar Photovoltaic Project #17 | 57231_G_S017F | 57231 | G | S017F |  | Solar PV |  | WECC_SCE | California | 6 | San Bernardino | 71 | 06071 | 0.5 | 0 | 2015 | 9999 |  |  | N | Solar | [13 empty] | 0 | 0 | 0 | 0 | [11 empty] | Southern California Edison Co | 100 | Edison International | 100
Solar Photovoltaic Project #17 | 57231_G_S017G | 57231 | G | S017G |  | Solar PV |  | WECC_SCE | California | 6 | San Bernardino | 71 | 06071 | 0.5 | 0 | 2015 | 9999 |  |  | N | Solar | [13 empty] | 0 | 0 | 0 | 0 | [11 empty] | Southern California Edison Co | 100 | Edison International | 100
Solar Photovoltaic Project #18 | 57232_G_S018A | 57232 | G | S018A |  | Solar PV |  | WECC_SCE | California | 6 | San Bernardino | 71 | 06071 | 0.5 | 0 | 2012 | 9999 |  |  | N | Solar | [13 empty] | 0 | 0 | 0 | 0 | [11 empty] | Southern California Edison Co | 100 | Edison International | 100
Solar Photovoltaic Project #18 | 57232_G_S018B | 57232 | G | S018B |  | Solar PV |  | WECC_SCE | California | 6 | San Bernardino | 71 | 06071 | 0.5 | 0 | 2012 | 9999 |  |  | N | Solar | [13 empty] | 0 | 0 | 0 | 0 | [11 empty] | Southern California Edison Co | 100 | Edison International | 100
Solar Photovoltaic Project #18 | 57232_G_S018C | 57232 | G | S018C |  | Solar PV |  | WECC_SCE | California | 6 | San Bernardino | 71 | 06071 | 0.5 | 0 | 2012 | 9999 |  |  | N | Solar | [13 empty] | 0 | 0 | 0 | 0 | [11 empty] | Southern California Edison Co | 100 | Edison International | 100
Solar Photovoltaic Project #23 | 57236_G_S023A | 57236 | G | S023A |  | Solar PV |  | WECC_SCE | California | 6 | San Bernardino | 71 | 06071 | 0.5 | 0 | 2013 | 9999 |  |  | N | Solar | [13 empty] | 0 | 0 | 0 | 0 | [11 empty] | Southern California Edison Co | 100 | Edison International | 100
Solar Photovoltaic Project #23 | 57236_G_S023B | 57236 | G | S023B |  | Solar PV |  | WECC_SCE | California | 6 | San Bernardino | 71 | 06071 | 0.5 | 0 | 2013 | 9999 |  |  | N | Solar | [13 empty] | 0 | 0 | 0 | 0 | [11 empty] | Southern California Edison Co | 100 | Edison International | 100
Solar Photovoltaic Project #23 | 57236_G_S023C | 57236 | G | S023C |  | Solar PV |  | WECC_SCE | California | 6 | San Bernardino | 71 | 06071 | 0.5 | 0 | 2013 | 9999 |  |  | N | Solar | [13 empty] | 0 | 0 | 0 | 0 | [11 empty] | Southern California Edison Co | 100 | Edison International | 100
Solar Photovoltaic Project #23 | 57236_G_S023D | 57236 | G | S023D |  | Solar PV |  | WECC_SCE | California | 6 | San Bernardino | 71 | 06071 | 0.5 | 0 | 2013 | 9999 |  |  | N | Solar | [13 empty] | 0 | 0 | 0 | 0 | [11 empty] | Southern California Edison Co | 100 | Edison International | 100
Solar Photovoltaic Project #23 | 57236_G_S023E | 57236 | G | S023E |  | Solar PV |  | WECC_SCE | California | 6 | San Bernardino | 71 | 06071 | 0.5 | 0 | 2013 | 9999 |  |  | N | Solar | [13 empty] | 0 | 0 | 0 | 0 | [11 empty] | Southern California Edison Co | 100 | Edison International | 100
Solar Photovoltaic Project #22 | 57237_G_S022A | 57237 | G | S022A |  | Solar PV |  | WECC_SCE | California | 6 | San Bernardino | 71 | 06071 | 0.5 | 0 | 2011 | 9999 |  |  | N | Solar | [13 empty] | 0 | 0 | 0 | 0 | [11 empty] | Southern California Edison Co | 100 | Edison International | 100
Solar Photovoltaic Project #22 | 57237_G_S022B | 57237 | G | S022B |  | Solar PV |  | WECC_SCE | California | 6 | San Bernardino | 71 | 06071 | 0.5 | 0 | 2011 | 9999 |  |  | N | Solar | [13 empty] | 0 | 0 | 0 | 0 | [11 empty] | Southern California Edison Co | 100 | Edison International | 100
Solar Photovoltaic Project #22 | 57237_G_S022C | 57237 | G | S022C |  | Solar PV |  | WECC_SCE | California | 6 | San Bernardino | 71 | 06071 | 0.5 | 0 | 2011 | 9999 |  |  | N | Solar | [13 empty] | 0 | 0 | 0 | 0 | [11 empty] | Southern California Edison Co | 100 | Edison International | 100
Solar Photovoltaic Project #22 | 57237_G_S022D | 57237 | G | S022D |  | Solar PV |  | WECC_SCE | California | 6 | San Bernardino | 71 | 06071 | 0.5 | 0 | 2011 | 9999 |  |  | N | Solar | [13 empty] | 0 | 0 | 0 | 0 | [11 empty] | Southern California Edison Co | 100 | Edison International | 100
Roth Rock Wind Farm LLC | 57239_G_SRRW1 | 57239 | G | SRRW1 |  | Onshore Wind |  | PJM_AP | Maryland | 24 | Garrett | 23 | 24023 | 40 | 0 | 2011 | 9999 |  |  | N | Wind | [13 empty] | 0 | 0 | 0 | 0 | [11 empty] | Roth Rock Wind Farm LLC | 100 | Gestamp Corp | 100
Roth Rock North Wind Farm, LLC | 57240_G_SRRNW | 57240 | G | SRRNW |  | Onshore Wind |  | PJM_AP | Maryland | 24 | Garrett | 23 | 24023 | 10 | 0 | 2011 | 9999 |  |  | N | Wind | [13 empty] | 0 | 0 | 0 | 0 | [11 empty] | Roth Rock Wind Farm LLC | 100 | Gestamp Corp | 100
Deerhaven Renewable | 57241_B_BLR1 | 57241 | B | BLR1 | 90626 | Biomass |  | FRCC | Florida | 12 | Alachua | 1 | 12001 | 102 | 13500 | 2013 | 9999 | FBC | dry | N | Biomass |  |  | 0.9 | CF | SCR |  |  | B | NA |  |  |  |  | 0.06169 | 0.06169 | 0.06169 | 0.06169 |  |  |  |  | Yes | 2013 | [5 empty] | Gainesville Renewable Energy Center LLC | 100 | Starwood Capital Group Global LLC | 100
Cimarron Solar Facility | 57243_G_CIM1 | 57243 | G | CIM1 |  | Solar PV |  | WECC_NM | New Mexico | 35 | Colfax | 7 | 35007 | 30 | 0 | 2010 | 9999 |  |  | N | Solar | [13 empty] | 0 | 0 | 0 | 0 | [11 empty] | SP Cimarron I LLC | 100 | Southern Co | 100
Kit Carson Windpower | 57244_G_KCW | 57244 | G | KCW |  | Onshore Wind |  | WECC_CO | Colorado | 8 | Kit Carson | 63 | 08063 | 51 | 0 | 2010 | 9999 |  |  | N | Wind | [13 empty] | 0 | 0 | 0 | 0 | [11 empty] | Kit Carson Windpower LLC | 100 | Duke Energy Corp | 100
Solar Photovoltaic Project #26 | 57245_G_S026A | 57245 | G | S026A |  | Solar PV |  | WECC_SCE | California | 6 | San Bernardino | 71 | 06071 | 0.5 | 0 | 2015 | 9999 |  |  | N | Solar | [13 empty] | 0 | 0 | 0 | 0 | [11 empty] | Southern California Edison Co | 100 | Edison International | 100
Solar Photovoltaic Project #26 | 57245_G_S026B | 57245 | G | S026B |  | Solar PV |  | WECC_SCE | California | 6 | San Bernardino | 71 | 06071 | 0.5 | 0 | 2015 | 9999 |  |  | N | Solar | [13 empty] | 0 | 0 | 0 | 0 | [11 empty] | Southern California Edison Co | 100 | Edison International | 100
Solar Photovoltaic Project #26 | 57245_G_S026C | 57245 | G | S026C |  | Solar PV |  | WECC_SCE | California | 6 | San Bernardino | 71 | 06071 | 0.5 | 0 | 2015 | 9999 |  |  | N | Solar | [13 empty] | 0 | 0 | 0 | 0 | [11 empty] | Southern California Edison Co | 100 | Edison International | 100
Solar Photovoltaic Project #26 | 57245_G_S026D | 57245 | G | S026D |  | Solar PV |  | WECC_SCE | California | 6 | San Bernardino | 71 | 06071 | 0.5 | 0 | 2015 | 9999 |  |  | N | Solar | [13 empty] | 0 | 0 | 0 | 0 | [11 empty] | Southern California Edison Co | 100 | Edison International | 100
Solar Photovoltaic Project #26 | 57245_G_S026E | 57245 | G | S026E |  | Solar PV |  | WECC_SCE | California | 6 | San Bernardino | 71 | 06071 | 0.5 | 0 | 2015 | 9999 |  |  | N | Solar | [13 empty] | 0 | 0 | 0 | 0 | [11 empty] | Southern California Edison Co | 100 | Edison International | 100
Solar Photovoltaic Project #26 | 57245_G_S026F | 57245 | G | S026F |  | Solar PV |  | WECC_SCE | California | 6 | San Bernardino | 71 | 06071 | 0.5 | 0 | 2015 | 9999 |  |  | N | Solar | [13 empty] | 0 | 0 | 0 | 0 | [11 empty] | Southern California Edison Co | 100 | Edison International | 100
Solar Photovoltaic Project #26 | 57245_G_S026G | 57245 | G | S026G |  | Solar PV |  | WECC_SCE | California | 6 | San Bernardino | 71 | 06071 | 0.5 | 0 | 2015 | 9999 |  |  | N | Solar | [13 empty] | 0 | 0 | 0 | 0 | [11 empty] | Southern California Edison Co | 100 | Edison International | 100
Solar Photovoltaic Project #26 | 57245_G_S026H | 57245 | G | S026H |  | Solar PV |  | WECC_SCE | California | 6 | San Bernardino | 71 | 06071 | 0.5 | 0 | 2015 | 9999 |  |  | N | Solar | [13 empty] | 0 | 0 | 0 | 0 | [11 empty] | Southern California Edison Co | 100 | Edison International | 100
Solar Photovoltaic Project #26 | 57245_G_S026I | 57245 | G | S026I |  | Solar PV |  | WECC_SCE | California | 6 | San Bernardino | 71 | 06071 | 0.5 | 0 | 2015 | 9999 |  |  | N | Solar | [13 empty] | 0 | 0 | 0 | 0 | [11 empty] | Southern California Edison Co | 100 | Edison International | 100
Solar Photovoltaic Project #26 | 57245_G_S026J | 57245 | G | S026J |  | Solar PV |  | WECC_SCE | California | 6 | San Bernardino | 71 | 06071 | 0.5 | 0 | 2015 | 9999 |  |  | N | Solar | [13 empty] | 0 | 0 | 0 | 0 | [11 empty] | Southern California Edison Co | 100 | Edison International | 100
Solar Photovoltaic Project #26 | 57245_G_SO26K | 57245 | G | SO26K |  | Solar PV |  | WECC_SCE | California | 6 | San Bernardino | 71 | 06071 | 0.5 | 0 | 2015 | 9999 |  |  | N | Solar | [13 empty] | 0 | 0 | 0 | 0 | [11 empty] | Southern California Edison Co | 100 | Edison International | 100
Solar Photovoltaic Project #26 | 57245_G_SO26L | 57245 | G | SO26L |  | Solar PV |  | WECC_SCE | California | 6 | San Bernardino | 71 | 06071 | 0.5 | 0 | 2015 | 9999 |  |  | N | Solar | [13 empty] | 0 | 0 | 0 | 0 | [11 empty] | Southern California Edison Co | 100 | Edison International | 100
Solar Photovoltaic Project #27 | 57246_G_S027A | 57246 | G | S027A |  | Solar PV |  | WECC_SCE | California | 6 | San Bernardino | 71 | 06071 | 0.5 | 0 | 2015 | 9999 |  |  | N | Solar | [13 empty] | 0 | 0 | 0 | 0 | [11 empty] | Southern California Edison Co | 100 | Edison International | 100
Solar Photovoltaic Project #27 | 57246_G_S027B | 57246 | G | S027B |  | Solar PV |  | WECC_SCE | California | 6 | San Bernardino | 71 | 06071 | 0.5 | 0 | 2015 | 9999 |  |  | N | Solar | [13 empty] | 0 | 0 | 0 | 0 | [11 empty] | Southern California Edison Co | 100 | Edison International | 100
Solar Photovoltaic Project #27 | 57246_G_S027C | 57246 | G | S027C |  | Solar PV |  | WECC_SCE | California | 6 | San Bernardino | 71 | 06071 | 0.5 | 0 | 2015 | 9999 |  |  | N | Solar | [13 empty] | 0 | 0 | 0 | 0 | [11 empty] | Southern California Edison Co | 100 | Edison International | 100
Solar Photovoltaic Project #27 | 57246_G_S027D | 57246 | G | S027D |  | Solar PV |  | WECC_SCE | California | 6 | San Bernardino | 71 | 06071 | 0.5 | 0 | 2015 | 9999 |  |  | N | Solar | [13 empty] | 0 | 0 | 0 | 0 | [11 empty] | Southern California Edison Co | 100 | Edison International | 100
Solar Photovoltaic Project #28 | 57247_G_S028A | 57247 | G | S028A |  | Solar PV |  | WECC_SCE | California | 6 | San Bernardino | 71 | 06071 | 0.5 | 0 | 2015 | 9999 |  |  | N | Solar | [13 empty] | 0 | 0 | 0 | 0 | [11 empty] | Southern California Edison Co | 100 | Edison International | 100
Solar Photovoltaic Project #28 | 57247_G_S028B | 57247 | G | S028B |  | Solar PV |  | WECC_SCE | California | 6 | San Bernardino | 71 | 06071 | 0.5 | 0 | 2015 | 9999 |  |  | N | Solar | [13 empty] | 0 | 0 | 0 | 0 | [11 empty] | Southern California Edison Co | 100 | Edison International | 100
Solar Photovoltaic Project #28 | 57247_G_S028C | 57247 | G | S028C |  | Solar PV |  | WECC_SCE | California | 6 | San Bernardino | 71 | 06071 | 0.5 | 0 | 2015 | 9999 |  |  | N | Solar | [13 empty] | 0 | 0 | 0 | 0 | [11 empty] | Southern California Edison Co | 100 | Edison International | 100
Solar Photovoltaic Project #28 | 57247_G_S028D | 57247 | G | S028D |  | Solar PV |  | WECC_SCE | California | 6 | San Bernardino | 71 | 06071 | 0.5 | 0 | 2015 | 9999 |  |  | N | Solar | [13 empty] | 0 | 0 | 0 | 0 | [11 empty] | Southern California Edison Co | 100 | Edison International | 100
Solar Photovoltaic Project #28 | 57247_G_S028E | 57247 | G | S028E |  | Solar PV |  | WECC_SCE | California | 6 | San Bernardino | 71 | 06071 | 0.5 | 0 | 2015 | 9999 |  |  | N | Solar | [13 empty] | 0 | 0 | 0 | 0 | [11 empty] | Southern California Edison Co | 100 | Edison International | 100
Solar Photovoltaic Project #28 | 57247_G_S028F | 57247 | G | S028F |  | Solar PV |  | WECC_SCE | California | 6 | San Bernardino | 71 | 06071 | 0.5 | 0 | 2015 | 9999 |  |  | N | Solar | [13 empty] | 0 | 0 | 0 | 0 | [11 empty] | Southern California Edison Co | 100 | Edison International | 100
Solar Photovoltaic Project #28 | 57247_G_S028G | 57247 | G | S028G |  | Solar PV |  | WECC_SCE | California | 6 | San Bernardino | 71 | 06071 | 0.5 | 0 | 2015 | 9999 |  |  | N | Solar | [13 empty] | 0 | 0 | 0 | 0 | [11 empty] | Southern California Edison Co | 100 | Edison International | 100
Welcome Wind Turbine | 57248_G_WIND1 | 57248 | G | WIND1 |  | Onshore Wind |  | MIS_MNWI | Minnesota | 27 | Martin | 91 | 27091 | 2.1 | 0 | 2008 | 9999 |  |  | N | Wind | [13 empty] | 0 | 0 | 0 | 0 | [11 empty] | Federated Rural Electric Association | 100 | Federated Rural Electric Association | 100
Renewable Energy Services of Ohio | 57249_G_GEN1 | 57249 | G | GEN1 |  | Landfill Gas |  | PJM_ATSI | Ohio | 39 | Erie | 43 | 39043 | 1.6 | 13500 | 2010 | 9999 |  |  | N | Landfill Gas | [13 empty] | 0.15331 | 0.15331 | 0.15331 | 0.15331 | [11 empty] | Bio Gas Technologies | 100 | Bio Gas Technologies Ltd | 100
Renewable Energy Services of Ohio | 57249_G_GEN2 | 57249 | G | GEN2 |  | Landfill Gas |  | PJM_ATSI | Ohio | 39 | Erie | 43 | 39043 | 0.8 | 13500 | 2014 | 9999 |  |  | N | Landfill Gas | [13 empty] | 0.26598 | 0.26598 | 0.26598 | 0.26598 | [11 empty] | Bio Gas Technologies | 100 | Bio Gas Technologies Ltd | 100
Earthmovers LFGTE | 57250_G_1 | 57250 | G | 1 |  | Landfill Gas |  | MIS_INKY | Indiana | 18 | Elkhart | 39 | 18039 | 0.8 | 13500 | 2010 | 9999 |  |  | N | Landfill Gas | [13 empty] | 0.22117 | 0.22117 | 0.22117 | 0.22117 | [11 empty] | Wabash Valley Power Association Inc | 100 | Wabash Valley Power Association Inc | 100
Earthmovers LFGTE | 57250_G_2 | 57250 | G | 2 |  | Landfill Gas |  | MIS_INKY | Indiana | 18 | Elkhart | 39 | 18039 | 0.8 | 13500 | 2010 | 9999 |  |  | N | Landfill Gas | [13 empty] | 0.22117 | 0.22117 | 0.22117 | 0.22117 | [11 empty] | Wabash Valley Power Association Inc | 100 | Wabash Valley Power Association Inc | 100
Earthmovers LFGTE | 57250_G_3 | 57250 | G | 3 |  | Landfill Gas |  | MIS_INKY | Indiana | 18 | Elkhart | 39 | 18039 | 0.8 | 13500 | 2010 | 9999 |  |  | N | Landfill Gas | [13 empty] | 0.22117 | 0.22117 | 0.22117 | 0.22117 | [11 empty] | Wabash Valley Power Association Inc | 100 | Wabash Valley Power Association Inc | 100
Earthmovers LFGTE | 57250_G_4 | 57250 | G | 4 |  | Landfill Gas |  | MIS_INKY | Indiana | 18 | Elkhart | 39 | 18039 | 0.8 | 13500 | 2010 | 9999 |  |  | N | Landfill Gas | [13 empty] | 0.22117 | 0.22117 | 0.22117 | 0.22117 | [11 empty] | Wabash Valley Power Association Inc | 100 | Wabash Valley Power Association Inc | 100
Earthmovers LFGTE | 57250_G_5 | 57250 | G | 5 |  | Landfill Gas |  | MIS_INKY | Indiana | 18 | Elkhart | 39 | 18039 | 0.8 | 13500 | 2010 | 9999 |  |  | N | Landfill Gas | [13 empty] | 0.22117 | 0.22117 | 0.22117 | 0.22117 | [11 empty] | Wabash Valley Power Association Inc | 100 | Wabash Valley Power Association Inc | 100
Earthmovers LFGTE | 57250_G_6 | 57250 | G | 6 |  | Landfill Gas |  | MIS_INKY | Indiana | 18 | Elkhart | 39 | 18039 | 0.8 | 13500 | 2010 | 9999 |  |  | N | Landfill Gas | [13 empty] | 0.22117 | 0.22117 | 0.22117 | 0.22117 | [11 empty] | Wabash Valley Power Association Inc | 100 | Wabash Valley Power Association Inc | 100
Lakota Wind Wind Farm | 57251_G_LAK1 | 57251 | G | LAK1 |  | Onshore Wind |  | MIS_MIDA | Iowa | 19 | Kossuth | 109 | 19109 | 10.5 | 0 | 2009 | 9999 |  |  | N | Wind | [13 empty] | 0 | 0 | 0 | 0 | [11 empty] | Iowa Lakes Electric Coop | 100 | Iowa Lakes Electric Coop | 100
Iowa Lakes Superior Wind Farm | 57252_G_SUP1 | 57252 | G | SUP1 |  | Onshore Wind |  | MIS_IA | Iowa | 19 | Dickinson | 59 | 19059 | 10.5 | 0 | 2009 | 9999 |  |  | N | Wind | [13 empty] | 0 | 0 | 0 | 0 | [11 empty] | Iowa Lakes Electric Coop | 100 | Iowa Lakes Electric Coop | 100
MA Military Reservation Wind Project | 57253_G_1 | 57253 | G | 1 |  | Onshore Wind |  | NENGREST | Massachusetts | 25 | Barnstable | 1 | 25001 | 1.5 | 0 | 2009 | 9999 |  |  | N | Wind | [13 empty] | 0 | 0 | 0 | 0 | [11 empty] | Air Force Center For Engine & Environment | 100 | Air Force Center For Engine & Environment | 100
MA Military Reservation Wind Project | 57253_G_2 | 57253 | G | 2 |  | Onshore Wind |  | NENGREST | Massachusetts | 25 | Barnstable | 1 | 25001 | 1.5 | 0 | 2011 | 9999 |  |  | N | Wind | [13 empty] | 0 | 0 | 0 | 0 | [11 empty] | Air Force Center For Engine & Environment | 100 | Air Force Center For Engine & Environment | 100
MA Military Reservation Wind Project | 57253_G_3 | 57253 | G | 3 |  | Onshore Wind |  | NENGREST | Massachusetts | 25 | Barnstable | 1 | 25001 | 1.5 | 0 | 2011 | 9999 |  |  | N | Wind | [13 empty] | 0 | 0 | 0 | 0 | [11 empty] | Air Force Center For Engine & Environment | 100 | Air Force Center For Engine & Environment | 100
Victor Valley CC CPV Solar | 57254_G_1PV | 57254 | G | 1PV |  | Solar PV |  | WECC_SCE | California | 6 | San Bernardino | 71 | 06071 | 1 | 0 | 2010 | 9999 |  |  | N | Solar | [13 empty] | 0 | 0 | 0 | 0 | [11 empty] | Victor Valley Community College | 100 | Victor Valley Community College | 100
PA Solar Park | 57256_G_1 | 57256 | G | 1 |  | Solar PV |  | PJM_WMAC | Pennsylvania | 42 | Carbon | 25 | 42025 | 10 | 0 | 2012 | 9999 |  |  | N | Solar | [13 empty] | 0 | 0 | 0 | 0 | [11 empty] | PA Solar Park LLC | 100 | Consolidated Edison Inc | 100
Iowa Lakes Community College Wind Farm | 57257_G_VMN82 | 57257 | G | VMN82 |  | Onshore Wind |  | MIS_IA | Iowa | 19 | Emmet | 63 | 19063 | 1 | 0 | 2005 | 9999 |  |  | N | Wind | [13 empty] | 0 | 0 | 0 | 0 | [11 empty] | Iowa Lakes Community College | 100 | Iowa Lakes Community College | 100
Texico Wind Ranch LP | 57258_G_2 | 57258 | G | 2 |  | Onshore Wind |  | SPP_SPS | New Mexico | 35 | Curry | 9 | 35009 | 0.6 | 0 | 1999 | 9999 |  |  | N | Wind | [13 empty] | 0 | 0 | 0 | 0 | [11 empty] | Llano Estacado Wind LLC | 100 | Mitsubishi Corp | 100
Texico Wind Ranch LP | 57258_G_1 | 57258 | G | 1 |  | Onshore Wind |  | SPP_SPS | New Mexico | 35 | Curry | 9 | 35009 | 0.7 | 0 | 2003 | 9999 |  |  | N | Wind | [13 empty] | 0 | 0 | 0 | 0 | [11 empty] | Llano Estacado Wind LLC | 100 | Mitsubishi Corp | 100
Texico Wind Ranch LP | 57258_G_3 | 57258 | G | 3 |  | Onshore Wind |  | SPP_SPS | New Mexico | 35 | Curry | 9 | 35009 | 0.6 | 0 | 2003 | 9999 |  |  | N | Wind | [13 empty] | 0 | 0 | 0 | 0 | [11 empty] | Llano Estacado Wind LLC | 100 | Mitsubishi Corp | 100
Cedro Hill Wind LLC | 57260_G_1 | 57260 | G | 1 |  | Onshore Wind |  | ERC_REST | Texas | 48 | Webb | 479 | 48479 | 150 | 0 | 2010 | 9999 |  |  | N | Wind | [13 empty] | 0 | 0 | 0 | 0 | [11 empty] | Mission Wind Cedro LLC | 100 | NRG Energy Inc | 100
Taloga Wind LLC | 57261_G_1 | 57261 | G | 1 |  | Onshore Wind |  | SPP_WEST | Oklahoma | 40 | Dewey | 43 | 40043 | 130 | 0 | 2011 | 9999 |  |  | N | Wind | [13 empty] | 0 | 0 | 0 | 0 | [11 empty] | Taloga Wind LLC | 100 | Global Infrastructure Partners | 100
Laredo Ridge Wind LLC | 57262_G_1 | 57262 | G | 1 |  | Onshore Wind |  | SPP_NEBR | Nebraska | 31 | Boone | 11 | 31011 | 79.9 | 0 | 2011 | 9999 |  |  | N | Wind | [13 empty] | 0 | 0 | 0 | 0 | [11 empty] | Laredo Ridge Wind LLC | 100 | Global Infrastructure Partners | 100
Dorchester Solar Site | 57265_G_1 | 57265 | G | 1 |  | Solar PV |  | NENGREST | Massachusetts | 25 | Suffolk | 25 | 25025 | 1 | 0 | 2012 | 9999 |  |  | N | Solar | [13 empty] | 0 | 0 | 0 | 0 | [11 empty] | Massachusetts Electric Co | 100 | National Grid Plc | 100
Marsh Landing Generating Station | 57267_G_1 | 57267 | G | 1 | 90637 | Combustion Turbine |  | WEC_CALN | California | 6 | Contra Costa | 13 | 06013 | 191.9 | 12325 | 2013 | 9999 |  |  | N | Natural Gas |  |  |  | DLNB | SCR | [8 empty] | 0.00891 | 0.00891 | 0.00891 | 0.00891 | [11 empty] | Marsh Landing LLC | 100 | Global Infrastructure Partners | 100
Marsh Landing Generating Station | 57267_G_2 | 57267 | G | 2 | 90638 | Combustion Turbine |  | WEC_CALN | California | 6 | Contra Costa | 13 | 06013 | 191.1 | 12323 | 2013 | 9999 |  |  | N | Natural Gas |  |  |  | DLNB | SCR | [8 empty] | 0.00769 | 0.00769 | 0.00769 | 0.00769 | [11 empty] | Marsh Landing LLC | 100 | Global Infrastructure Partners | 100
Marsh Landing Generating Station | 57267_G_3 | 57267 | G | 3 | 90639 | Combustion Turbine |  | WEC_CALN | California | 6 | Contra Costa | 13 | 06013 | 190.4 | 12327 | 2013 | 9999 |  |  | N | Natural Gas |  |  |  | DLNB | SCR | [8 empty] | 0.00875 | 0.00875 | 0.00875 | 0.00875 | [11 empty] | Marsh Landing LLC | 100 | Global Infrastructure Partners | 100
Marsh Landing Generating Station | 57267_G_4 | 57267 | G | 4 | 90640 | Combustion Turbine |  | WEC_CALN | California | 6 | Contra Costa | 13 | 06013 | 191.8 | 12325 | 2013 | 9999 |  |  | N | Natural Gas |  |  |  | DLNB | SCR | [8 empty] | 0.00755 | 0.00755 | 0.00755 | 0.00755 | [11 empty] | Marsh Landing LLC | 100 | Global Infrastructure Partners | 100
Chestnut Flats Wind Farm | 57268_G_1 | 57268 | G | 1 |  | Onshore Wind |  | PJM_PENE | Pennsylvania | 42 | Blair | 13 | 42013 | 38 | 0 | 2011 | 9999 |  |  | N | Wind | [13 empty] | 0 | 0 | 0 | 0 | [11 empty] | Chestnut Flats Wind LLC | 100 | EDF Group | 100
Haverhill Solar Power Project | 57269_G_1 | 57269 | G | 1 |  | Solar PV |  | NENGREST | Massachusetts | 25 | Essex | 9 | 25009 | 0.8 | 0 | 2010 | 9999 |  |  | N | Solar | [13 empty] | 0 | 0 | 0 | 0 | [11 empty] | National Grid USA | 100 | National Grid Plc | 100
NEDC Solar Site | 57270_G_1 | 57270 | G | 1 |  | Solar PV |  | NENGREST | Massachusetts | 25 | Worcester | 27 | 25027 | 0.8 | 0 | 2010 | 9999 |  |  | N | Solar | [13 empty] | 0 | 0 | 0 | 0 | [11 empty] | National Grid USA | 100 | National Grid Plc | 100
Grant County Wind LLC | 57274_G_1 | 57274 | G | 1 |  | Onshore Wind |  | MIS_MAPP | Minnesota | 27 | Grant | 51 | 27051 | 20 | 0 | 2010 | 9999 |  |  | N | Wind | [13 empty] | 0 | 0 | 0 | 0 | [11 empty] | Grant County Wind LLC | 100 | Olympus Holdings LLC | 100
Crescent Dunes Solar Energy | 57275_B_TSE-B1 | 57275 | B | TSE-B1 |  | Solar Thermal |  | WECC_NNV | Nevada | 32 | Nye | 23 | 32023 | 55 | 9771 | 2015 | 9999 |  |  | N | Solar | [13 empty] | 0 | 0 | 0 | 0 | [11 empty] | Tonopah Solar Energy LLC | 100 | United Technologies Corp | 100
Crescent Dunes Solar Energy | 57275_B_TSE-B2 | 57275 | B | TSE-B2 |  | Solar Thermal |  | WECC_NNV | Nevada | 32 | Nye | 23 | 32023 | 55 | 9771 | 2015 | 9999 |  |  | N | Solar | [13 empty] | 0 | 0 | 0 | 0 | [11 empty] | Tonopah Solar Energy LLC | 100 | United Technologies Corp | 100
Crofton Bluffs Wind LLC | 57278_G_CWET1 | 57278 | G | CWET1 |  | Onshore Wind |  | SPP_NEBR | Nebraska | 31 | Knox | 107 | 31107 | 40 | 0 | 2012 | 9999 |  |  | N | Wind | [13 empty] | 0 | 0 | 0 | 0 | [11 empty] | Crofton Bluffs Wind LLC | 100 | Edison International | 100
Aqua Ingrams Mill | 57280_G_1 | 57280 | G | 1 |  | Solar PV |  | PJM_EMAC | Pennsylvania | 42 | Chester | 29 | 42029 | 0.9 | 0 | 2009 | 9999 |  |  | N | Solar | [13 empty] | 0 | 0 | 0 | 0 | [11 empty] | Aqua Pennsylvania Inc | 100 | Aqua America Inc | 100
OREG 3 Inc | 57281_G_CS13 | 57281 | G | CS13 |  | Non-Fossil Waste |  | MIS_IA | Minnesota | 27 | Martin | 91 | 27091 | 3.3 | 9274 | 2010 | 9999 |  |  | N | Non-Fossil Waste | [13 empty] | 0 | 0 | 0 | 0 | [11 empty] | OREG 3 Inc | 100 | Northleaf Capital Partners | 100
Alta Wind Energy Center I | 57282_G_AW01 | 57282 | G | AW01 |  | Onshore Wind |  | WECC_SCE | California | 6 | Kern | 29 | 06029 | 150 | 0 | 2011 | 9999 |  |  | N | Wind | [13 empty] | 0 | 0 | 0 | 0 | [11 empty] | Alta Wind I LLC | 100 | Global Infrastructure Partners | 100
Flat Water Wind Farm LLC | 57283_G_WTG1 | 57283 | G | WTG1 |  | Onshore Wind |  | SPP_NEBR | Nebraska | 31 | Richardson | 147 | 31147 | 60 | 0 | 2010 | 9999 |  |  | N | Wind | [13 empty] | 0 | 0 | 0 | 0 | [11 empty] | Flat Water Wind Farm LLC | 100 | Gestamp Eolica SL | 100
Minonk Wind Farm | 57284_G_1 | 57284 | G | 1 |  | Onshore Wind |  | PJM_COMD | Illinois | 17 | Woodford | 203 | 17203 | 192.3 | 0 | 2012 | 9999 |  |  | N | Wind | [13 empty] | 0 | 0 | 0 | 0 | [11 empty] | Minonk Wind LLC | 100 | Algonquin Power Income Fund | 100
Sandy Ridge Wind Farm | 57285_G_1 | 57285 | G | 1 |  | Onshore Wind |  | PJM_PENE | Pennsylvania | 42 | Blair | 13 | 42013 | 48.2 | 0 | 2012 | 9999 |  |  | N | Wind | [13 empty] | 0 | 0 | 0 | 0 | [11 empty] | Sandy Ridge Wind LLC | 100 | Algonquin Power Income Fund | 100
OU Spirit Wind Farm | 57286_G_WT1 | 57286 | G | WT1 |  | Onshore Wind |  | SPP_WEST | Oklahoma | 40 | Woodward | 153 | 40153 | 101.2 | 0 | 2009 | 9999 |  |  | N | Wind | [13 empty] | 0 | 0 | 0 | 0 | [11 empty] | Oklahoma Gas & Electric Co | 100 | OGE Energy Corp | 100
Hardscrabble Wind Power LLC | 57287_G_1 | 57287 | G | 1 |  | Onshore Wind |  | NY_Z_C&E | New York | 36 | Herkimer | 43 | 36043 | 74 | 0 | 2011 | 9999 |  |  | N | Wind | [13 empty] | 0 | 0 | 0 | 0 | [11 empty] | Hardscrabble Wind Power LLC | 100 | Iberdrola SA | 100
Big Blue | 57289_G_BBWP | 57289 | G | BBWP |  | Onshore Wind |  | MIS_MNWI | Minnesota | 27 | Faribault | 43 | 27043 | 36 | 0 | 2012 | 9999 |  |  | N | Wind | [13 empty] | 0 | 0 | 0 | 0 | [11 empty] | Big Blue Windfarm LLC | 100 | Fagen Inc | 100
Northern Colorado Wind LLC | 57290_G_GE | 57290 | G | GE |  | Onshore Wind |  | WECC_CO | Colorado | 8 | Logan | 75 | 08075 | 22.5 | 0 | 2009 | 9999 |  |  | N | Wind | [13 empty] | 0 | 0 | 0 | 0 | [11 empty] | Northern Colorado Wind Energy LLC | 100 | NextEra Energy Inc | 100
Northern Colorado Wind LLC | 57290_G_SIEM | 57290 | G | SIEM |  | Onshore Wind |  | WECC_CO | Colorado | 8 | Logan | 75 | 08075 | 151.8 | 0 | 2009 | 9999 |  |  | N | Wind | [13 empty] | 0 | 0 | 0 | 0 | [11 empty] | Northern Colorado Wind Energy Center LLC | 100 | NextEra Energy Inc | 100
Alta Wind Energy Center II | 57291_G_AW02 | 57291 | G | AW02 |  | Onshore Wind |  | WECC_SCE | California | 6 | Kern | 29 | 06029 | 150 | 0 | 2011 | 9999 |  |  | N | Wind | [13 empty] | 0 | 0 | 0 | 0 | [11 empty] | Alta Wind II LLC | 50 | Marubeni Corp | 50
Alta Wind Energy Center III | 57292_G_AW03 | 57292 | G | AW03 |  | Onshore Wind |  | WECC_SCE | California | 6 | Kern | 29 | 06029 | 150 | 0 | 2011 | 9999 |  |  | N | Wind | [13 empty] | 0 | 0 | 0 | 0 | [11 empty] | Alta Wind III LLC | 50 | Marubeni Corp | 50
Alta Wind Energy Center IV | 57293_G_AW04 | 57293 | G | AW04 |  | Onshore Wind |  | WECC_SCE | California | 6 | Kern | 29 | 06029 | 102 | 0 | 2011 | 9999 |  |  | N | Wind | [13 empty] | 0 | 0 | 0 | 0 | [11 empty] | Alta Wind IV LLC | 50 | Marubeni Corp | 50
Alta Wind Energy Center V | 57294_G_AW05 | 57294 | G | AW05 |  | Onshore Wind |  | WECC_SCE | California | 6 | Kern | 29 | 06029 | 168 | 0 | 2011 | 9999 |  |  | N | Wind | [13 empty] | 0 | 0 | 0 | 0 | [11 empty] | Alta Wind V LLC | 50 | Global Infrastructure Partners | 50
Alpine Solar | 57295_G_1 | 57295 | G | 1 |  | Solar PV |  | WEC_LADW | California | 6 | Los Angeles | 37 | 06037 | 66 | 0 | 2013 | 9999 |  |  | N | Solar | [13 empty] | 0 | 0 | 0 | 0 | [11 empty] | Solar Alpine LLC | 100 | Global Infrastructure Partners | 100
Carleton College | 57296_G_WIND1 | 57296 | G | WIND1 |  | Onshore Wind |  | MIS_MNWI | Minnesota | 27 | Rice | 131 | 27131 | 1.6 | 0 | 2004 | 9999 |  |  | N | Wind | [13 empty] | 0 | 0 | 0 | 0 | [11 empty] | Carleton College | 100 | Carleton College | 100
Carleton College | 57296_G_GEN1 | 57296 | G | GEN1 |  | Combustion Turbine | IC Engine | MIS_MNWI | Minnesota | 27 | Rice | 131 | 27131 | 2.3 | 13469 | 2009 | 9999 |  |  | N | Distillate Fuel Oil | [13 empty] | 1.6498 | 1.6498 | 1.6498 | 1.6498 | [11 empty] | Carleton College | 100 | Carleton College | 100
Carleton College | 57296_G_GEN2 | 57296 | G | GEN2 |  | Combustion Turbine | IC Engine | MIS_MNWI | Minnesota | 27 | Rice | 131 | 27131 | 2.3 | 13469 | 2009 | 9999 |  |  | N | Distillate Fuel Oil | [13 empty] | 1.6498 | 1.6498 | 1.6498 | 1.6498 | [11 empty] | Carleton College | 100 | Carleton College | 100
Carleton College | 57296_G_WIND2 | 57296 | G | WIND2 |  | Onshore Wind |  | MIS_MNWI | Minnesota | 27 | Rice | 131 | 27131 | 1.6 | 0 | 2011 | 9999 |  |  | N | Wind | [13 empty] | 0 | 0 | 0 | 0 | [11 empty] | Carleton College | 100 | Carleton College | 100
Cedar Hills | 57298_G_1 | 57298 | G | 1 |  | Landfill Gas |  | WECC_PNW | Washington | 53 | King | 33 | 53033 | 0.3 | 13500 | 2009 | 9999 |  |  | N | Landfill Gas | [13 empty] | 0.22117 | 0.22117 | 0.22117 | 0.22117 | [11 empty] | INGENCO | 100 | INGENCO | 100
Cedar Hills | 57298_G_10 | 57298 | G | 10 |  | Landfill Gas |  | WECC_PNW | Washington | 53 | King | 33 | 53033 | 0.3 | 13500 | 2009 | 9999 |  |  | N | Landfill Gas | [13 empty] | 0.22117 | 0.22117 | 0.22117 | 0.22117 | [11 empty] | INGENCO | 100 | INGENCO | 100
Cedar Hills | 57298_G_11 | 57298 | G | 11 |  | Landfill Gas |  | WECC_PNW | Washington | 53 | King | 33 | 53033 | 0.3 | 13500 | 2009 | 9999 |  |  | N | Landfill Gas | [13 empty] | 0.22117 | 0.22117 | 0.22117 | 0.22117 | [11 empty] | INGENCO | 100 | INGENCO | 100
Cedar Hills | 57298_G_12 | 57298 | G | 12 |  | Landfill Gas |  | WECC_PNW | Washington | 53 | King | 33 | 53033 | 0.3 | 13500 | 2009 | 9999 |  |  | N | Landfill Gas | [13 empty] | 0.22117 | 0.22117 | 0.22117 | 0.22117 | [11 empty] | INGENCO | 100 | INGENCO | 100
Cedar Hills | 57298_G_13 | 57298 | G | 13 |  | Landfill Gas |  | WECC_PNW | Washington | 53 | King | 33 | 53033 | 0.3 | 13500 | 2009 | 9999 |  |  | N | Landfill Gas | [13 empty] | 0.22117 | 0.22117 | 0.22117 | 0.22117 | [11 empty] | INGENCO | 100 | INGENCO | 100
Cedar Hills | 57298_G_14 | 57298 | G | 14 |  | Landfill Gas |  | WECC_PNW | Washington | 53 | King | 33 | 53033 | 0.3 | 13500 | 2009 | 9999 |  |  | N | Landfill Gas | [13 empty] | 0.22117 | 0.22117 | 0.22117 | 0.22117 | [11 empty] | INGENCO | 100 | INGENCO | 100
Cedar Hills | 57298_G_15 | 57298 | G | 15 |  | Landfill Gas |  | WECC_PNW | Washington | 53 | King | 33 | 53033 | 0.3 | 13500 | 2009 | 9999 |  |  | N | Landfill Gas | [13 empty] | 0.22117 | 0.22117 | 0.22117 | 0.22117 | [11 empty] | INGENCO | 100 | INGENCO | 100
Cedar Hills | 57298_G_16 | 57298 | G | 16 |  | Landfill Gas |  | WECC_PNW | Washington | 53 | King | 33 | 53033 | 0.3 | 13500 | 2009 | 9999 |  |  | N | Landfill Gas | [13 empty] | 0.22117 | 0.22117 | 0.22117 | 0.22117 | [11 empty] | INGENCO | 100 | INGENCO | 100
Cedar Hills | 57298_G_17 | 57298 | G | 17 |  | Landfill Gas |  | WECC_PNW | Washington | 53 | King | 33 | 53033 | 0.3 | 13500 | 2009 | 9999 |  |  | N | Landfill Gas | [13 empty] | 0.22117 | 0.22117 | 0.22117 | 0.22117 | [11 empty] | INGENCO | 100 | INGENCO | 100
Cedar Hills | 57298_G_18 | 57298 | G | 18 |  | Landfill Gas |  | WECC_PNW | Washington | 53 | King | 33 | 53033 | 0.3 | 13500 | 2009 | 9999 |  |  | N | Landfill Gas | [13 empty] | 0.22117 | 0.22117 | 0.22117 | 0.22117 | [11 empty] | INGENCO | 100 | INGENCO | 100
Cedar Hills | 57298_G_2 | 57298 | G | 2 |  | Landfill Gas |  | WECC_PNW | Washington | 53 | King | 33 | 53033 | 0.3 | 13500 | 2009 | 9999 |  |  | N | Landfill Gas | [13 empty] | 0.22117 | 0.22117 | 0.22117 | 0.22117 | [11 empty] | INGENCO | 100 | INGENCO | 100
Cedar Hills | 57298_G_3 | 57298 | G | 3 |  | Landfill Gas |  | WECC_PNW | Washington | 53 | King | 33 | 53033 | 0.3 | 13500 | 2009 | 9999 |  |  | N | Landfill Gas | [13 empty] | 0.22117 | 0.22117 | 0.22117 | 0.22117 | [11 empty] | INGENCO | 100 | INGENCO | 100
Cedar Hills | 57298_G_4 | 57298 | G | 4 |  | Landfill Gas |  | WECC_PNW | Washington | 53 | King | 33 | 53033 | 0.3 | 13500 | 2009 | 9999 |  |  | N | Landfill Gas | [13 empty] | 0.22117 | 0.22117 | 0.22117 | 0.22117 | [11 empty] | INGENCO | 100 | INGENCO | 100
Cedar Hills | 57298_G_5 | 57298 | G | 5 |  | Landfill Gas |  | WECC_PNW | Washington | 53 | King | 33 | 53033 | 0.3 | 13500 | 2009 | 9999 |  |  | N | Landfill Gas | [13 empty] | 0.22117 | 0.22117 | 0.22117 | 0.22117 | [11 empty] | INGENCO | 100 | INGENCO | 100
Cedar Hills | 57298_G_6 | 57298 | G | 6 |  | Landfill Gas |  | WECC_PNW | Washington | 53 | King | 33 | 53033 | 0.3 | 13500 | 2009 | 9999 |  |  | N | Landfill Gas | [13 empty] | 0.22117 | 0.22117 | 0.22117 | 0.22117 | [11 empty] | INGENCO | 100 | INGENCO | 100
Cedar Hills | 57298_G_7 | 57298 | G | 7 |  | Landfill Gas |  | WECC_PNW | Washington | 53 | King | 33 | 53033 | 0.3 | 13500 | 2009 | 9999 |  |  | N | Landfill Gas | [13 empty] | 0.22117 | 0.22117 | 0.22117 | 0.22117 | [11 empty] | INGENCO | 100 | INGENCO | 100
Cedar Hills | 57298_G_8 | 57298 | G | 8 |  | Landfill Gas |  | WECC_PNW | Washington | 53 | King | 33 | 53033 | 0.3 | 13500 | 2009 | 9999 |  |  | N | Landfill Gas | [13 empty] | 0.22117 | 0.22117 | 0.22117 | 0.22117 | [11 empty] | INGENCO | 100 | INGENCO | 100
Cedar Hills | 57298_G_9 | 57298 | G | 9 |  | Landfill Gas |  | WECC_PNW | Washington | 53 | King | 33 | 53033 | 0.3 | 13500 | 2009 | 9999 |  |  | N | Landfill Gas | [13 empty] | 0.22117 | 0.22117 | 0.22117 | 0.22117 | [11 empty] | INGENCO | 100 | INGENCO | 100
Dunlap | 57299_G_1 | 57299 | G | 1 |  | Onshore Wind |  | WECC_WY | Wyoming | 56 | Carbon | 7 | 56007 | 111 | 0 | 2010 | 9999 |  |  | N | Wind | [13 empty] | 0 | 0 | 0 | 0 | [11 empty] | PacifiCorp | 100 | Berkshire Hathaway Inc | 100
Criterion | 57300_G_1 | 57300 | G | 1 |  | Onshore Wind |  | PJM_AP | Maryland | 24 | GARRETT | 23 | 24023 | 70 | 0 | 2010 | 9999 |  |  | N | Wind | [13 empty] | 0 | 0 | 0 | 0 | [11 empty] | Criterion Power Partners LLC | 100 | Exelon Corp | 100
Garnet Wind Energy Center | 57302_G_1 | 57302 | G | 1 |  | Onshore Wind |  | WECC_SCE | California | 6 | Riverside | 65 | 06065 | 6.5 | 0 | 2009 | 9999 |  |  | N | Wind | [13 empty] | 0 | 0 | 0 | 0 | [11 empty] | Garnet Wind LLC | 100 | Energy Capital Partners | 100
Loraine Windpark Project LLC | 57303_G_LWG1 | 57303 | G | LWG1 |  | Onshore Wind |  | ERC_WEST | Texas | 48 | Mitchell | 335 | 48335 | 75 | 0 | 2009 | 9999 |  |  | N | Wind | [13 empty] | 0 | 0 | 0 | 0 | [11 empty] | Loraine Windpower Park LLC | 100 | Third Planet Windpower LLC | 100
Loraine Windpark Project LLC | 57303_G_LWG2 | 57303 | G | LWG2 |  | Onshore Wind |  | ERC_WEST | Texas | 48 | Mitchell | 335 | 48335 | 75 | 0 | 2009 | 9999 |  |  | N | Wind | [13 empty] | 0 | 0 | 0 | 0 | [11 empty] | Loraine Windpower Park LLC | 100 | Third Planet Windpower LLC | 100
Adelanto Solar Project | 57305_G_1 | 57305 | G | 1 |  | Solar PV |  | WECC_SCE | California | 6 | San Bernardino | 71 | 06071 | 10 | 0 | 2012 | 9999 |  |  | N | Solar | [13 empty] | 0 | 0 | 0 | 0 | [11 empty] | Los Angeles Dept of Water & Power | 100 | Los Angeles Dept of Water & Power | 100
Pine Tree Solar Project | 57306_G_1 | 57306 | G | 1 |  | Solar PV |  | WECC_SCE | California | 6 | Kern | 29 | 06029 | 8.5 | 0 | 2013 | 9999 |  |  | N | Solar | [13 empty] | 0 | 0 | 0 | 0 | [11 empty] | Los Angeles Dept of Water & Power | 100 | Los Angeles Dept of Water & Power | 100
Maclay Solar Project | 57308_G_1 | 57308 | G | 1 |  | Solar PV |  | WEC_LADW | California | 6 | Los Angeles | 37 | 06037 | 2.2 | 0 | 2017 | 9999 |  |  | N | Solar | [13 empty] | 0 | 0 | 0 | 0 | [11 empty] | Los Angeles Dept of Water & Power | 100 | Los Angeles Dept of Water & Power | 100
Pacific Cruise Ship Terminals Berth 93 | 57309_G_1 | 57309 | G | 1 |  | Solar PV |  | WEC_LADW | California | 6 | Los Angeles | 37 | 06037 | 1.1 | 0 | 2010 | 9999 |  |  | N | Solar | [13 empty] | 0 | 0 | 0 | 0 | [11 empty] | Port of Los Angeles (CA) | 100 | Port of Los Angeles (CA) | 100
1420 Coil Av #C | 57310_G_1 | 57310 | G | 1 |  | Solar PV |  | WEC_LADW | California | 6 | Los Angeles | 37 | 06037 | 1.3 | 0 | 2011 | 9999 |  |  | N | Solar | [13 empty] | 0 | 0 | 0 | 0 | [11 empty] | Konoike Pacific California Inc | 100 | Konoike Pacific California Inc | 100
Occidental College Solar Project | 57311_G_1 | 57311 | G | 1 |  | Solar PV |  | WEC_LADW | California | 6 | Los Angeles | 37 | 06037 | 1 | 0 | 2013 | 9999 |  |  | N | Solar | [13 empty] | 0 | 0 | 0 | 0 | [11 empty] | Occidental College | 100 | Occidental College | 100
Metro Support Services Center Solar | 57313_G_1 | 57313 | G | 1 |  | Solar PV |  | WEC_LADW | California | 6 | Los Angeles | 37 | 06037 | 1.2 | 0 | 2005 | 9999 |  |  | N | Solar | [13 empty] | 0 | 0 | 0 | 0 | [11 empty] | Los Angeles Dept of Water & Power | 100 | Los Angeles Dept of Water & Power | 100
Los Angeles Harbor College | 57314_G_1 | 57314 | G | 1 |  | Solar PV |  | WEC_LADW | California | 6 | Los Angeles | 37 | 06037 | 2.2 | 0 | 2010 | 9999 |  |  | N | Solar | [13 empty] | 0 | 0 | 0 | 0 | [11 empty] | Los Angeles Community College District | 100 | Los Angeles Community College District | 100
Cedar Point Wind | 57315_G_1-139 | 57315 | G | 1-139 |  | Onshore Wind |  | WECC_CO | Colorado | 8 | Lincoln | 73 | 08073 | 252 | 0 | 2011 | 9999 |  |  | N | Wind | [13 empty] | 0 | 0 | 0 | 0 | [11 empty] | Cedar Point Wind LLC | 100 | Enbridge Energy Partners LP | 100
San Luis Valley Solar Ranch | 57317_G_1 | 57317 | G | 1 |  | Solar PV |  | WECC_CO | Colorado | 8 | Alamosa | 3 | 08003 | 35 | 0 | 2011 | 9999 |  |  | N | Solar | [13 empty] | 0 | 0 | 0 | 0 | [11 empty] | San Luis Solar LLC | 100 | Iberdrola SA | 100
Copper Crossing Solar LLC | 57318_G_1 | 57318 | G | 1 |  | Solar PV |  | WECC_AZ | Arizona | 4 | Gila | 7 | 04007 | 20 | 0 | 2011 | 9999 |  |  | N | Solar | [13 empty] | 0 | 0 | 0 | 0 | [11 empty] | Copper Crossing Solar LLC | 100 | Iberdrola SA | 100
Big Horn Wind II | 57319_G_1 | 57319 | G | 1 |  | Onshore Wind |  | WECC_PNW | Washington | 53 | Klickitat | 39 | 53039 | 50 | 0 | 2011 | 9999 |  |  | N | Wind | [13 empty] | 0 | 0 | 0 | 0 | [11 empty] | Big Horn II Wind Project LLC | 100 | Iberdrola SA | 100
Juniper Canyon I Wind Project | 57320_G_1 | 57320 | G | 1 |  | Onshore Wind |  | WECC_PNW | Washington | 53 | Klickitat | 39 | 53039 | 151.2 | 0 | 2011 | 9999 |  |  | N | Wind | [13 empty] | 0 | 0 | 0 | 0 | [11 empty] | Juniper Canyon Wind Power LLC | 100 | Iberdrola SA | 100
Mayberry Solar LLC | 57321_G_1PV | 57321 | G | 1PV |  | Solar PV |  | S_VACA | North Carolina | 37 | Surry | 171 | 37171 | 1.2 | 0 | 2011 | 9999 |  |  | N | Solar | [13 empty] | 0 | 0 | 0 | 0 | [11 empty] | O2 Energies EMC | 100 | O2Energies | 100
Mont Belvieu Cogeneration Unit | 57322_G_GT01 | 57322 | G | GT01 |  | Combustion Turbine |  | ERC_REST | Texas | 48 | Chambers | 71 | 48071 | 12.3 | 8700 | 2009 | 9999 |  |  | Y | Natural Gas | [13 empty] | 0.0759 | 0.0759 | 0.0759 | 0.0759 | [11 empty] | Targa Co Generation LLC | 100 | Warburg Pincus & Co | 100
FPL Energy Illinois Wind LLC | 57325_G_GE1.5 | 57325 | G | GE1.5 |  | Onshore Wind |  | PJM_COMD | Illinois | 17 | DeKalb | 37 | 17037 | 217.5 | 0 | 2009 | 9999 |  |  | N | Wind | [13 empty] | 0 | 0 | 0 | 0 | [11 empty] | FPL Energy Illinois Wind | 100 | NextEra Energy Inc | 100
FPL Energy Illinois Wind LLC | 57325_G_BFT | 57325 | G | BFT |  | Energy Storage |  | PJM_COMD | Illinois | 17 | DeKalb | 37 | 17037 | 20 | 0 | 2014 | 9999 |  |  | N | Energy Storage | [13 empty] | 0 | 0 | 0 | 0 | [11 empty] | FPL Energy Illinois Wind | 100 | NextEra Energy Inc | 100
Sunray Wind I | 57326_G_WND1 | 57326 | G | WND1 |  | Onshore Wind |  | SPP_SPS | Texas | 48 | Moore | 341 | 48341 | 49.5 | 0 | 2009 | 9999 |  |  | N | Wind | [13 empty] | 0 | 0 | 0 | 0 | [11 empty] | Sunray Wind LLC | 100 | Valero Energy Corp | 100
Top of the World Windpower Project | 57327_G_TOTW1 | 57327 | G | TOTW1 |  | Onshore Wind |  | WECC_WY | Wyoming | 56 | Converse | 9 | 56009 | 200 | 0 | 2010 | 9999 |  |  | N | Wind | [13 empty] | 0 | 0 | 0 | 0 | [11 empty] | Top of The World Wind Energy LLC | 100 | Duke Energy Corp | 100
Kent County Wastewater Treatment Solar | 57330_G_1 | 57330 | G | 1 |  | Solar PV |  | PJM_EMAC | Delaware | 10 | Kent | 1 | 10001 | 1.2 | 0 | 2011 | 9999 |  |  | N | Solar | [13 empty] | 0 | 0 | 0 | 0 | [11 empty] | Kent County Levy Court Dept of Public Works | 100 | Kent County Levy Court Dept of Public Works | 100
Mojave Solar Project | 57331_B_MSP1 | 57331 | B | MSP1 |  | Solar Thermal |  | WECC_SCE | California | 6 | San Bernardino | 71 | 06071 | 138 | 9771 | 2014 | 9999 |  |  | N | Solar | [13 empty] | 0 | 0 | 0 | 0 | [11 empty] | Mojave Solar LLC | 100 | Abengoa SA | 100
Mojave Solar Project | 57331_B_MSP2 | 57331 | B | MSP2 |  | Solar Thermal |  | WECC_SCE | California | 6 | San Bernardino | 71 | 06071 | 138 | 9771 | 2014 | 9999 |  |  | N | Solar | [13 empty] | 0 | 0 | 0 | 0 | [11 empty] | Mojave Solar LLC | 100 | Abengoa SA | 100
Crossroads Wind Farm | 57332_G_1-98 | 57332 | G | 1-98 |  | Onshore Wind |  | SPP_WEST | Oklahoma | 40 | Dewey | 43 | 40043 | 227 | 0 | 2012 | 9999 |  |  | N | Wind | [13 empty] | 0 | 0 | 0 | 0 | [11 empty] | Oklahoma Gas & Electric Co | 100 | OGE Energy Corp | 100
Leaning Juniper Wind Power II | 57333_G_1 | 57333 | G | 1 |  | Onshore Wind |  | WECC_PNW | Oregon | 41 | Gilliam | 21 | 41021 | 201 | 0 | 2011 | 9999 |  |  | N | Wind | [13 empty] | 0 | 0 | 0 | 0 | [11 empty] | Leaning Juniper Wind Power II LLC | 100 | Iberdrola SA | 100
DE Solar 10240 Old Dowd Rd | 57334_G_PV01 | 57334 | G | PV01 |  | Solar PV |  | S_VACA | North Carolina | 37 | Mecklenburg | 119 | 37119 | 1.9 | 0 | 2010 | 9999 |  |  | N | Solar | [13 empty] | 0 | 0 | 0 | 0 | [11 empty] | Duke Energy Carolinas | 100 | Duke Energy Corp | 100
DE Solar 657 Brigham Rd | 57335_G_PV01 | 57335 | G | PV01 |  | Solar PV |  | S_VACA | North Carolina | 37 | Guilford | 81 | 37081 | 1.3 | 0 | 2010 | 9999 |  |  | N | Solar | [13 empty] | 0 | 0 | 0 | 0 | [11 empty] | Duke Energy Carolinas | 100 | Duke Energy Corp | 100
DE Solar 1725 Drywall Dr | 57336_G_PV01 | 57336 | G | PV01 |  | Solar PV |  | S_VACA | North Carolina | 37 | Gaston | 71 | 37071 | 1 | 0 | 2010 | 9999 |  |  | N | Solar | [13 empty] | 0 | 0 | 0 | 0 | [11 empty] | Duke Energy Carolinas | 100 | Duke Energy Corp | 100
Dover Sun Park | 57337_G_1 | 57337 | G | 1 |  | Solar PV |  | PJM_EMAC | Delaware | 10 | Kent | 1 | 10001 | 10 | 0 | 2011 | 9999 |  |  | N | Solar | [13 empty] | 0 | 0 | 0 | 0 | [11 empty] | White Oak Solar Energy LLC | 100 | LS Power Group | 100
Roadrunner Solar | 57338_G_1 | 57338 | G | 1 |  | Solar PV |  | WECC_NM | New Mexico | 35 | Dona Ana | 13 | 35013 | 20 | 0 | 2011 | 9999 |  |  | N | Solar | [13 empty] | 0 | 0 | 0 | 0 | [11 empty] | Solar Roadrunner LLC | 100 | NRG Energy Inc | 100
Panoche Valley Solar Farm | 57340_G_1 | 57340 | G | 1 |  | Solar PV |  | WEC_CALN | California | 6 | San Benito | 69 | 06069 | 140 | 0 | 2018 | 9999 |  |  | N | Solar | [13 empty] | 0 | 0 | 0 | 0 | [11 empty] | Panoche Valley Solar LLC | 100 | PV2 Energy LLC | 100
Silver Lake Solar Farm | 57341_G_SILV | 57341 | G | SILV |  | Solar PV |  | PJM_EMAC | New Jersey | 34 | Middlesex | 23 | 34023 | 1.7 | 0 | 2010 | 9999 |  |  | N | Solar | [13 empty] | 0 | 0 | 0 | 0 | [11 empty] | Public Service Electric & Gas Co | 100 | Public Service Enterprise Group Inc | 100
White Oak Energy LLC | 57342_G_1 | 57342 | G | 1 |  | Onshore Wind |  | PJM_COMD | Illinois | 17 | McLean | 113 | 17113 | 150 | 0 | 2011 | 9999 |  |  | N | Wind | [13 empty] | 0 | 0 | 0 | 0 | [11 empty] | White Oak Energy LLC | 100 | NextEra Energy Inc | 100
Cargill B6 Biofactory | 57343_G_1 | 57343 | G | 1 |  | Non-Fossil Waste |  | WECC_ID | Idaho | 16 | Gooding | 47 | 16047 | 1.1 | 7222 | 2009 | 9999 |  |  | Y | Non-Fossil Waste | [13 empty] | 0 | 0 | 0 | 0 | [11 empty] | Pico Energy LLC | 100 | Montauk Energy Holdings LLC | 100
Cargill B6 Biofactory | 57343_G_2 | 57343 | G | 2 |  | Non-Fossil Waste |  | WECC_ID | Idaho | 16 | Gooding | 47 | 16047 | 1.1 | 7222 | 2009 | 9999 |  |  | Y | Non-Fossil Waste | [13 empty] | 0 | 0 | 0 | 0 | [11 empty] | Pico Energy LLC | 100 | Montauk Energy Holdings LLC | 100
Kettle Butte Digester, LLC | 57345_G_1 | 57345 | G | 1 |  | Non-Fossil Waste |  | WECC_ID | Idaho | 16 | JEFFERSON | 51 | 16051 | 0.9 | 6203 | 2011 | 9999 |  |  | Y | Non-Fossil Waste | [13 empty] | 0 | 0 | 0 | 0 | [11 empty] | Seth Cannon | 100 | Seth Cannon | 100
Kettle Butte Digester, LLC | 57345_G_2 | 57345 | G | 2 |  | Non-Fossil Waste |  | WECC_ID | Idaho | 16 | JEFFERSON | 51 | 16051 | 0.9 | 6203 | 2011 | 9999 |  |  | Y | Non-Fossil Waste | [13 empty] | 0 | 0 | 0 | 0 | [11 empty] | Seth Cannon | 100 | Seth Cannon | 100
Elk City LLC | 57346_G_1 | 57346 | G | 1 |  | Onshore Wind |  | SPP_WEST | Oklahoma | 40 | Roger Mills | 129 | 40129 | 98.9 | 0 | 2009 | 9999 |  |  | N | Wind | [13 empty] | 0 | 0 | 0 | 0 | [11 empty] | Elk City Wind LLC | 100 | NextEra Energy Inc | 100
Elk City LLC | 57346_G_2 | 57346 | G | 2 |  | Onshore Wind |  | SPP_WEST | Oklahoma | 40 | Roger Mills | 129 | 40129 | 99.2 | 0 | 2010 | 9999 |  |  | N | Wind | [13 empty] | 0 | 0 | 0 | 0 | [11 empty] | Elk City Renewables II LLC | 100 | NextEra Energy Inc | 100
Baldwin Wind LLC | 57347_G_GE1 | 57347 | G | GE1 |  | Onshore Wind |  | SPP_WAUE | North Dakota | 38 | Burleigh | 15 | 38015 | 102.4 | 0 | 2010 | 9999 |  |  | N | Wind | [13 empty] | 0 | 0 | 0 | 0 | [11 empty] | Baldwin Wind Energy LLC | 100 | NextEra Energy Inc | 100
CityCenter Central Plant Cogen Units | 57348_G_UNITA | 57348 | G | UNITA |  | Combustion Turbine |  | WECC_SNV | Nevada | 32 | Clark | 3 | 32003 | 4 | 8700 | 2009 | 9999 |  |  | Y | Natural Gas | [13 empty] | 0.23894 | 0.23894 | 0.23894 | 0.23894 | [11 empty] | City Center Land LLC | 100 | City Center Land LLC | 100
CityCenter Central Plant Cogen Units | 57348_G_UNITB | 57348 | G | UNITB |  | Combustion Turbine |  | WECC_SNV | Nevada | 32 | Clark | 3 | 32003 | 4 | 8700 | 2009 | 9999 |  |  | Y | Natural Gas | [13 empty] | 0.23894 | 0.23894 | 0.23894 | 0.23894 | [11 empty] | City Center Land LLC | 100 | City Center Land LLC | 100
Garrison Energy Center LLC | 57349_G_CTG1 | 57349 | G | CTG1 | 90682 | Combined Cycle |  | PJM_EMAC | Delaware | 10 | Kent | 1 | 10001 | 193 | 7050 | 2015 | 9999 |  |  | N | Natural Gas, Distillate Fuel Oil |  |  |  | DLNB | SCR | [8 empty] | 0.0065657 | 0.0065657 | 0.0065657 | 0.0065657 | [11 empty] | Garrison Energy Center LLC | 100 | Starwood Capital Group Global LLC | 100
Garrison Energy Center LLC | 57349_G_STG2 | 57349 | G | STG2 | 90682 | Combined Cycle |  | PJM_EMAC | Delaware | 10 | Kent | 1 | 10001 | 123 | 7050 | 2015 | 9999 |  |  | N | Natural Gas, Distillate Fuel Oil |  |  |  | DLNB | SCR | [8 empty] | 0.0065657 | 0.0065657 | 0.0065657 | 0.0065657 | [11 empty] | Garrison Energy Center LLC | 100 | Starwood Capital Group Global LLC | 100
Uilk Wind LLC | 57351_G_FA01 | 57351 | G | FA01 |  | Onshore Wind |  | MIS_MNWI | Minnesota | 27 | Pipestone | 117 | 27117 | 1.5 | 0 | 2010 | 9999 |  |  | N | Wind | [13 empty] | 0 | 0 | 0 | 0 | [11 empty] | Uilk Wind Farm LLC | 100 | China Three Gorges Corp (CTGC) | 100
Uilk Wind LLC | 57351_G_FA02 | 57351 | G | FA02 |  | Onshore Wind |  | MIS_MNWI | Minnesota | 27 | Pipestone | 117 | 27117 | 1.5 | 0 | 2010 | 9999 |  |  | N | Wind | [13 empty] | 0 | 0 | 0 | 0 | [11 empty] | Uilk Wind Farm LLC | 100 | China Three Gorges Corp (CTGC) | 100
Uilk Wind LLC | 57351_G_FA03 | 57351 | G | FA03 |  | Onshore Wind |  | MIS_MNWI | Minnesota | 27 | Pipestone | 117 | 27117 | 1.5 | 0 | 2010 | 9999 |  |  | N | Wind | [13 empty] | 0 | 0 | 0 | 0 | [11 empty] | Uilk Wind Farm LLC | 100 | China Three Gorges Corp (CTGC) | 100
Trenton Solar Farm | 57352_G_TREN | 57352 | G | TREN |  | Solar PV |  | PJM_EMAC | New Jersey | 34 | Mercer | 21 | 34021 | 1 | 0 | 2010 | 9999 |  |  | N | Solar | [13 empty] | 0 | 0 | 0 | 0 | [11 empty] | Public Service Electric & Gas Co | 100 | Public Service Enterprise Group Inc | 100
Thermo No 1 | 57353_G_2 | 57353 | G | 2 |  | Geothermal |  | WECC_UT | Utah | 49 | Beaver | 1 | 49001 | 14 | 9771 | 2013 | 9999 |  |  | N | Geothermal | [13 empty] | 0 | 0 | 0 | 0 | 0.4563 | 0.4563 | 0.4563 | [8 empty] | Cyrg Energy Inc | 100 | Raser Technologies Inc | 100
Fox Island Wind LLC | 57354_G_1 | 57354 | G | 1 |  | Onshore Wind |  | NENG_ME | Maine | 23 | Knox | 13 | 23013 | 4.5 | 0 | 2009 | 9999 |  |  | N | Wind | [13 empty] | 0 | 0 | 0 | 0 | [11 empty] | Fox Islands Wind LLC | 100 | Fox Islands Electric Coop Inc | 100
Henrico | 57356_G_1 | 57356 | G | 1 |  | Landfill Gas |  | PJM_Dom | Virginia | 51 | Henrico | 87 | 51087 | 0.3 | 13500 | 2010 | 9999 |  |  | N | Landfill Gas | [13 empty] | 0.6 | 0.6 | 0.6 | 0.6 | [11 empty] | INGENCO Wholesale Power LLC | 100 | INGENCO | 100
Henrico | 57356_G_10 | 57356 | G | 10 |  | Landfill Gas |  | PJM_Dom | Virginia | 51 | Henrico | 87 | 51087 | 0.3 | 13500 | 2010 | 9999 |  |  | N | Landfill Gas | [13 empty] | 0.6 | 0.6 | 0.6 | 0.6 | [11 empty] | INGENCO Wholesale Power LLC | 100 | INGENCO | 100
Henrico | 57356_G_11 | 57356 | G | 11 |  | Landfill Gas |  | PJM_Dom | Virginia | 51 | Henrico | 87 | 51087 | 0.3 | 13500 | 2010 | 9999 |  |  | N | Landfill Gas | [13 empty] | 0.6 | 0.6 | 0.6 | 0.6 | [11 empty] | INGENCO Wholesale Power LLC | 100 | INGENCO | 100
Henrico | 57356_G_12 | 57356 | G | 12 |  | Landfill Gas |  | PJM_Dom | Virginia | 51 | Henrico | 87 | 51087 | 0.3 | 13500 | 2010 | 9999 |  |  | N | Landfill Gas | [13 empty] | 0.6 | 0.6 | 0.6 | 0.6 | [11 empty] | INGENCO Wholesale Power LLC | 100 | INGENCO | 100
Henrico | 57356_G_2 | 57356 | G | 2 |  | Landfill Gas |  | PJM_Dom | Virginia | 51 | Henrico | 87 | 51087 | 0.3 | 13500 | 2010 | 9999 |  |  | N | Landfill Gas | [13 empty] | 0.6 | 0.6 | 0.6 | 0.6 | [11 empty] | INGENCO Wholesale Power LLC | 100 | INGENCO | 100
Henrico | 57356_G_3 | 57356 | G | 3 |  | Landfill Gas |  | PJM_Dom | Virginia | 51 | Henrico | 87 | 51087 | 0.3 | 13500 | 2010 | 9999 |  |  | N | Landfill Gas | [13 empty] | 0.6 | 0.6 | 0.6 | 0.6 | [11 empty] | INGENCO Wholesale Power LLC | 100 | INGENCO | 100
Henrico | 57356_G_4 | 57356 | G | 4 |  | Landfill Gas |  | PJM_Dom | Virginia | 51 | Henrico | 87 | 51087 | 0.3 | 13500 | 2010 | 9999 |  |  | N | Landfill Gas | [13 empty] | 0.6 | 0.6 | 0.6 | 0.6 | [11 empty] | INGENCO Wholesale Power LLC | 100 | INGENCO | 100
Henrico | 57356_G_5 | 57356 | G | 5 |  | Landfill Gas |  | PJM_Dom | Virginia | 51 | Henrico | 87 | 51087 | 0.3 | 13500 | 2010 | 9999 |  |  | N | Landfill Gas | [13 empty] | 0.6 | 0.6 | 0.6 | 0.6 | [11 empty] | INGENCO Wholesale Power LLC | 100 | INGENCO | 100
Henrico | 57356_G_6 | 57356 | G | 6 |  | Landfill Gas |  | PJM_Dom | Virginia | 51 | Henrico | 87 | 51087 | 0.3 | 13500 | 2010 | 9999 |  |  | N | Landfill Gas | [13 empty] | 0.6 | 0.6 | 0.6 | 0.6 | [11 empty] | INGENCO Wholesale Power LLC | 100 | INGENCO | 100
Henrico | 57356_G_7 | 57356 | G | 7 |  | Landfill Gas |  | PJM_Dom | Virginia | 51 | Henrico | 87 | 51087 | 0.3 | 13500 | 2010 | 9999 |  |  | N | Landfill Gas | [13 empty] | 0.6 | 0.6 | 0.6 | 0.6 | [11 empty] | INGENCO Wholesale Power LLC | 100 | INGENCO | 100
Henrico | 57356_G_8 | 57356 | G | 8 |  | Landfill Gas |  | PJM_Dom | Virginia | 51 | Henrico | 87 | 51087 | 0.3 | 13500 | 2010 | 9999 |  |  | N | Landfill Gas | [13 empty] | 0.6 | 0.6 | 0.6 | 0.6 | [11 empty] | INGENCO Wholesale Power LLC | 100 | INGENCO | 100
Henrico | 57356_G_9 | 57356 | G | 9 |  | Landfill Gas |  | PJM_Dom | Virginia | 51 | Henrico | 87 | 51087 | 0.3 | 13500 | 2010 | 9999 |  |  | N | Landfill Gas | [13 empty] | 0.6 | 0.6 | 0.6 | 0.6 | [11 empty] | INGENCO Wholesale Power LLC | 100 | INGENCO | 100
Red Mesa Wind LLC | 57357_G_EXIS | 57357 | G | EXIS |  | Onshore Wind |  | WECC_NM | New Mexico | 35 | Sandoval | 43 | 35043 | 102.4 | 0 | 2010 | 9999 |  |  | N | Wind | [13 empty] | 0 | 0 | 0 | 0 | [11 empty] | Red Mesa Wind LLC | 100 | NextEra Energy Inc | 100
Keenan II Renewable Energy Co LLC | 57358_G_1 | 57358 | G | 1 |  | Onshore Wind |  | SPP_WEST | Oklahoma | 40 | Woodward | 153 | 40153 | 151.8 | 0 | 2010 | 9999 |  |  | N | Wind | [13 empty] | 0 | 0 | 0 | 0 | [11 empty] | Keenan II Renewable Energy Co LLC | 100 | Starwood Capital Group Global LLC | 100
Avenal Park | 57359_G_1 | 57359 | G | 1 |  | Solar PV |  | WEC_CALN | California | 6 | Kings | 31 | 06031 | 6 | 0 | 2011 | 9999 |  |  | N | Solar | [13 empty] | 0 | 0 | 0 | 0 | [11 empty] | Avenal Park LLC | 100 | NRG Energy Inc | 100
Sun City Project LLC | 57360_G_1 | 57360 | G | 1 |  | Solar PV |  | WEC_CALN | California | 6 | Kings | 31 | 06031 | 20 | 0 | 2011 | 9999 |  |  | N | Solar | [13 empty] | 0 | 0 | 0 | 0 | [11 empty] | Sun City Project LLC | 100 | Global Infrastructure Partners | 100
Sand Drag LLC | 57361_G_1 | 57361 | G | 1 |  | Solar PV |  | WEC_CALN | California | 6 | Kings | 31 | 06031 | 19 | 0 | 2011 | 9999 |  |  | N | Solar | [13 empty] | 0 | 0 | 0 | 0 | [11 empty] | Sand Drag LLC | 100 | Global Infrastructure Partners | 100
Morgantown Solar Park | 57362_G_1 | 57362 | G | 1 |  | Solar PV |  | PJM_WMAC | Pennsylvania | 42 | Berks | 11 | 42011 | 1.6 | 0 | 2011 | 9999 |  |  | N | Solar | [13 empty] | 0 | 0 | 0 | 0 | [11 empty] | Hankin Group | 100 | Hankin Group | 100
510 REPP One | 57363_G_1 | 57363 | G | 1 |  | Solar PV |  | PJM_Dom | North Carolina | 37 | Northampton | 131 | 37131 | 1.3 | 0 | 2014 | 9999 |  |  | N | Solar | [13 empty] | 0 | 0 | 0 | 0 | [11 empty] | 510 REPP One LLC | 100 | 510nano | 100
Siphon Drop Power Plant | 57364_G_1 | 57364 | G | 1 |  | Hydro |  | WECC_IID | California | 6 | Imperial | 25 | 06025 | 2.2 | 0 | 1987 | 9999 |  |  | N | Hydro | [13 empty] | 0 | 0 | 0 | 0 | [11 empty] | Yuma County Water Users Association | 100 | Yuma County Water Users Association | 100
Siphon Drop Power Plant | 57364_G_2 | 57364 | G | 2 |  | Hydro |  | WECC_IID | California | 6 | Imperial | 25 | 06025 | 2.2 | 0 | 1987 | 9999 |  |  | N | Hydro | [13 empty] | 0 | 0 | 0 | 0 | [11 empty] | Yuma County Water Users Association | 100 | Yuma County Water Users Association | 100
MP Durham LLC | 57365_G_1A | 57365 | G | 1A |  | Landfill Gas |  | S_VACA | North Carolina | 37 | Durham | 63 | 37063 | 1.1 | 13500 | 2010 | 9999 |  |  | N | Landfill Gas | [13 empty] | 0.15051 | 0.15051 | 0.15051 | 0.15051 | [11 empty] | Methane Power Inc | 100 | Methane Power Inc | 100
MP Durham LLC | 57365_G_1B | 57365 | G | 1B |  | Landfill Gas |  | S_VACA | North Carolina | 37 | Durham | 63 | 37063 | 1.1 | 13500 | 2010 | 9999 |  |  | N | Landfill Gas | [13 empty] | 0.15051 | 0.15051 | 0.15051 | 0.15051 | [11 empty] | Methane Power Inc | 100 | Methane Power Inc | 100
MP Wayne LLC | 57366_G_1A | 57366 | G | 1A |  | Landfill Gas |  | S_VACA | North Carolina | 37 | Wayne | 191 | 37191 | 1.1 | 13500 | 2010 | 9999 |  |  | N | Landfill Gas | [13 empty] | 0.13048 | 0.13048 | 0.13048 | 0.13048 | [11 empty] | MP Wayne LLC | 100 | Methane Power Inc | 100
MP Wayne LLC | 57366_G_1B | 57366 | G | 1B |  | Landfill Gas |  | S_VACA | North Carolina | 37 | Wayne | 191 | 37191 | 1.1 | 13500 | 2010 | 9999 |  |  | N | Landfill Gas | [13 empty] | 0.13048 | 0.13048 | 0.13048 | 0.13048 | [11 empty] | MP Wayne LLC | 100 | Methane Power Inc | 100
Pocono Solar Project | 57367_G_POCON | 57367 | G | POCON |  | Solar PV |  | PJM_WMAC | Pennsylvania | 42 | Monroe | 89 | 42089 | 3 | 0 | 2010 | 9999 |  |  | N | Solar | [13 empty] | 0 | 0 | 0 | 0 | [11 empty] | Pocono Intl Raceway Inc | 100 | Pocono Intl Raceway Inc | 100
Cogentrix of Alamosa | 57368_G_1 | 57368 | G | 1 |  | Solar PV |  | WECC_CO | Colorado | 8 | Alamosa | 3 | 08003 | 30 | 0 | 2012 | 9999 |  |  | N | Solar | [13 empty] | 0 | 0 | 0 | 0 | [11 empty] | KEPCO Solar of Alamosa LLC | 100 | Korea Electric Power Corp | 100
Questa Solar Facility | 57369_G_QST | 57369 | G | QST |  | Solar PV |  | WECC_NM | New Mexico | 35 | Taos | 55 | 35055 | 1 | 0 | 2011 | 9999 |  |  | N | Solar | [13 empty] | 0 | 0 | 0 | 0 | [11 empty] | Chevron Mining Inc | 100 | Chevron Corp | 100
Bellevue Solar Project | 57372_G_INV-1 | 57372 | G | INV-1 |  | Solar PV |  | WECC_PNW | Oregon | 41 | Yamhill | 71 | 41071 | 1.6 | 0 | 2011 | 9999 |  |  | N | Solar | [13 empty] | 0 | 0 | 0 | 0 | [11 empty] | Bellevue Solar LLC | 100 | Standard Solar Inc | 100
Agua Caliente Solar Project | 57373_G_AGU1 | 57373 | G | AGU1 |  | Solar PV |  | WECC_AZ | Arizona | 4 | Yuma | 27 | 04027 | 90.7 | 0 | 2012 | 9999 |  |  | N | Solar | [13 empty] | 0 | 0 | 0 | 0 | [11 empty] | Agua Caliente Solar LLC | 100 | NRG Energy Inc | 100
Agua Caliente Solar Project | 57373_G_AGU2 | 57373 | G | AGU2 |  | Solar PV |  | WECC_AZ | Arizona | 4 | Yuma | 27 | 04027 | 136 | 0 | 2012 | 9999 |  |  | N | Solar | [13 empty] | 0 | 0 | 0 | 0 | [11 empty] | Agua Caliente Solar LLC | 100 | NRG Energy Inc | 100
Agua Caliente Solar Project | 57373_G_AGU3 | 57373 | G | AGU3 |  | Solar PV |  | WECC_AZ | Arizona | 4 | Yuma | 27 | 04027 | 121 | 0 | 2014 | 9999 |  |  | N | Solar | [13 empty] | 0 | 0 | 0 | 0 | [11 empty] | Agua Caliente Solar LLC | 100 | NRG Energy Inc | 100
Lakefield Wind Project LLC | 57374_G_LAKE1 | 57374 | G | LAKE1 |  | Onshore Wind |  | MIS_MNWI | Minnesota | 27 | Jackson | 63 | 27063 | 205.5 | 0 | 2011 | 9999 |  |  | N | Wind | [13 empty] | 0 | 0 | 0 | 0 | [11 empty] | Lakefield Wind Project LLC | 100 | EDF Group | 100
Adams Wind Generations LLC | 57375_G_AWG | 57375 | G | AWG |  | Onshore Wind |  | MIS_MNWI | Minnesota | 27 | Meeker | 93 | 27093 | 20 | 0 | 2011 | 9999 |  |  | N | Wind | [13 empty] | 0 | 0 | 0 | 0 | [11 empty] | Adams Wind Generations LLC | 100 | Bluearth Renewables Inc | 100
Jersey Valley Geothermal Power Plant | 57376_G_OEC 1 | 57376 | G | OEC 1 |  | Geothermal |  | WECC_NNV | Nevada | 32 | Pershing | 27 | 32027 | 10.6 | 9771 | 2010 | 9999 |  |  | N | Geothermal | [13 empty] | 0 | 0 | 0 | 0 | 0.4563 | 0.4563 | 0.4563 | [8 empty] | ORNI 15 LLC | 100 | Ormat Technologies Inc | 100
Jersey Valley Geothermal Power Plant | 57376_G_OEC 2 | 57376 | G | OEC 2 |  | Geothermal |  | WECC_NNV | Nevada | 32 | Pershing | 27 | 32027 | 5 | 9771 | 2010 | 9999 |  |  | N | Geothermal | [13 empty] | 0 | 0 | 0 | 0 | 0.4563 | 0.4563 | 0.4563 | [8 empty] | Ormat Nevada Inc | 100 | Ormat Technologies Inc | 100
Greater Sandhill I | 57377_G_GS-P1 | 57377 | G | GS-P1 |  | Solar PV |  | WECC_CO | Colorado | 8 | Alamosa | 3 | 08003 | 10 | 0 | 2010 | 9999 |  |  | N | Solar | [13 empty] | 0 | 0 | 0 | 0 | [11 empty] | SunPower Corp | 100 | TOTAL SA | 100
Greater Sandhill I | 57377_G_GS-P2 | 57377 | G | GS-P2 |  | Solar PV |  | WECC_CO | Colorado | 8 | Alamosa | 3 | 08003 | 9 | 0 | 2010 | 9999 |  |  | N | Solar | [13 empty] | 0 | 0 | 0 | 0 | [11 empty] | SunPower Corp | 100 | TOTAL SA | 100
AV Solar Ranch One | 57378_G_AVSR | 57378 | G | AVSR |  | Solar PV |  | WECC_SCE | California | 6 | Los Angeles | 37 | 06037 | 241.5 | 0 | 2014 | 9999 |  |  | N | Solar | [13 empty] | 0 | 0 | 0 | 0 | [11 empty] | AV Solar Ranch 1 LLC | 100 | Exelon Corp | 100
Dry Lake Wind II LLC | 57379_G_1 | 57379 | G | 1 |  | Onshore Wind |  | WECC_AZ | Arizona | 4 | Navajo | 17 | 04017 | 65.1 | 0 | 2010 | 9999 |  |  | N | Wind | [13 empty] | 0 | 0 | 0 | 0 | [11 empty] | Dry Lake Wind Power II LLC | 100 | Iberdrola SA | 100
New England Wind LLC | 57380_G_1 | 57380 | G | 1 |  | Onshore Wind |  | NENGREST | Massachusetts | 25 | Berkshire | 3 | 25003 | 28.5 | 0 | 2012 | 9999 |  |  | N | Wind | [13 empty] | 0 | 0 | 0 | 0 | [11 empty] | New England Wind LLC | 100 | Iberdrola SA | 100
Linden Solar Farm | 57381_G_LIND | 57381 | G | LIND |  | Solar PV |  | PJM_EMAC | New Jersey | 34 | Union | 39 | 34039 | 2.7 | 0 | 2010 | 9999 |  |  | N | Solar | [13 empty] | 0 | 0 | 0 | 0 | [11 empty] | Public Service Electric & Gas Co | 100 | Public Service Enterprise Group Inc | 100
Yardville Solar Farm | 57382_G_YARD | 57382 | G | YARD |  | Solar PV |  | PJM_EMAC | New Jersey | 34 | Mercer | 21 | 34021 | 3.6 | 0 | 2010 | 9999 |  |  | N | Solar | [13 empty] | 0 | 0 | 0 | 0 | [11 empty] | Public Service Electric & Gas Co | 100 | Public Service Enterprise Group Inc | 100
WEA Texas Bayonne | 57383_G_BAYO | 57383 | G | BAYO |  | Solar PV |  | PJM_EMAC | New Jersey | 34 | Hudson | 17 | 34017 | 1.5 | 0 | 2010 | 9999 |  |  | N | Solar | [13 empty] | 0 | 0 | 0 | 0 | [11 empty] | Public Service Electric & Gas Co | 100 | Public Service Enterprise Group Inc | 100
Matrix Buildings A&B (Perth Amboy) Solar | 57384_G_MATR | 57384 | G | MATR |  | Solar PV |  | PJM_EMAC | New Jersey | 34 | Middlesex | 23 | 34023 | 2.5 | 0 | 2011 | 9999 |  |  | N | Solar | [13 empty] | 0 | 0 | 0 | 0 | [11 empty] | Public Service Electric & Gas Co | 100 | Public Service Enterprise Group Inc | 100
Community Wind North LLC | 57385_G_34505 | 57385 | G | 34505 |  | Onshore Wind |  | MIS_MNWI | Minnesota | 27 | Lincoln | 81 | 27081 | 30 | 0 | 2011 | 9999 |  |  | N | Wind | [13 empty] | 0 | 0 | 0 | 0 | [11 empty] | Community Wind North 1 LLC | 8.3333 | Longroad Energy Holdings LLC | 100
Ridgewind | 57386_G_WTG1 | 57386 | G | WTG1 |  | Onshore Wind |  | MIS_MNWI | Minnesota | 27 | Pipestone | 117 | 27117 | 25.3 | 0 | 2011 | 9999 |  |  | N | Wind | [13 empty] | 0 | 0 | 0 | 0 | [11 empty] | Ridgewind Power Partners LLC | 100 | Project Resources Corp | 100
Ashtabula Wind III LLC | 57387_G_GE16 | 57387 | G | GE16 |  | Onshore Wind |  | MIS_MAPP | North Dakota | 38 | Barnes | 3 | 38003 | 62.4 | 0 | 2010 | 9999 |  |  | N | Wind | [13 empty] | 0 | 0 | 0 | 0 | [11 empty] | Ashtabula Wind III LLC | 100 | NextEra Energy Inc | 100
GSK York RDC Solar Facility | 57390_G_1 | 57390 | G | 1 |  | Solar PV |  | PJM_WMAC | Pennsylvania | 42 | York | 133 | 42133 | 1.6 | 0 | 2010 | 9999 |  |  | N | Solar | [13 empty] | 0 | 0 | 0 | 0 | [11 empty] | GlaxoSmithKline | 100 | GlaxoSmithKline | 100
UASTP I | 57392_G_UATP1 | 57392 | G | UATP1 |  | Solar PV |  | WECC_AZ | Arizona | 4 | Pima | 19 | 04019 | 1.2 | 0 | 2010 | 9999 |  |  | N | Solar | [13 empty] | 0 | 0 | 0 | 0 | [11 empty] | Tucson Electric Power Co | 100 | Uns Energy Corp | 100
Big Sky Dairy Digester | 57393_G_GEN1 | 57393 | G | GEN1 |  | Non-Fossil Waste |  | WECC_ID | Idaho | 16 | Gooding | 47 | 16047 | 0.7 | 13500 | 2009 | 9999 |  |  | N | Non-Fossil Waste | [13 empty] | 0 | 0 | 0 | 0 | [11 empty] | DF AP No 1 LLC | 100 | DF AP No 1 LLC | 100
Big Sky Dairy Digester | 57393_G_GEN2 | 57393 | G | GEN2 |  | Non-Fossil Waste |  | WECC_ID | Idaho | 16 | Gooding | 47 | 16047 | 0.7 | 13500 | 2009 | 9999 |  |  | N | Non-Fossil Waste | [13 empty] | 0 | 0 | 0 | 0 | [11 empty] | DF AP No 1 LLC | 100 | DF AP No 1 LLC | 100
Genesis Solar Energy Project | 57394_B_SOLAR | 57394 | B | SOLAR |  | Solar Thermal |  | WECC_SCE | California | 6 | Riverside | 65 | 06065 | 250 | 9771 | 2013 | 9999 |  |  | N | Solar | [13 empty] | 0 | 0 | 0 | 0 | [11 empty] | Genesis Solar LLC | 100 | NextEra Energy Inc | 100
Danielson Wind Farms LLC | 57396_G_DWF | 57396 | G | DWF |  | Onshore Wind |  | MIS_MNWI | Minnesota | 27 | KANDIYOHI | 67 | 27067 | 20 | 0 | 2011 | 9999 |  |  | N | Wind | [13 empty] | 0 | 0 | 0 | 0 | [11 empty] | Danielson Wind Farms LLC | 100 | Bluearth Renewables Inc | 100
Dow Jones South Brunswick Solar | 57397_G_PV01 | 57397 | G | PV01 |  | Solar PV |  | PJM_EMAC | New Jersey | 34 | Middlesex | 23 | 34023 | 2.5 | 0 | 2010 | 9999 |  |  | N | Solar | [13 empty] | 0 | 0 | 0 | 0 | [11 empty] | Dow Jones & Co | 100 | Dow Jones & Co | 100
Dow Jones South Brunswick Solar | 57397_G_PV02 | 57397 | G | PV02 |  | Solar PV |  | PJM_EMAC | New Jersey | 34 | Middlesex | 23 | 34023 | 1.6 | 0 | 2011 | 9999 |  |  | N | Solar | [13 empty] | 0 | 0 | 0 | 0 | [11 empty] | Dow Jones & Co | 100 | Dow Jones & Co | 100
Cannelton Hydroelectric Plant | 57399_G_CG1 | 57399 | G | CG1 |  | Hydro |  | MIS_INKY | Kentucky | 21 | Hancock | 91 | 21091 | 29.3 | 0 | 2016 | 9999 |  |  | N | Hydro | [13 empty] | 0 | 0 | 0 | 0 | [11 empty] | American Municipal Power Inc | 100 | American Municipal Power Inc | 100
Cannelton Hydroelectric Plant | 57399_G_CG2 | 57399 | G | CG2 |  | Hydro |  | MIS_INKY | Kentucky | 21 | Hancock | 91 | 21091 | 29.3 | 0 | 2016 | 9999 |  |  | N | Hydro | [13 empty] | 0 | 0 | 0 | 0 | [11 empty] | American Municipal Power Inc | 100 | American Municipal Power Inc | 100
Cannelton Hydroelectric Plant | 57399_G_CG3 | 57399 | G | CG3 |  | Hydro |  | MIS_INKY | Kentucky | 21 | Hancock | 91 | 21091 | 29.3 | 0 | 2016 | 9999 |  |  | N | Hydro | [13 empty] | 0 | 0 | 0 | 0 | [11 empty] | American Municipal Power Inc | 100 | American Municipal Power Inc | 100
Smithland Hydroelectric Plant | 57400_G_SG1 | 57400 | G | SG1 |  | Hydro |  | MIS_INKY | Kentucky | 21 | Livingston | 139 | 21139 | 25.3 | 0 | 2017 | 9999 |  |  | N | Hydro | [13 empty] | 0 | 0 | 0 | 0 | [11 empty] | American Municipal Power Inc | 100 | American Municipal Power Inc | 100
Smithland Hydroelectric Plant | 57400_G_SG2 | 57400 | G | SG2 |  | Hydro |  | MIS_INKY | Kentucky | 21 | Livingston | 139 | 21139 | 25.3 | 0 | 2017 | 9999 |  |  | N | Hydro | [13 empty] | 0 | 0 | 0 | 0 | [11 empty] | American Municipal Power Inc | 100 | American Municipal Power Inc | 100
Smithland Hydroelectric Plant | 57400_G_SG3 | 57400 | G | SG3 |  | Hydro |  | MIS_INKY | Kentucky | 21 | Livingston | 139 | 21139 | 25.3 | 0 | 2017 | 9999 |  |  | N | Hydro | [13 empty] | 0 | 0 | 0 | 0 | [11 empty] | American Municipal Power Inc | 100 | American Municipal Power Inc | 100
Willow Island Hydroelectric Plant | 57401_G_WIG1 | 57401 | G | WIG1 |  | Hydro |  | PJM_AP | West Virginia | 54 | Pleasants | 73 | 54073 | 22 | 0 | 2016 | 9999 |  |  | N | Hydro | [13 empty] | 0 | 0 | 0 | 0 | [11 empty] | American Municipal Power Inc | 100 | American Municipal Power Inc | 100
Willow Island Hydroelectric Plant | 57401_G_WIG2 | 57401 | G | WIG2 |  | Hydro |  | PJM_AP | West Virginia | 54 | Pleasants | 73 | 54073 | 22 | 0 | 2016 | 9999 |  |  | N | Hydro | [13 empty] | 0 | 0 | 0 | 0 | [11 empty] | American Municipal Power Inc | 100 | American Municipal Power Inc | 100
Taylorsville Solar LLC | 57402_G_TAY1 | 57402 | G | TAY1 |  | Solar PV |  | S_VACA | North Carolina | 37 | Alexander | 3 | 37003 | 1 | 0 | 2010 | 9999 |  |  | N | Solar | [13 empty] | 0 | 0 | 0 | 0 | [11 empty] | Taylorsville Solar LLC | 100 | Duke Energy Corp | 100
Northwest Regional | 57403_G_GEN1 | 57403 | G | GEN1 |  | Landfill Gas |  | WECC_AZ | Arizona | 4 | Maricopa | 13 | 04013 | 1.6 | 13500 | 2012 | 9999 |  |  | N | Landfill Gas | [13 empty] | 0.22117 | 0.22117 | 0.22117 | 0.22117 | [11 empty] | WM Renewable Energy LLC | 100 | Waste Management Inc | 100
Northwest Regional | 57403_G_GEN2 | 57403 | G | GEN2 |  | Landfill Gas |  | WECC_AZ | Arizona | 4 | Maricopa | 13 | 04013 | 1.6 | 13500 | 2012 | 9999 |  |  | N | Landfill Gas | [13 empty] | 0.22117 | 0.22117 | 0.22117 | 0.22117 | [11 empty] | WM Renewable Energy LLC | 100 | Waste Management Inc | 100
Oneida Herkimer | 57404_G_GEN1 | 57404 | G | GEN1 |  | Landfill Gas |  | NY_Z_C&E | New York | 36 | Oneida | 65 | 36065 | 1.6 | 13500 | 2012 | 9999 |  |  | N | Landfill Gas | [13 empty] | 0.22117 | 0.22117 | 0.22117 | 0.22117 | [11 empty] | WM Renewable Energy LLC | 100 | Waste Management Inc | 100
Oneida Herkimer | 57404_G_GEN2 | 57404 | G | GEN2 |  | Landfill Gas |  | NY_Z_C&E | New York | 36 | Oneida | 65 | 36065 | 1.6 | 13500 | 2013 | 9999 |  |  | N | Landfill Gas | [13 empty] | 0.22117 | 0.22117 | 0.22117 | 0.22117 | [11 empty] | WM Renewable Energy LLC | 100 | Waste Management Inc | 100
Eagle Valley (MI) | 57405_G_GEN1 | 57405 | G | GEN1 |  | Landfill Gas |  | MIS_LMI | Michigan | 26 | Oakland | 125 | 26125 | 1.6 | 13500 | 2011 | 9999 |  |  | N | Landfill Gas | [13 empty] | 0.23231 | 0.23231 | 0.23231 | 0.23231 | [11 empty] | WM Renewable Energy LLC | 100 | Waste Management Inc | 100
Eagle Valley (MI) | 57405_G_GEN2 | 57405 | G | GEN2 |  | Landfill Gas |  | MIS_LMI | Michigan | 26 | Oakland | 125 | 26125 | 1.6 | 13500 | 2011 | 9999 |  |  | N | Landfill Gas | [13 empty] | 0.23231 | 0.23231 | 0.23231 | 0.23231 | [11 empty] | WM Renewable Energy LLC | 100 | Waste Management Inc | 100
Prairie View IL | 57406_G_GEN1 | 57406 | G | GEN1 |  | Landfill Gas |  | PJM_COMD | Illinois | 17 | Will | 197 | 17197 | 1.6 | 13500 | 2011 | 9999 |  |  | N | Landfill Gas | [13 empty] | 0.22117 | 0.22117 | 0.22117 | 0.22117 | [11 empty] | Will County (IL) | 100 | Will County (IL) | 100
Prairie View IL | 57406_G_GEN2 | 57406 | G | GEN2 |  | Landfill Gas |  | PJM_COMD | Illinois | 17 | Will | 197 | 17197 | 1.6 | 13500 | 2011 | 9999 |  |  | N | Landfill Gas | [13 empty] | 0.22117 | 0.22117 | 0.22117 | 0.22117 | [11 empty] | Will County (IL) | 100 | Will County (IL) | 100
Prairie View IL | 57406_G_GEN3 | 57406 | G | GEN3 |  | Landfill Gas |  | PJM_COMD | Illinois | 17 | Will | 197 | 17197 | 1.6 | 13500 | 2011 | 9999 |  |  | N | Landfill Gas | [13 empty] | 0.22117 | 0.22117 | 0.22117 | 0.22117 | [11 empty] | Will County (IL) | 100 | Will County (IL) | 100
Prairie Bluff | 57408_G_GEN1 | 57408 | G | GEN1 |  | Landfill Gas |  | S_C_TVA | Mississippi | 28 | Chickasaw | 17 | 28017 | 1.6 | 13500 | 2012 | 9999 |  |  | N | Landfill Gas | [13 empty] | 0.22117 | 0.22117 | 0.22117 | 0.22117 | [11 empty] | WM Renewable Energy LLC | 100 | Waste Management Inc | 100
West Camden | 57409_G_GEN1 | 57409 | G | GEN1 |  | Landfill Gas |  | S_C_TVA | Tennessee | 47 | Benton | 5 | 47005 | 1.6 | 13500 | 2012 | 9999 |  |  | N | Landfill Gas | [13 empty] | 0.22117 | 0.22117 | 0.22117 | 0.22117 | [11 empty] | WM Renewable Energy LLC | 100 | Waste Management Inc | 100
West Camden | 57409_G_GEN2 | 57409 | G | GEN2 |  | Landfill Gas |  | S_C_TVA | Tennessee | 47 | Benton | 5 | 47005 | 1.6 | 13500 | 2012 | 9999 |  |  | N | Landfill Gas | [13 empty] | 0.22117 | 0.22117 | 0.22117 | 0.22117 | [11 empty] | WM Renewable Energy LLC | 100 | Waste Management Inc | 100
West Camden | 57409_G_GEN3 | 57409 | G | GEN3 |  | Landfill Gas |  | S_C_TVA | Tennessee | 47 | Benton | 5 | 47005 | 1.6 | 13500 | 2012 | 9999 |  |  | N | Landfill Gas | [13 empty] | 0.22117 | 0.22117 | 0.22117 | 0.22117 | [11 empty] | WM Renewable Energy LLC | 100 | Waste Management Inc | 100
Geneva | 57410_G_GEN1 | 57410 | G | GEN1 |  | Landfill Gas |  | PJM_ATSI | Ohio | 39 | Ashtabula | 7 | 39007 | 0.8 | 13500 | 2013 | 9999 |  |  | N | Landfill Gas | [13 empty] | 0.06394 | 0.06394 | 0.06394 | 0.06394 | [11 empty] | WM Renewable Energy LLC | 100 | Waste Management Inc | 100
Geneva | 57410_G_GEN2 | 57410 | G | GEN2 |  | Landfill Gas |  | PJM_ATSI | Ohio | 39 | Ashtabula | 7 | 39007 | 0.8 | 13500 | 2013 | 9999 |  |  | N | Landfill Gas | [13 empty] | 0.17375 | 0.17375 | 0.17375 | 0.17375 | [11 empty] | WM Renewable Energy LLC | 100 | Waste Management Inc | 100
Geneva | 57410_G_GEN3 | 57410 | G | GEN3 |  | Landfill Gas |  | PJM_ATSI | Ohio | 39 | Ashtabula | 7 | 39007 | 0.8 | 13500 | 2013 | 9999 |  |  | N | Landfill Gas | [13 empty] | 0.19419 | 0.19419 | 0.19419 | 0.19419 | [11 empty] | WM Renewable Energy LLC | 100 | Waste Management Inc | 100
Geneva | 57410_G_GEN4 | 57410 | G | GEN4 |  | Landfill Gas |  | PJM_ATSI | Ohio | 39 | Ashtabula | 7 | 39007 | 0.8 | 13500 | 2013 | 9999 |  |  | N | Landfill Gas | [13 empty] | 0.16143 | 0.16143 | 0.16143 | 0.16143 | [11 empty] | WM Renewable Energy LLC | 100 | Waste Management Inc | 100
Geneva | 57410_G_GEN5 | 57410 | G | GEN5 |  | Landfill Gas |  | PJM_ATSI | Ohio | 39 | Ashtabula | 7 | 39007 | 0.8 | 13500 | 2013 | 9999 |  |  | N | Landfill Gas | [13 empty] | 0.08858 | 0.08858 | 0.08858 | 0.08858 | [11 empty] | WM Renewable Energy LLC | 100 | Waste Management Inc | 100
Mahoning | 57411_G_GEN1 | 57411 | G | GEN1 |  | Landfill Gas |  | PJM_ATSI | Ohio | 39 | Mahoning | 99 | 39099 | 0.8 | 13500 | 2013 | 9999 |  |  | N | Landfill Gas | [13 empty] | 0.22117 | 0.22117 | 0.22117 | 0.22117 | [11 empty] | WM Renewable Energy LLC | 100 | Waste Management Inc | 100
Mahoning | 57411_G_GEN2 | 57411 | G | GEN2 |  | Landfill Gas |  | PJM_ATSI | Ohio | 39 | Mahoning | 99 | 39099 | 0.8 | 13500 | 2013 | 9999 |  |  | N | Landfill Gas | [13 empty] | 0.22117 | 0.22117 | 0.22117 | 0.22117 | [11 empty] | WM Renewable Energy LLC | 100 | Waste Management Inc | 100
Mahoning | 57411_G_GEN3 | 57411 | G | GEN3 |  | Landfill Gas |  | PJM_ATSI | Ohio | 39 | Mahoning | 99 | 39099 | 0.8 | 13500 | 2013 | 9999 |  |  | N | Landfill Gas | [13 empty] | 0.22117 | 0.22117 | 0.22117 | 0.22117 | [11 empty] | WM Renewable Energy LLC | 100 | Waste Management Inc | 100
Mahoning | 57411_G_GEN4 | 57411 | G | GEN4 |  | Landfill Gas |  | PJM_ATSI | Ohio | 39 | Mahoning | 99 | 39099 | 0.8 | 13500 | 2013 | 9999 |  |  | N | Landfill Gas | [13 empty] | 0.22117 | 0.22117 | 0.22117 | 0.22117 | [11 empty] | WM Renewable Energy LLC | 100 | Waste Management Inc | 100
Mahoning | 57411_G_GEN5 | 57411 | G | GEN5 |  | Landfill Gas |  | PJM_ATSI | Ohio | 39 | Mahoning | 99 | 39099 | 0.8 | 13500 | 2013 | 9999 |  |  | N | Landfill Gas | [13 empty] | 0.22117 | 0.22117 | 0.22117 | 0.22117 | [11 empty] | WM Renewable Energy LLC | 100 | Waste Management Inc | 100
Knouse Solar Project 1 | 57412_G_1 | 57412 | G | 1 |  | Solar PV |  | PJM_WMAC | Pennsylvania | 42 | Cumberland | 41 | 42041 | 2.8 | 0 | 2010 | 9999 |  |  | N | Solar | [13 empty] | 0 | 0 | 0 | 0 | [11 empty] | Knouse Foods Inc | 100 | Knouse Foods Inc | 100
Notus Wind 1 | 57414_G_1 | 57414 | G | 1 |  | Onshore Wind |  | NENGREST | Massachusetts | 25 | Barnstable | 1 | 25001 | 1.7 | 0 | 2010 | 9999 |  |  | N | Wind | [13 empty] | 0 | 0 | 0 | 0 | [11 empty] | Notus Clean Energy | 100 | Notus Clean Energy | 100
Sherbino II | 57415_G_1 | 57415 | G | 1 |  | Onshore Wind |  | ERC_WEST | Texas | 48 | Pecos | 371 | 48371 | 145 | 0 | 2011 | 9999 |  |  | N | Wind | [13 empty] | 0 | 0 | 0 | 0 | [11 empty] | Sherbino II Wind Farm LLC | 100 | BP plc | 100
Elk Wind Farm | 57417_G_NORD | 57417 | G | NORD |  | Onshore Wind |  | MIS_IA | Iowa | 19 | Delaware | 55 | 19055 | 40.8 | 0 | 2011 | 9999 |  |  | N | Wind | [13 empty] | 0 | 0 | 0 | 0 | [11 empty] | Elk Wind Energy LLC | 100 | Greenbacker Renewable Energy Corp | 100
Gratiot Wind Park | 57421_G_1 | 57421 | G | 1 |  | Onshore Wind |  | MIS_LMI | Michigan | 26 | Gratiot | 57 | 26057 | 102 | 0 | 2011 | 9999 |  |  | N | Wind | [13 empty] | 0 | 0 | 0 | 0 | [11 empty] | Gratiot County Wind II LLC | 100 | Invenergy LLC | 100
Yolo County Solar Project | 57422_G_1 | 57422 | G | 1 |  | Solar PV |  | WEC_CALN | California | 6 | Yolo | 113 | 06113 | 1 | 0 | 2010 | 9999 |  |  | N | Solar | [13 empty] | 0 | 0 | 0 | 0 | [11 empty] | Yolo County CA | 100 | Yolo County CA | 100
Buffalo Ridge II LLC | 57424_G_1 | 57424 | G | 1 |  | Onshore Wind |  | MIS_MNWI | South Dakota | 46 | Brookings | 11 | 46011 | 210 | 0 | 2010 | 9999 |  |  | N | Wind | [13 empty] | 0 | 0 | 0 | 0 | [11 empty] | Buffalo Ridge II LLC | 100 | Iberdrola SA | 100
Ryegrass Windfarm | 57427_G_1 | 57427 | G | 1 |  | Onshore Wind |  | WECC_ID | Idaho | 16 | Elmore | 39 | 16039 | 23 | 0 | 2012 | 9999 |  |  | N | Wind | [13 empty] | 0 | 0 | 0 | 0 | [11 empty] | Ryegrass Windfarm LLC | 100 | Terna SpA | 100
Hammett Hill Windfarm | 57428_G_1 | 57428 | G | 1 |  | Onshore Wind |  | WECC_ID | Idaho | 16 | Elmore | 39 | 16039 | 23 | 0 | 2012 | 9999 |  |  | N | Wind | [13 empty] | 0 | 0 | 0 | 0 | [11 empty] | Hammett Hills Windfarm LLC | 100 | Terna SpA | 100
Mainline Windfarm | 57429_G_1 | 57429 | G | 1 |  | Onshore Wind |  | WECC_ID | Idaho | 16 | Elmore | 39 | 16039 | 23 | 0 | 2012 | 9999 |  |  | N | Wind | [13 empty] | 0 | 0 | 0 | 0 | [11 empty] | Mainline Windfarm LLC | 100 | Terna SpA | 100
Desert Meadow Windfarm | 57430_G_1 | 57430 | G | 1 |  | Onshore Wind |  | WECC_ID | Idaho | 16 | Elmore | 39 | 16039 | 23 | 0 | 2012 | 9999 |  |  | N | Wind | [13 empty] | 0 | 0 | 0 | 0 | [11 empty] | Mountain Air Projects LLC | 100 | Terna SpA | 100
Cold Springs Windfarm | 57431_G_1 | 57431 | G | 1 |  | Onshore Wind |  | WECC_ID | Idaho | 16 | Elmore | 39 | 16039 | 23 | 0 | 2012 | 9999 |  |  | N | Wind | [13 empty] | 0 | 0 | 0 | 0 | [11 empty] | Cold Springs Windfarm LLC | 100 | Terna SpA | 100
Oak Glen Wind Farm | 57432_G_1 | 57432 | G | 1 |  | Onshore Wind |  | MIS_MNWI | Minnesota | 27 | Steele | 147 | 27147 | 44 | 0 | 2011 | 9999 |  |  | N | Wind | [13 empty] | 0 | 0 | 0 | 0 | [11 empty] | Oak Glen Wind Farm LLC | 100 | Minnesota Municipal Power Agency | 100
Valley View Transmission LLC | 57434_G_VVT | 57434 | G | VVT |  | Onshore Wind |  | MIS_MNWI | Minnesota | 27 | Murray | 101 | 27101 | 10 | 0 | 2011 | 9999 |  |  | N | Wind | [13 empty] | 0 | 0 | 0 | 0 | [11 empty] | Valley View Transmission LLC | 100 | Valley View Transmission LLC | 100
Solar Star North Carolina II LLC | 57435_G_1 | 57435 | G | 1 |  | Solar PV |  | PJM_Dom | North Carolina | 37 | Hertford | 91 | 37091 | 1 | 0 | 2011 | 9999 |  |  | N | Solar | [13 empty] | 0 | 0 | 0 | 0 | [11 empty] | Solar Star North Carolina II LLC | 100 | Duke Energy Corp | 100
Solar Star North Carolina II LLC | 57435_G_2 | 57435 | G | 2 |  | Solar PV |  | PJM_Dom | North Carolina | 37 | Hertford | 91 | 37091 | 1 | 0 | 2011 | 9999 |  |  | N | Solar | [13 empty] | 0 | 0 | 0 | 0 | [11 empty] | Solar Star North Carolina II LLC | 100 | Duke Energy Corp | 100
Solar Star North Carolina II LLC | 57435_G_3 | 57435 | G | 3 |  | Solar PV |  | PJM_Dom | North Carolina | 37 | Hertford | 91 | 37091 | 1 | 0 | 2011 | 9999 |  |  | N | Solar | [13 empty] | 0 | 0 | 0 | 0 | [11 empty] | Solar Star North Carolina II LLC | 100 | Duke Energy Corp | 100
Solar Star North Carolina II LLC | 57435_G_4 | 57435 | G | 4 |  | Solar PV |  | PJM_Dom | North Carolina | 37 | Hertford | 91 | 37091 | 1 | 0 | 2011 | 9999 |  |  | N | Solar | [13 empty] | 0 | 0 | 0 | 0 | [11 empty] | Solar Star North Carolina II LLC | 100 | Duke Energy Corp | 100
Solar Star North Carolina II LLC | 57435_G_5 | 57435 | G | 5 |  | Solar PV |  | PJM_Dom | North Carolina | 37 | Hertford | 91 | 37091 | 1 | 0 | 2011 | 9999 |  |  | N | Solar | [13 empty] | 0 | 0 | 0 | 0 | [11 empty] | Solar Star North Carolina II LLC | 100 | Duke Energy Corp | 100
Davidson Gas Producers LLC | 57436_G_1 | 57436 | G | 1 |  | Landfill Gas |  | S_VACA | North Carolina | 37 | Davidson | 57 | 37057 | 1.6 | 13500 | 2010 | 9999 |  |  | N | Landfill Gas | [13 empty] | 0.08946 | 0.08946 | 0.08946 | 0.08946 | [11 empty] | DTE Biomass Energy Inc | 100 | DTE Energy Co | 100
Juniper Ridge Hydroelectric Project | 57437_G_21-01 | 57437 | G | 21-01 |  | Hydro |  | WECC_PNW | Oregon | 41 | Deschutes | 17 | 41017 | 3.3 | 0 | 2010 | 9999 |  |  | N | Hydro | [13 empty] | 0 | 0 | 0 | 0 | [11 empty] | Central Oregon Irrigation District | 100 | Central Oregon Irrigation District | 100
Solar Park Gainesville, LLC | 57438_G_1 | 57438 | G | 1 |  | Solar PV |  | FRCC | Florida | 12 | Alachua | 1 | 12001 | 1.6 | 0 | 2011 | 9999 |  |  | N | Solar | [13 empty] | 0 | 0 | 0 | 0 | [11 empty] | Sybac Solar LLC | 100 | Sybac | 100
California Valley Solar Ranch | 57439_G_HPR2A | 57439 | G | HPR2A |  | Solar PV |  | WEC_CALN | California | 6 | San Luis Obispo | 79 | 06079 | 21 | 0 | 2012 | 9999 |  |  | N | Solar | [13 empty] | 0 | 0 | 0 | 0 | [11 empty] | High Plains Ranch II LLC | 100 | Global Infrastructure Partners | 100
California Valley Solar Ranch | 57439_G_HPR2 | 57439 | G | HPR2 |  | Solar PV |  | WEC_CALN | California | 6 | San Luis Obispo | 79 | 06079 | 32.3 | 0 | 2013 | 9999 |  |  | N | Solar | [13 empty] | 0 | 0 | 0 | 0 | [11 empty] | High Plains Ranch II LLC | 100 | Global Infrastructure Partners | 100
California Valley Solar Ranch | 57439_G_HPR2B | 57439 | G | HPR2B |  | Solar PV |  | WEC_CALN | California | 6 | San Luis Obispo | 79 | 06079 | 86.5 | 0 | 2013 | 9999 |  |  | N | Solar | [13 empty] | 0 | 0 | 0 | 0 | [11 empty] | High Plains Ranch II LLC | 100 | Global Infrastructure Partners | 100
California Valley Solar Ranch | 57439_G_HPR2C | 57439 | G | HPR2C |  | Solar PV |  | WEC_CALN | California | 6 | San Luis Obispo | 79 | 06079 | 70 | 0 | 2013 | 9999 |  |  | N | Solar | [13 empty] | 0 | 0 | 0 | 0 | [11 empty] | High Plains Ranch III LLC | 100 | NRG Energy Inc | 100
California Valley Solar Ranch | 57439_G_HPR2D | 57439 | G | HPR2D |  | Solar PV |  | WEC_CALN | California | 6 | San Luis Obispo | 79 | 06079 | 40 | 0 | 2013 | 9999 |  |  | N | Solar | [13 empty] | 0 | 0 | 0 | 0 | [11 empty] | High Plains Ranch II LLC | 100 | Global Infrastructure Partners | 100
Solar Photovoltaic Project #42 | 57441_G_S42A | 57441 | G | S42A |  | Solar PV |  | WECC_SCE | California | 6 | Tulare | 107 | 06107 | 0.5 | 0 | 2012 | 9999 |  |  | N | Solar | [13 empty] | 0 | 0 | 0 | 0 | [11 empty] | Southern California Edison Co | 100 | Edison International | 100
Solar Photovoltaic Project #42 | 57441_G_S42B | 57441 | G | S42B |  | Solar PV |  | WECC_SCE | California | 6 | Tulare | 107 | 06107 | 0.5 | 0 | 2012 | 9999 |  |  | N | Solar | [13 empty] | 0 | 0 | 0 | 0 | [11 empty] | Southern California Edison Co | 100 | Edison International | 100
Solar Photovoltaic Project #42 | 57441_G_S42C | 57441 | G | S42C |  | Solar PV |  | WECC_SCE | California | 6 | Tulare | 107 | 06107 | 0.5 | 0 | 2012 | 9999 |  |  | N | Solar | [13 empty] | 0 | 0 | 0 | 0 | [11 empty] | Southern California Edison Co | 100 | Edison International | 100
Solar Photovoltaic Project #42 | 57441_G_S42D | 57441 | G | S42D |  | Solar PV |  | WECC_SCE | California | 6 | Tulare | 107 | 06107 | 0.5 | 0 | 2012 | 9999 |  |  | N | Solar | [13 empty] | 0 | 0 | 0 | 0 | [11 empty] | Southern California Edison Co | 100 | Edison International | 100
Solar Photovoltaic Project #42 | 57441_G_S42E | 57441 | G | S42E |  | Solar PV |  | WECC_SCE | California | 6 | Tulare | 107 | 06107 | 0.5 | 0 | 2012 | 9999 |  |  | N | Solar | [13 empty] | 0 | 0 | 0 | 0 | [11 empty] | Southern California Edison Co | 100 | Edison International | 100
Solar Photovoltaic Project #42 | 57441_G_S42F | 57441 | G | S42F |  | Solar PV |  | WECC_SCE | California | 6 | Tulare | 107 | 06107 | 0.5 | 0 | 2012 | 9999 |  |  | N | Solar | [13 empty] | 0 | 0 | 0 | 0 | [11 empty] | Southern California Edison Co | 100 | Edison International | 100
Solar Photovoltaic Project #42 | 57441_G_S42G | 57441 | G | S42G |  | Solar PV |  | WECC_SCE | California | 6 | Tulare | 107 | 06107 | 0.5 | 0 | 2012 | 9999 |  |  | N | Solar | [13 empty] | 0 | 0 | 0 | 0 | [11 empty] | Southern California Edison Co | 100 | Edison International | 100
Solar Photovoltaic Project #42 | 57441_G_S42H | 57441 | G | S42H |  | Solar PV |  | WECC_SCE | California | 6 | Tulare | 107 | 06107 | 0.5 | 0 | 2012 | 9999 |  |  | N | Solar | [13 empty] | 0 | 0 | 0 | 0 | [11 empty] | Southern California Edison Co | 100 | Edison International | 100
Solar Photovoltaic Project #42 | 57441_G_S42I | 57441 | G | S42I |  | Solar PV |  | WECC_SCE | California | 6 | Tulare | 107 | 06107 | 0.5 | 0 | 2012 | 9999 |  |  | N | Solar | [13 empty] | 0 | 0 | 0 | 0 | [11 empty] | Southern California Edison Co | 100 | Edison International | 100
Solar Photovoltaic Project #42 | 57441_G_S42J | 57441 | G | S42J |  | Solar PV |  | WECC_SCE | California | 6 | Tulare | 107 | 06107 | 0.5 | 0 | 2012 | 9999 |  |  | N | Solar | [13 empty] | 0 | 0 | 0 | 0 | [11 empty] | Southern California Edison Co | 100 | Edison International | 100
Silver State Solar Power North | 57442_G_56188 | 57442 | G | 56188 |  | Solar PV |  | WECC_SNV | Nevada | 32 | Clark | 3 | 32003 | 50 | 0 | 2012 | 9999 |  |  | N | Solar | [13 empty] | 0 | 0 | 0 | 0 | [11 empty] | Silver State Solar Power North LLC | 100 | Enbridge Energy Partners LP | 100
Pine Tree Acres WM LFGTE | 57443_G_GEN1 | 57443 | G | GEN1 |  | Landfill Gas |  | MIS_LMI | Michigan | 26 | Macomb | 99 | 26099 | 1.6 | 13500 | 2012 | 9999 |  |  | N | Landfill Gas | [13 empty] | 0.1058 | 0.1058 | 0.1058 | 0.1058 | [11 empty] | WM Renewable Energy LLC | 100 | Waste Management Inc | 100
Pine Tree Acres WM LFGTE | 57443_G_GEN2 | 57443 | G | GEN2 |  | Landfill Gas |  | MIS_LMI | Michigan | 26 | Macomb | 99 | 26099 | 1.6 | 13500 | 2012 | 9999 |  |  | N | Landfill Gas | [13 empty] | 0.1058 | 0.1058 | 0.1058 | 0.1058 | [11 empty] | WM Renewable Energy LLC | 100 | Waste Management Inc | 100
Pine Tree Acres WM LFGTE | 57443_G_GEN3 | 57443 | G | GEN3 |  | Landfill Gas |  | MIS_LMI | Michigan | 26 | Macomb | 99 | 26099 | 1.6 | 13500 | 2012 | 9999 |  |  | N | Landfill Gas | [13 empty] | 0.1058 | 0.1058 | 0.1058 | 0.1058 | [11 empty] | WM Renewable Energy LLC | 100 | Waste Management Inc | 100
Pine Tree Acres WM LFGTE | 57443_G_GEN4 | 57443 | G | GEN4 |  | Landfill Gas |  | MIS_LMI | Michigan | 26 | Macomb | 99 | 26099 | 1.6 | 13500 | 2012 | 9999 |  |  | N | Landfill Gas | [13 empty] | 0.1058 | 0.1058 | 0.1058 | 0.1058 | [11 empty] | WM Renewable Energy LLC | 100 | Waste Management Inc | 100
Pine Tree Acres WM LFGTE | 57443_G_GEN5 | 57443 | G | GEN5 |  | Landfill Gas |  | MIS_LMI | Michigan | 26 | Macomb | 99 | 26099 | 1.6 | 13500 | 2012 | 9999 |  |  | N | Landfill Gas | [13 empty] | 0.1058 | 0.1058 | 0.1058 | 0.1058 | [11 empty] | WM Renewable Energy LLC | 100 | Waste Management Inc | 100
Pine Tree Acres WM LFGTE | 57443_G_GEN6 | 57443 | G | GEN6 |  | Landfill Gas |  | MIS_LMI | Michigan | 26 | Macomb | 99 | 26099 | 1.6 | 13500 | 2012 | 9999 |  |  | N | Landfill Gas | [13 empty] | 0.1058 | 0.1058 | 0.1058 | 0.1058 | [11 empty] | WM Renewable Energy LLC | 100 | Waste Management Inc | 100
Pine Tree Acres WM LFGTE | 57443_G_GEN7 | 57443 | G | GEN7 |  | Landfill Gas |  | MIS_LMI | Michigan | 26 | Macomb | 99 | 26099 | 1.6 | 13500 | 2012 | 9999 |  |  | N | Landfill Gas | [13 empty] | 0.1058 | 0.1058 | 0.1058 | 0.1058 | [11 empty] | WM Renewable Energy LLC | 100 | Waste Management Inc | 100
Pine Tree Acres WM LFGTE | 57443_G_GEN8 | 57443 | G | GEN8 |  | Landfill Gas |  | MIS_LMI | Michigan | 26 | Macomb | 99 | 26099 | 1.6 | 13500 | 2012 | 9999 |  |  | N | Landfill Gas | [13 empty] | 0.1058 | 0.1058 | 0.1058 | 0.1058 | [11 empty] | WM Renewable Energy LLC | 100 | Waste Management Inc | 100
Two Ponds Windfarm | 57444_G_1 | 57444 | G | 1 |  | Onshore Wind |  | WECC_ID | Idaho | 16 | Elmore | 39 | 16039 | 23 | 0 | 2012 | 9999 |  |  | N | Wind | [13 empty] | 0 | 0 | 0 | 0 | [11 empty] | Two Ponds Windfarm LLC | 100 | Terna SpA | 100
McGinness Hills | 57446_G_1 | 57446 | G | 1 |  | Geothermal |  | WECC_NNV | Nevada | 32 | Lander | 15 | 32015 | 13.3 | 9771 | 2012 | 9999 |  |  | N | Geothermal | [13 empty] | 0 | 0 | 0 | 0 | 0.4563 | 0.4563 | 0.4563 | [8 empty] | ORNI 39 LLC | 100 | Ormat Technologies Inc | 100
McGinness Hills | 57446_G_2 | 57446 | G | 2 |  | Geothermal |  | WECC_NNV | Nevada | 32 | Lander | 15 | 32015 | 13.3 | 9771 | 2012 | 9999 |  |  | N | Geothermal | [13 empty] | 0 | 0 | 0 | 0 | 0.4563 | 0.4563 | 0.4563 | [8 empty] | ORNI 39 LLC | 100 | Ormat Technologies Inc | 100
McGinness Hills | 57446_G_3 | 57446 | G | 3 |  | Geothermal |  | WECC_NNV | Nevada | 32 | Lander | 15 | 32015 | 8 | 9771 | 2012 | 9999 |  |  | N | Geothermal | [13 empty] | 0 | 0 | 0 | 0 | 0.4563 | 0.4563 | 0.4563 | [8 empty] | ORNI 39 LLC | 100 | Ormat Technologies Inc | 100
McGinness Hills | 57446_G_OEC21 | 57446 | G | OEC21 |  | Geothermal |  | WECC_NNV | Nevada | 32 | Lander | 15 | 32015 | 12 | 9771 | 2015 | 9999 |  |  | N | Geothermal | [13 empty] | 0 | 0 | 0 | 0 | 0.4563 | 0.4563 | 0.4563 | [8 empty] | ORNI 41 LLC | 100 | Ormat Technologies Inc | 100
McGinness Hills | 57446_G_OEC22 | 57446 | G | OEC22 |  | Geothermal |  | WECC_NNV | Nevada | 32 | Lander | 15 | 32015 | 12 | 9771 | 2015 | 9999 |  |  | N | Geothermal | [13 empty] | 0 | 0 | 0 | 0 | 0.4563 | 0.4563 | 0.4563 | [8 empty] | ORNI 41 LLC | 100 | Ormat Technologies Inc | 100
McGinness Hills | 57446_G_OEC23 | 57446 | G | OEC23 |  | Geothermal |  | WECC_NNV | Nevada | 32 | Lander | 15 | 32015 | 8 | 9771 | 2015 | 9999 |  |  | N | Geothermal | [13 empty] | 0 | 0 | 0 | 0 | 0.4563 | 0.4563 | 0.4563 | [8 empty] | ORNI 41 LLC | 100 | Ormat Technologies Inc | 100
Laurel Mountain Hybrid | 57447_G_1 | 57447 | G | 1 |  | Onshore Wind |  | PJM_AP | West Virginia | 54 | Barbour | 1 | 54001 | 97.6 | 0 | 2011 | 9999 |  |  | N | Wind | [13 empty] | 0 | 0 | 0 | 0 | [11 empty] | AES Laurel Mountain LLC | 100 | Alberta Investment Management Corp | 100
Laurel Mountain Hybrid | 57447_G_2 | 57447 | G | 2 |  | Energy Storage |  | PJM_AP | West Virginia | 54 | Barbour | 1 | 54001 | 16 | 0 | 2011 | 9999 |  |  | N | Energy Storage | [13 empty] | 0 | 0 | 0 | 0 | [11 empty] | AES Laurel Mountain LLC | 100 | Alberta Investment Management Corp | 100
Pilesgrove | 57448_G_PILE | 57448 | G | PILE |  | Solar PV |  | PJM_EMAC | New Jersey | 34 | Salem | 33 | 34033 | 17.7 | 0 | 2011 | 9999 |  |  | N | Solar | [13 empty] | 0 | 0 | 0 | 0 | [11 empty] | Pilesgrove Solar LLC | 100 | Consolidated Edison Inc | 100
Blue Creek Wind Project | 57449_G_1 | 57449 | G | 1 |  | Onshore Wind |  | PJM_West | Ohio | 39 | Van Wert | 161 | 39161 | 302 | 0 | 2011 | 9999 |  |  | N | Wind | [13 empty] | 0 | 0 | 0 | 0 | [11 empty] | Blue Creek Wind Farm LLC | 100 | Iberdrola SA | 100
Tuscarora Geothermal Power Plant | 57451_G_G9200 | 57451 | G | G9200 |  | Geothermal |  | WECC_NNV | Nevada | 32 | Elko | 7 | 32007 | 10.7 | 9771 | 2012 | 9999 |  |  | N | Geothermal | [13 empty] | 0 | 0 | 0 | 0 | 0.4563 | 0.4563 | 0.4563 | [8 empty] | ORNI 42 LLC | 100 | Ormat Technologies Inc | 100
Tuscarora Geothermal Power Plant | 57451_G_G9250 | 57451 | G | G9250 |  | Geothermal |  | WECC_NNV | Nevada | 32 | Elko | 7 | 32007 | 10.7 | 9771 | 2012 | 9999 |  |  | N | Geothermal | [13 empty] | 0 | 0 | 0 | 0 | 0.4563 | 0.4563 | 0.4563 | [8 empty] | ORNI 42 LLC | 100 | Ormat Technologies Inc | 100
NRG Solar Borrego I | 57455_G_SB1 | 57455 | G | SB1 |  | Solar PV |  | WEC_SDGE | California | 6 | San Diego | 73 | 06073 | 26 | 0 | 2013 | 9999 |  |  | N | Solar | [13 empty] | 0 | 0 | 0 | 0 | [11 empty] | Solar Borrego I LLC | 100 | Global Infrastructure Partners | 100
San Emidio | 57456_G_SE-U1 | 57456 | G | SE-U1 |  | Geothermal |  | WECC_NNV | Nevada | 32 | Washoe | 31 | 32031 | 6 | 9771 | 2012 | 9999 |  |  | N | Geothermal | [13 empty] | 0 | 0 | 0 | 0 | 0.4563 | 0.4563 | 0.4563 | [8 empty] | Gerlach Geothermal LLC | 100 | US Geothermal Inc | 100
Seneca Sustainable Energy LLC | 57457_B_1 | 57457 | B | 1 |  | Biomass |  | WECC_PNW | Oregon | 41 | Lane | 39 | 41039 | 19.8 | 15307 | 2011 | 9999 |  |  | N | Biomass |  |  |  | FR + NH3 | SNCR |  |  | ESPH | No |  |  |  |  | 0.22567 | 0.16926 | 0.22567 | 0.16926 | [11 empty] | Seneca Sustainable Energy LLC | 100 | Seneca Sawmill | 100
145 Talmadge Solar | 57458_G_1 | 57458 | G | 1 |  | Solar PV |  | PJM_EMAC | New Jersey | 34 | Middlesex | 23 | 34023 | 3.8 | 0 | 2011 | 9999 |  |  | N | Solar | [13 empty] | 0 | 0 | 0 | 0 | [11 empty] | Avidan Energy Solutions | 100 | Avidan Management LLC | 100
Mountain View IV | 57459_G_1 | 57459 | G | 1 |  | Onshore Wind |  | WECC_SCE | California | 6 | Riverside | 65 | 06065 | 49 | 0 | 2012 | 9999 |  |  | N | Wind | [13 empty] | 0 | 0 | 0 | 0 | [11 empty] | Mountain View Power Partners IV LLC | 100 | AES Corp (The) | 100
Martins Creek Solar NC, LLC | 57461_G_1 | 57461 | G | 1 |  | Solar PV |  | S_C_TVA | North Carolina | 37 | Cherokee | 39 | 37039 | 0.9 | 0 | 2011 | 9999 |  |  | N | Solar | [13 empty] | 0 | 0 | 0 | 0 | [11 empty] | Martins Creek Solar NC LLC | 100 | Duke Energy Corp | 100
Napoleon Solar I | 57462_G_1 | 57462 | G | 1 |  | Solar PV |  | PJM_ATSI | Ohio | 39 | Henry | 69 | 39069 | 8 | 0 | 2011 | 9999 |  |  | N | Solar | [13 empty] | 0 | 0 | 0 | 0 | [11 empty] | Enfinity BNB Napoleon Solar LLC | 100 | BNB Renewable Energy Holdings | 100
Bishop Hill Energy LLC | 57463_G_1 | 57463 | G | 1 |  | Onshore Wind |  | MIS_MIDA | Illinois | 17 | Henry | 73 | 17073 | 200 | 0 | 2012 | 9999 |  |  | N | Wind | [13 empty] | 0 | 0 | 0 | 0 | [11 empty] | Bishop Hill Energy LLC | 100 | WEC Energy Group Inc | 100
Romark PA Solar | 57465_G_1 | 57465 | G | 1 |  | Solar PV |  | PJM_WMAC | Pennsylvania | 42 | Luzerne | 79 | 42079 | 1.8 | 0 | 2011 | 9999 |  |  | N | Solar | [13 empty] | 0 | 0 | 0 | 0 | [11 empty] | Romark Logistics | 100 | Romark Logistics | 100
Blue Ridge Landfill | 57466_G_GEN1 | 57466 | G | GEN1 |  | Landfill Gas |  | PJM_AP | Pennsylvania | 42 | Franklin | 55 | 42055 | 1.6 | 13500 | 2013 | 9999 |  |  | N | Landfill Gas | [13 empty] | 0.22117 | 0.22117 | 0.22117 | 0.22117 | [11 empty] | Blue Ridge Renewable Energy LLC | 100 | Exelon Corp | 100
Blue Ridge Landfill | 57466_G_GEN2 | 57466 | G | GEN2 |  | Landfill Gas |  | PJM_AP | Pennsylvania | 42 | Franklin | 55 | 42055 | 1.6 | 13500 | 2013 | 9999 |  |  | N | Landfill Gas | [13 empty] | 0.22117 | 0.22117 | 0.22117 | 0.22117 | [11 empty] | Blue Ridge Renewable Energy LLC | 100 | Exelon Corp | 100
Blue Ridge Landfill | 57466_G_GEN3 | 57466 | G | GEN3 |  | Landfill Gas |  | PJM_AP | Pennsylvania | 42 | Franklin | 55 | 42055 | 1.6 | 13500 | 2013 | 9999 |  |  | N | Landfill Gas | [13 empty] | 0.22117 | 0.22117 | 0.22117 | 0.22117 | [11 empty] | Blue Ridge Renewable Energy LLC | 100 | Exelon Corp | 100
Blue Ridge Landfill | 57466_G_GEN4 | 57466 | G | GEN4 |  | Landfill Gas |  | PJM_AP | Pennsylvania | 42 | Franklin | 55 | 42055 | 1.6 | 13500 | 2013 | 9999 |  |  | N | Landfill Gas | [13 empty] | 0.22117 | 0.22117 | 0.22117 | 0.22117 | [11 empty] | Blue Ridge Renewable Energy LLC | 100 | Exelon Corp | 100
Crystal Lake 3 LLC | 57468_G_GE1.5 | 57468 | G | GE1.5 |  | Onshore Wind |  | MIS_IA | Iowa | 19 | Winnebago | 189 | 19189 | 66 | 0 | 2009 | 9999 |  |  | N | Wind | [13 empty] | 0 | 0 | 0 | 0 | [11 empty] | Crystal Lake Wind Energy III LLC | 100 | NextEra Energy Inc | 100
Garden Wind LLC | 57469_G_GE1.5 | 57469 | G | GE1.5 |  | Onshore Wind |  | MIS_MIDA | Iowa | 19 | Hardin | 83 | 19083 | 150 | 0 | 2009 | 9999 |  |  | N | Wind | [13 empty] | 0 | 0 | 0 | 0 | [11 empty] | Garden Wind LLC | 100 | NextEra Energy Inc | 100
Marlboro Mill | 57470_B_RF-P1 | 57470 | B | RF-P1 | 88372 | Non-Fossil Waste |  | S_VACA | South Carolina | 45 | Marlboro | 69 | 45069 | 17.1 | 18343 | 1990 | 9999 | wall | dry | Y | Non-Fossil Waste | [7 empty] | ESPH | No |  |  |  |  | 0.097045 | 0.097045 | 0.097045 | 0.097045 | [11 empty] | Domtar LLC | 100 | Domtar Corp | 100
Marlboro Mill | 57470_B_UA-P2 | 57470 | B | UA-P2 | 88372 | Non-Fossil Waste |  | S_VACA | South Carolina | 45 | Marlboro | 69 | 45069 | 17.1 | 18343 | 1991 | 9999 | wall | dry | Y | Non-Fossil Waste | [7 empty] | ESPH | No |  |  |  |  | 0.097045 | 0.097045 | 0.097045 | 0.097045 | [11 empty] | Domtar LLC | 100 | Domtar Corp | 100
Murray Hill Solar | 57471_G_MHNJ | 57471 | G | MHNJ |  | Solar PV |  | PJM_EMAC | New Jersey | 34 | Union | 39 | 34039 | 1 | 0 | 2011 | 9999 |  |  | N | Solar | [13 empty] | 0 | 0 | 0 | 0 | [11 empty] | Consolidated Edison Development Inc | 100 | Consolidated Edison Inc | 100
TBE-Montgomery LLC | 57472_G_CTG | 57472 | G | CTG |  | Non-Fossil Waste |  | NY_Z_G-I | New York | 36 | Orange | 71 | 36071 | 11.6 | 13500 | 2021 | 9999 |  |  | N | Non-Fossil Waste | [13 empty] | 0 | 0 | 0 | 0 | [11 empty] | Taylor Biomass Energy Montgomery LLC | 100 | Taylor Holdings Group Ltd | 100
TBE-Montgomery LLC | 57472_G_STG | 57472 | G | STG |  | Non-Fossil Waste |  | NY_Z_G-I | New York | 36 | Orange | 71 | 36071 | 7.4 | 13500 | 2021 | 9999 |  |  | N | Non-Fossil Waste | [13 empty] | 0 | 0 | 0 | 0 | [11 empty] | Taylor Biomass Energy Montgomery LLC | 100 | Taylor Holdings Group Ltd | 100
Dartmouth Solar | 57473_G_DSMA | 57473 | G | DSMA |  | Solar PV |  | NENGREST | Massachusetts | 25 | Bristol | 5 | 25005 | 1.6 | 0 | 2011 | 9999 |  |  | N | Solar | [13 empty] | 0 | 0 | 0 | 0 | [11 empty] | Consolidated Edison Development Inc | 100 | Consolidated Edison Inc | 100
Ralls Wind Farm | 57474_G_1 | 57474 | G | 1 |  | Onshore Wind |  | ERC_WEST | Texas | 48 | Crosby | 107 | 48107 | 10 | 0 | 2011 | 9999 |  |  | N | Wind | [13 empty] | 0 | 0 | 0 | 0 | [11 empty] | Ralls Wind Farm LLC | 100 | Ralls Corp Inc | 100
John L. Featherstone Plant | 57475_G_HRP1 | 57475 | G | HRP1 |  | Geothermal |  | WECC_IID | California | 6 | Imperial | 25 | 06025 | 49.9 | 9771 | 2012 | 9999 |  |  | N | Geothermal | [13 empty] | 0 | 0 | 0 | 0 | 0.4625 | 0.4625 | 0.4625 | [8 empty] | Hudson Ranch Power I LLC | 100 | Char LLC | 100
Chittenden County Solar Partners | 57481_G_01 | 57481 | G | 01 |  | Solar PV |  | NENGREST | Vermont | 50 | Chittenden | 7 | 50007 | 2.2 | 0 | 2011 | 9999 |  |  | N | Solar | [13 empty] | 0 | 0 | 0 | 0 | [11 empty] | Chittenden County Solar Partners LLC | 100 | Chittenden County Solar Partners LLC | 100
Sentinel Energy Center, LLC | 57482_G_CTG1 | 57482 | G | CTG1 | 90714 | Combustion Turbine |  | WECC_SCE | California | 6 | Riverside | 65 | 06065 | 100 | 10745 | 2013 | 9999 |  |  | N | Natural Gas |  |  |  | H2O | SCR | [8 empty] | 0.0119 | 0.0119 | 0.0119 | 0.0119 | [11 empty] | Sentinel Energy Center LLC | 100 | Mitsubishi Corp | 100
Sentinel Energy Center, LLC | 57482_G_CTG2 | 57482 | G | CTG2 | 90715 | Combustion Turbine |  | WECC_SCE | California | 6 | Riverside | 65 | 06065 | 100 | 10745 | 2013 | 9999 |  |  | N | Natural Gas |  |  |  | H2O | SCR | [8 empty] | 0.01184 | 0.01184 | 0.01184 | 0.01184 | [11 empty] | Sentinel Energy Center LLC | 100 | Mitsubishi Corp | 100
Sentinel Energy Center, LLC | 57482_G_CTG3 | 57482 | G | CTG3 | 90716 | Combustion Turbine |  | WECC_SCE | California | 6 | Riverside | 65 | 06065 | 100 | 10745 | 2013 | 9999 |  |  | N | Natural Gas |  |  |  | H2O | SCR | [8 empty] | 0.01202 | 0.01202 | 0.01202 | 0.01202 | [11 empty] | Sentinel Energy Center LLC | 100 | Mitsubishi Corp | 100
Sentinel Energy Center, LLC | 57482_G_CTG4 | 57482 | G | CTG4 | 90717 | Combustion Turbine |  | WECC_SCE | California | 6 | Riverside | 65 | 06065 | 100 | 10745 | 2013 | 9999 |  |  | N | Natural Gas |  |  |  | H2O | SCR | [8 empty] | 0.01292 | 0.01292 | 0.01292 | 0.01292 | [11 empty] | Sentinel Energy Center LLC | 100 | Mitsubishi Corp | 100
Sentinel Energy Center, LLC | 57482_G_CTG5 | 57482 | G | CTG5 | 90718 | Combustion Turbine |  | WECC_SCE | California | 6 | Riverside | 65 | 06065 | 100 | 10745 | 2013 | 9999 |  |  | N | Natural Gas |  |  |  | H2O | SCR | [8 empty] | 0.0132 | 0.0132 | 0.0132 | 0.0132 | [11 empty] | Sentinel Energy Center LLC | 100 | Mitsubishi Corp | 100
Sentinel Energy Center, LLC | 57482_G_CTG6 | 57482 | G | CTG6 | 90719 | Combustion Turbine |  | WECC_SCE | California | 6 | Riverside | 65 | 06065 | 100 | 10745 | 2013 | 9999 |  |  | N | Natural Gas |  |  |  | H2O | SCR | [8 empty] | 0.01121 | 0.01121 | 0.01121 | 0.01121 | [11 empty] | Sentinel Energy Center LLC | 100 | Mitsubishi Corp | 100
Sentinel Energy Center, LLC | 57482_G_CTG7 | 57482 | G | CTG7 | 90720 | Combustion Turbine |  | WECC_SCE | California | 6 | Riverside | 65 | 06065 | 100 | 10745 | 2013 | 9999 |  |  | N | Natural Gas |  |  |  | H2O | SCR | [8 empty] | 0.01156 | 0.01156 | 0.01156 | 0.01156 | [11 empty] | Sentinel Energy Center LLC | 100 | Mitsubishi Corp | 100
Sentinel Energy Center, LLC | 57482_G_CTG8 | 57482 | G | CTG8 | 90721 | Combustion Turbine |  | WECC_SCE | California | 6 | Riverside | 65 | 06065 | 100 | 10745 | 2013 | 9999 |  |  | N | Natural Gas |  |  |  | H2O | SCR | [8 empty] | 0.01332 | 0.01332 | 0.01332 | 0.01332 | [11 empty] | Sentinel Energy Center LLC | 100 | Mitsubishi Corp | 100
Mariposa Energy Project | 57483_G_CTG1 | 57483 | G | CTG1 | 90692 | Combustion Turbine |  | WEC_CALN | California | 6 | Alameda | 1 | 06001 | 49.9 | 10838 | 2012 | 9999 |  |  | N | Natural Gas |  |  |  |  | SCR | [8 empty] | 0.01336 | 0.01336 | 0.01336 | 0.01336 | [11 empty] | Mariposa Energy LLC | 100 | Mitsubishi Corp | 100
Mariposa Energy Project | 57483_G_CTG2 | 57483 | G | CTG2 | 90693 | Combustion Turbine |  | WEC_CALN | California | 6 | Alameda | 1 | 06001 | 49.9 | 10838 | 2012 | 9999 |  |  | N | Natural Gas |  |  |  |  | SCR | [8 empty] | 0.01408 | 0.01408 | 0.01408 | 0.01408 | [11 empty] | Mariposa Energy LLC | 100 | Mitsubishi Corp | 100
Mariposa Energy Project | 57483_G_CTG3 | 57483 | G | CTG3 | 90694 | Combustion Turbine |  | WEC_CALN | California | 6 | Alameda | 1 | 06001 | 49.9 | 10838 | 2012 | 9999 |  |  | N | Natural Gas |  |  |  |  | SCR | [8 empty] | 0.01446 | 0.01446 | 0.01446 | 0.01446 | [11 empty] | Mariposa Energy LLC | 100 | Mitsubishi Corp | 100
Mariposa Energy Project | 57483_G_CTG4 | 57483 | G | CTG4 | 90695 | Combustion Turbine |  | WEC_CALN | California | 6 | Alameda | 1 | 06001 | 49.9 | 10838 | 2012 | 9999 |  |  | N | Natural Gas |  |  |  |  | SCR | [8 empty] | 0.01544 | 0.01544 | 0.01544 | 0.01544 | [11 empty] | Mariposa Energy LLC | 100 | Mitsubishi Corp | 100
Manzana Wind LLC | 57484_G_GEN1 | 57484 | G | GEN1 |  | Onshore Wind |  | WECC_SCE | California | 6 | Kern | 29 | 06029 | 189 | 0 | 2012 | 9999 |  |  | N | Wind | [13 empty] | 0 | 0 | 0 | 0 | [11 empty] | Manzana Wind LLC | 100 | Iberdrola SA | 100
Flemington Solar | 57485_G_FSNJ | 57485 | G | FSNJ |  | Solar PV |  | PJM_EMAC | New Jersey | 34 | Hunterdon | 19 | 34019 | 7.9 | 0 | 2011 | 9999 |  |  | N | Solar | [13 empty] | 0 | 0 | 0 | 0 | [11 empty] | Flemington Solar LLC | 100 | Consolidated Edison Inc | 100
Frenchtown I Solar | 57486_G_F1NJ | 57486 | G | F1NJ |  | Solar PV |  | PJM_EMAC | New Jersey | 34 | Hunterdon | 19 | 34019 | 3 | 0 | 2012 | 9999 |  |  | N | Solar | [13 empty] | 0 | 0 | 0 | 0 | [11 empty] | Frenchtown I Solar LLC | 100 | Consolidated Edison Inc | 100
Frenchtown II Solar | 57487_G_F2NJ | 57487 | G | F2NJ |  | Solar PV |  | PJM_EMAC | New Jersey | 34 | Hunterdon | 19 | 34019 | 3 | 0 | 2011 | 9999 |  |  | N | Solar | [13 empty] | 0 | 0 | 0 | 0 | [11 empty] | Frenchtown II Solar LLC | 100 | Consolidated Edison Inc | 100
Lebanon Solar | 57488_G_LSNJ | 57488 | G | LSNJ |  | Solar PV |  | PJM_EMAC | New Jersey | 34 | Hunterdon | 19 | 34019 | 2 | 0 | 2011 | 9999 |  |  | N | Solar | [13 empty] | 0 | 0 | 0 | 0 | [11 empty] | Lebanon Solar LLC | 100 | Consolidated Edison Inc | 100
Oak Grove Power Producers | 57489_G_G1 | 57489 | G | G1 |  | Landfill Gas |  | SPP_N | Kansas | 20 | Crawford | 37 | 20037 | 1.5 | 13500 | 2010 | 9999 |  |  | N | Landfill Gas | [13 empty] | 0.16169 | 0.16169 | 0.16169 | 0.16169 | [11 empty] | Waste Corp of Kansas | 100 | Wca Waste Corp | 100
Oak Grove Power Producers | 57489_G_G2 | 57489 | G | G2 |  | Landfill Gas |  | SPP_N | Kansas | 20 | Crawford | 37 | 20037 | 1.9 | 13500 | 2013 | 9999 |  |  | N | Landfill Gas | [13 empty] | 0.22117 | 0.22117 | 0.22117 | 0.22117 | [11 empty] | Enerdyne Power Systems Inc | 100 | Wca Waste Corp | 100
Imperial Solar Energy Center South | 57490_G_56819 | 57490 | G | 56819 |  | Solar PV |  | WECC_IID | California | 6 | Imperial | 25 | 06025 | 128.9 | 0 | 2013 | 9999 |  |  | N | Solar | [13 empty] | 0 | 0 | 0 | 0 | [11 empty] | CSOLAR IV South LLC | 100 | Capital Dynamics | 100
Imperial Solar Energy Center West | 57491_G_56819 | 57491 | G | 56819 |  | Solar PV |  | WECC_IID | California | 6 | Imperial | 25 | 06025 | 148.7 | 0 | 2016 | 9999 |  |  | N | Solar | [13 empty] | 0 | 0 | 0 | 0 | [11 empty] | CSOLAR IV West LLC | 100 | Tenaska Inc | 100
Settlers Trail Wind Farm LLC | 57493_G_STWF | 57493 | G | STWF |  | Onshore Wind |  | MIS_IL | Illinois | 17 | Iroquois | 75 | 17075 | 150.4 | 0 | 2011 | 9999 |  |  | N | Wind | [13 empty] | 0 | 0 | 0 | 0 | [11 empty] | Settlers Trail Wind Farm LLC | 100 | RWE Group | 100
Masser Farms Realty Solar | 57494_G_MFRS | 57494 | G | MFRS |  | Solar PV |  | PJM_WMAC | Pennsylvania | 42 | Schuylkill | 107 | 42107 | 1 | 0 | 2011 | 9999 |  |  | N | Solar | [13 empty] | 0 | 0 | 0 | 0 | [11 empty] | Masser Farms Realty Ltd | 100 | Masser Farms Realty Ltd | 100
Tieton Dam Hydro Electric Project | 57496_G_UNIT1 | 57496 | G | UNIT1 |  | Hydro |  | WECC_PNW | Washington | 53 | Yakima | 77 | 53077 | 6.9 | 0 | 2006 | 9999 |  |  | N | Hydro | [13 empty] | 0 | 0 | 0 | 0 | [11 empty] | Tieton Hydropower LLC | 100 | Burbank (City of) | 100
Tieton Dam Hydro Electric Project | 57496_G_UNIT2 | 57496 | G | UNIT2 |  | Hydro |  | WECC_PNW | Washington | 53 | Yakima | 77 | 53077 | 6.9 | 0 | 2006 | 9999 |  |  | N | Hydro | [13 empty] | 0 | 0 | 0 | 0 | [11 empty] | Tieton Hydropower LLC | 100 | Burbank (City of) | 100
Stroud Solar Station | 57497_G_1 | 57497 | G | 1 |  | Solar PV |  | WEC_CALN | California | 6 | Fresno | 19 | 06019 | 20 | 0 | 2011 | 9999 |  |  | N | Solar | [13 empty] | 0 | 0 | 0 | 0 | [11 empty] | Pacific Gas & Electric Co | 100 | PG&E Corp | 100
Five Points Solar Station | 57498_G_1 | 57498 | G | 1 |  | Solar PV |  | WEC_CALN | California | 6 | Fresno | 19 | 06019 | 15 | 0 | 2011 | 9999 |  |  | N | Solar | [13 empty] | 0 | 0 | 0 | 0 | [11 empty] | Pacific Gas & Electric Co | 100 | PG&E Corp | 100
Westside Solar Station | 57499_G_1 | 57499 | G | 1 |  | Solar PV |  | WEC_CALN | California | 6 | Fresno | 19 | 06019 | 15 | 0 | 2011 | 9999 |  |  | N | Solar | [13 empty] | 0 | 0 | 0 | 0 | [11 empty] | Pacific Gas & Electric Co | 100 | PG&E Corp | 100
Laurel Wind Farm | 57500_G_LWF | 57500 | G | LWF |  | Onshore Wind |  | MIS_IA | Iowa | 19 | Marshall | 127 | 19127 | 119.6 | 0 | 2011 | 9999 |  |  | N | Wind | [13 empty] | 0 | 0 | 0 | 0 | [11 empty] | MidAmerican Energy Co | 100 | Berkshire Hathaway Inc | 100
Rolling Hills Wind Farm | 57501_G_RHWF | 57501 | G | RHWF |  | Onshore Wind |  | MIS_MIDA | Iowa | 19 | Cass | 29 | 19029 | 443.9 | 0 | 2011 | 9999 |  |  | N | Wind | [13 empty] | 0 | 0 | 0 | 0 | [11 empty] | MidAmerican Energy Co | 100 | Berkshire Hathaway Inc | 100
Perdido | 57502_G_1 | 57502 | G | 1 |  | Landfill Gas |  | S_SOU | Florida | 12 | Escambia | 33 | 12033 | 1.5 | 13500 | 2010 | 9999 |  |  | N | Landfill Gas | [13 empty] | 0.1 | 0.1 | 0.1 | 0.1 | [11 empty] | Gulf Power Co | 100 | NextEra Energy Inc | 100
Perdido | 57502_G_2 | 57502 | G | 2 |  | Landfill Gas |  | S_SOU | Florida | 12 | Escambia | 33 | 12033 | 1.5 | 13500 | 2010 | 9999 |  |  | N | Landfill Gas | [13 empty] | 0.1 | 0.1 | 0.1 | 0.1 | [11 empty] | Gulf Power Co | 100 | NextEra Energy Inc | 100
TECO CHP-1 | 57504_G_CHP1 | 57504 | G | CHP1 |  | Combustion Turbine |  | ERC_REST | Texas | 48 | Harris | 201 | 48201 | 48 | 8700 | 2010 | 9999 |  |  | Y | Natural Gas | [13 empty] | 0.00808 | 0.00808 | 0.00808 | 0.00808 | [11 empty] | Thermal Energy Corp (TECO) | 100 | Thermal Energy Corp (TECO) | 100
Monroe Generating Station | 57505_G_1 | 57505 | G | 1 |  | Combustion Turbine |  | S_VACA | North Carolina | 37 | Union | 179 | 37179 | 12 | 16578 | 2010 | 9999 |  |  | N | Natural Gas, Distillate Fuel Oil | [13 empty] | 0.00375 | 0.00375 | 0.00375 | 0.00375 | [11 empty] | North Carolina Eastern Municipal Power Agency | 100 | North Carolina Eastern Municipal Power Agency | 100
Monroe Generating Station | 57505_G_2 | 57505 | G | 2 |  | Combustion Turbine |  | S_VACA | North Carolina | 37 | Union | 179 | 37179 | 12 | 16584 | 2010 | 9999 |  |  | N | Natural Gas, Distillate Fuel Oil | [13 empty] | 0.00746 | 0.00746 | 0.00746 | 0.00746 | [11 empty] | North Carolina Eastern Municipal Power Agency | 100 | North Carolina Eastern Municipal Power Agency | 100
FRV SI Transport Solar LP | 57506_G_SEIM | 57506 | G | SEIM |  | Solar PV |  | WEC_CALN | California | 6 | Sacramento | 67 | 06067 | 1 | 0 | 2010 | 9999 |  |  | N | Solar | [13 empty] | 0 | 0 | 0 | 0 | [11 empty] | FRV SI Transport Solar LP | 100 | Fotowatio SL | 100
RV CSU Power II LLC | 57507_G_CSUII | 57507 | G | CSUII |  | Solar PV |  | WECC_CO | Colorado | 8 | Larimer | 69 | 08069 | 3 | 0 | 2010 | 9999 |  |  | N | Solar | [13 empty] | 0 | 0 | 0 | 0 | [11 empty] | FRV CSU Power II LLC | 100 | SunEdison | 100
Carson Solar I | 57509_G_1 | 57509 | G | 1 |  | Solar PV |  | WECC_CO | Colorado | 8 | El Paso | 41 | 08041 | 1.5 | 0 | 2007 | 9999 |  |  | N | Solar | [13 empty] | 0 | 0 | 0 | 0 | [11 empty] | Morgan Stanley Capital Group Inc | 100 | Morgan Stanley | 100
Ocotillo Express LLC | 57514_G_WTG | 57514 | G | WTG |  | Onshore Wind |  | WECC_IID | California | 6 | Imperial | 25 | 06025 | 265.4 | 0 | 2012 | 9999 |  |  | N | Wind | [13 empty] | 0 | 0 | 0 | 0 | [11 empty] | Ocotillo Express LLC | 100 | Riverstone Holdings LLC | 100
Walnut Creek Energy Park | 57515_G_GT1 | 57515 | G | GT1 | 90677 | Combustion Turbine |  | WEC_LADW | California | 6 | Los Angeles | 37 | 06037 | 97 | 10745 | 2013 | 9999 |  |  | N | Natural Gas |  |  |  | H2O | SCR | [8 empty] | 0.0115 | 0.0115 | 0.0115 | 0.0115 | [11 empty] | Walnut Creek Energy LLC | 100 | Global Infrastructure Partners | 100
Walnut Creek Energy Park | 57515_G_GT2 | 57515 | G | GT2 | 90678 | Combustion Turbine |  | WEC_LADW | California | 6 | Los Angeles | 37 | 06037 | 97 | 10745 | 2013 | 9999 |  |  | N | Natural Gas |  |  |  | H2O | SCR | [8 empty] | 0.01109 | 0.01109 | 0.01109 | 0.01109 | [11 empty] | Walnut Creek Energy LLC | 100 | Global Infrastructure Partners | 100
Walnut Creek Energy Park | 57515_G_GT3 | 57515 | G | GT3 | 90679 | Combustion Turbine |  | WEC_LADW | California | 6 | Los Angeles | 37 | 06037 | 97 | 10745 | 2013 | 9999 |  |  | N | Natural Gas |  |  |  | H2O | SCR | [8 empty] | 0.01141 | 0.01141 | 0.01141 | 0.01141 | [11 empty] | Walnut Creek Energy LLC | 100 | Global Infrastructure Partners | 100
Walnut Creek Energy Park | 57515_G_GT4 | 57515 | G | GT4 | 90680 | Combustion Turbine |  | WEC_LADW | California | 6 | Los Angeles | 37 | 06037 | 97 | 10745 | 2013 | 9999 |  |  | N | Natural Gas |  |  |  | H2O | SCR | [8 empty] | 0.01063 | 0.01063 | 0.01063 | 0.01063 | [11 empty] | Walnut Creek Energy LLC | 100 | Global Infrastructure Partners | 100
Walnut Creek Energy Park | 57515_G_GT5 | 57515 | G | GT5 | 90681 | Combustion Turbine |  | WEC_LADW | California | 6 | Los Angeles | 37 | 06037 | 97 | 10745 | 2013 | 9999 |  |  | N | Natural Gas |  |  |  | H2O | SCR | [8 empty] | 0.00986 | 0.00986 | 0.00986 | 0.00986 | [11 empty] | Walnut Creek Energy LLC | 100 | Global Infrastructure Partners | 100
KODE Novus I | 57516_G_NOVUS | 57516 | G | NOVUS |  | Onshore Wind |  | SPP_SPS | Oklahoma | 40 | Texas | 139 | 40139 | 80 | 0 | 2012 | 9999 |  |  | N | Wind | [13 empty] | 0 | 0 | 0 | 0 | [11 empty] | Gruver Wind Interconnection LLC | 100 | NextEra Energy Inc | 100
Trexlertown Solar Array North and South | 57519_G_GEN1 | 57519 | G | GEN1 |  | Solar PV |  | PJM_WMAC | Pennsylvania | 42 | Lehigh | 77 | 42077 | 1.9 | 0 | 2011 | 9999 |  |  | N | Solar | [13 empty] | 0 | 0 | 0 | 0 | [11 empty] | Trexlertown Solar Array | 100 | Air Products & Chemicals Inc | 100
Trinity Hills | 57520_G_1 | 57520 | G | 1 |  | Onshore Wind |  | ERC_WEST | Texas | 48 | Young | 503 | 48503 | 225 | 0 | 2011 | 9999 |  |  | N | Wind | [13 empty] | 0 | 0 | 0 | 0 | [11 empty] | Trinity Hills Wind Farm LLC | 100 | BP plc | 100
Giffen | 57521_G_1 | 57521 | G | 1 |  | Solar PV |  | WEC_CALN | California | 6 | Fresno | 19 | 06019 | 10 | 0 | 2012 | 9999 |  |  | N | Solar | [13 empty] | 0 | 0 | 0 | 0 | [11 empty] | Pacific Gas & Electric Co | 100 | PG&E Corp | 100
Cantua Solar Station | 57522_G_1 | 57522 | G | 1 |  | Solar PV |  | WEC_CALN | California | 6 | Fresno | 19 | 06019 | 20 | 0 | 2012 | 9999 |  |  | N | Solar | [13 empty] | 0 | 0 | 0 | 0 | [11 empty] | Pacific Gas & Electric Co | 100 | PG&E Corp | 100
Huron Solar Station | 57523_G_1 | 57523 | G | 1 |  | Solar PV |  | WEC_CALN | California | 6 | Fresno | 19 | 06019 | 20 | 0 | 2012 | 9999 |  |  | N | Solar | [13 empty] | 0 | 0 | 0 | 0 | [11 empty] | Pacific Gas & Electric Co | 100 | PG&E Corp | 100
Roger Road WWTP | 57524_G_1 | 57524 | G | 1 |  | Solar PV |  | WECC_AZ | Arizona | 4 | Pima | 19 | 04019 | 0.9 | 0 | 2010 | 9999 |  |  | N | Solar | [13 empty] | 0 | 0 | 0 | 0 | [11 empty] | SunEdison | 100 | SunEdison | 100
North Hurlburt Wind LLC | 57526_G_NORTH | 57526 | G | NORTH |  | Onshore Wind |  | WECC_PNW | Oregon | 41 | Gilliam | 21 | 41021 | 265 | 0 | 2012 | 9999 |  |  | N | Wind | [13 empty] | 0 | 0 | 0 | 0 | [11 empty] | North Hurlburt Wind LLC | 100 | Caithness Energy LLC | 100
Palouse | 57530_G_1 | 57530 | G | 1 |  | Onshore Wind |  | WECC_PNW | Washington | 53 | Whitman | 75 | 53075 | 105.3 | 0 | 2012 | 9999 |  |  | N | Wind | [13 empty] | 0 | 0 | 0 | 0 | [11 empty] | Palouse Wind LLC | 100 | Brookfield Asset Management Inc | 100
Bingham Wind | 57531_G_1 | 57531 | G | 1 |  | Onshore Wind |  | NENG_ME | Maine | 23 | Piscataquis | 21 | 23021 | 186 | 0 | 2016 | 9999 |  |  | N | Wind | [13 empty] | 0 | 0 | 0 | 0 | [11 empty] | Blue Sky West LLC | 100 | Brookfield Asset Management Inc | 100
Solar Photovoltaic Project #32 | 57534_G_S32A | 57534 | G | S32A |  | Solar PV |  | WECC_SCE | California | 6 | San Bernardino | 71 | 06071 | 0.5 | 0 | 2015 | 9999 |  |  | N | Solar | [13 empty] | 0 | 0 | 0 | 0 | [11 empty] | Southern California Edison Co | 100 | Edison International | 100
Solar Photovoltaic Project #32 | 57534_G_S32B | 57534 | G | S32B |  | Solar PV |  | WECC_SCE | California | 6 | San Bernardino | 71 | 06071 | 0.5 | 0 | 2015 | 9999 |  |  | N | Solar | [13 empty] | 0 | 0 | 0 | 0 | [11 empty] | Southern California Edison Co | 100 | Edison International | 100
Solar Photovoltaic Project #32 | 57534_G_S32C | 57534 | G | S32C |  | Solar PV |  | WECC_SCE | California | 6 | San Bernardino | 71 | 06071 | 0.5 | 0 | 2015 | 9999 |  |  | N | Solar | [13 empty] | 0 | 0 | 0 | 0 | [11 empty] | Southern California Edison Co | 100 | Edison International | 100
Solar Photovoltaic Project #33 | 57535_G_S33A | 57535 | G | S33A |  | Solar PV |  | WECC_SCE | California | 6 | San Bernardino | 71 | 06071 | 0.5 | 0 | 2015 | 9999 |  |  | N | Solar | [13 empty] | 0 | 0 | 0 | 0 | [11 empty] | Southern California Edison Co | 100 | Edison International | 100
Solar Photovoltaic Project #33 | 57535_G_S33B | 57535 | G | S33B |  | Solar PV |  | WECC_SCE | California | 6 | San Bernardino | 71 | 06071 | 0.5 | 0 | 2015 | 9999 |  |  | N | Solar | [13 empty] | 0 | 0 | 0 | 0 | [11 empty] | Southern California Edison Co | 100 | Edison International | 100
California State University San Bernardi | 57544_G_FC01 | 57544 | G | FC01 |  | Fuel Cell |  | WECC_SCE | California | 6 | San Bernardino | 71 | 06071 | 1.4 | 5521 | 2013 | 9999 |  |  | Y | Natural Gas | [13 empty] | 0 | 0 | 0 | 0 | [11 empty] | Southern California Edison Co | 100 | Edison International | 100
South Hurlburt Wind LLC | 57549_G_SOUTH | 57549 | G | SOUTH |  | Onshore Wind |  | WECC_PNW | Oregon | 41 | Gilliam | 21 | 41021 | 290 | 0 | 2012 | 9999 |  |  | N | Wind | [13 empty] | 0 | 0 | 0 | 0 | [11 empty] | South Hurlburt Wind LLC | 100 | Caithness Energy LLC | 100
Horseshoe Bend Wind LLC | 57550_G_HORSE | 57550 | G | HORSE |  | Onshore Wind |  | WECC_PNW | Oregon | 41 | Gilliam | 21 | 41021 | 290 | 0 | 2012 | 9999 |  |  | N | Wind | [13 empty] | 0 | 0 | 0 | 0 | [11 empty] | Horseshoe Bend Wind LLC | 100 | Caithness Energy LLC | 100
Garland Canal Power Plant | 57551_G_MAIN | 57551 | G | MAIN |  | Hydro |  | WECC_WY | Wyoming | 56 | Park | 29 | 56029 | 2.6 | 0 | 1983 | 9999 |  |  | N | Hydro | [13 empty] | 0 | 0 | 0 | 0 | [11 empty] | Western Area Power Administration | 100 | Western Area Power Administration | 100
Shirley Wind | 57553_G_1 | 57553 | G | 1 |  | Onshore Wind |  | MIS_WUMS | Wisconsin | 55 | Brown | 9 | 55009 | 20 | 0 | 2010 | 9999 |  |  | N | Wind | [13 empty] | 0 | 0 | 0 | 0 | [11 empty] | Shirley Wind LLC | 100 | Duke Energy Corp | 100
AFA Solar Farm | 57554_G_AFA1 | 57554 | G | AFA1 |  | Solar PV |  | WECC_CO | Colorado | 8 | El Paso | 41 | 08041 | 5.5 | 0 | 2011 | 9999 |  |  | N | Solar | [13 empty] | 0 | 0 | 0 | 0 | [11 empty] | Solar Star Colorado II LLC | 100 | TOTAL SA | 100
Pio Pico Energy Center | 57555_G_CTG1 | 57555 | G | CTG1 | 90696 | Combustion Turbine |  | WEC_SDGE | California | 6 | San Diego | 73 | 06073 | 106 | 10745 | 2016 | 9999 |  |  | N | Natural Gas |  |  |  | H2O | SCR | [8 empty] | 0.01341 | 0.01341 | 0.01341 | 0.01341 | [11 empty] | Pio Pico Energy Center LLC | 100 | JPMorgan Chase & Co | 100
Pio Pico Energy Center | 57555_G_CTG2 | 57555 | G | CTG2 | 90697 | Combustion Turbine |  | WEC_SDGE | California | 6 | San Diego | 73 | 06073 | 106 | 10745 | 2016 | 9999 |  |  | N | Natural Gas |  |  |  | H2O | SCR | [8 empty] | 0.01341 | 0.01341 | 0.01341 | 0.01341 | [11 empty] | Pio Pico Energy Center LLC | 100 | JPMorgan Chase & Co | 100
Pio Pico Energy Center | 57555_G_CTG3 | 57555 | G | CTG3 | 90698 | Combustion Turbine |  | WEC_SDGE | California | 6 | San Diego | 73 | 06073 | 106 | 10745 | 2016 | 9999 |  |  | N | Natural Gas |  |  |  | H2O | SCR | [8 empty] | 0.01308 | 0.01308 | 0.01308 | 0.01308 | [11 empty] | Pio Pico Energy Center LLC | 100 | JPMorgan Chase & Co | 100
La Senita | 57556_G_1 | 57556 | G | 1 |  | Solar PV |  | WECC_AZ | Arizona | 4 | Mohave | 15 | 04015 | 1 | 0 | 2011 | 9999 |  |  | N | Solar | [13 empty] | 0 | 0 | 0 | 0 | [11 empty] | Uns Energy Corp | 100 | Uns Energy Corp | 100
Sunnyvale City of WPCP | 57557_G_S-14 | 57557 | G | S-14 |  | Landfill Gas |  | WEC_CALN | California | 6 | Santa Clara | 85 | 06085 | 0.8 | 11590 | 1997 | 9999 |  |  | Y | Landfill Gas | [13 empty] | 0.22117 | 0.22117 | 0.22117 | 0.22117 | [11 empty] | Sunnyvale (City of) | 100 | Sunnyvale (City of) | 100
Sunnyvale City of WPCP | 57557_G_S-15 | 57557 | G | S-15 |  | Landfill Gas |  | WEC_CALN | California | 6 | Santa Clara | 85 | 06085 | 0.8 | 11590 | 1997 | 9999 |  |  | Y | Landfill Gas | [13 empty] | 0.22117 | 0.22117 | 0.22117 | 0.22117 | [11 empty] | Sunnyvale (City of) | 100 | Sunnyvale (City of) | 100
Sunset Reservoir North Basin | 57559_G_1 | 57559 | G | 1 |  | Solar PV |  | WEC_CALN | California | 6 | San Francisco | 75 | 06075 | 4.5 | 0 | 2010 | 9999 |  |  | N | Solar | [13 empty] | 0 | 0 | 0 | 0 | [11 empty] | RE SFCity1 LP | 100 | Duke Energy Corp | 100
Chino Solar Valley | 57560_G_PV1 | 57560 | G | PV1 |  | Solar PV |  | WECC_AZ | Arizona | 4 | Yavapai | 25 | 04025 | 19 | 0 | 2012 | 9999 |  |  | N | Solar | [13 empty] | 0 | 0 | 0 | 0 | [11 empty] | Arizona Public Service Co | 100 | Pinnacle West Capital Corp | 100
Cotton Center Solar Hybrid | 57561_G_PV1 | 57561 | G | PV1 |  | Solar PV |  | WECC_AZ | Arizona | 4 | Maricopa | 13 | 04013 | 17 | 0 | 2011 | 9999 |  |  | N | Solar | [13 empty] | 0 | 0 | 0 | 0 | [11 empty] | Arizona Public Service Co | 100 | Pinnacle West Capital Corp | 100
Paloma Solar Hybrid | 57562_G_PV1 | 57562 | G | PV1 |  | Solar PV |  | WECC_AZ | Arizona | 4 | Maricopa | 13 | 04013 | 17.6 | 0 | 2011 | 9999 |  |  | N | Solar | [13 empty] | 0 | 0 | 0 | 0 | [11 empty] | Arizona Public Service Co | 100 | Pinnacle West Capital Corp | 100
Hyder Solar | 57563_G_PV1 | 57563 | G | PV1 |  | Solar PV |  | WECC_AZ | Arizona | 4 | Yuma | 27 | 04027 | 17 | 0 | 2011 | 9999 |  |  | N | Solar | [13 empty] | 0 | 0 | 0 | 0 | [11 empty] | Arizona Public Service Co | 100 | Pinnacle West Capital Corp | 100
Hyder Solar | 57563_G_PV2 | 57563 | G | PV2 |  | Solar PV |  | WECC_AZ | Arizona | 4 | Yuma | 27 | 04027 | 5 | 0 | 2012 | 9999 |  |  | N | Solar | [13 empty] | 0 | 0 | 0 | 0 | [11 empty] | Arizona Public Service Co | 100 | Pinnacle West Capital Corp | 100
Algonquin Power Sanger LLC | 57564_G_CTG | 57564 | G | CTG | 91241 | Combined Cycle |  | WEC_CALN | California | 6 | Fresno | 19 | 06019 | 49 | 7771 | 2007 | 9999 |  |  | N | Natural Gas |  |  |  |  | SCR | [8 empty] | 0.016536 | 0.016536 | 0.016536 | 0.016536 | [11 empty] | Algonquin Power Sanger LLC | 100 | Algonquin Power Income Fund | 100
Algonquin Power Sanger LLC | 57564_G_STG2 | 57564 | G | STG2 |  | Combined Cycle |  | WEC_CALN | California | 6 | Fresno | 19 | 06019 | 12.5 | 7771 | 2012 | 9999 |  |  | N | Natural Gas |  |  |  |  | SCR | [8 empty] | 0.016536 | 0.016536 | 0.016536 | 0.016536 | [11 empty] | Algonquin Power Sanger LLC | 100 | Algonquin Power Income Fund | 100
RP-Orlando, LLC | 57565_G_1 | 57565 | G | 1 |  | Solar PV |  | FRCC | Florida | 12 | Orange | 95 | 12095 | 5.1 | 0 | 2011 | 9999 |  |  | N | Solar | [13 empty] | 0 | 0 | 0 | 0 | [11 empty] | RP Orlando LLC | 100 | Duke Energy Corp | 100
Albuquerque Solar Energy Center | 57567_G_ASEC1 | 57567 | G | ASEC1 |  | Solar PV |  | WECC_NM | New Mexico | 35 | Bernalillo | 1 | 35001 | 2 | 0 | 2011 | 9999 |  |  | N | Solar | [13 empty] | 0 | 0 | 0 | 0 | [11 empty] | Public Service Co of New Mexico | 100 | PNM Resources Inc | 100
Record Hill Wind | 57568_G_RHW | 57568 | G | RHW |  | Onshore Wind |  | NENG_ME | Maine | 23 | Oxford | 17 | 23017 | 50.6 | 0 | 2012 | 9999 |  |  | N | Wind | [13 empty] | 0 | 0 | 0 | 0 | [11 empty] | Record Hill Wind LLC | 100 | Independence Wind LLC | 100
Cooper Farms VW Project | 57570_G_WTG | 57570 | G | WTG |  | Onshore Wind |  | PJM_West | Ohio | 39 | Van Wert | 161 | 39161 | 4.5 | 0 | 2012 | 9999 |  |  | N | Wind | [13 empty] | 0 | 0 | 0 | 0 | [11 empty] | Cooper Farms | 100 | Cooper Farms | 100
Los Lunas Solar Energy Center | 57571_G_LLSEC | 57571 | G | LLSEC |  | Solar PV |  | WECC_NM | New Mexico | 35 | Valencia | 61 | 35061 | 5 | 0 | 2011 | 9999 |  |  | N | Solar | [13 empty] | 0 | 0 | 0 | 0 | [11 empty] | Public Service Co of New Mexico | 100 | PNM Resources Inc | 100
Los Lunas Solar Energy Center | 57571_G_LMS2 | 57571 | G | LMS2 |  | Solar PV |  | WECC_NM | New Mexico | 35 | Valencia | 61 | 35061 | 2 | 0 | 2013 | 9999 |  |  | N | Solar | [13 empty] | 0 | 0 | 0 | 0 | [11 empty] | Public Service Co of New Mexico | 100 | PNM Resources Inc | 100
CCCSD Wastewater Treatment Plnt | 57573_G_S188 | 57573 | G | S188 |  | Combustion Turbine |  | WEC_CALN | California | 6 | Contra Costa | 13 | 06013 | 3 | 8700 | 1995 | 9999 |  |  | Y | Natural Gas | [13 empty] | 0.79549 | 0.79549 | 0.79549 | 0.79549 | [11 empty] | Central Contra Costa Sanitary District | 100 | Central Contra Costa Sanitary District | 100
ETS Ewing Solar Facility | 57574_G_ETS1 | 57574 | G | ETS1 |  | Solar PV |  | PJM_EMAC | New Jersey | 34 | Mercer | 21 | 34021 | 1.3 | 0 | 2010 | 9999 |  |  | N | Solar | [13 empty] | 0 | 0 | 0 | 0 | [11 empty] | Solar Star New Jersey IV LLC | 100 | WEC Energy Group Inc | 100
Deming Solar Energy Center | 57575_G_DSEC | 57575 | G | DSEC |  | Solar PV |  | WECC_NM | New Mexico | 35 | Luna | 29 | 35029 | 5 | 0 | 2011 | 9999 |  |  | N | Solar | [13 empty] | 0 | 0 | 0 | 0 | [11 empty] | Public Service Co of New Mexico | 100 | PNM Resources Inc | 100
Deming Solar Energy Center | 57575_G_HON2 | 57575 | G | HON2 |  | Solar PV |  | WECC_NM | New Mexico | 35 | Luna | 29 | 35029 | 4 | 0 | 2013 | 9999 |  |  | N | Solar | [13 empty] | 0 | 0 | 0 | 0 | [11 empty] | Public Service Co of New Mexico | 100 | PNM Resources Inc | 100
Las Vegas Solar Energy Center | 57576_G_LVSEC | 57576 | G | LVSEC |  | Solar PV |  | WECC_NM | New Mexico | 35 | San Miguel | 47 | 35047 | 5 | 0 | 2011 | 9999 |  |  | N | Solar | [13 empty] | 0 | 0 | 0 | 0 | [11 empty] | Public Service Co of New Mexico | 100 | PNM Resources Inc | 100
Alamogordo Solar Energy Center | 57577_G_AGSEC | 57577 | G | AGSEC |  | Solar PV |  | WECC_NM | New Mexico | 35 | Otero | 35 | 35035 | 4.9 | 0 | 2011 | 9999 |  |  | N | Solar | [13 empty] | 0 | 0 | 0 | 0 | [11 empty] | Public Service Co of New Mexico | 100 | PNM Resources Inc | 100
PaTu Wind Farm LLC | 57578_G_PATU | 57578 | G | PATU |  | Onshore Wind |  | WECC_PNW | Oregon | 41 | Sherman | 55 | 41055 | 9 | 0 | 2010 | 9999 |  |  | N | Wind | [13 empty] | 0 | 0 | 0 | 0 | [11 empty] | Fotowatio Renewable Ventures Inc | 100 | SunEdison | 100
Robert O Schulz Solar Farm | 57579_G_1 | 57579 | G | 1 |  | Solar PV |  | WEC_CALN | California | 6 | Stanislaus | 99 | 06099 | 0.9 | 0 | 2008 | 9999 |  |  | N | Solar | [13 empty] | 0 | 0 | 0 | 0 | [11 empty] | South San Joaquin Irrigation District | 100 | South San Joaquin Irrigation District | 100
Robert O Schulz Solar Farm | 57579_G_2 | 57579 | G | 2 |  | Solar PV |  | WEC_CALN | California | 6 | Stanislaus | 99 | 06099 | 0.4 | 0 | 2009 | 9999 |  |  | N | Solar | [13 empty] | 0 | 0 | 0 | 0 | [11 empty] | South San Joaquin Irrigation District | 100 | South San Joaquin Irrigation District | 100
Broadridge Cogen | 57580_G_CG1 | 57580 | G | CG1 |  | Combustion Turbine | IC Engine | WEC_CALN | California | 6 | El Dorado | 17 | 06017 | 2.1 | 10745 | 2008 | 9999 |  |  | Y | Natural Gas | [13 empty] | 0.2046 | 0.2046 | 0.2046 | 0.2046 | [11 empty] | DST Output | 100 | DST Output | 100
Broadridge Cogen | 57580_G_CG2 | 57580 | G | CG2 |  | Combustion Turbine | IC Engine | WEC_CALN | California | 6 | El Dorado | 17 | 06017 | 2.1 | 10745 | 2008 | 9999 |  |  | Y | Natural Gas | [13 empty] | 0.2046 | 0.2046 | 0.2046 | 0.2046 | [11 empty] | DST Output | 100 | DST Output | 100
Broadridge Cogen | 57580_G_PV1 | 57580 | G | PV1 |  | Solar PV |  | WEC_CALN | California | 6 | El Dorado | 17 | 06017 | 0.3 | 0 | 2011 | 9999 |  |  | N | Solar | [13 empty] | 0 | 0 | 0 | 0 | [11 empty] | DST Output | 100 | DST Output | 100
Broadridge Cogen | 57580_G_PV2 | 57580 | G | PV2 |  | Solar PV |  | WEC_CALN | California | 6 | El Dorado | 17 | 06017 | 0.5 | 0 | 2011 | 9999 |  |  | N | Solar | [13 empty] | 0 | 0 | 0 | 0 | [11 empty] | DST Output | 100 | DST Output | 100
Allenwood | 57581_G_1 | 57581 | G | 1 |  | Landfill Gas |  | PJM_WMAC | Pennsylvania | 42 | Lycoming | 81 | 42081 | 1.6 | 13500 | 2012 | 9999 |  |  | N | Landfill Gas | [13 empty] | 0.22117 | 0.22117 | 0.22117 | 0.22117 | [11 empty] | EPP Renewable Energy LLC | 100 | Exelon Corp | 100
Allenwood | 57581_G_2 | 57581 | G | 2 |  | Landfill Gas |  | PJM_WMAC | Pennsylvania | 42 | Lycoming | 81 | 42081 | 1.6 | 13500 | 2012 | 9999 |  |  | N | Landfill Gas | [13 empty] | 0.22117 | 0.22117 | 0.22117 | 0.22117 | [11 empty] | EPP Renewable Energy LLC | 100 | Exelon Corp | 100
Lycoming County | 57582_G_1 | 57582 | G | 1 |  | Landfill Gas |  | PJM_WMAC | Pennsylvania | 42 | Lycoming | 81 | 42081 | 1.5 | 13500 | 2012 | 9999 |  |  | N | Landfill Gas | [13 empty] | 0.22117 | 0.22117 | 0.22117 | 0.22117 | [11 empty] | EPP Renewable Energy LLC | 100 | Exelon Corp | 100
Lycoming County | 57582_G_2 | 57582 | G | 2 |  | Landfill Gas |  | PJM_WMAC | Pennsylvania | 42 | Lycoming | 81 | 42081 | 1.5 | 13500 | 2012 | 9999 |  |  | N | Landfill Gas | [13 empty] | 0.22117 | 0.22117 | 0.22117 | 0.22117 | [11 empty] | EPP Renewable Energy LLC | 100 | Exelon Corp | 100
University of California San Diego Hybrid | 57584_G_NT2 | 57584 | G | NT2 |  | Combined Cycle |  | WEC_SDGE | California | 6 | San Diego | 73 | 06073 | 13.5 | 6429 | 2001 | 9999 |  |  | Y | Natural Gas | [13 empty] | 0.024573 | 0.024573 | 0.024573 | 0.024573 | [11 empty] | University of California | 100 | University of California | 100
University of California San Diego Hybrid | 57584_G_ST1 | 57584 | G | ST1 |  | Combined Cycle |  | WEC_SDGE | California | 6 | San Diego | 73 | 06073 | 13.5 | 6429 | 2001 | 9999 |  |  | Y | Natural Gas | [13 empty] | 0.024573 | 0.024573 | 0.024573 | 0.024573 | [11 empty] | University of California | 100 | University of California | 100
University of California San Diego Hybrid | 57584_G_STG | 57584 | G | STG |  | Combined Cycle |  | WEC_SDGE | California | 6 | San Diego | 73 | 06073 | 3 | 6429 | 2001 | 9999 |  |  | Y | Natural Gas | [13 empty] | 0.024573 | 0.024573 | 0.024573 | 0.024573 | [11 empty] | University of California | 100 | University of California | 100
University of California San Diego Hybrid | 57584_G_BS1 | 57584 | G | BS1 |  | Energy Storage |  | WEC_SDGE | California | 6 | San Diego | 73 | 06073 | 2.5 | 0 | 2015 | 9999 |  |  | N | Energy Storage | [13 empty] | 0 | 0 | 0 | 0 | [11 empty] | GCL Solar Usd I LLC | 100 | NRG Energy Inc | 100
Oxnard Paper Mill | 57585_G_1 | 57585 | G | 1 |  | Combustion Turbine |  | WECC_SCE | California | 6 | Ventura | 111 | 06111 | 29 | 8700 | 1986 | 9999 |  |  | Y | Natural Gas | [13 empty] | 0.01606 | 0.01606 | 0.01606 | 0.01606 | [11 empty] | New Indy Oxnard LLC | 100 | New Indy Containerboard LLC | 100
Shiloh III Wind Project LLC | 57586_G_1 | 57586 | G | 1 |  | Onshore Wind |  | WEC_CALN | California | 6 | Solano | 95 | 06095 | 102.5 | 0 | 2011 | 9999 |  |  | N | Wind | [13 empty] | 0 | 0 | 0 | 0 | [11 empty] | Shiloh III Wind Project LLC | 100 | EDF Group | 100
Matrix Stults Road Solar Facility | 57588_G_STULT | 57588 | G | STULT |  | Solar PV |  | PJM_EMAC | New Jersey | 34 | Middlesex | 23 | 34023 | 2.6 | 0 | 2011 | 9999 |  |  | N | Solar | [13 empty] | 0 | 0 | 0 | 0 | [11 empty] | Public Service Electric & Gas Co | 100 | Public Service Enterprise Group Inc | 100
Long Island Solar Farm LLC | 57589_G_9WUBN | 57589 | G | 9WUBN |  | Solar PV |  | NY_Z_K | New York | 36 | Suffolk | 103 | 36103 | 31.5 | 0 | 2011 | 9999 |  |  | N | Solar | [13 empty] | 0 | 0 | 0 | 0 | [11 empty] | Long Island Solar Farm LLC | 100 | BP plc | 100
Minco Wind I, LLC | 57590_G_1 | 57590 | G | 1 |  | Onshore Wind |  | SPP_WEST | Oklahoma | 40 | Grady | 51 | 40051 | 99.2 | 0 | 2010 | 9999 |  |  | N | Wind | [13 empty] | 0 | 0 | 0 | 0 | [11 empty] | Minco Wind I LLC | 100 | NextEra Energy Inc | 100
Hatch Solar Energy Center I, LLC | 57591_G_1 | 57591 | G | 1 |  | Solar PV |  | WECC_NM | New Mexico | 35 | Dona Ana | 13 | 35013 | 5 | 0 | 2011 | 9999 |  |  | N | Solar | [13 empty] | 0 | 0 | 0 | 0 | [11 empty] | Hatch Solar Energy Center I LLC | 100 | NextEra Energy Inc | 100
Broken Bow Wind LLC | 57593_G_1 | 57593 | G | 1 |  | Onshore Wind |  | SPP_NEBR | Nebraska | 31 | Custer | 41 | 31041 | 79.9 | 0 | 2012 | 9999 |  |  | N | Wind | [13 empty] | 0 | 0 | 0 | 0 | [11 empty] | Broken Bow Wind LLC | 100 | Edison International | 100
Teichert Materials-Teichert Vernalis | 57594_G_WTG1 | 57594 | G | WTG1 |  | Onshore Wind |  | WEC_CALN | California | 6 | San Joaquin | 77 | 06077 | 1 | 0 | 2010 | 9999 |  |  | N | Wind | [13 empty] | 0 | 0 | 0 | 0 | [11 empty] | Teichert Aggregates | 100 | Teichert Aggregates | 100
Pinnacle Wind Force LLC | 57595_G_1 | 57595 | G | 1 |  | Onshore Wind |  | PJM_AP | West Virginia | 54 | Mineral | 57 | 54057 | 55.2 | 0 | 2011 | 9999 |  |  | N | Wind | [13 empty] | 0 | 0 | 0 | 0 | [11 empty] | Pinnacle Wind LLC | 100 | Global Infrastructure Partners | 100
Cana Gas Processing Plant | 57597_G_3005 | 57597 | G | 3005 |  | Combustion Turbine | IC Engine | SPP_WEST | Oklahoma | 40 | Canadian | 17 | 40017 | 2.5 | 13469 | 2010 | 9999 |  |  | N | Distillate Fuel Oil | [13 empty] | 1.6498 | 1.6498 | 1.6498 | 1.6498 | [11 empty] | Devon Gas Services LP | 100 | Devon Energy Corp | 100
Cana Gas Processing Plant | 57597_G_3006 | 57597 | G | 3006 |  | Combustion Turbine | IC Engine | SPP_WEST | Oklahoma | 40 | Canadian | 17 | 40017 | 2.5 | 13469 | 2010 | 9999 |  |  | N | Distillate Fuel Oil | [13 empty] | 1.6498 | 1.6498 | 1.6498 | 1.6498 | [11 empty] | Devon Gas Services LP | 100 | Devon Energy Corp | 100
Cana Gas Processing Plant | 57597_G_6214 | 57597 | G | 6214 |  | Combustion Turbine | IC Engine | SPP_WEST | Oklahoma | 40 | Canadian | 17 | 40017 | 2.5 | 13469 | 2012 | 9999 |  |  | N | Distillate Fuel Oil | [13 empty] | 1.6498 | 1.6498 | 1.6498 | 1.6498 | [11 empty] | Devon Gas Services LP | 100 | Devon Energy Corp | 100
Bridge Street 1 & 2 | 57598_G_BS1 | 57598 | G | BS1 |  | Combustion Turbine | IC Engine | NENG_CT | Connecticut | 9 | New London | 11 | 09011 | 2.5 | 10745 | 2010 | 9999 |  |  | N | Distillate Fuel Oil | [13 empty] | 1.6498 | 1.6498 | 1.6498 | 1.6498 | [11 empty] | Connecticut Municipal Electric Energy Coop | 100 | Connecticut Municipal Electric Energy Coop | 100
Bridge Street 1 & 2 | 57598_G_BS2 | 57598 | G | BS2 |  | Combustion Turbine | IC Engine | NENG_CT | Connecticut | 9 | New London | 11 | 09011 | 2.5 | 10745 | 2010 | 9999 |  |  | N | Distillate Fuel Oil | [13 empty] | 1.6498 | 1.6498 | 1.6498 | 1.6498 | [11 empty] | Connecticut Municipal Electric Energy Coop | 100 | Connecticut Municipal Electric Energy Coop | 100
Fort Hill 1, 2, 3 & 4 | 57599_G_FH1 | 57599 | G | FH1 |  | Combustion Turbine | IC Engine | NENG_CT | Connecticut | 9 | New London | 11 | 09011 | 2.5 | 10745 | 2010 | 9999 |  |  | N | Distillate Fuel Oil | [13 empty] | 1.6498 | 1.6498 | 1.6498 | 1.6498 | [11 empty] | Connecticut Municipal Electric Energy Coop | 100 | Connecticut Municipal Electric Energy Coop | 100
Fort Hill 1, 2, 3 & 4 | 57599_G_FH2 | 57599 | G | FH2 |  | Combustion Turbine | IC Engine | NENG_CT | Connecticut | 9 | New London | 11 | 09011 | 2.5 | 10745 | 2010 | 9999 |  |  | N | Distillate Fuel Oil | [13 empty] | 1.6498 | 1.6498 | 1.6498 | 1.6498 | [11 empty] | Connecticut Municipal Electric Energy Coop | 100 | Connecticut Municipal Electric Energy Coop | 100
Fort Hill 1, 2, 3 & 4 | 57599_G_FH3 | 57599 | G | FH3 |  | Combustion Turbine | IC Engine | NENG_CT | Connecticut | 9 | New London | 11 | 09011 | 2.5 | 10745 | 2010 | 9999 |  |  | N | Distillate Fuel Oil | [13 empty] | 1.6498 | 1.6498 | 1.6498 | 1.6498 | [11 empty] | Connecticut Municipal Electric Energy Coop | 100 | Connecticut Municipal Electric Energy Coop | 100
Fort Hill 1, 2, 3 & 4 | 57599_G_FH4 | 57599 | G | FH4 |  | Combustion Turbine | IC Engine | NENG_CT | Connecticut | 9 | New London | 11 | 09011 | 2.5 | 10745 | 2010 | 9999 |  |  | N | Distillate Fuel Oil | [13 empty] | 1.6498 | 1.6498 | 1.6498 | 1.6498 | [11 empty] | Connecticut Municipal Electric Energy Coop | 100 | Connecticut Municipal Electric Energy Coop | 100
Fishers Island 1 | 57600_G_FI1 | 57600 | G | FI1 |  | Combustion Turbine | IC Engine | NY_Z_K | New York | 36 | Suffolk | 103 | 36103 | 2.5 | 10745 | 2010 | 9999 |  |  | N | Distillate Fuel Oil | [13 empty] | 0.53099 | 0.53099 | 0.53099 | 0.53099 | [11 empty] | Connecticut Municipal Electric Energy Coop | 100 | Connecticut Municipal Electric Energy Coop | 100
Gary Court 1 & 2 | 57601_G_GC1 | 57601 | G | GC1 |  | Combustion Turbine | IC Engine | NENG_CT | Connecticut | 9 | New London | 11 | 09011 | 2.5 | 10745 | 2010 | 9999 |  |  | N | Distillate Fuel Oil | [13 empty] | 1.6498 | 1.6498 | 1.6498 | 1.6498 | [11 empty] | Connecticut Municipal Electric Energy Coop | 100 | Connecticut Municipal Electric Energy Coop | 100
Gary Court 1 & 2 | 57601_G_GC2 | 57601 | G | GC2 |  | Combustion Turbine | IC Engine | NENG_CT | Connecticut | 9 | New London | 11 | 09011 | 2.5 | 10745 | 2010 | 9999 |  |  | N | Distillate Fuel Oil | [13 empty] | 1.6498 | 1.6498 | 1.6498 | 1.6498 | [11 empty] | Connecticut Municipal Electric Energy Coop | 100 | Connecticut Municipal Electric Energy Coop | 100
Jewett City 1 | 57602_G_JC1 | 57602 | G | JC1 |  | Combustion Turbine | IC Engine | NENG_CT | Connecticut | 9 | New London | 11 | 09011 | 2.5 | 10745 | 2010 | 9999 |  |  | N | Distillate Fuel Oil | [13 empty] | 1.6498 | 1.6498 | 1.6498 | 1.6498 | [11 empty] | Connecticut Municipal Electric Energy Coop | 100 | Connecticut Municipal Electric Energy Coop | 100
LNG 1 & 2 | 57603_G_LNG1 | 57603 | G | LNG1 |  | Combustion Turbine | IC Engine | NENG_CT | Connecticut | 9 | New London | 11 | 09011 | 2.5 | 10745 | 2010 | 9999 |  |  | N | Distillate Fuel Oil | [13 empty] | 1.6498 | 1.6498 | 1.6498 | 1.6498 | [11 empty] | Connecticut Municipal Electric Energy Coop | 100 | Connecticut Municipal Electric Energy Coop | 100
LNG 1 & 2 | 57603_G_LNG2 | 57603 | G | LNG2 |  | Combustion Turbine | IC Engine | NENG_CT | Connecticut | 9 | New London | 11 | 09011 | 2.5 | 10745 | 2010 | 9999 |  |  | N | Distillate Fuel Oil | [13 empty] | 1.6498 | 1.6498 | 1.6498 | 1.6498 | [11 empty] | Connecticut Municipal Electric Energy Coop | 100 | Connecticut Municipal Electric Energy Coop | 100
Lebanon Pines 1 & 2 | 57604_G_LP1 | 57604 | G | LP1 |  | Combustion Turbine | IC Engine | NENG_CT | Connecticut | 9 | New London | 11 | 09011 | 2.5 | 10745 | 2010 | 9999 |  |  | N | Distillate Fuel Oil | [13 empty] | 1.6498 | 1.6498 | 1.6498 | 1.6498 | [11 empty] | Connecticut Municipal Electric Energy Coop | 100 | Connecticut Municipal Electric Energy Coop | 100
Lebanon Pines 1 & 2 | 57604_G_LP2 | 57604 | G | LP2 |  | Combustion Turbine | IC Engine | NENG_CT | Connecticut | 9 | New London | 11 | 09011 | 2.5 | 10745 | 2010 | 9999 |  |  | N | Distillate Fuel Oil | [13 empty] | 1.6498 | 1.6498 | 1.6498 | 1.6498 | [11 empty] | Connecticut Municipal Electric Energy Coop | 100 | Connecticut Municipal Electric Energy Coop | 100
Water Treatment 1 & 2 | 57605_G_WT1 | 57605 | G | WT1 |  | Combustion Turbine | IC Engine | NENG_CT | Connecticut | 9 | New London | 11 | 09011 | 2.5 | 10745 | 2010 | 9999 |  |  | N | Distillate Fuel Oil | [13 empty] | 1.6498 | 1.6498 | 1.6498 | 1.6498 | [11 empty] | Connecticut Municipal Electric Energy Coop | 100 | Connecticut Municipal Electric Energy Coop | 100
Water Treatment 1 & 2 | 57605_G_WT2 | 57605 | G | WT2 |  | Combustion Turbine | IC Engine | NENG_CT | Connecticut | 9 | New London | 11 | 09011 | 2.5 | 10745 | 2010 | 9999 |  |  | N | Distillate Fuel Oil | [13 empty] | 1.6498 | 1.6498 | 1.6498 | 1.6498 | [11 empty] | Connecticut Municipal Electric Energy Coop | 100 | Connecticut Municipal Electric Energy Coop | 100
Eastside WWTP | 57606_G_1 | 57606 | G | 1 |  | Combustion Turbine | IC Engine | S_VACA | North Carolina | 37 | Guilford | 81 | 37081 | 1.8 | 13261 | 2004 | 9999 |  |  | N | Distillate Fuel Oil | [13 empty] | 2.3986 | 2.3986 | 2.3986 | 2.3986 | [11 empty] | High Point NC (Town of) | 100 | High Point NC (Town of) | 100
Eastside WWTP | 57606_G_2 | 57606 | G | 2 |  | Combustion Turbine | IC Engine | S_VACA | North Carolina | 37 | Guilford | 81 | 37081 | 1.8 | 13195 | 2004 | 9999 |  |  | N | Distillate Fuel Oil | [13 empty] | 2.3986 | 2.3986 | 2.3986 | 2.3986 | [11 empty] | High Point NC (Town of) | 100 | High Point NC (Town of) | 100
Eastside WWTP | 57606_G_3 | 57606 | G | 3 |  | Combustion Turbine | IC Engine | S_VACA | North Carolina | 37 | Guilford | 81 | 37081 | 1.8 | 13195 | 2004 | 9999 |  |  | N | Distillate Fuel Oil | [13 empty] | 2.3986 | 2.3986 | 2.3986 | 2.3986 | [11 empty] | High Point NC (Town of) | 100 | High Point NC (Town of) | 100
Ward WTP | 57607_G_1 | 57607 | G | 1 |  | Combustion Turbine | IC Engine | S_VACA | North Carolina | 37 | Guilford | 81 | 37081 | 1 | 13694 | 1999 | 9999 |  |  | N | Distillate Fuel Oil | [13 empty] | 1.6498 | 1.6498 | 1.6498 | 1.6498 | [11 empty] | High Point NC (Town of) | 100 | High Point NC (Town of) | 100
Ward WTP | 57607_G_2 | 57607 | G | 2 |  | Combustion Turbine | IC Engine | S_VACA | North Carolina | 37 | Guilford | 81 | 37081 | 1 | 13940 | 1999 | 9999 |  |  | N | Distillate Fuel Oil | [13 empty] | 1.6498 | 1.6498 | 1.6498 | 1.6498 | [11 empty] | High Point NC (Town of) | 100 | High Point NC (Town of) | 100
Westside WWTP | 57608_G_1 | 57608 | G | 1 |  | Combustion Turbine | IC Engine | S_VACA | North Carolina | 37 | Davidson | 57 | 37057 | 1.8 | 18912 | 2005 | 9999 |  |  | N | Distillate Fuel Oil | [13 empty] | 1.6498 | 1.6498 | 1.6498 | 1.6498 | [11 empty] | High Point NC (Town of) | 100 | High Point NC (Town of) | 100
New Harvest Wind Project LLC | 57609_G_1 | 57609 | G | 1 |  | Onshore Wind |  | MIS_MIDA | Iowa | 19 | Crawford | 47 | 19047 | 100 | 0 | 2011 | 9999 |  |  | N | Wind | [13 empty] | 0 | 0 | 0 | 0 | [11 empty] | New Harvest Wind Project LLC | 100 | Iberdrola SA | 100
LE Wind Turbine 1 | 57613_G_WTG1 | 57613 | G | WTG1 |  | Onshore Wind |  | PJM_ATSI | Ohio | 39 | Cuyahoga | 35 | 39035 | 2.5 | 0 | 2011 | 9999 |  |  | N | Wind | [13 empty] | 0 | 0 | 0 | 0 | [11 empty] | Lincoln Electric Co | 100 | Lincoln Electric Co | 100
Waverly Wind Farm LLC | 57614_G_GEN1 | 57614 | G | GEN1 |  | Onshore Wind |  | SPP_N | Kansas | 20 | Coffey | 31 | 20031 | 199 | 0 | 2016 | 9999 |  |  | N | Wind | [13 empty] | 0 | 0 | 0 | 0 | [11 empty] | Waverly Wind Farm LLC | 100 | Energias de Portugal SA | 100
Blue Canyon Windpower VI LLC | 57616_G_GEN1 | 57616 | G | GEN1 |  | Onshore Wind |  | SPP_WEST | Oklahoma | 40 | Caddo | 15 | 40015 | 100 | 0 | 2011 | 9999 |  |  | N | Wind | [13 empty] | 0 | 0 | 0 | 0 | [11 empty] | Blue Canyon Windpower V LLC | 100 | Infigen Energy | 100
Hidalgo Wind Farm LLC | 57617_G_GEN1 | 57617 | G | GEN1 |  | Onshore Wind |  | ERC_REST | Texas | 48 | Hidalgo | 215 | 48215 | 250 | 0 | 2016 | 9999 |  |  | N | Wind | [13 empty] | 0 | 0 | 0 | 0 | [11 empty] | Hidalgo Wind Farm LLC | 100 | Energias de Portugal SA | 100
Paulding Wind Farm II | 57620_G_GEN1 | 57620 | G | GEN1 |  | Onshore Wind |  | PJM_West | Ohio | 39 | Paulding | 125 | 39125 | 99 | 0 | 2011 | 9999 |  |  | N | Wind | [13 empty] | 0 | 0 | 0 | 0 | [11 empty] | Paulding Wind Farm II LLC | 100 | Energias de Portugal SA | 100
Rising Tree Wind Farm | 57621_G_GEN1 | 57621 | G | GEN1 |  | Onshore Wind |  | WECC_SCE | California | 6 | Kern | 29 | 06029 | 79.2 | 0 | 2015 | 9999 |  |  | N | Wind | [13 empty] | 0 | 0 | 0 | 0 | [11 empty] | Rising Tree Wind Farm LLC | 100 | Energias de Portugal SA | 100
Bright Stalk Wind Farm I | 57623_G_GEN1 | 57623 | G | GEN1 |  | Onshore Wind |  | PJM_COMD | Illinois | 17 | McLean | 113 | 17113 | 200 | 0 | 2019 | 9999 |  |  | N | Wind | [13 empty] | 0 | 0 | 0 | 0 | [11 empty] | Lexington Chenoa Wind Farm LLC | 100 | Energias de Portugal SA | 100
Norwich WWTP | 57624_G_1 | 57624 | G | 1 |  | Combustion Turbine | IC Engine | NENG_CT | Connecticut | 9 | New London | 11 | 09011 | 2 | 13469 | 2006 | 9999 |  |  | N | Distillate Fuel Oil | [13 empty] | 1.6498 | 1.6498 | 1.6498 | 1.6498 | [11 empty] | Norwich CT (City of) | 100 | Norwich CT (City of) | 100
Foundation ST | 57626_G_WTG1 | 57626 | G | WTG1 |  | Onshore Wind |  | WEC_CALN | California | 6 | San Joaquin | 77 | 06077 | 2 | 0 | 2011 | 9999 |  |  | N | Wind | [13 empty] | 0 | 0 | 0 | 0 | [11 empty] | Foundation Windpower LLC | 100 | Foundation Windpower | 100
Meadow Lake Wind Farm V LLC | 57628_G_GEN1 | 57628 | G | GEN1 |  | Onshore Wind |  | MIS_INKY | Indiana | 18 | White | 181 | 18181 | 100 | 0 | 2017 | 9999 |  |  | N | Wind | [13 empty] | 0 | 0 | 0 | 0 | [11 empty] | Meadow Lake Wind Farm V LLC | 100 | Energias de Portugal SA | 100
Gaston Memorial Hospital | 57629_G_GMH1 | 57629 | G | GMH1 |  | Combustion Turbine | IC Engine | S_VACA | North Carolina | 37 | Gaston | 71 | 37071 | 1.8 | 13469 | 2006 | 9999 |  |  | N | Natural Gas, Distillate Fuel Oil | [13 empty] | 1.6498 | 1.6498 | 1.6498 | 1.6498 | [11 empty] | Gastonia NC (City of) | 100 | Gastonia NC (City of) | 100
Long Creek Waste Water Plant | 57630_G_ES1 | 57630 | G | ES1 |  | Combustion Turbine | IC Engine | S_VACA | North Carolina | 37 | Gaston | 71 | 37071 | 1.7 | 13469 | 1995 | 9999 |  |  | N | Distillate Fuel Oil | [13 empty] | 1.6498 | 1.6498 | 1.6498 | 1.6498 | [11 empty] | Gastonia NC (City of) | 100 | Gastonia NC (City of) | 100
Long Creek Waste Water Plant | 57630_G_ES2 | 57630 | G | ES2 |  | Combustion Turbine | IC Engine | S_VACA | North Carolina | 37 | Gaston | 71 | 37071 | 1.7 | 13469 | 1995 | 9999 |  |  | N | Distillate Fuel Oil | [13 empty] | 1.6498 | 1.6498 | 1.6498 | 1.6498 | [11 empty] | Gastonia NC (City of) | 100 | Gastonia NC (City of) | 100
Long Creek Waste Water Plant | 57630_G_ES3 | 57630 | G | ES3 |  | Combustion Turbine | IC Engine | S_VACA | North Carolina | 37 | Gaston | 71 | 37071 | 1.7 | 13469 | 1995 | 9999 |  |  | N | Distillate Fuel Oil | [13 empty] | 1.6498 | 1.6498 | 1.6498 | 1.6498 | [11 empty] | Gastonia NC (City of) | 100 | Gastonia NC (City of) | 100
Wolverine | 57631_G_1 | 57631 | G | 1 |  | Onshore Wind |  | MIS_MIDA | Iowa | 19 | Adair | 1 | 19001 | 1.5 | 0 | 2010 | 9999 |  |  | N | Wind | [13 empty] | 0 | 0 | 0 | 0 | [11 empty] | Wolverine Wind Energy LLC | 100 | Wolverine Wind Energy LLC | 100
Bulldog | 57632_G_1 | 57632 | G | 1 |  | Onshore Wind |  | MIS_IA | Iowa | 19 | Adair | 1 | 19001 | 1.5 | 0 | 2010 | 9999 |  |  | N | Wind | [13 empty] | 0 | 0 | 0 | 0 | [11 empty] | Bulldog Wind Energy LLC | 100 | Bulldog Wind Energy LLC | 100
Linden Wind Energy Project | 57635_G_LW1 | 57635 | G | LW1 |  | Onshore Wind |  | WECC_PNW | Washington | 53 | Klickitat | 39 | 53039 | 50 | 0 | 2010 | 9999 |  |  | N | Wind | [13 empty] | 0 | 0 | 0 | 0 | [11 empty] | Northwest Wind Partners LLC | 100 | EDF Group | 100
Union City Wind Turbine | 57637_G_1 | 57637 | G | 1 |  | Onshore Wind |  | PJM_West | Indiana | 18 | Randolph | 135 | 18135 | 1 | 0 | 2010 | 9999 |  |  | N | Wind | [13 empty] | 0 | 0 | 0 | 0 | [11 empty] | Performance Services | 100 | Performance Services | 100
Ironwood Wind | 57639_G_1 | 57639 | G | 1 |  | Onshore Wind |  | SPP_N | Kansas | 20 | Ford | 57 | 20057 | 167.9 | 0 | 2012 | 9999 |  |  | N | Wind | [13 empty] | 0 | 0 | 0 | 0 | [11 empty] | Ironwood Windpower LLC | 100 | Sumitomo Corp | 100
500 Virginia Solar | 57640_G_1 | 57640 | G | 1 |  | Solar PV |  | PJM_EMAC | Pennsylvania | 42 | Montgomery | 91 | 42091 | 1 | 0 | 2011 | 9999 |  |  | N | Solar | [13 empty] | 0 | 0 | 0 | 0 | [11 empty] | 500 Virginia Solar LP | 100 | 500 Virginia Solar LP | 100
Vestas Towers America, Inc. | 57643_G_V100 | 57643 | G | V100 |  | Onshore Wind |  | WECC_CO | Colorado | 8 | Pueblo | 101 | 08101 | 1.8 | 0 | 2010 | 9999 |  |  | N | Wind | [13 empty] | 0 | 0 | 0 | 0 | [11 empty] | Vestas Towers America Inc | 100 | Vestas Wind Systems | 100
Prairie Rose Wind Farm | 57644_G_PR1 | 57644 | G | PR1 |  | Onshore Wind |  | MIS_IA | Minnesota | 27 | Rock | 133 | 27133 | 200 | 0 | 2012 | 9999 |  |  | N | Wind | [13 empty] | 0 | 0 | 0 | 0 | [11 empty] | Prairie Rose Wind LLC | 100 | Enel SpA | 100
City & County of Denver at Denver Int'l | 57645_G_PV1 | 57645 | G | PV1 |  | Solar PV |  | WECC_CO | Colorado | 8 | Denver | 31 | 08031 | 3.4 | 0 | 2011 | 9999 |  |  | N | Solar | [13 empty] | 0 | 0 | 0 | 0 | [11 empty] | Denver Arpt Solar LLC | 100 | Exelon Corp | 100
McCormick & Co. Inc. at Belcamp | 57646_G_PV1 | 57646 | G | PV1 |  | Solar PV |  | PJM_SMAC | Maryland | 24 | Harford | 25 | 24025 | 1.4 | 0 | 2010 | 9999 |  |  | N | Solar | [13 empty] | 0 | 0 | 0 | 0 | [11 empty] | Constellation Energy Group | 100 | Exelon Corp | 100
Toys R Us- DE, Inc. at Mt. Olive, NJ | 57647_G_PV1 | 57647 | G | PV1 |  | Solar PV |  | PJM_EMAC | New Jersey | 34 | Morris | 27 | 34027 | 4.1 | 0 | 2011 | 9999 |  |  | N | Solar | [13 empty] | 0 | 0 | 0 | 0 | [11 empty] | Luminace Solar New Jersey II LLC | 100 | Exelon Corp | 100
Zotos International WPGF | 57648_G_WT1 | 57648 | G | WT1 |  | Onshore Wind |  | NY_Z_C&E | New York | 36 | Ontario | 69 | 36069 | 1.7 | 0 | 2012 | 9999 |  |  | N | Wind | [13 empty] | 0 | 0 | 0 | 0 | [11 empty] | Zotos Intl Inc | 100 | Shiseido Intl Corp | 100
Zotos International WPGF | 57648_G_WT2 | 57648 | G | WT2 |  | Onshore Wind |  | NY_Z_C&E | New York | 36 | Ontario | 69 | 36069 | 1.7 | 0 | 2012 | 9999 |  |  | N | Wind | [13 empty] | 0 | 0 | 0 | 0 | [11 empty] | Zotos Intl Inc | 100 | Shiseido Intl Corp | 100
Elm Creek Wind II LLC | 57649_G_1 | 57649 | G | 1 |  | Onshore Wind |  | MIS_MNWI | Minnesota | 27 | Martin | 91 | 27091 | 148.8 | 0 | 2010 | 9999 |  |  | N | Wind | [13 empty] | 0 | 0 | 0 | 0 | [11 empty] | Elm Creek Wind II LLC | 100 | Iberdrola SA | 100
Regulus Solar Project | 57650_G_FRV4 | 57650 | G | FRV4 |  | Solar PV |  | WECC_SCE | California | 6 | Kern | 29 | 06029 | 60 | 0 | 2014 | 9999 |  |  | N | Solar | [13 empty] | 0 | 0 | 0 | 0 | [11 empty] | Regulus Solar LLC | 100 | Brookfield Asset Management Inc | 100
Adobe Solar | 57651_G_FRV3 | 57651 | G | FRV3 |  | Solar PV |  | WECC_SCE | California | 6 | KERN | 29 | 06029 | 20 | 0 | 2014 | 9999 |  |  | N | Solar | [13 empty] | 0 | 0 | 0 | 0 | [11 empty] | Adobe Solar LLC | 100 | Southern Co | 100
Yamhill Solar LLC | 57652_G_1 | 57652 | G | 1 |  | Solar PV |  | WECC_PNW | Oregon | 41 | Yamhill | 71 | 41071 | 1 | 0 | 2011 | 9999 |  |  | N | Solar | [13 empty] | 0 | 0 | 0 | 0 | [11 empty] | Yamhill Solar LLC | 100 | Standard Solar Inc | 100
Oregon State University Energy Center | 57653_G_CTG | 57653 | G | CTG |  | Combined Cycle |  | WECC_PNW | Oregon | 41 | Benton | 3 | 41003 | 5.2 | 5500 | 2010 | 9999 |  |  | Y | Natural Gas, Distillate Fuel Oil | [13 empty] | 0.024573 | 0.024573 | 0.024573 | 0.024573 | [11 empty] | Oregon University System | 100 | Oregon University System | 100
Oregon State University Energy Center | 57653_G_STG | 57653 | G | STG |  | Combined Cycle |  | WECC_PNW | Oregon | 41 | Benton | 3 | 41003 | 0.5 | 5500 | 2010 | 9999 |  |  | Y | Natural Gas, Distillate Fuel Oil | [13 empty] | 0.024573 | 0.024573 | 0.024573 | 0.024573 | [11 empty] | Oregon University System | 100 | Oregon University System | 100
Bakersfield College Solar 01 | 57655_G_BC01 | 57655 | G | BC01 |  | Solar PV |  | WEC_CALN | California | 6 | Kern | 29 | 06029 | 1.1 | 0 | 2010 | 9999 |  |  | N | Solar | [13 empty] | 0 | 0 | 0 | 0 | [11 empty] | California State University (Bakersfield) | 100 | California State University | 100
Temescal Canyon RV, LLC | 57656_G_1 | 57656 | G | 1 |  | Solar PV |  | WECC_SCE | California | 6 | Riverside | 65 | 06065 | 1.5 | 0 | 2011 | 9999 |  |  | N | Solar | [13 empty] | 0 | 0 | 0 | 0 | [11 empty] | Temescal Canyon Storage | 100 | Temescal Canyon Storage | 100
Avra Valley Solar | 57657_G_1 | 57657 | G | 1 |  | Solar PV |  | WECC_AZ | Arizona | 4 | Pima | 19 | 04019 | 25 | 0 | 2013 | 9999 |  |  | N | Solar | [13 empty] | 0 | 0 | 0 | 0 | [11 empty] | Solar Avra Valley LLC | 100 | Global Infrastructure Partners | 100
Vineland Mays Landing Solar | 57660_G_VNLND | 57660 | G | VNLND |  | Solar PV |  | PJM_EMAC | New Jersey | 34 | Cumberland | 11 | 34011 | 3.7 | 0 | 2011 | 9999 |  |  | N | Solar | [13 empty] | 0 | 0 | 0 | 0 | [11 empty] | NJR Clean Energy Ventures Corp | 100 | New Jersey Resources Corp | 100
Manalapan Village Solar | 57661_G_MANVL | 57661 | G | MANVL |  | Solar PV |  | PJM_EMAC | New Jersey | 34 | Monmouth | 25 | 34025 | 3.5 | 0 | 2011 | 9999 |  |  | N | Solar | [13 empty] | 0 | 0 | 0 | 0 | [11 empty] | NJR Clean Energy Ventures Corp | 100 | New Jersey Resources Corp | 100
McGraw Hill Solar | 57662_G_MCGRH | 57662 | G | MCGRH |  | Solar PV |  | PJM_EMAC | New Jersey | 34 | Mercer | 21 | 34021 | 12 | 0 | 2011 | 9999 |  |  | N | Solar | [13 empty] | 0 | 0 | 0 | 0 | [11 empty] | NJR Clean Energy Ventures Corp | 100 | New Jersey Resources Corp | 100
Cimarron Windpower II | 57663_G_1 | 57663 | G | 1 |  | Onshore Wind |  | SPP_N | Kansas | 20 | Gray | 69 | 20069 | 131 | 0 | 2012 | 9999 |  |  | N | Wind | [13 empty] | 0 | 0 | 0 | 0 | [11 empty] | Cimarron Windpower II LLC | 100 | Sumitomo Corp | 100
Astoria Energy II | 57664_G_CT3 | 57664 | G | CT3 | 4583 | Combined Cycle |  | NY_Z_J | New York | 36 | Queens | 81 | 36081 | 156 | 7477 | 2011 | 9999 |  |  | N | Natural Gas, Distillate Fuel Oil |  |  |  | DLNB + H2O | SCR | [8 empty] | 0.0088302 | 0.0088302 | 0.0088302 | 0.0088302 | [11 empty] | Astoria Energy II LLC | 100 | Harbert Management Corp | 100
Astoria Energy II | 57664_G_CT4 | 57664 | G | CT4 | 4584 | Combined Cycle |  | NY_Z_J | New York | 36 | Queens | 81 | 36081 | 156 | 7477 | 2011 | 9999 |  |  | N | Natural Gas, Distillate Fuel Oil |  |  |  | DLNB + H2O | SCR | [8 empty] | 0.0088302 | 0.0088302 | 0.0088302 | 0.0088302 | [11 empty] | Astoria Energy II LLC | 100 | Harbert Management Corp | 100
Astoria Energy II | 57664_G_ST2 | 57664 | G | ST2 | 4583 | Combined Cycle |  | NY_Z_J | New York | 36 | Queens | 81 | 36081 | 228 | 7477 | 2011 | 9999 |  |  | N | Natural Gas, Distillate Fuel Oil |  |  |  | DLNB + H2O | SCR | [8 empty] | 0.0088302 | 0.0088302 | 0.0088302 | 0.0088302 | [11 empty] | Astoria Energy II LLC | 50 | Harbert Management Corp | 50
SAF Hydroelectric LLC | 57665_G_1 | 57665 | G | 1 |  | Hydro |  | MIS_MNWI | Minnesota | 27 | Hennepin | 53 | 27053 | 0.6 | 0 | 2011 | 9999 |  |  | N | Hydro | [13 empty] | 0 | 0 | 0 | 0 | [11 empty] | Saf Hydroelectric LLC | 100 | Brookfield Asset Management Inc | 100
SAF Hydroelectric LLC | 57665_G_10 | 57665 | G | 10 |  | Hydro |  | MIS_MNWI | Minnesota | 27 | Hennepin | 53 | 27053 | 0.6 | 0 | 2011 | 9999 |  |  | N | Hydro | [13 empty] | 0 | 0 | 0 | 0 | [11 empty] | Saf Hydroelectric LLC | 100 | Brookfield Asset Management Inc | 100
SAF Hydroelectric LLC | 57665_G_11 | 57665 | G | 11 |  | Hydro |  | MIS_MNWI | Minnesota | 27 | Hennepin | 53 | 27053 | 0.6 | 0 | 2011 | 9999 |  |  | N | Hydro | [13 empty] | 0 | 0 | 0 | 0 | [11 empty] | Saf Hydroelectric LLC | 100 | Brookfield Asset Management Inc | 100
SAF Hydroelectric LLC | 57665_G_12 | 57665 | G | 12 |  | Hydro |  | MIS_MNWI | Minnesota | 27 | Hennepin | 53 | 27053 | 0.6 | 0 | 2011 | 9999 |  |  | N | Hydro | [13 empty] | 0 | 0 | 0 | 0 | [11 empty] | Saf Hydroelectric LLC | 100 | Brookfield Asset Management Inc | 100
SAF Hydroelectric LLC | 57665_G_13 | 57665 | G | 13 |  | Hydro |  | MIS_MNWI | Minnesota | 27 | Hennepin | 53 | 27053 | 0.6 | 0 | 2011 | 9999 |  |  | N | Hydro | [13 empty] | 0 | 0 | 0 | 0 | [11 empty] | Saf Hydroelectric LLC | 100 | Brookfield Asset Management Inc | 100
SAF Hydroelectric LLC | 57665_G_14 | 57665 | G | 14 |  | Hydro |  | MIS_MNWI | Minnesota | 27 | Hennepin | 53 | 27053 | 0.6 | 0 | 2011 | 9999 |  |  | N | Hydro | [13 empty] | 0 | 0 | 0 | 0 | [11 empty] | Saf Hydroelectric LLC | 100 | Brookfield Asset Management Inc | 100
SAF Hydroelectric LLC | 57665_G_15 | 57665 | G | 15 |  | Hydro |  | MIS_MNWI | Minnesota | 27 | Hennepin | 53 | 27053 | 0.6 | 0 | 2011 | 9999 |  |  | N | Hydro | [13 empty] | 0 | 0 | 0 | 0 | [11 empty] | Saf Hydroelectric LLC | 100 | Brookfield Asset Management Inc | 100
SAF Hydroelectric LLC | 57665_G_16 | 57665 | G | 16 |  | Hydro |  | MIS_MNWI | Minnesota | 27 | Hennepin | 53 | 27053 | 0.6 | 0 | 2011 | 9999 |  |  | N | Hydro | [13 empty] | 0 | 0 | 0 | 0 | [11 empty] | Saf Hydroelectric LLC | 100 | Brookfield Asset Management Inc | 100
SAF Hydroelectric LLC | 57665_G_2 | 57665 | G | 2 |  | Hydro |  | MIS_MNWI | Minnesota | 27 | Hennepin | 53 | 27053 | 0.6 | 0 | 2011 | 9999 |  |  | N | Hydro | [13 empty] | 0 | 0 | 0 | 0 | [11 empty] | Saf Hydroelectric LLC | 100 | Brookfield Asset Management Inc | 100
SAF Hydroelectric LLC | 57665_G_3 | 57665 | G | 3 |  | Hydro |  | MIS_MNWI | Minnesota | 27 | Hennepin | 53 | 27053 | 0.6 | 0 | 2011 | 9999 |  |  | N | Hydro | [13 empty] | 0 | 0 | 0 | 0 | [11 empty] | Saf Hydroelectric LLC | 100 | Brookfield Asset Management Inc | 100
SAF Hydroelectric LLC | 57665_G_4 | 57665 | G | 4 |  | Hydro |  | MIS_MNWI | Minnesota | 27 | Hennepin | 53 | 27053 | 0.6 | 0 | 2011 | 9999 |  |  | N | Hydro | [13 empty] | 0 | 0 | 0 | 0 | [11 empty] | Saf Hydroelectric LLC | 100 | Brookfield Asset Management Inc | 100
SAF Hydroelectric LLC | 57665_G_5 | 57665 | G | 5 |  | Hydro |  | MIS_MNWI | Minnesota | 27 | Hennepin | 53 | 27053 | 0.6 | 0 | 2011 | 9999 |  |  | N | Hydro | [13 empty] | 0 | 0 | 0 | 0 | [11 empty] | Saf Hydroelectric LLC | 100 | Brookfield Asset Management Inc | 100
SAF Hydroelectric LLC | 57665_G_6 | 57665 | G | 6 |  | Hydro |  | MIS_MNWI | Minnesota | 27 | Hennepin | 53 | 27053 | 0.6 | 0 | 2011 | 9999 |  |  | N | Hydro | [13 empty] | 0 | 0 | 0 | 0 | [11 empty] | Saf Hydroelectric LLC | 100 | Brookfield Asset Management Inc | 100
SAF Hydroelectric LLC | 57665_G_7 | 57665 | G | 7 |  | Hydro |  | MIS_MNWI | Minnesota | 27 | Hennepin | 53 | 27053 | 0.6 | 0 | 2011 | 9999 |  |  | N | Hydro | [13 empty] | 0 | 0 | 0 | 0 | [11 empty] | Saf Hydroelectric LLC | 100 | Brookfield Asset Management Inc | 100
SAF Hydroelectric LLC | 57665_G_8 | 57665 | G | 8 |  | Hydro |  | MIS_MNWI | Minnesota | 27 | Hennepin | 53 | 27053 | 0.6 | 0 | 2011 | 9999 |  |  | N | Hydro | [13 empty] | 0 | 0 | 0 | 0 | [11 empty] | Saf Hydroelectric LLC | 100 | Brookfield Asset Management Inc | 100
SAF Hydroelectric LLC | 57665_G_9 | 57665 | G | 9 |  | Hydro |  | MIS_MNWI | Minnesota | 27 | Hennepin | 53 | 27053 | 0.6 | 0 | 2011 | 9999 |  |  | N | Hydro | [13 empty] | 0 | 0 | 0 | 0 | [11 empty] | Saf Hydroelectric LLC | 100 | Brookfield Asset Management Inc | 100
Foxwoods CoGen | 57666_G_CT1 | 57666 | G | CT1 |  | Combined Cycle |  | NENG_CT | Connecticut | 9 | New London | 11 | 09011 | 6 | 5500 | 2010 | 9999 |  |  | Y | Natural Gas | [13 empty] | 0.024573 | 0.024573 | 0.024573 | 0.024573 | [11 empty] | Mashantucket Pequot Tribal Nation | 100 | Mashantucket Pequot Tribal Nation | 100
Foxwoods CoGen | 57666_G_CT2 | 57666 | G | CT2 |  | Combined Cycle |  | NENG_CT | Connecticut | 9 | New London | 11 | 09011 | 6 | 5500 | 2010 | 9999 |  |  | Y | Natural Gas | [13 empty] | 0.024573 | 0.024573 | 0.024573 | 0.024573 | [11 empty] | Mashantucket Pequot Tribal Nation | 100 | Mashantucket Pequot Tribal Nation | 100
Foxwoods CoGen | 57666_G_STG1 | 57666 | G | STG1 |  | Combined Cycle |  | NENG_CT | Connecticut | 9 | New London | 11 | 09011 | 2.5 | 5500 | 2016 | 9999 |  |  | Y | Natural Gas | [13 empty] | 0.024573 | 0.024573 | 0.024573 | 0.024573 | [11 empty] | Mashantucket Pequot Tribal Nation | 100 | Mashantucket Pequot Tribal Nation | 100
Seabrook Solar Plant | 57667_G_P21A | 57667 | G | P21A |  | Solar PV |  | PJM_EMAC | New Jersey | 34 | Cumberland | 11 | 34011 | 1.5 | 0 | 2011 | 9999 |  |  | N | Solar | [13 empty] | 0 | 0 | 0 | 0 | [11 empty] | SBS Energy Partners LLC | 100 | Goldman Sachs Group Inc (The) | 100
Seabrook Solar Plant | 57667_G_SBS1 | 57667 | G | SBS1 |  | Solar PV |  | PJM_EMAC | New Jersey | 34 | Cumberland | 11 | 34011 | 3 | 0 | 2011 | 9999 |  |  | N | Solar | [13 empty] | 0 | 0 | 0 | 0 | [11 empty] | SBS Energy Partners LLC | 100 | Goldman Sachs Group Inc (The) | 100
Seabrook Solar Plant | 57667_G_P21B | 57667 | G | P21B |  | Solar PV |  | PJM_EMAC | New Jersey | 34 | Cumberland | 11 | 34011 | 1.5 | 0 | 2014 | 9999 |  |  | N | Solar | [13 empty] | 0 | 0 | 0 | 0 | [11 empty] | SBS Energy Partners LLC | 100 | Goldman Sachs Group Inc (The) | 100
Seabrook Solar Plant | 57667_G_P2P2 | 57667 | G | P2P2 |  | Solar PV |  | PJM_EMAC | New Jersey | 34 | Cumberland | 11 | 34011 | 0.8 | 0 | 2014 | 9999 |  |  | N | Solar | [13 empty] | 0 | 0 | 0 | 0 | [11 empty] | SBS Energy Partners LLC | 100 | Goldman Sachs Group Inc (The) | 100
CASD Solar | 57668_G_CASDE | 57668 | G | CASDE |  | Solar PV |  | PJM_WMAC | Pennsylvania | 42 | Cumberland | 41 | 42041 | 0.9 | 0 | 2010 | 9999 |  |  | N | Solar | [13 empty] | 0 | 0 | 0 | 0 | [11 empty] | Carlisle Area School District | 100 | Carlisle Area School District | 100
CASD Solar | 57668_G_CASDW | 57668 | G | CASDW |  | Solar PV |  | PJM_WMAC | Pennsylvania | 42 | Cumberland | 41 | 42041 | 0.4 | 0 | 2010 | 9999 |  |  | N | Solar | [13 empty] | 0 | 0 | 0 | 0 | [11 empty] | Carlisle Area School District | 100 | Carlisle Area School District | 100
SMUD at Grundman | 57669_G_PV1 | 57669 | G | PV1 |  | Solar PV |  | WEC_BANC | California | 6 | Sacramento | 67 | 06067 | 18 | 0 | 2011 | 9999 |  |  | N | Solar | [13 empty] | 0 | 0 | 0 | 0 | [11 empty] | Sacramento PV Energy LLC | 100 | Exelon Corp | 100
SMUD at Van Conett | 57670_G_PV1 | 57670 | G | PV1 |  | Solar PV |  | WEC_BANC | California | 6 | Sacramento | 67 | 06067 | 2.9 | 0 | 2011 | 9999 |  |  | N | Solar | [13 empty] | 0 | 0 | 0 | 0 | [11 empty] | Sacramento PV Energy LLC | 100 | Exelon Corp | 100
SMUD at Fleshman | 57671_G_PV1 | 57671 | G | PV1 |  | Solar PV |  | WEC_BANC | California | 6 | Sacramento | 67 | 06067 | 2.9 | 0 | 2011 | 9999 |  |  | N | Solar | [13 empty] | 0 | 0 | 0 | 0 | [11 empty] | Sacramento PV Energy LLC | 100 | Exelon Corp | 100
Oakdale Renewable Energy Plant | 57672_G_GE1 | 57672 | G | GE1 |  | Combustion Turbine | IC Engine | MIS_IA | Iowa | 19 | Johnson | 103 | 19103 | 1.4 | 11686 | 2010 | 9999 |  |  | N | Natural Gas | [13 empty] | 1.061 | 1.061 | 1.061 | 1.061 | [11 empty] | University of Iowa | 100 | University of Iowa | 100
Oakdale Renewable Energy Plant | 57672_G_GE2 | 57672 | G | GE2 |  | Combustion Turbine | IC Engine | MIS_IA | Iowa | 19 | Johnson | 103 | 19103 | 1.4 | 11686 | 2010 | 9999 |  |  | N | Natural Gas | [13 empty] | 1.061 | 1.061 | 1.061 | 1.061 | [11 empty] | University of Iowa | 100 | University of Iowa | 100
Macys Goodyear | 57673_G_1 | 57673 | G | 1 |  | Solar PV |  | WECC_AZ | Arizona | 4 | Maricopa | 13 | 04013 | 3.5 | 0 | 2010 | 9999 |  |  | N | Solar | [13 empty] | 0 | 0 | 0 | 0 | [11 empty] | Macys Inc | 100 | Macys Inc | 100
Indian Orchard PV Facility | 57674_G_1 | 57674 | G | 1 |  | Solar PV |  | NENGREST | Massachusetts | 25 | Hampden | 13 | 25013 | 2.3 | 0 | 2011 | 9999 |  |  | N | Solar | [13 empty] | 0 | 0 | 0 | 0 | [11 empty] | NSTAR Co d/b/a Eversource Energy | 100 | Eversource Energy | 100
Pioneer Trail Wind Farm, LLC | 57675_G_PTWF | 57675 | G | PTWF |  | Onshore Wind |  | MIS_IL | Illinois | 17 | Iroquois | 75 | 17075 | 150.4 | 0 | 2011 | 9999 |  |  | N | Wind | [13 empty] | 0 | 0 | 0 | 0 | [11 empty] | Pioneer Trail Wind Farm LLC | 100 | RWE Group | 100
Silver Lake Solar Photovoltaic Facility | 57676_G_1 | 57676 | G | 1 |  | Solar PV |  | NENGREST | Massachusetts | 25 | Berkshire | 3 | 25003 | 1.8 | 0 | 2010 | 9999 |  |  | N | Solar | [13 empty] | 0 | 0 | 0 | 0 | [11 empty] | NSTAR Co d/b/a Eversource Energy | 100 | Eversource Energy | 100
Murphy Farm Power, LLC | 57677_G_1 | 57677 | G | 1 |  | Solar PV |  | PJM_Dom | North Carolina | 37 | Cherokee | 39 | 37039 | 0.9 | 0 | 2011 | 9999 |  |  | N | Solar | [13 empty] | 0 | 0 | 0 | 0 | [11 empty] | ESA Renewables LLC | 100 | ESA Renewables LLC | 100
Post Rock Wind Power Project, LLC | 57678_G_1 | 57678 | G | 1 |  | Onshore Wind |  | SPP_WEST | Kansas | 20 | Ellsworth | 53 | 20053 | 201 | 0 | 2012 | 9999 |  |  | N | Wind | [13 empty] | 0 | 0 | 0 | 0 | [11 empty] | Post Rock Wind Power Project LLC | 100 | Riverstone Holdings LLC | 100
Arlington Valley Solar Energy II | 57680_G_AVSE1 | 57680 | G | AVSE1 |  | Solar PV |  | WECC_AZ | Arizona | 4 | Maricopa | 13 | 04013 | 18.5 | 0 | 2013 | 9999 |  |  | N | Solar | [13 empty] | 0 | 0 | 0 | 0 | [11 empty] | Arlington Valley Solar Energy II LLC | 100 | Nighthawk Solar Holdings LLC | 100
Arlington Valley Solar Energy II | 57680_G_AVSE2 | 57680 | G | AVSE2 |  | Solar PV |  | WECC_AZ | Arizona | 4 | Maricopa | 13 | 04013 | 27.3 | 0 | 2013 | 9999 |  |  | N | Solar | [13 empty] | 0 | 0 | 0 | 0 | [11 empty] | Arlington Valley Solar Energy II LLC | 100 | Nighthawk Solar Holdings LLC | 100
Arlington Valley Solar Energy II | 57680_G_AVSE3 | 57680 | G | AVSE3 |  | Solar PV |  | WECC_AZ | Arizona | 4 | Maricopa | 13 | 04013 | 27.3 | 0 | 2013 | 9999 |  |  | N | Solar | [13 empty] | 0 | 0 | 0 | 0 | [11 empty] | Arlington Valley Solar Energy II LLC | 100 | Nighthawk Solar Holdings LLC | 100
Arlington Valley Solar Energy II | 57680_G_AVSE4 | 57680 | G | AVSE4 |  | Solar PV |  | WECC_AZ | Arizona | 4 | Maricopa | 13 | 04013 | 25 | 0 | 2013 | 9999 |  |  | N | Solar | [13 empty] | 0 | 0 | 0 | 0 | [11 empty] | Arlington Valley Solar Energy II LLC | 100 | Nighthawk Solar Holdings LLC | 100
Arlington Valley Solar Energy II | 57680_G_AVSE5 | 57680 | G | AVSE5 |  | Solar PV |  | WECC_AZ | Arizona | 4 | Maricopa | 13 | 04013 | 27.3 | 0 | 2013 | 9999 |  |  | N | Solar | [13 empty] | 0 | 0 | 0 | 0 | [11 empty] | Arlington Valley Solar Energy II LLC | 100 | Nighthawk Solar Holdings LLC | 100
City of Boulder WWTP | 57681_G_1 | 57681 | G | 1 |  | Solar PV |  | WECC_CO | Colorado | 8 | Boulder | 13 | 08013 | 0.9 | 0 | 2010 | 9999 |  |  | N | Solar | [13 empty] | 0 | 0 | 0 | 0 | [11 empty] | SunEdison | 100 | SunEdison | 100
City of Madera WWTP | 57682_G_1 | 57682 | G | 1 |  | Solar PV |  | WEC_CALN | California | 6 | Madera | 39 | 06039 | 1 | 0 | 2009 | 9999 |  |  | N | Solar | [13 empty] | 0 | 0 | 0 | 0 | [11 empty] | SunE Gil 1 LLC | 100 | SunEdison | 100
Staples La Mirada, CA | 57683_G_1 | 57683 | G | 1 |  | Solar PV |  | WECC_SCE | California | 6 | Los Angeles | 37 | 06037 | 0.9 | 0 | 2009 | 9999 |  |  | N | Solar | [13 empty] | 0 | 0 | 0 | 0 | [11 empty] | SunEdison | 100 | SunEdison | 100
Goodsprings Waste Heat Recovery | 57684_B_1 | 57684 | B | 1 |  | Non-Fossil Waste |  | WECC_NNV | Nevada | 32 | Clark | 3 | 32003 | 6.5 | 9236 | 2010 | 9999 |  |  | N | Non-Fossil Waste | [13 empty] | 0 | 0 | 0 | 0 | [11 empty] | Nevada Power Co | 100 | Berkshire Hathaway Inc | 100
CS Murphy Point, LLC | 57687_G_1 | 57687 | G | 1 |  | Solar PV |  | S_C_TVA | North Carolina | 37 | Cherokee | 39 | 37039 | 0.9 | 0 | 2011 | 9999 |  |  | N | Solar | [13 empty] | 0 | 0 | 0 | 0 | [11 empty] | CS Murphy Point LLC | 100 | Duke Energy Corp | 100
Norden 1-3 | 57689_G_NORD1 | 57689 | G | NORD1 |  | Combustion Turbine | IC Engine | NENG_CT | Connecticut | 9 | Fairfield | 1 | 09001 | 2 | 11010 | 2004 | 9999 |  |  | N | Distillate Fuel Oil | [13 empty] | 1.6498 | 1.6498 | 1.6498 | 1.6498 | [11 empty] | Norwalk Third Taxing District | 100 | Norwalk Third Taxing District | 100
Norden 1-3 | 57689_G_NORD2 | 57689 | G | NORD2 |  | Combustion Turbine | IC Engine | NENG_CT | Connecticut | 9 | Fairfield | 1 | 09001 | 2 | 11024 | 2004 | 9999 |  |  | N | Distillate Fuel Oil | [13 empty] | 1.6498 | 1.6498 | 1.6498 | 1.6498 | [11 empty] | Norwalk Third Taxing District | 100 | Norwalk Third Taxing District | 100
Norden 1-3 | 57689_G_NORD3 | 57689 | G | NORD3 |  | Combustion Turbine | IC Engine | NENG_CT | Connecticut | 9 | Fairfield | 1 | 09001 | 2 | 11024 | 2004 | 9999 |  |  | N | Distillate Fuel Oil | [13 empty] | 1.6498 | 1.6498 | 1.6498 | 1.6498 | [11 empty] | Norwalk Third Taxing District | 100 | Norwalk Third Taxing District | 100
Turnbull Hydro | 57690_G_1 | 57690 | G | 1 |  | Hydro |  | WECC_MT | Montana | 30 | Teton | 99 | 30099 | 5.3 | 0 | 2011 | 9999 |  |  | N | Hydro | [13 empty] | 0 | 0 | 0 | 0 | [11 empty] | Turnbull Hydro LLC | 100 | Turnbull Hydro LLC | 100
Turnbull Hydro | 57690_G_2 | 57690 | G | 2 |  | Hydro |  | WECC_MT | Montana | 30 | Teton | 99 | 30099 | 7.7 | 0 | 2011 | 9999 |  |  | N | Hydro | [13 empty] | 0 | 0 | 0 | 0 | [11 empty] | Turnbull Hydro LLC | 100 | Turnbull Hydro LLC | 100
Topaz Solar Farm | 57695_G_TPZ1 | 57695 | G | TPZ1 |  | Solar PV |  | WEC_CALN | California | 6 | San Luis Obispo | 79 | 06079 | 129.8 | 0 | 2013 | 9999 |  |  | N | Solar | [13 empty] | 0 | 0 | 0 | 0 | [11 empty] | Topaz Solar Farms LLC | 100 | Berkshire Hathaway Inc | 100
Topaz Solar Farm | 57695_G_TPZ2 | 57695 | G | TPZ2 |  | Solar PV |  | WEC_CALN | California | 6 | San Luis Obispo | 79 | 06079 | 151.2 | 0 | 2013 | 9999 |  |  | N | Solar | [13 empty] | 0 | 0 | 0 | 0 | [11 empty] | Topaz Solar Farms LLC | 100 | Berkshire Hathaway Inc | 100
Topaz Solar Farm | 57695_G_TPZ3 | 57695 | G | TPZ3 |  | Solar PV |  | WEC_CALN | California | 6 | San Luis Obispo | 79 | 06079 | 102.1 | 0 | 2014 | 9999 |  |  | N | Solar | [13 empty] | 0 | 0 | 0 | 0 | [11 empty] | Topaz Solar Farms LLC | 100 | Berkshire Hathaway Inc | 100
Topaz Solar Farm | 57695_G_TPZ4 | 57695 | G | TPZ4 |  | Solar PV |  | WEC_CALN | California | 6 | San Luis Obispo | 79 | 06079 | 90.3 | 0 | 2014 | 9999 |  |  | N | Solar | [13 empty] | 0 | 0 | 0 | 0 | [11 empty] | Topaz Solar Farms LLC | 100 | Berkshire Hathaway Inc | 100
Topaz Solar Farm | 57695_G_TPZ5 | 57695 | G | TPZ5 |  | Solar PV |  | WEC_CALN | California | 6 | San Luis Obispo | 79 | 06079 | 112.5 | 0 | 2014 | 9999 |  |  | N | Solar | [13 empty] | 0 | 0 | 0 | 0 | [11 empty] | Topaz Solar Farms LLC | 100 | Berkshire Hathaway Inc | 100
Power Generation Station (PGS) 2 | 57696_G_1 | 57696 | G | 1 |  | Non-Fossil Waste |  | WEC_CALN | California | 6 | Alameda | 1 | 06001 | 3.8 | 6465 | 2011 | 9999 |  |  | Y | Non-Fossil Waste | [13 empty] | 0 | 0 | 0 | 0 | [11 empty] | East Bay Municipal Utility District | 100 | East Bay Municipal Utility District | 100
Aerojet I | 57697_G_1 | 57697 | G | 1 |  | Solar PV |  | WEC_CALN | California | 6 | Sacramento | 67 | 06067 | 3 | 0 | 2009 | 9999 |  |  | N | Solar | [13 empty] | 0 | 0 | 0 | 0 | [11 empty] | Aerojet General Corp | 100 | Aerojet Rocketdyne Holdings Inc | 100
Aerojet II | 57698_G_1 | 57698 | G | 1 |  | Solar PV |  | WEC_CALN | California | 6 | Sacramento | 67 | 06067 | 2.7 | 0 | 2010 | 9999 |  |  | N | Solar | [13 empty] | 0 | 0 | 0 | 0 | [11 empty] | Aerojet General Corp | 100 | Aerojet Rocketdyne Holdings Inc | 100
Webberville Solar Project | 57699_G_AES1 | 57699 | G | AES1 |  | Solar PV |  | ERC_REST | Texas | 48 | Travis | 453 | 48453 | 30 | 0 | 2011 | 9999 |  |  | N | Solar | [13 empty] | 0 | 0 | 0 | 0 | [11 empty] | Gemini Solar Development Co | 100 | Gemini Solar Development Co | 100
Vasco Winds | 57700_G_1 | 57700 | G | 1 |  | Onshore Wind |  | WEC_CALN | California | 6 | Contra Costa | 13 | 06013 | 78.2 | 0 | 2011 | 9999 |  |  | N | Wind | [13 empty] | 0 | 0 | 0 | 0 | [11 empty] | Vasco Winds LLC | 100 | NextEra Energy Inc | 100
Montezuma Wind II | 57701_G_1 | 57701 | G | 1 |  | Onshore Wind |  | WEC_CALN | California | 6 | Solano | 95 | 06095 | 78.2 | 0 | 2012 | 9999 |  |  | N | Wind | [13 empty] | 0 | 0 | 0 | 0 | [11 empty] | NextEra Energy Montezuma II Wind LLC | 100 | NextEra Energy Inc | 100
Signal Hill West Unit | 57702_G_1 | 57702 | G | 1 |  | Fossil Waste |  | WECC_SCE | California | 6 | Los Angeles | 37 | 06037 | 5.7 | 10994 | 2004 | 9999 |  |  | N | Fossil Waste | [13 empty] | 0.02159 | 0.02159 | 0.02159 | 0.02159 | [11 empty] | Occidental Oil & Gas Corp | 100 | Occidental Petroleum Corp | 100
Cheyenne Prairie Generating Station | 57703_G_01A | 57703 | G | 01A | 90707 | Combined Cycle |  | WECC_WY | Wyoming | 56 | Laramie | 21 | 56021 | 37 | 8002 | 2014 | 9999 |  |  | N | Natural Gas |  |  |  | DLNB | SCR | [8 empty] | 0.0073195 | 0.0073195 | 0.0073195 | 0.0073195 | [11 empty] | Black Hills Power Inc | 57.9 | Black Hills Corp | 100
Cheyenne Prairie Generating Station | 57703_G_01B | 57703 | G | 01B | 90708 | Combined Cycle |  | WECC_WY | Wyoming | 56 | Laramie | 21 | 56021 | 37 | 8002 | 2014 | 9999 |  |  | N | Natural Gas |  |  |  | DLNB | SCR | [8 empty] | 0.0073195 | 0.0073195 | 0.0073195 | 0.0073195 | [11 empty] | Black Hills Power Inc | 57.9 | Black Hills Corp | 100
Cheyenne Prairie Generating Station | 57703_G_01C | 57703 | G | 01C | 90707 | Combined Cycle |  | WECC_WY | Wyoming | 56 | Laramie | 21 | 56021 | 20 | 8002 | 2014 | 9999 |  |  | N | Natural Gas |  |  |  | DLNB | SCR | [8 empty] | 0.0073195 | 0.0073195 | 0.0073195 | 0.0073195 | [11 empty] | Black Hills Power Inc | 57.9 | Black Hills Corp | 100
Cheyenne Prairie Generating Station | 57703_G_02A | 57703 | G | 02A | 90709 | Combustion Turbine |  | WECC_WY | Wyoming | 56 | Laramie | 21 | 56021 | 37 | 10745 | 2014 | 9999 |  |  | N | Natural Gas |  |  |  | DLNB | SCR | [8 empty] | 0.0168 | 0.0168 | 0.0168 | 0.0168 | [11 empty] | Cheyenne Light Fuel & Power Co | 100 | Black Hills Corp | 100
Blue Water Renewables Inc | 57706_G_1 | 57706 | G | 1 |  | Landfill Gas |  | MIS_LMI | Michigan | 26 | St Clair | 147 | 26147 | 1.6 | 13500 | 2011 | 9999 |  |  | N | Landfill Gas | [13 empty] | 0.22117 | 0.22117 | 0.22117 | 0.22117 | [11 empty] | County of St Claire MI | 100 | County of St Claire MI | 100
Blue Water Renewables Inc | 57706_G_2 | 57706 | G | 2 |  | Landfill Gas |  | MIS_LMI | Michigan | 26 | St Clair | 147 | 26147 | 1.6 | 13500 | 2011 | 9999 |  |  | N | Landfill Gas | [13 empty] | 0.22117 | 0.22117 | 0.22117 | 0.22117 | [11 empty] | County of St Claire MI | 100 | County of St Claire MI | 100
Mesquite Solar 1 | 57707_G_1 | 57707 | G | 1 |  | Solar PV |  | WECC_AZ | Arizona | 4 | Maricopa | 13 | 04013 | 16 | 0 | 2011 | 9999 |  |  | N | Solar | [13 empty] | 0 | 0 | 0 | 0 | [11 empty] | Mesquite Solar 1 LLC | 100 | Consolidated Edison Inc | 100
Mesquite Solar 1 | 57707_G_3 | 57707 | G | 3 |  | Solar PV |  | WECC_AZ | Arizona | 4 | Maricopa | 13 | 04013 | 10 | 0 | 2011 | 9999 |  |  | N | Solar | [13 empty] | 0 | 0 | 0 | 0 | [11 empty] | Mesquite Solar 1 LLC | 100 | Consolidated Edison Inc | 100
Mesquite Solar 1 | 57707_G_10 | 57707 | G | 10 |  | Solar PV |  | WECC_AZ | Arizona | 4 | Maricopa | 13 | 04013 | 12 | 0 | 2012 | 9999 |  |  | N | Solar | [13 empty] | 0 | 0 | 0 | 0 | [11 empty] | Mesquite Solar 1 LLC | 100 | Consolidated Edison Inc | 100
Mesquite Solar 1 | 57707_G_11 | 57707 | G | 11 |  | Solar PV |  | WECC_AZ | Arizona | 4 | Maricopa | 13 | 04013 | 16 | 0 | 2012 | 9999 |  |  | N | Solar | [13 empty] | 0 | 0 | 0 | 0 | [11 empty] | Consolidated Edison Energy Inc | 100 | Consolidated Edison Inc | 100
Mesquite Solar 1 | 57707_G_12 | 57707 | G | 12 |  | Solar PV |  | WECC_AZ | Arizona | 4 | Maricopa | 13 | 04013 | 16 | 0 | 2012 | 9999 |  |  | N | Solar | [13 empty] | 0 | 0 | 0 | 0 | [11 empty] | Consolidated Edison Energy Inc | 100 | Consolidated Edison Inc | 100
Mesquite Solar 1 | 57707_G_2 | 57707 | G | 2 |  | Solar PV |  | WECC_AZ | Arizona | 4 | Maricopa | 13 | 04013 | 16 | 0 | 2012 | 9999 |  |  | N | Solar | [13 empty] | 0 | 0 | 0 | 0 | [11 empty] | Mesquite Solar 1 LLC | 100 | Consolidated Edison Inc | 100
Mesquite Solar 1 | 57707_G_4 | 57707 | G | 4 |  | Solar PV |  | WECC_AZ | Arizona | 4 | Maricopa | 13 | 04013 | 16 | 0 | 2012 | 9999 |  |  | N | Solar | [13 empty] | 0 | 0 | 0 | 0 | [11 empty] | Mesquite Solar 1 LLC | 100 | Consolidated Edison Inc | 100
Mesquite Solar 1 | 57707_G_5 | 57707 | G | 5 |  | Solar PV |  | WECC_AZ | Arizona | 4 | Maricopa | 13 | 04013 | 16 | 0 | 2012 | 9999 |  |  | N | Solar | [13 empty] | 0 | 0 | 0 | 0 | [11 empty] | Mesquite Solar 1 LLC | 100 | Consolidated Edison Inc | 100
Mesquite Solar 1 | 57707_G_6 | 57707 | G | 6 |  | Solar PV |  | WECC_AZ | Arizona | 4 | Maricopa | 13 | 04013 | 8 | 0 | 2012 | 9999 |  |  | N | Solar | [13 empty] | 0 | 0 | 0 | 0 | [11 empty] | Mesquite Solar 1 LLC | 100 | Consolidated Edison Inc | 100
Mesquite Solar 1 | 57707_G_7 | 57707 | G | 7 |  | Solar PV |  | WECC_AZ | Arizona | 4 | Maricopa | 13 | 04013 | 16 | 0 | 2012 | 9999 |  |  | N | Solar | [13 empty] | 0 | 0 | 0 | 0 | [11 empty] | Mesquite Solar 1 LLC | 100 | Consolidated Edison Inc | 100
Mesquite Solar 1 | 57707_G_8 | 57707 | G | 8 |  | Solar PV |  | WECC_AZ | Arizona | 4 | Maricopa | 13 | 04013 | 12 | 0 | 2012 | 9999 |  |  | N | Solar | [13 empty] | 0 | 0 | 0 | 0 | [11 empty] | Mesquite Solar 1 LLC | 100 | Consolidated Edison Inc | 100
Mesquite Solar 1 | 57707_G_9 | 57707 | G | 9 |  | Solar PV |  | WECC_AZ | Arizona | 4 | Maricopa | 13 | 04013 | 16 | 0 | 2012 | 9999 |  |  | N | Solar | [13 empty] | 0 | 0 | 0 | 0 | [11 empty] | Mesquite Solar 1 LLC | 100 | Consolidated Edison Inc | 100
Catalina Solar LLC | 57708_G_INV | 57708 | G | INV |  | Solar PV |  | WECC_SCE | California | 6 | Kern | 29 | 06029 | 110 | 0 | 2012 | 9999 |  |  | N | Solar | [13 empty] | 0 | 0 | 0 | 0 | [11 empty] | Catalina Solar LLC (CA) | 100 | EDF Group | 100
Stephentown Spindle | 57710_G_SRS1 | 57710 | G | SRS1 |  | Energy Storage |  | NY_Z_F | New York | 36 | Rensselaer | 83 | 36083 | 20 | 0 | 2011 | 9999 |  |  | N | Energy Storage | [13 empty] | 0 | 0 | 0 | 0 | [11 empty] | Stephentown Spindle LLC | 100 | Energy Capital Partners | 100
City of Palo Alto | 57714_G_GEN1 | 57714 | G | GEN1 |  | Combustion Turbine | IC Engine | WEC_CALN | California | 6 | Santa Clara | 85 | 06085 | 1.1 | 11142 | 2002 | 9999 |  |  | N | Natural Gas | [13 empty] | 0.3557 | 0.3557 | 0.3557 | 0.3557 | [11 empty] | Palo Alto CA (City of) | 100 | Palo Alto CA (City of) | 100
City of Palo Alto | 57714_G_GEN2 | 57714 | G | GEN2 |  | Combustion Turbine | IC Engine | WEC_CALN | California | 6 | Santa Clara | 85 | 06085 | 1.1 | 11897 | 2002 | 9999 |  |  | N | Natural Gas | [13 empty] | 0.33313 | 0.33313 | 0.33313 | 0.33313 | [11 empty] | Palo Alto CA (City of) | 100 | Palo Alto CA (City of) | 100
City of Palo Alto | 57714_G_GEN3 | 57714 | G | GEN3 |  | Combustion Turbine | IC Engine | WEC_CALN | California | 6 | Santa Clara | 85 | 06085 | 1.1 | 11897 | 2002 | 9999 |  |  | N | Natural Gas | [13 empty] | 0.33313 | 0.33313 | 0.33313 | 0.33313 | [11 empty] | Palo Alto CA (City of) | 100 | Palo Alto CA (City of) | 100
City of Palo Alto | 57714_G_GEN4 | 57714 | G | GEN4 |  | Combustion Turbine | IC Engine | WEC_CALN | California | 6 | Santa Clara | 85 | 06085 | 1.1 | 11897 | 2002 | 9999 |  |  | N | Natural Gas | [13 empty] | 0.33313 | 0.33313 | 0.33313 | 0.33313 | [11 empty] | Palo Alto CA (City of) | 100 | Palo Alto CA (City of) | 100
Watkins Manufacturing Co. | 57715_G_GEN1 | 57715 | G | GEN1 |  | Combustion Turbine | IC Engine | WEC_SDGE | California | 6 | San Diego | 73 | 06073 | 1 | 11686 | 2001 | 9999 |  |  | N | Natural Gas | [13 empty] | 0.03561 | 0.03561 | 0.03561 | 0.03561 | [11 empty] | Watkins Manufactoring Corp | 100 | Watkins Manufactoring Corp | 100
Watkins Manufacturing Co. | 57715_G_GEN2 | 57715 | G | GEN2 |  | Combustion Turbine | IC Engine | WEC_SDGE | California | 6 | San Diego | 73 | 06073 | 1 | 11686 | 2001 | 9999 |  |  | N | Natural Gas | [13 empty] | 0.03561 | 0.03561 | 0.03561 | 0.03561 | [11 empty] | Watkins Manufactoring Corp | 100 | Watkins Manufactoring Corp | 100
Hazle Spindle | 57716_G_HRS1 | 57716 | G | HRS1 |  | Energy Storage |  | PJM_WMAC | Pennsylvania | 42 | Luzerne | 79 | 42079 | 20 | 0 | 2013 | 9999 |  |  | N | Energy Storage | [13 empty] | 0 | 0 | 0 | 0 | [11 empty] | Hazle Spindle LLC | 100 | Energy Capital Partners | 100
Berkshire Wind Power Project | 57721_G_BWP | 57721 | G | BWP |  | Onshore Wind |  | NENGREST | Massachusetts | 25 | Berkshire | 3 | 25003 | 15 | 0 | 2011 | 9999 |  |  | N | Wind | [13 empty] | 0 | 0 | 0 | 0 | [11 empty] | Massachusetts Municipal Wholesale Electric Co | 100 | Massachusetts Municipal Wholesale Electric Co | 100
Berkshire Wind Power Project | 57721_G_HN-8 | 57721 | G | HN-8 |  | Onshore Wind |  | NENGREST | Massachusetts | 25 | Berkshire | 3 | 25003 | 2.3 | 0 | 2019 | 9999 |  |  | N | Wind | [13 empty] | 0 | 0 | 0 | 0 | [11 empty] | Massachusetts Municipal Wholesale Electric Co | 100 | Massachusetts Municipal Wholesale Electric Co | 100
Berkshire Wind Power Project | 57721_G_HN-9 | 57721 | G | HN-9 |  | Onshore Wind |  | NENGREST | Massachusetts | 25 | Berkshire | 3 | 25003 | 2.3 | 0 | 2019 | 9999 |  |  | N | Wind | [13 empty] | 0 | 0 | 0 | 0 | [11 empty] | Massachusetts Municipal Wholesale Electric Co | 100 | Massachusetts Municipal Wholesale Electric Co | 100
North Palm Springs 4A | 57722_G_1 | 57722 | G | 1 |  | Solar PV |  | WECC_SCE | California | 6 | Riverside | 65 | 06065 | 4 | 0 | 2012 | 9999 |  |  | N | Solar | [13 empty] | 0 | 0 | 0 | 0 | [11 empty] | North Palm Springs Investments LLC | 100 | North Palm Springs Investments LLC | 100
Johnson Matthey, Inc. Solar | 57723_G_PV1 | 57723 | G | PV1 |  | Solar PV |  | PJM_EMAC | New Jersey | 34 | Gloucester | 15 | 34015 | 4 | 0 | 2011 | 9999 |  |  | N | Solar | [13 empty] | 0 | 0 | 0 | 0 | [11 empty] | Luminace Solar New Jersey II LLC | 100 | Exelon Corp | 100
NJMC Landfill | 57724_G_NJMC | 57724 | G | NJMC |  | Solar PV |  | PJM_EMAC | New Jersey | 34 | Hudson | 17 | 34017 | 2.5 | 0 | 2011 | 9999 |  |  | N | Solar | [13 empty] | 0 | 0 | 0 | 0 | [11 empty] | Public Service Electric & Gas Co | 100 | Public Service Enterprise Group Inc | 100
Shiloh IV Wind Project LLC | 57725_G_1 | 57725 | G | 1 |  | Onshore Wind |  | WEC_CALN | California | 6 | Solano | 95 | 06095 | 102.5 | 0 | 2012 | 9999 |  |  | N | Wind | [13 empty] | 0 | 0 | 0 | 0 | [11 empty] | Shiloh IV Wind Project LLC | 100 | Marubeni Corp | 100
Summit Associates | 57726_G_SUMA | 57726 | G | SUMA |  | Solar PV |  | PJM_EMAC | New Jersey | 34 | Middlesex | 23 | 34023 | 1.9 | 0 | 2011 | 9999 |  |  | N | Solar | [13 empty] | 0 | 0 | 0 | 0 | [11 empty] | Public Service Electric & Gas Co | 100 | Public Service Enterprise Group Inc | 100
BlackRock-Matrix | 57727_G_BLAR | 57727 | G | BLAR |  | Solar PV |  | PJM_EMAC | New Jersey | 34 | Middlesex | 23 | 34023 | 2.5 | 0 | 2012 | 9999 |  |  | N | Solar | [13 empty] | 0 | 0 | 0 | 0 | [11 empty] | Public Service Electric & Gas Co | 100 | Public Service Enterprise Group Inc | 100
Mill Creek Solar | 57728_G_MILLC | 57728 | G | MILLC |  | Solar PV |  | PJM_EMAC | New Jersey | 34 | Burlington | 5 | 34005 | 3.5 | 0 | 2011 | 9999 |  |  | N | Solar | [13 empty] | 0 | 0 | 0 | 0 | [11 empty] | Public Service Electric & Gas Co | 100 | Public Service Enterprise Group Inc | 100
Lake Hodges Hydroelectric Facility | 57729_G_1 | 57729 | G | 1 |  | Pumped Storage |  | WEC_SDGE | California | 6 | San Diego | 73 | 06073 | 21 | 0 | 2012 | 9999 |  |  | N | Pumped Storage | [13 empty] | 0 | 0 | 0 | 0 | [11 empty] | San Diego County Water Authority | 100 | San Diego County Water Authority | 100
Lake Hodges Hydroelectric Facility | 57729_G_2 | 57729 | G | 2 |  | Pumped Storage |  | WEC_SDGE | California | 6 | San Diego | 73 | 06073 | 21 | 0 | 2012 | 9999 |  |  | N | Pumped Storage | [13 empty] | 0 | 0 | 0 | 0 | [11 empty] | San Diego County Water Authority | 100 | San Diego County Water Authority | 100
UMM Wind Turbine | 57732_G_UMM1 | 57732 | G | UMM1 |  | Onshore Wind |  | MIS_MNWI | Minnesota | 27 | Stevens | 149 | 27149 | 0.6 | 0 | 2011 | 9999 |  |  | N | Wind | [13 empty] | 0 | 0 | 0 | 0 | [11 empty] | West Central Research & Outreach Center (Wcroc) | 100 | West Central Research & Outreach Center (Wcroc) | 100
Benjamin Moore & Co. Solar | 57733_G_PV1 | 57733 | G | PV1 |  | Solar PV |  | PJM_EMAC | New Jersey | 34 | Morris | 27 | 34027 | 1.4 | 0 | 2010 | 9999 |  |  | N | Solar | [13 empty] | 0 | 0 | 0 | 0 | [11 empty] | Luminace Solar New Jersey LLC | 100 | Exelon Corp | 100
Cherry Hill | 57734_G_CH | 57734 | G | CH |  | Solar PV |  | PJM_EMAC | New Jersey | 34 | Camden | 7 | 34007 | 1.1 | 0 | 2010 | 9999 |  |  | N | Solar | [13 empty] | 0 | 0 | 0 | 0 | [11 empty] | NFI Solar Inc | 100 | NFI Industries | 100
UCSD Fuel Cell Plant | 57735_G_UCSD | 57735 | G | UCSD |  | Fuel Cell |  | WEC_SDGE | California | 6 | San Diego | 73 | 06073 | 2.8 | 9126 | 2011 | 9999 |  |  | N | Natural Gas | [13 empty] | 0 | 0 | 0 | 0 | [11 empty] | Biofuels Fuel Cells LLC | 100 | Biofuels Energy LLC | 100
SPS1 Dollarhide | 57736_G_1 | 57736 | G | 1 |  | Solar PV |  | SPP_SPS | New Mexico | 35 | Lea | 25 | 35025 | 10 | 0 | 2011 | 9999 |  |  | N | Solar | [13 empty] | 0 | 0 | 0 | 0 | [11 empty] | SunE SPS1 LLC | 100 | SunEdison | 100
SPS2 Jal | 57737_G_1 | 57737 | G | 1 |  | Solar PV |  | SPP_SPS | New Mexico | 35 | Lea | 25 | 35025 | 10 | 0 | 2011 | 9999 |  |  | N | Solar | [13 empty] | 0 | 0 | 0 | 0 | [11 empty] | SunE SPS2 LLC | 100 | SunEdison | 100
SPS3 Lea | 57738_G_1 | 57738 | G | 1 |  | Solar PV |  | SPP_SPS | New Mexico | 35 | Lea | 25 | 35025 | 10 | 0 | 2011 | 9999 |  |  | N | Solar | [13 empty] | 0 | 0 | 0 | 0 | [11 empty] | SunE SPS5 LLC | 100 | SunEdison | 100
SPS4 Monument | 57739_G_1 | 57739 | G | 1 |  | Solar PV |  | SPP_SPS | New Mexico | 35 | Lea | 25 | 35025 | 10.1 | 0 | 2011 | 9999 |  |  | N | Solar | [13 empty] | 0 | 0 | 0 | 0 | [11 empty] | SunE SPS3 LLC | 100 | SunEdison | 100
SPS5 Hopi | 57740_G_1 | 57740 | G | 1 |  | Solar PV |  | SPP_SPS | New Mexico | 35 | Eddy | 15 | 35015 | 10.1 | 0 | 2011 | 9999 |  |  | N | Solar | [13 empty] | 0 | 0 | 0 | 0 | [11 empty] | SunE SPS4 LLC | 100 | SunEdison | 100
Vineland Headquarters | 57742_G_VHQ | 57742 | G | VHQ |  | Solar PV |  | PJM_EMAC | New Jersey | 34 | Cumberland | 11 | 34011 | 1.1 | 0 | 2011 | 9999 |  |  | N | Solar | [13 empty] | 0 | 0 | 0 | 0 | [11 empty] | NFI Solar Inc | 100 | NFI Industries | 100
North Palm Springs 1A | 57743_G_1 | 57743 | G | 1 |  | Solar PV |  | WECC_SCE | California | 6 | Riverside | 65 | 06065 | 2.4 | 0 | 2012 | 9999 |  |  | N | Solar | [13 empty] | 0 | 0 | 0 | 0 | [11 empty] | North Palm Springs Investments LLC | 100 | North Palm Springs Investments LLC | 100
Laurel Hill Wind | 57744_G_1 | 57744 | G | 1 |  | Onshore Wind |  | PJM_WMAC | Pennsylvania | 42 | Lycoming | 81 | 42081 | 69 | 0 | 2012 | 9999 |  |  | N | Wind | [13 empty] | 0 | 0 | 0 | 0 | [11 empty] | Laurel Hill Wind Energy LLC | 100 | Duke Energy Corp | 100
The City of Vineland at West Vineland | 57745_G_PV1 | 57745 | G | PV1 |  | Solar PV |  | PJM_EMAC | New Jersey | 34 | Cumberland | 11 | 34011 | 3.7 | 0 | 2011 | 9999 |  |  | N | Solar | [13 empty] | 0 | 0 | 0 | 0 | [11 empty] | Luminace Solar New Jersey LLC | 100 | Exelon Corp | 100
The City of Vineland at North Vineland | 57746_G_PV1 | 57746 | G | PV1 |  | Solar PV |  | PJM_EMAC | New Jersey | 34 | Cumberland | 11 | 34011 | 2.3 | 0 | 2011 | 9999 |  |  | N | Solar | [13 empty] | 0 | 0 | 0 | 0 | [11 empty] | Luminace Solar New Jersey LLC | 100 | Exelon Corp | 100
FedEx Field Solar Facility | 57747_G_1 | 57747 | G | 1 |  | Solar PV |  | PJM_SMAC | Maryland | 24 | Prince Georges | 33 | 24033 | 2 | 0 | 2011 | 9999 |  |  | N | Solar | [13 empty] | 0 | 0 | 0 | 0 | [11 empty] | NRG Solar Arrowhead LLC | 100 | NRG Energy Inc | 100
Gordon Butte Wind LLC | 57748_G_GBW | 57748 | G | GBW |  | Onshore Wind |  | WECC_MT | Montana | 30 | Meagher | 59 | 30059 | 9.6 | 0 | 2012 | 9999 |  |  | N | Wind | [13 empty] | 0 | 0 | 0 | 0 | [11 empty] | Gordon Butte Wind LLC | 100 | Oversight Resources LLC | 100
Sawtooth Wind Project | 57749_G_ST | 57749 | G | ST |  | Onshore Wind |  | WECC_ID | Idaho | 16 | Elmore | 39 | 16039 | 22.4 | 0 | 2011 | 9999 |  |  | N | Wind | [13 empty] | 0 | 0 | 0 | 0 | [11 empty] | Idaho Wind LLC | 100 | Pacific Winds LLC | 100
Maple Solar | 57750_G_P1 | 57750 | G | P1 |  | Solar PV |  | PJM_EMAC | New Jersey | 34 | Cumberland | 11 | 34011 | 1.6 | 0 | 2011 | 9999 |  |  | N | Solar | [13 empty] | 0 | 0 | 0 | 0 | [11 empty] | NFI Solar Inc | 100 | NFI Industries | 100
Maple Solar | 57750_G_P2 | 57750 | G | P2 |  | Solar PV |  | PJM_EMAC | New Jersey | 34 | Cumberland | 11 | 34011 | 0.8 | 0 | 2011 | 9999 |  |  | N | Solar | [13 empty] | 0 | 0 | 0 | 0 | [11 empty] | NFI Solar Inc | 100 | NFI Industries | 100
Los Vientos Wind 1A | 57751_G_1 | 57751 | G | 1 |  | Onshore Wind |  | ERC_REST | Texas | 48 | Cameron | 61 | 48061 | 200 | 0 | 2012 | 9999 |  |  | N | Wind | [13 empty] | 0 | 0 | 0 | 0 | [11 empty] | Los Vientos Windpower IA LLC | 100 | Duke Energy Corp | 100
Los Vientos Wind 1B | 57752_G_1 | 57752 | G | 1 |  | Onshore Wind |  | ERC_REST | Texas | 48 | Cameron | 61 | 48061 | 201.6 | 0 | 2012 | 9999 |  |  | N | Wind | [13 empty] | 0 | 0 | 0 | 0 | [11 empty] | Los Vientos Windpower IB LLC | 100 | Duke Energy Corp | 100
SMUD at Lawrence | 57753_G_PV1 | 57753 | G | PV1 |  | Solar PV |  | WEC_BANC | California | 6 | Sacramento | 67 | 06067 | 1 | 0 | 2011 | 9999 |  |  | N | Solar | [13 empty] | 0 | 0 | 0 | 0 | [11 empty] | Constellation NewEnergy Inc | 100 | Exelon Corp | 100
Frederick County LFGTE Facility | 57754_G_1 | 57754 | G | 1 |  | Landfill Gas |  | PJM_AP | Virginia | 51 | Frederick | 69 | 51069 | 1 | 14103 | 2010 | 9999 |  |  | N | Landfill Gas | [13 empty] | 0.6 | 0.6 | 0.6 | 0.6 | [11 empty] | Frederick County Dept of Public Works | 100 | Frederick County Dept of Public Works | 100
Frederick County LFGTE Facility | 57754_G_2 | 57754 | G | 2 |  | Landfill Gas |  | PJM_AP | Virginia | 51 | Frederick | 69 | 51069 | 1 | 14103 | 2010 | 9999 |  |  | N | Landfill Gas | [13 empty] | 0.6 | 0.6 | 0.6 | 0.6 | [11 empty] | Frederick County Dept of Public Works | 100 | Frederick County Dept of Public Works | 100
TPW Petersburg | 57755_G_PETE | 57755 | G | PETE |  | Onshore Wind |  | SPP_NEBR | Nebraska | 31 | Boone | 11 | 31011 | 40.5 | 0 | 2011 | 9999 |  |  | N | Wind | [13 empty] | 0 | 0 | 0 | 0 | [11 empty] | TPW Petersburg LLC | 100 | Corporación Gestamp | 100
Coastal Energy Project | 57756_G_1 | 57756 | G | 1 |  | Onshore Wind |  | WECC_PNW | Washington | 53 | Grays Harbor | 27 | 53027 | 6 | 0 | 2010 | 9999 |  |  | N | Wind | [13 empty] | 0 | 0 | 0 | 0 | [11 empty] | Coastal Energy LLC | 100 | Coastal Energy LLC | 100
Pacific Wind LLC | 57757_G_1 | 57757 | G | 1 |  | Onshore Wind |  | WECC_SCE | California | 6 | Kern | 29 | 06029 | 140 | 0 | 2012 | 9999 |  |  | N | Wind | [13 empty] | 0 | 0 | 0 | 0 | [11 empty] | Pacific Wind LLC | 100 | EDF Group | 100
Mount Saint Mary's | 57758_G_PV1 | 57758 | G | PV1 |  | Solar PV |  | PJM_AP | Maryland | 24 | Frederick | 21 | 24021 | 13.7 | 0 | 2012 | 9999 |  |  | N | Solar | [13 empty] | 0 | 0 | 0 | 0 | [11 empty] | Constellation Energy Group | 100 | Exelon Corp | 100
Power County Wind Park South | 57760_G_PCWPS | 57760 | G | PCWPS |  | Onshore Wind |  | WECC_ID | Idaho | 16 | Power | 77 | 16077 | 22.5 | 0 | 2011 | 9999 |  |  | N | Wind | [13 empty] | 0 | 0 | 0 | 0 | [11 empty] | Power County Wind Park South LLC | 100 | CG Power Solutions USA Inc | 100
Power County Wind Park North | 57761_G_PCWPN | 57761 | G | PCWPN |  | Onshore Wind |  | WECC_ID | Idaho | 16 | Power | 77 | 16077 | 22.5 | 0 | 2011 | 9999 |  |  | N | Wind | [13 empty] | 0 | 0 | 0 | 0 | [11 empty] | Power County Wind Park North LLC | 100 | CG Power Solutions USA Inc | 100
Cimarron Wind Energy LLC | 57762_G_CPV1 | 57762 | G | CPV1 |  | Onshore Wind |  | SPP_N | Kansas | 20 | Gray | 69 | 20069 | 165.6 | 0 | 2012 | 9999 |  |  | N | Wind | [13 empty] | 0 | 0 | 0 | 0 | [11 empty] | Cimarron Wind Energy LLC | 100 | NextEra Energy Inc | 100
Youngs Creek Hydroelectric Project | 57763_G_1 | 57763 | G | 1 |  | Hydro |  | WECC_PNW | Washington | 53 | Snohomish | 61 | 53061 | 7.9 | 0 | 2011 | 9999 |  |  | N | Hydro | [13 empty] | 0 | 0 | 0 | 0 | [11 empty] | PUD No 1 of Snohomish County | 100 | PUD No 1 of Snohomish County | 100
Naval Air Weapons Station China Lake | 57764_G_1 | 57764 | G | 1 |  | Solar PV |  | WECC_SCE | California | 6 | Kern | 29 | 06029 | 11.1 | 0 | 2012 | 9999 |  |  | N | Solar | [13 empty] | 0 | 0 | 0 | 0 | [11 empty] | Solar Star California XV LLC | 100 | SunPower Corp | 100
Arizona Western College PV | 57765_G_SFC | 57765 | G | SFC |  | Solar PV |  | WECC_AZ | Arizona | 4 | Yuma | 27 | 04027 | 1 | 0 | 2011 | 9999 |  |  | N | Solar | [13 empty] | 0 | 0 | 0 | 0 | [11 empty] | MFP Co III LLC | 100 | MFP Co Holdings LLC | 100
Arizona Western College PV | 57765_G_SHP | 57765 | G | SHP |  | Solar PV |  | WECC_AZ | Arizona | 4 | Yuma | 27 | 04027 | 0.9 | 0 | 2011 | 9999 |  |  | N | Solar | [13 empty] | 0 | 0 | 0 | 0 | [11 empty] | MFP Co III LLC | 100 | MFP Co Holdings LLC | 100
Arizona Western College PV | 57765_G_STE | 57765 | G | STE |  | Solar PV |  | WECC_AZ | Arizona | 4 | Yuma | 27 | 04027 | 0.9 | 0 | 2011 | 9999 |  |  | N | Solar | [13 empty] | 0 | 0 | 0 | 0 | [11 empty] | MFP Co III LLC | 100 | MFP Co Holdings LLC | 100
Arizona Western College PV | 57765_G_SWD | 57765 | G | SWD |  | Solar PV |  | WECC_AZ | Arizona | 4 | Yuma | 27 | 04027 | 0.9 | 0 | 2011 | 9999 |  |  | N | Solar | [13 empty] | 0 | 0 | 0 | 0 | [11 empty] | MFP Co III LLC | 100 | MFP Co Holdings LLC | 100
Arizona Western College PV | 57765_G_SOLEG | 57765 | G | SOLEG |  | Solar PV |  | WECC_AZ | Arizona | 4 | Yuma | 27 | 04027 | 1 | 0 | 2015 | 9999 |  |  | N | Solar | [13 empty] | 0 | 0 | 0 | 0 | [11 empty] | MFP Co III LLC | 100 | MFP Co Holdings LLC | 100
Rockland Wind Farm | 57766_G_RLWF | 57766 | G | RLWF |  | Onshore Wind |  | WECC_ID | Idaho | 16 | Power | 77 | 16077 | 79.2 | 0 | 2011 | 9999 |  |  | N | Wind | [13 empty] | 0 | 0 | 0 | 0 | [11 empty] | Rockland Wind Farm LLC | 100 | SunEdison | 100
Brown County Wind Turbine | 57767_G_1 | 57767 | G | 1 |  | Onshore Wind |  | MIS_IL | Illinois | 17 | Brown | 9 | 17009 | 1.5 | 0 | 2011 | 9999 |  |  | N | Wind | [13 empty] | 0 | 0 | 0 | 0 | [11 empty] | Adams Electric Coop (IL) | 100 | Adams Electrical Coop | 100
Longwood Gardens | 57768_G_1 | 57768 | G | 1 |  | Solar PV |  | PJM_EMAC | Pennsylvania | 42 | Chester | 29 | 42029 | 1.3 | 0 | 2010 | 9999 |  |  | N | Solar | [13 empty] | 0 | 0 | 0 | 0 | [11 empty] | Ecogy Pennsylvania Systems LLC | 100 | Ecogy Energy LLC | 100
Mehoopany Wind Energy LLC | 57769_G_1 | 57769 | G | 1 |  | Onshore Wind |  | PJM_PENE | Pennsylvania | 42 | Wyoming | 131 | 42131 | 140.8 | 0 | 2012 | 9999 |  |  | N | Wind | [13 empty] | 0 | 0 | 0 | 0 | [11 empty] | Mehoopany Wind Energy LLC | 100 | BP plc | 100
South Bay Fuel Cell Plant | 57770_G_SBFC | 57770 | G | SBFC |  | Fuel Cell |  | WEC_SDGE | California | 6 | San Diego | 73 | 06073 | 1.4 | 13500 | 2012 | 9999 |  |  | N | Natural Gas | [13 empty] | 0 | 0 | 0 | 0 | [11 empty] | Biofuels Fuel Cells LLC | 100 | Biofuels Energy LLC | 100
Ameresco Butte County | 57771_G_1 | 57771 | G | 1 |  | Landfill Gas |  | WEC_CALN | California | 6 | Butte | 7 | 06007 | 2 | 13500 | 2013 | 9999 |  |  | N | Landfill Gas | [13 empty] | 0.19577 | 0.19577 | 0.19577 | 0.19577 | [11 empty] | Ameresco Butte County LLC | 100 | Ameresco Inc | 100
Perdue Bridgeville Photovoltaic | 57772_G_BRID | 57772 | G | BRID |  | Solar PV |  | PJM_EMAC | Delaware | 10 | Sussex | 5 | 10005 | 1.3 | 0 | 2011 | 9999 |  |  | N | Solar | [13 empty] | 0 | 0 | 0 | 0 | [11 empty] | Terraform Power Inc | 100 | Brookfield Asset Management Inc | 100
Palo Verde College | 57773_G_1 | 57773 | G | 1 |  | Solar PV |  | WECC_SCE | California | 6 | Riverside | 65 | 06065 | 1.2 | 0 | 2009 | 9999 |  |  | N | Solar | [13 empty] | 0 | 0 | 0 | 0 | [11 empty] | BP Solar | 100 | BP plc | 100
Windstar 1 | 57774_G_WGNS | 57774 | G | WGNS |  | Onshore Wind |  | WECC_SCE | California | 6 | Kern | 29 | 06029 | 120 | 0 | 2012 | 9999 |  |  | N | Wind | [13 empty] | 0 | 0 | 0 | 0 | [11 empty] | Windstar Energy LLC | 100 | Brookfield Asset Management Inc | 100
Kingman 1 | 57775_G_PV | 57775 | G | PV |  | Solar PV |  | WECC_AZ | Arizona | 4 | Mohave | 15 | 04015 | 0.5 | 0 | 2011 | 9999 |  |  | N | Solar | [13 empty] | 0 | 0 | 0 | 0 | [11 empty] | Kingman Energy Corp | 100 | Brookfield Asset Management Inc | 100
Kingman 1 | 57775_G_WGNS | 57775 | G | WGNS |  | Onshore Wind |  | WECC_AZ | Arizona | 4 | Mohave | 15 | 04015 | 10 | 0 | 2011 | 9999 |  |  | N | Wind | [13 empty] | 0 | 0 | 0 | 0 | [11 empty] | Kingman Energy Corp | 100 | Brookfield Asset Management Inc | 100
FedEx Woodbridge | 57776_G_1 | 57776 | G | 1 |  | Solar PV |  | PJM_EMAC | New Jersey | 34 | Middlesex | 23 | 34023 | 2.4 | 0 | 2009 | 9999 |  |  | N | Solar | [13 empty] | 0 | 0 | 0 | 0 | [11 empty] | BP Solar | 100 | BP plc | 100
RE Dillard 1 | 57777_G_DL1 | 57777 | G | DL1 |  | Solar PV |  | WEC_BANC | California | 6 | Sacramento | 67 | 06067 | 3 | 0 | 2012 | 9999 |  |  | N | Solar | [13 empty] | 0 | 0 | 0 | 0 | [11 empty] | RE Dillard 1 LLC | 100 | Canadian Solar Inc | 100
RE Kammerer 1 | 57778_G_KAM1 | 57778 | G | KAM1 |  | Solar PV |  | WEC_BANC | California | 6 | Sacramento | 67 | 06067 | 5 | 0 | 2012 | 9999 |  |  | N | Solar | [13 empty] | 0 | 0 | 0 | 0 | [11 empty] | RE Kammerer 1 LLC | 100 | Canadian Solar Inc | 100
RE Dillard 2 | 57779_G_DIL2 | 57779 | G | DIL2 |  | Solar PV |  | WEC_BANC | California | 6 | Sacramento | 67 | 06067 | 3 | 0 | 2012 | 9999 |  |  | N | Solar | [13 empty] | 0 | 0 | 0 | 0 | [11 empty] | RE Dillard 2 LLC | 100 | Canadian Solar Inc | 100
RE Kammerer 2 | 57780_G_KAM2 | 57780 | G | KAM2 |  | Solar PV |  | WEC_BANC | California | 6 | Sacramento | 67 | 06067 | 5 | 0 | 2012 | 9999 |  |  | N | Solar | [13 empty] | 0 | 0 | 0 | 0 | [11 empty] | RE Kammerer 2 LLC | 100 | Canadian Solar Inc | 100
RE Dillard 3 | 57781_G_DIL3 | 57781 | G | DIL3 |  | Solar PV |  | WEC_BANC | California | 6 | Sacramento | 67 | 06067 | 3 | 0 | 2012 | 9999 |  |  | N | Solar | [13 empty] | 0 | 0 | 0 | 0 | [11 empty] | RE Dillard 3 LLC | 100 | Canadian Solar Inc | 100
RE Kammerer 3 | 57782_G_KAM3 | 57782 | G | KAM3 |  | Solar PV |  | WEC_BANC | California | 6 | Sacramento | 67 | 06067 | 5 | 0 | 2012 | 9999 |  |  | N | Solar | [13 empty] | 0 | 0 | 0 | 0 | [11 empty] | RE Kammerer 3 LLC | 100 | Canadian Solar Inc | 100
RE Bruceville 1 | 57783_G_BRU1 | 57783 | G | BRU1 |  | Solar PV |  | WEC_BANC | California | 6 | Sacramento | 67 | 06067 | 5 | 0 | 2012 | 9999 |  |  | N | Solar | [13 empty] | 0 | 0 | 0 | 0 | [11 empty] | RE Bruceville 1 LLC | 100 | Canadian Solar Inc | 100
RE Bruceville 2 | 57784_G_BRU2 | 57784 | G | BRU2 |  | Solar PV |  | WEC_BANC | California | 6 | Sacramento | 67 | 06067 | 5 | 0 | 2012 | 9999 |  |  | N | Solar | [13 empty] | 0 | 0 | 0 | 0 | [11 empty] | RE Bruceville 2 LLC | 100 | Canadian Solar Inc | 100
RE Bruceville 3 | 57785_G_BRU3 | 57785 | G | BRU3 |  | Solar PV |  | WEC_BANC | California | 6 | Sacramento | 67 | 06067 | 5 | 0 | 2012 | 9999 |  |  | N | Solar | [13 empty] | 0 | 0 | 0 | 0 | [11 empty] | RE Bruceville 3 LLC | 100 | Canadian Solar Inc | 100
Flat Ridge 2 Wind Energy LLC | 57787_G_1 | 57787 | G | 1 |  | Onshore Wind |  | SPP_N | Kansas | 20 | Kingman | 95 | 20095 | 470.4 | 0 | 2012 | 9999 |  |  | N | Wind | [13 empty] | 0 | 0 | 0 | 0 | [11 empty] | Flat Ridge 2 Wind Energy LLC | 100 | BP plc | 100
US GSA Heating and Transmission | 57788_G_TG1 | 57788 | G | TG1 |  | Combustion Turbine |  | PJM_SMAC | District of Columbia | 11 | District of Columbia | 1 | 11001 | 4.5 | 12804 | 2004 | 9999 |  |  | Y | Natural Gas, Distillate Fuel Oil | [13 empty] | 0.23894 | 0.23894 | 0.23894 | 0.23894 | [11 empty] | US General Services Administration | 100 | US General Services Administration | 100
US GSA Heating and Transmission | 57788_G_TG2 | 57788 | G | TG2 |  | Combustion Turbine |  | PJM_SMAC | District of Columbia | 11 | District of Columbia | 1 | 11001 | 4.5 | 12804 | 2004 | 9999 |  |  | Y | Natural Gas, Distillate Fuel Oil | [13 empty] | 0.23894 | 0.23894 | 0.23894 | 0.23894 | [11 empty] | US General Services Administration | 100 | US General Services Administration | 100
Peak Power 1 Cogen | 57789_G_GEN1 | 57789 | G | GEN1 |  | Combustion Turbine | IC Engine | NY_Z_J | New York | 36 | New York | 61 | 36061 | 2 | 8700 | 2010 | 9999 |  |  | Y | Natural Gas | [13 empty] | 0.3463 | 0.3463 | 0.3463 | 0.3463 | [11 empty] | Peak Power 1 LLC | 100 | Peak Power 1 LLC | 100
Peak Power 1 Cogen | 57789_G_GEN2 | 57789 | G | GEN2 |  | Combustion Turbine | IC Engine | NY_Z_J | New York | 36 | New York | 61 | 36061 | 2 | 8700 | 2010 | 9999 |  |  | Y | Natural Gas | [13 empty] | 0.3463 | 0.3463 | 0.3463 | 0.3463 | [11 empty] | Peak Power 1 LLC | 100 | Peak Power 1 LLC | 100
Peak Power 1 Cogen | 57789_G_GEN3 | 57789 | G | GEN3 |  | Combustion Turbine | IC Engine | NY_Z_J | New York | 36 | New York | 61 | 36061 | 2 | 8700 | 2010 | 9999 |  |  | Y | Natural Gas | [13 empty] | 0.3463 | 0.3463 | 0.3463 | 0.3463 | [11 empty] | Peak Power 1 LLC | 100 | Peak Power 1 LLC | 100
RE Bagdad Solar I LLC | 57790_G_1 | 57790 | G | 1 |  | Solar PV |  | WECC_AZ | Arizona | 4 | Yavapai | 25 | 04025 | 15 | 0 | 2011 | 9999 |  |  | N | Solar | [13 empty] | 0 | 0 | 0 | 0 | [11 empty] | RE Bagdad Solar 1 LLC | 100 | Duke Energy Corp | 100
Foundation AB | 57791_G_WTG1 | 57791 | G | WTG1 |  | Onshore Wind |  | WEC_CALN | California | 6 | Solano | 95 | 06095 | 1.5 | 0 | 2011 | 9999 |  |  | N | Wind | [13 empty] | 0 | 0 | 0 | 0 | [11 empty] | Foundation AB Owner LLC | 100 | Foundation Windpower | 100
Foundation IE | 57792_G_WTG1 | 57792 | G | WTG1 |  | Onshore Wind |  | WECC_SCE | California | 6 | San Bernardino | 71 | 06071 | 1 | 0 | 2011 | 9999 |  |  | N | Wind | [13 empty] | 0 | 0 | 0 | 0 | [11 empty] | Foundation IE Owner LLC | 100 | Foundation Windpower | 100
St Joseph Energy Center | 57794_G_CT1 | 57794 | G | CT1 | 90857 | Combined Cycle |  | PJM_West | Indiana | 18 | St Joseph | 141 | 18141 | 237 | 7050 | 2018 | 9999 |  |  | N | Natural Gas |  |  |  |  | SCR | [8 empty] | 0.0061165 | 0.0061165 | 0.0061165 | 0.0061165 | [11 empty] | St Joseph Energy Center LLC | 100 | Ares Management LP | 100
St Joseph Energy Center | 57794_G_CT2 | 57794 | G | CT2 | 90856 | Combined Cycle |  | PJM_West | Indiana | 18 | St Joseph | 141 | 18141 | 237 | 7050 | 2018 | 9999 |  |  | N | Natural Gas |  |  |  |  | SCR | [8 empty] | 0.0061165 | 0.0061165 | 0.0061165 | 0.0061165 | [11 empty] | St Joseph Energy Center LLC | 100 | Ares Management LP | 100
St Joseph Energy Center | 57794_G_ST1 | 57794 | G | ST1 | 90857 | Combined Cycle |  | PJM_West | Indiana | 18 | St Joseph | 141 | 18141 | 232 | 7050 | 2018 | 9999 |  |  | N | Natural Gas |  |  |  | LNB + NH3 | SCR | [8 empty] | 0.0061165 | 0.0061165 | 0.0061165 | 0.0061165 | [11 empty] | St Joseph Energy Center LLC | 100 | Ares Management LP | 100
RE Ajo 1 LLC | 57795_G_1 | 57795 | G | 1 |  | Solar PV |  | WECC_AZ | Arizona | 4 | Pima | 19 | 04019 | 4.5 | 0 | 2011 | 9999 |  |  | N | Solar | [13 empty] | 0 | 0 | 0 | 0 | [11 empty] | RE Ajo 1 LLC | 100 | Duke Energy Corp | 100
Golden Springs Building C-1 | 57796_G_1 | 57796 | G | 1 |  | Solar PV |  | WEC_LADW | California | 6 | Los Angeles | 37 | 06037 | 1.2 | 0 | 2012 | 9999 |  |  | N | Solar | [13 empty] | 0 | 0 | 0 | 0 | [11 empty] | Golden Solar LLC | 100 | Golden Solar LLC | 100
Golden Springs Building D | 57797_G_1 | 57797 | G | 1 |  | Solar PV |  | WEC_LADW | California | 6 | Los Angeles | 37 | 06037 | 1.3 | 0 | 2012 | 9999 |  |  | N | Solar | [13 empty] | 0 | 0 | 0 | 0 | [11 empty] | Golden Solar LLC | 100 | Golden Solar LLC | 100
OBP Cogen | 57798_G_1OBP | 57798 | G | 1OBP |  | Combustion Turbine |  | NY_Z_J | New York | 36 | New York | 61 | 36061 | 4.6 | 8700 | 2010 | 9999 |  |  | Y | Natural Gas | [13 empty] | 0.23894 | 0.23894 | 0.23894 | 0.23894 | [11 empty] | Obp Cogen LLC | 100 | Obp Cogen LLC | 100
ISH Solar Central, LLC | 57799_G_1 | 57799 | G | 1 |  | Solar PV |  | PJM_EMAC | New Jersey | 34 | Monmouth | 25 | 34025 | 1.4 | 0 | 2011 | 9999 |  |  | N | Solar | [13 empty] | 0 | 0 | 0 | 0 | [11 empty] | ISH Solar Central LLC | 100 | Duke Energy Corp | 100
Bison 2 Wind Energy Center | 57800_G_BISO2 | 57800 | G | BISO2 |  | Onshore Wind |  | MIS_MAPP | North Dakota | 38 | Morton | 59 | 38059 | 105 | 0 | 2012 | 9999 |  |  | N | Wind | [13 empty] | 0 | 0 | 0 | 0 | [11 empty] | ALLETE Inc | 100 | ALLETE Inc | 100
Bison 3 Wind Energy Center | 57801_G_BISO3 | 57801 | G | BISO3 |  | Onshore Wind |  | MIS_MAPP | North Dakota | 38 | Morton | 59 | 38059 | 105 | 0 | 2012 | 9999 |  |  | N | Wind | [13 empty] | 0 | 0 | 0 | 0 | [11 empty] | ALLETE Inc | 100 | ALLETE Inc | 100
Magic Valley Wind Farm I LLC | 57802_G_MV1 | 57802 | G | MV1 |  | Onshore Wind |  | ERC_REST | Texas | 48 | Willacy | 489 | 48489 | 203 | 0 | 2012 | 9999 |  |  | N | Wind | [13 empty] | 0 | 0 | 0 | 0 | [11 empty] | Magic Valley Wind Farm I LLC | 100 | RWE Group | 100
Lime Wind | 57803_G_T1-6 | 57803 | G | T1-6 |  | Onshore Wind |  | WECC_PNW | Oregon | 41 | Baker | 1 | 41001 | 3 | 0 | 2011 | 9999 |  |  | N | Wind | [13 empty] | 0 | 0 | 0 | 0 | [11 empty] | Joseph Millworks Inc | 100 | Joseph Millworks Inc | 100
William Paterson University | 57805_G_WPU1 | 57805 | G | WPU1 |  | Solar PV |  | PJM_EMAC | New Jersey | 34 | Passaic | 31 | 34031 | 1.4 | 0 | 2010 | 9999 |  |  | N | Solar | [13 empty] | 0 | 0 | 0 | 0 | [11 empty] | Nautilus Solar Energy LLC | 100 | Nautilus Energy LLC | 100
RE Dillard 4 | 57806_G_DIL4 | 57806 | G | DIL4 |  | Solar PV |  | WEC_BANC | California | 6 | Sacramento | 67 | 06067 | 0.4 | 0 | 2012 | 9999 |  |  | N | Solar | [13 empty] | 0 | 0 | 0 | 0 | [11 empty] | RE Dillard 4 LLC | 100 | Canadian Solar Inc | 100
Franklin Templeton San Mateo | 57809_G_FRK00 | 57809 | G | FRK00 |  | Fuel Cell |  | WEC_CALN | California | 6 | San Mateo | 81 | 06081 | 1 | 7594 | 2011 | 9999 |  |  | N | Natural Gas | [13 empty] | 0 | 0 | 0 | 0 | [11 empty] | Bloom Energy Corp | 100 | Bloom Energy Corp | 100
Adobe San Jose | 57811_G_ADB00 | 57811 | G | ADB00 |  | Fuel Cell |  | WEC_CALN | California | 6 | Santa Clara | 85 | 06085 | 0.8 | 8099 | 2010 | 9999 |  |  | N | Natural Gas | [13 empty] | 0 | 0 | 0 | 0 | [11 empty] | Bloom Energy Corp | 100 | Bloom Energy Corp | 100
Adobe San Jose | 57811_G_ADB01 | 57811 | G | ADB01 |  | Fuel Cell |  | WEC_CALN | California | 6 | Santa Clara | 85 | 06085 | 0.4 | 8099 | 2010 | 9999 |  |  | N | Natural Gas | [13 empty] | 0 | 0 | 0 | 0 | [11 empty] | Bloom Energy Corp | 100 | Bloom Energy Corp | 100
GL Wind | 57813_G_TURB1 | 57813 | G | TURB1 |  | Onshore Wind |  | MIS_MNWI | Minnesota | 27 | Winona | 169 | 27169 | 0.5 | 0 | 2011 | 9999 |  |  | N | Wind | [13 empty] | 0 | 0 | 0 | 0 | [11 empty] | Juhl Energy Inc | 100 | Juhl Wind Inc | 100
GL Wind | 57813_G_TURB2 | 57813 | G | TURB2 |  | Onshore Wind |  | MIS_MNWI | Minnesota | 27 | Winona | 169 | 27169 | 2.4 | 0 | 2011 | 9999 |  |  | N | Wind | [13 empty] | 0 | 0 | 0 | 0 | [11 empty] | Juhl Energy Inc | 100 | Juhl Wind Inc | 100
RE McKenzie 1 | 57816_G_MCK1 | 57816 | G | MCK1 |  | Solar PV |  | WEC_BANC | California | 6 | Sacramento | 67 | 06067 | 5 | 0 | 2012 | 9999 |  |  | N | Solar | [13 empty] | 0 | 0 | 0 | 0 | [11 empty] | RE McKenzie 1 LLC | 100 | Goldman Sachs Group Inc (The) | 100
RE McKenzie 2 | 57817_G_MCK2 | 57817 | G | MCK2 |  | Solar PV |  | WEC_BANC | California | 6 | Sacramento | 67 | 06067 | 5 | 0 | 2012 | 9999 |  |  | N | Solar | [13 empty] | 0 | 0 | 0 | 0 | [11 empty] | RE McKenzie 2 LLC | 100 | Goldman Sachs Group Inc (The) | 100
RE McKenzie 3 | 57818_G_MCK3 | 57818 | G | MCK3 |  | Solar PV |  | WEC_BANC | California | 6 | Sacramento | 67 | 06067 | 5 | 0 | 2012 | 9999 |  |  | N | Solar | [13 empty] | 0 | 0 | 0 | 0 | [11 empty] | RE McKenzie 3 LLC | 100 | Goldman Sachs Group Inc (The) | 100
RE McKenzie 4 | 57819_G_MCK4 | 57819 | G | MCK4 |  | Solar PV |  | WEC_BANC | California | 6 | Sacramento | 67 | 06067 | 5 | 0 | 2012 | 9999 |  |  | N | Solar | [13 empty] | 0 | 0 | 0 | 0 | [11 empty] | RE McKenzie 4 LLC | 100 | Goldman Sachs Group Inc (The) | 100
RE McKenzie 5 | 57820_G_MCK5 | 57820 | G | MCK5 |  | Solar PV |  | WEC_BANC | California | 6 | Sacramento | 67 | 06067 | 5 | 0 | 2012 | 9999 |  |  | N | Solar | [13 empty] | 0 | 0 | 0 | 0 | [11 empty] | RE McKenzie 5 LLC | 100 | Goldman Sachs Group Inc (The) | 100
RE McKenzie 6 | 57821_G_MCK6 | 57821 | G | MCK6 |  | Solar PV |  | WEC_BANC | California | 6 | Sacramento | 67 | 06067 | 5 | 0 | 2012 | 9999 |  |  | N | Solar | [13 empty] | 0 | 0 | 0 | 0 | [11 empty] | RE McKenzie 6 LLC | 100 | Goldman Sachs Group Inc (The) | 100
Middletown Coke Company, LLC | 57822_B_HRSG1 | 57822 | B | HRSG1 |  | Fossil Waste |  | PJM_West | Ohio | 39 | Butler | 17 | 39017 | 9.4 | 4431 | 2011 | 9999 |  |  | Y | Fossil Waste | Dry Scrubber | 2011 | 0.92 |  |  |  |  | B | NA |  |  |  |  | 0.05352 | 0.05352 | 0.05352 | 0.05352 | [11 empty] | Middletown Cogeneration Co LLC | 100 | SunCoke Energy | 100
Middletown Coke Company, LLC | 57822_B_HRSG2 | 57822 | B | HRSG2 |  | Fossil Waste |  | PJM_West | Ohio | 39 | Butler | 17 | 39017 | 9.4 | 4431 | 2011 | 9999 |  |  | Y | Fossil Waste | Dry Scrubber | 2011 | 0.92 |  |  |  |  | B | NA |  |  |  |  | 0.05352 | 0.05352 | 0.05352 | 0.05352 | [11 empty] | Middletown Cogeneration Co LLC | 100 | SunCoke Energy | 100
Middletown Coke Company, LLC | 57822_B_HRSG3 | 57822 | B | HRSG3 |  | Fossil Waste |  | PJM_West | Ohio | 39 | Butler | 17 | 39017 | 9.4 | 4431 | 2011 | 9999 |  |  | Y | Fossil Waste | Dry Scrubber | 2011 | 0.92 |  |  |  |  | B | NA |  |  |  |  | 0.05352 | 0.05352 | 0.05352 | 0.05352 | [11 empty] | Middletown Cogeneration Co LLC | 100 | SunCoke Energy | 100
Middletown Coke Company, LLC | 57822_B_HRSG4 | 57822 | B | HRSG4 |  | Fossil Waste |  | PJM_West | Ohio | 39 | Butler | 17 | 39017 | 9.4 | 4431 | 2011 | 9999 |  |  | Y | Fossil Waste | Dry Scrubber | 2011 | 0.92 |  |  |  |  | B | NA |  |  |  |  | 0.05352 | 0.05352 | 0.05352 | 0.05352 | [11 empty] | Middletown Cogeneration Co LLC | 100 | SunCoke Energy | 100
Middletown Coke Company, LLC | 57822_B_HRSG5 | 57822 | B | HRSG5 |  | Fossil Waste |  | PJM_West | Ohio | 39 | Butler | 17 | 39017 | 9.4 | 4431 | 2011 | 9999 |  |  | Y | Fossil Waste | Dry Scrubber | 2011 | 0.92 |  |  |  |  | B | NA |  |  |  |  | 0.05352 | 0.05352 | 0.05352 | 0.05352 | [11 empty] | Middletown Cogeneration Co LLC | 100 | SunCoke Energy | 100
WCROC Wind Farm | 57823_G_WTG1 | 57823 | G | WTG1 |  | Onshore Wind |  | MIS_MNWI | Minnesota | 27 | Stevens | 149 | 27149 | 0.4 | 0 | 2005 | 9999 |  |  | N | Wind | [13 empty] | 0 | 0 | 0 | 0 | [11 empty] | West Central Research & Outreach Center (Wcroc) | 100 | West Central Research & Outreach Center (Wcroc) | 100
Onalaska Campus Landfill Biogas | 57824_G_416LF | 57824 | G | 416LF |  | Landfill Gas |  | MIS_MNWI | Wisconsin | 55 | La Crosse | 63 | 55063 | 1.1 | 13500 | 2012 | 9999 |  |  | N | Landfill Gas | [13 empty] | 0.22117 | 0.22117 | 0.22117 | 0.22117 | [11 empty] | Gundersen Lutheran Biogas I LLC | 100 | Gundersen Lutheran Hospital | 100
Dinuba Wastewater Treatment Plant | 57827_G_DSPV | 57827 | G | DSPV |  | Solar PV |  | WECC_SCE | California | 6 | Tulare | 107 | 06107 | 1 | 0 | 2011 | 9999 |  |  | N | Solar | [13 empty] | 0 | 0 | 0 | 0 | [11 empty] | Tioga Energy Inc | 100 | Tioga Energy Inc | 100
Tulsa LFG LLC | 57828_G_GEN3M | 57828 | G | GEN3M |  | Landfill Gas |  | SPP_WEST | Oklahoma | 40 | Osage | 113 | 40113 | 1.4 | 13500 | 2011 | 9999 |  |  | N | Landfill Gas | [13 empty] | 0.22117 | 0.22117 | 0.22117 | 0.22117 | [11 empty] | Tulsa LFG LLC | 100 | Montauk Energy Holdings LLC | 100
Rippey Wind Farm | 57830_G_NORD | 57830 | G | NORD |  | Onshore Wind |  | MIS_IA | Iowa | 19 | Greene | 73 | 19073 | 50 | 0 | 2012 | 9999 |  |  | N | Wind | [13 empty] | 0 | 0 | 0 | 0 | [11 empty] | Rippey Wind Energy LLC | 100 | Iberdrola SA | 100
Heliocentric | 57831_G_1 | 57831 | G | 1 |  | Solar PV |  | WEC_LADW | California | 6 | Los Angeles | 37 | 06037 | 1.3 | 0 | 2012 | 9999 |  |  | N | Solar | [13 empty] | 0 | 0 | 0 | 0 | [11 empty] | Heliocentric LLC | 100 | Heliocentric LLC | 100
Hawkeye Wind Farm | 57832_G_NORD | 57832 | G | NORD |  | Onshore Wind |  | MIS_MIDA | Iowa | 19 | Bremer | 17 | 19017 | 34 | 0 | 2012 | 9999 |  |  | N | Wind | [13 empty] | 0 | 0 | 0 | 0 | [11 empty] | Bethel Wind Energy LLC | 100 | Greenbacker Renewable Energy Corp | 100
Mustang Hills LLC | 57833_G_AW06 | 57833 | G | AW06 |  | Onshore Wind |  | WECC_SCE | California | 6 | Kern | 29 | 06029 | 150 | 0 | 2012 | 9999 |  |  | N | Wind | [13 empty] | 0 | 0 | 0 | 0 | [11 empty] | Mustang Hills LLC | 100 | BlackRock Inc | 100
Pinyon Pine I | 57834_G_AW07 | 57834 | G | AW07 |  | Onshore Wind |  | WECC_SCE | California | 6 | Kern | 29 | 06029 | 168 | 0 | 2012 | 9999 |  |  | N | Wind | [13 empty] | 0 | 0 | 0 | 0 | [11 empty] | Pinyon Pines Wind I LLC | 100 | Berkshire Hathaway Inc | 100
Alta Wind VIII | 57835_G_AW08 | 57835 | G | AW08 |  | Onshore Wind |  | WECC_SCE | California | 6 | Kern | 29 | 06029 | 150 | 0 | 2012 | 9999 |  |  | N | Wind | [13 empty] | 0 | 0 | 0 | 0 | [11 empty] | Alta Wind VIII LLC | 50 | Marubeni Corp | 50
L-8 Solar Project | 57836_G_TSM | 57836 | G | TSM |  | Solar PV |  | WEC_LADW | California | 6 | Los Angeles | 37 | 06037 | 1.3 | 0 | 2012 | 9999 |  |  | N | Solar | [13 empty] | 0 | 0 | 0 | 0 | [11 empty] | L 8 Solar Project LLC | 100 | Harry Ross Industries GP | 100
Pinyon Pine II | 57837_G_AW09 | 57837 | G | AW09 |  | Onshore Wind |  | WECC_SCE | California | 6 | Kern | 29 | 06029 | 132 | 0 | 2012 | 9999 |  |  | N | Wind | [13 empty] | 0 | 0 | 0 | 0 | [11 empty] | Pinyon Pines Wind II LLC | 100 | Berkshire Hathaway Inc | 100
Dartmouth II Solar | 57838_G_D2MA | 57838 | G | D2MA |  | Solar PV |  | NENGREST | Massachusetts | 25 | Bristol | 5 | 25005 | 2 | 0 | 2012 | 9999 |  |  | N | Solar | [13 empty] | 0 | 0 | 0 | 0 | [11 empty] | Borrego Solar Systems Inc | 100 | Borrego Solar Systems Inc | 100
Woodbridge Energy Center | 57839_G_CT001 | 57839 | G | CT001 | 90934 | Combined Cycle |  | PJM_EMAC | New Jersey | 34 | Middlesex | 23 | 34023 | 206.9 | 7050 | 2015 | 9999 |  |  | N | Natural Gas |  |  |  | DLNB | SCR | [8 empty] | 0.0055707 | 0.0055707 | 0.0055707 | 0.0055707 | [11 empty] | CPV Shore LLC | 100 | Competitive Power Ventures Inc | 100
Woodbridge Energy Center | 57839_G_CT002 | 57839 | G | CT002 | 90935 | Combined Cycle |  | PJM_EMAC | New Jersey | 34 | Middlesex | 23 | 34023 | 207.2 | 7050 | 2015 | 9999 |  |  | N | Natural Gas |  |  |  | DLNB | SCR | [8 empty] | 0.0055707 | 0.0055707 | 0.0055707 | 0.0055707 | [11 empty] | CPV Shore LLC | 100 | Competitive Power Ventures Inc | 100
Woodbridge Energy Center | 57839_G_ST001 | 57839 | G | ST001 | 90934 | Combined Cycle |  | PJM_EMAC | New Jersey | 34 | Middlesex | 23 | 34023 | 314.4 | 7050 | 2015 | 9999 |  |  | N | Natural Gas |  |  |  | DLNB | SCR | [8 empty] | 0.0055707 | 0.0055707 | 0.0055707 | 0.0055707 | [11 empty] | CPV Shore LLC | 100 | Competitive Power Ventures Inc | 100
ISH Solar Hospital SDMC | 57840_G_1 | 57840 | G | 1 |  | Solar PV |  | WEC_SDGE | California | 6 | San Diego | 73 | 06073 | 1.1 | 0 | 2011 | 9999 |  |  | N | Solar | [13 empty] | 0 | 0 | 0 | 0 | [11 empty] | RE San Diego LLC | 100 | Indu Solar Holdings | 100
ISH Solar Hospital Downey | 57841_G_1 | 57841 | G | 1 |  | Solar PV |  | WEC_LADW | California | 6 | Los Angeles | 37 | 06037 | 1.1 | 0 | 2011 | 9999 |  |  | N | Solar | [13 empty] | 0 | 0 | 0 | 0 | [11 empty] | ISH Solar Hospitals LLC | 100 | Indu Solar Holdings | 100
Wabash Valley Power IGCC | 57842_G_1A | 57842 | G | 1A | 720 | Combustion Turbine |  | MIS_INKY | Indiana | 18 | Vigo | 167 | 18167 | 138 | 12189 | 1995 | 9999 |  |  | N | Natural Gas |  |  |  | NDI | [8 empty] | 0.71 | 0.04178 | 0.04178 | 0.04178 | 0.04178 | [11 empty] | Wabash Valley Power Association Inc | 100 | Wabash Valley Power Association Inc | 100
Franklin County Wind Farm | 57844_G_1 | 57844 | G | 1 |  | Onshore Wind |  | MIS_MIDA | Iowa | 19 | Franklin | 69 | 19069 | 99 | 0 | 2012 | 9999 |  |  | N | Wind | [13 empty] | 0 | 0 | 0 | 0 | [11 empty] | Franklin County Wind LLC | 100 | Alliant Energy Corp | 100
WC Landfill Energy LLC | 57848_G_SOLAR | 57848 | G | SOLAR |  | Solar PV |  | PJM_EMAC | New Jersey | 34 | Warren | 41 | 34041 | 1.1 | 0 | 2013 | 9999 |  |  | N | Solar | [13 empty] | 0 | 0 | 0 | 0 | [11 empty] | WC Landfill Energy LLC | 100 | Goldman Sachs Group Inc (The) | 100
Green Acres Solar Facility 1 | 57849_G_GASF1 | 57849 | G | GASF1 |  | Solar PV |  | WEC_BANC | California | 6 | Sacramento | 67 | 06067 | 2.8 | 0 | 2012 | 9999 |  |  | N | Solar | [13 empty] | 0 | 0 | 0 | 0 | [11 empty] | S Energy America | 100 | S Energy America | 100
Green Acres Solar Facility 2 | 57850_G_GASF2 | 57850 | G | GASF2 |  | Solar PV |  | WEC_BANC | California | 6 | Sacramento | 67 | 06067 | 0.9 | 0 | 2012 | 9999 |  |  | N | Solar | [13 empty] | 0 | 0 | 0 | 0 | [11 empty] | S Energy America | 100 | S Energy America | 100
Sigel Wind Park | 57851_G_1 | 57851 | G | 1 |  | Onshore Wind |  | MIS_LMI | Michigan | 26 | Huron | 63 | 26063 | 64 | 0 | 2012 | 9999 |  |  | N | Wind | [13 empty] | 0 | 0 | 0 | 0 | [11 empty] | DTE Electric Co | 100 | DTE Energy Co | 100
Minden Wind Park | 57852_G_1 | 57852 | G | 1 |  | Onshore Wind |  | MIS_LMI | Michigan | 26 | Sanilac | 151 | 26151 | 32 | 0 | 2012 | 9999 |  |  | N | Wind | [13 empty] | 0 | 0 | 0 | 0 | [11 empty] | DTE Electric Co | 100 | DTE Energy Co | 100
McKinley Wind Park | 57853_G_1 | 57853 | G | 1 |  | Onshore Wind |  | MIS_LMI | Michigan | 26 | Huron | 63 | 26063 | 14 | 0 | 2012 | 9999 |  |  | N | Wind | [13 empty] | 0 | 0 | 0 | 0 | [11 empty] | DTE Electric Co | 100 | DTE Energy Co | 100
North Hollywood | 57854_G_1PT2 | 57854 | G | 1PT2 |  | Hydro |  | WEC_LADW | California | 6 | Los Angeles | 37 | 06037 | 1.8 | 0 | 1993 | 9999 |  |  | N | Hydro | [13 empty] | 0 | 0 | 0 | 0 | [11 empty] | Los Angeles Dept of Water & Power | 100 | Los Angeles Dept of Water & Power | 100
North Hollywood | 57854_G_1PT3 | 57854 | G | 1PT3 |  | Hydro |  | WEC_LADW | California | 6 | Los Angeles | 37 | 06037 | 1.8 | 0 | 1993 | 9999 |  |  | N | Hydro | [13 empty] | 0 | 0 | 0 | 0 | [11 empty] | Los Angeles Dept of Water & Power | 100 | Los Angeles Dept of Water & Power | 100
North Hollywood | 57854_G_3T1 | 57854 | G | 3T1 |  | Hydro |  | WEC_LADW | California | 6 | Los Angeles | 37 | 06037 | 0.5 | 0 | 1993 | 9999 |  |  | N | Hydro | [13 empty] | 0 | 0 | 0 | 0 | [11 empty] | Los Angeles Dept of Water & Power | 100 | Los Angeles Dept of Water & Power | 100
North Hollywood | 57854_G_3T2 | 57854 | G | 3T2 |  | Hydro |  | WEC_LADW | California | 6 | Los Angeles | 37 | 06037 | 0.2 | 0 | 1993 | 9999 |  |  | N | Hydro | [13 empty] | 0 | 0 | 0 | 0 | [11 empty] | Los Angeles Dept of Water & Power | 100 | Los Angeles Dept of Water & Power | 100
Ipswich Wind Turbine | 57855_G_1 | 57855 | G | 1 |  | Onshore Wind |  | NENGREST | Massachusetts | 25 | Essex | 9 | 25009 | 1.6 | 0 | 2011 | 9999 |  |  | N | Wind | [13 empty] | 0 | 0 | 0 | 0 | [11 empty] | Ipswich MA (City of) | 100 | Ipswich MA (City of) | 100
Univ of California San Diego Solar | 57856_G_SGU1 | 57856 | G | SGU1 |  | Solar PV |  | WEC_SDGE | California | 6 | San Diego | 73 | 06073 | 1.2 | 0 | 2008 | 9999 |  |  | N | Solar | [13 empty] | 0 | 0 | 0 | 0 | [11 empty] | SPP Fund II LLC | 100 | NRG Energy Inc | 100
Caney River Wind Project | 57858_G_1 | 57858 | G | 1 |  | Onshore Wind |  | SPP_N | Kansas | 20 | Elk | 49 | 20049 | 200 | 0 | 2011 | 9999 |  |  | N | Wind | [13 empty] | 0 | 0 | 0 | 0 | [11 empty] | Caney River Wind Project LLC | 100 | Enel SpA | 100
Moapa Southern Paiute | 57859_G_1 | 57859 | G | 1 |  | Solar PV |  | WECC_SNV | Nevada | 32 | Clark | 3 | 32003 | 250 | 0 | 2016 | 9999 |  |  | N | Solar | [13 empty] | 0 | 0 | 0 | 0 | [11 empty] | Capital Dynamics | 100 | Capital Dynamics | 100
Industry MetroLink PV 1 | 57860_G_1 | 57860 | G | 1 |  | Solar PV |  | WEC_LADW | California | 6 | Los Angeles | 37 | 06037 | 1.5 | 0 | 2012 | 9999 |  |  | N | Solar | [13 empty] | 0 | 0 | 0 | 0 | [11 empty] | Industry Metrolink PV 1 LLC | 100 | Industry Metrolink PV 1 LLC | 100
Hidden Hollow Energy | 57861_G_UNT1 | 57861 | G | UNT1 |  | Landfill Gas |  | WECC_ID | Idaho | 16 | Ada | 1 | 16001 | 1.5 | 13500 | 2007 | 9999 |  |  | N | Landfill Gas | [13 empty] | 0.22117 | 0.22117 | 0.22117 | 0.22117 | [11 empty] | G2 Energy Hidden Hollow LLC | 100 | G2 Energy LLC | 100
Hidden Hollow Energy | 57861_G_UNT2 | 57861 | G | UNT2 |  | Landfill Gas |  | WECC_ID | Idaho | 16 | Ada | 1 | 16001 | 1.5 | 13500 | 2007 | 9999 |  |  | N | Landfill Gas | [13 empty] | 0.22117 | 0.22117 | 0.22117 | 0.22117 | [11 empty] | G2 Energy Hidden Hollow LLC | 100 | G2 Energy LLC | 100
Wildcat Wind Farm I, LLC | 57862_G_1 | 57862 | G | 1 |  | Onshore Wind |  | MIS_INKY | Indiana | 18 | Tipton | 159 | 18159 | 200 | 0 | 2012 | 9999 |  |  | N | Wind | [13 empty] | 0 | 0 | 0 | 0 | [11 empty] | Wildcat Wind Farm I LLC | 100 | E.ON Group | 100
McKee City Solar Phase 2 | 57863_G_UNIT1 | 57863 | G | UNIT1 |  | Solar PV |  | PJM_EMAC | New Jersey | 34 | Atlantic | 1 | 34001 | 1.9 | 0 | 2011 | 9999 |  |  | N | Solar | [13 empty] | 0 | 0 | 0 | 0 | [11 empty] | McKee City Solar | 100 | McKee City Solar | 100
Stockton Athletic Center | 57864_G_2LOT7 | 57864 | G | 2LOT7 |  | Solar PV |  | PJM_EMAC | New Jersey | 34 | Atlantic | 1 | 34001 | 0.5 | 0 | 2009 | 9999 |  |  | N | Solar | [13 empty] | 0 | 0 | 0 | 0 | [11 empty] | Richard Stockton College of New Jersey | 100 | Richard Stockton College of New Jersey | 100
Stockton Athletic Center | 57864_G_LOT7 | 57864 | G | LOT7 |  | Solar PV |  | PJM_EMAC | New Jersey | 34 | Atlantic | 1 | 34001 | 0.2 | 0 | 2009 | 9999 |  |  | N | Solar | [13 empty] | 0 | 0 | 0 | 0 | [11 empty] | Richard Stockton College of New Jersey | 100 | Richard Stockton College of New Jersey | 100
Stockton Athletic Center | 57864_G_SAC | 57864 | G | SAC |  | Solar PV |  | PJM_EMAC | New Jersey | 34 | Atlantic | 1 | 34001 | 0.3 | 0 | 2009 | 9999 |  |  | N | Solar | [13 empty] | 0 | 0 | 0 | 0 | [11 empty] | Richard Stockton College of New Jersey | 100 | Richard Stockton College of New Jersey | 100
Antelope Station | 57865_G_E01 | 57865 | G | E01 | 90949 | Combustion Turbine | IC Engine | SPP_SPS | Texas | 48 | Hale | 189 | 48189 | 9.1 | 10745 | 2011 | 9999 |  |  | N | Natural Gas |  |  |  | DLNB | [9 empty] | 0.02377 | 0.02377 | 0.02377 | 0.02377 | [11 empty] | Golden Spread Electric Coop Inc | 100 | Golden Spread Electric Coop Inc | 100
Antelope Station | 57865_G_E02 | 57865 | G | E02 | 91029 | Combustion Turbine | IC Engine | SPP_SPS | Texas | 48 | Hale | 189 | 48189 | 9.1 | 10745 | 2011 | 9999 |  |  | N | Natural Gas |  |  |  | DLNB | [9 empty] | 0.02282 | 0.02282 | 0.02282 | 0.02282 | [11 empty] | Golden Spread Electric Coop Inc | 100 | Golden Spread Electric Coop Inc | 100
Antelope Station | 57865_G_E03 | 57865 | G | E03 | 91030 | Combustion Turbine | IC Engine | SPP_SPS | Texas | 48 | Hale | 189 | 48189 | 9.1 | 10745 | 2011 | 9999 |  |  | N | Natural Gas |  |  |  | DLNB | [9 empty] | 0.02613 | 0.02613 | 0.02613 | 0.02613 | [11 empty] | Golden Spread Electric Coop Inc | 100 | Golden Spread Electric Coop Inc | 100
Antelope Station | 57865_G_E04 | 57865 | G | E04 |  | Combustion Turbine | IC Engine | SPP_SPS | Texas | 48 | Hale | 189 | 48189 | 9.1 | 10745 | 2011 | 9999 |  |  | N | Natural Gas | [13 empty] | 0.02129 | 0.02129 | 0.02129 | 0.02129 | [11 empty] | Golden Spread Electric Coop Inc | 100 | Golden Spread Electric Coop Inc | 100
Antelope Station | 57865_G_E05 | 57865 | G | E05 |  | Combustion Turbine | IC Engine | SPP_SPS | Texas | 48 | Hale | 189 | 48189 | 9.1 | 10745 | 2011 | 9999 |  |  | N | Natural Gas | [13 empty] | 0.02498 | 0.02498 | 0.02498 | 0.02498 | [11 empty] | Golden Spread Electric Coop Inc | 100 | Golden Spread Electric Coop Inc | 100
Antelope Station | 57865_G_E06 | 57865 | G | E06 |  | Combustion Turbine | IC Engine | SPP_SPS | Texas | 48 | Hale | 189 | 48189 | 9.1 | 10745 | 2011 | 9999 |  |  | N | Natural Gas | [13 empty] | 0.0282 | 0.0282 | 0.0282 | 0.0282 | [11 empty] | Golden Spread Electric Coop Inc | 100 | Golden Spread Electric Coop Inc | 100
Antelope Station | 57865_G_E07 | 57865 | G | E07 |  | Combustion Turbine | IC Engine | SPP_SPS | Texas | 48 | Hale | 189 | 48189 | 9.1 | 10745 | 2011 | 9999 |  |  | N | Natural Gas | [13 empty] | 0.02354 | 0.02354 | 0.02354 | 0.02354 | [11 empty] | Golden Spread Electric Coop Inc | 100 | Golden Spread Electric Coop Inc | 100
Antelope Station | 57865_G_E08 | 57865 | G | E08 |  | Combustion Turbine | IC Engine | SPP_SPS | Texas | 48 | Hale | 189 | 48189 | 9.1 | 10745 | 2011 | 9999 |  |  | N | Natural Gas | [13 empty] | 0.02414 | 0.02414 | 0.02414 | 0.02414 | [11 empty] | Golden Spread Electric Coop Inc | 100 | Golden Spread Electric Coop Inc | 100
Antelope Station | 57865_G_E09 | 57865 | G | E09 |  | Combustion Turbine | IC Engine | SPP_SPS | Texas | 48 | Hale | 189 | 48189 | 9.1 | 10745 | 2011 | 9999 |  |  | N | Natural Gas | [13 empty] | 0.02393 | 0.02393 | 0.02393 | 0.02393 | [11 empty] | Golden Spread Electric Coop Inc | 100 | Golden Spread Electric Coop Inc | 100
Antelope Station | 57865_G_E10 | 57865 | G | E10 |  | Combustion Turbine | IC Engine | SPP_SPS | Texas | 48 | Hale | 189 | 48189 | 9.1 | 10745 | 2011 | 9999 |  |  | N | Natural Gas | [13 empty] | 0.02368 | 0.02368 | 0.02368 | 0.02368 | [11 empty] | Golden Spread Electric Coop Inc | 100 | Golden Spread Electric Coop Inc | 100
Antelope Station | 57865_G_E11 | 57865 | G | E11 |  | Combustion Turbine | IC Engine | SPP_SPS | Texas | 48 | Hale | 189 | 48189 | 9.1 | 10745 | 2011 | 9999 |  |  | N | Natural Gas | [13 empty] | 0.02318 | 0.02318 | 0.02318 | 0.02318 | [11 empty] | Golden Spread Electric Coop Inc | 100 | Golden Spread Electric Coop Inc | 100
Antelope Station | 57865_G_E12 | 57865 | G | E12 |  | Combustion Turbine | IC Engine | SPP_SPS | Texas | 48 | Hale | 189 | 48189 | 9.1 | 10745 | 2011 | 9999 |  |  | N | Natural Gas | [13 empty] | 0.02518 | 0.02518 | 0.02518 | 0.02518 | [11 empty] | Golden Spread Electric Coop Inc | 100 | Golden Spread Electric Coop Inc | 100
Antelope Station | 57865_G_E13 | 57865 | G | E13 |  | Combustion Turbine | IC Engine | SPP_SPS | Texas | 48 | Hale | 189 | 48189 | 9.1 | 10745 | 2011 | 9999 |  |  | N | Natural Gas | [13 empty] | 0.02406 | 0.02406 | 0.02406 | 0.02406 | [11 empty] | Golden Spread Electric Coop Inc | 100 | Golden Spread Electric Coop Inc | 100
Antelope Station | 57865_G_E14 | 57865 | G | E14 |  | Combustion Turbine | IC Engine | SPP_SPS | Texas | 48 | Hale | 189 | 48189 | 9.1 | 10745 | 2011 | 9999 |  |  | N | Natural Gas | [13 empty] | 0.02549 | 0.02549 | 0.02549 | 0.02549 | [11 empty] | Golden Spread Electric Coop Inc | 100 | Golden Spread Electric Coop Inc | 100
Antelope Station | 57865_G_E15 | 57865 | G | E15 |  | Combustion Turbine | IC Engine | SPP_SPS | Texas | 48 | Hale | 189 | 48189 | 9.1 | 10745 | 2011 | 9999 |  |  | N | Natural Gas | [13 empty] | 0.0263 | 0.0263 | 0.0263 | 0.0263 | [11 empty] | Golden Spread Electric Coop Inc | 100 | Golden Spread Electric Coop Inc | 100
Antelope Station | 57865_G_E16 | 57865 | G | E16 |  | Combustion Turbine | IC Engine | SPP_SPS | Texas | 48 | Hale | 189 | 48189 | 9.1 | 10745 | 2011 | 9999 |  |  | N | Natural Gas | [13 empty] | 0.0241 | 0.0241 | 0.0241 | 0.0241 | [11 empty] | Golden Spread Electric Coop Inc | 100 | Golden Spread Electric Coop Inc | 100
Antelope Station | 57865_G_E17 | 57865 | G | E17 |  | Combustion Turbine | IC Engine | SPP_SPS | Texas | 48 | Hale | 189 | 48189 | 9.1 | 10745 | 2011 | 9999 |  |  | N | Natural Gas | [13 empty] | 0.02545 | 0.02545 | 0.02545 | 0.02545 | [11 empty] | Golden Spread Electric Coop Inc | 100 | Golden Spread Electric Coop Inc | 100
Antelope Station | 57865_G_E18 | 57865 | G | E18 |  | Combustion Turbine | IC Engine | SPP_SPS | Texas | 48 | Hale | 189 | 48189 | 9.1 | 10745 | 2011 | 9999 |  |  | N | Natural Gas | [13 empty] | 0.02472 | 0.02472 | 0.02472 | 0.02472 | [11 empty] | Golden Spread Electric Coop Inc | 100 | Golden Spread Electric Coop Inc | 100
Golden Spread Panhandle Wnd Rch | 57866_G_PWR | 57866 | G | PWR |  | Onshore Wind |  | SPP_SPS | Texas | 48 | Oldham | 359 | 48359 | 78.2 | 0 | 2011 | 9999 |  |  | N | Wind | [13 empty] | 0 | 0 | 0 | 0 | [11 empty] | Google Energy LLC | 100 | Google Inc | 100
Howard Wind Farm | 57867_G_1 | 57867 | G | 1 |  | Onshore Wind |  | NY_Z_C&E | New York | 36 | Steuben | 101 | 36101 | 51.3 | 0 | 2011 | 9999 |  |  | N | Wind | [13 empty] | 0 | 0 | 0 | 0 | [11 empty] | Howard Wind LLC | 100 | BlackRock Inc | 100
Howard Wind Farm | 57867_G_2 | 57867 | G | 2 |  | Onshore Wind |  | NY_Z_C&E | New York | 36 | Steuben | 101 | 36101 | 4.1 | 0 | 2012 | 9999 |  |  | N | Wind | [13 empty] | 0 | 0 | 0 | 0 | [11 empty] | Howard Wind LLC | 100 | BlackRock Inc | 100
L'Oreal Piscataway | 57868_G_UNIT2 | 57868 | G | UNIT2 |  | Solar PV |  | PJM_EMAC | New Jersey | 34 | Middlesex | 23 | 34023 | 0.3 | 0 | 2014 | 9999 |  |  | N | Solar | [13 empty] | 0 | 0 | 0 | 0 | [11 empty] | Loreal USA Inc | 100 | Loréal SA | 100
L'Oreal Piscataway | 57868_G_UNIT3 | 57868 | G | UNIT3 |  | Solar PV |  | PJM_EMAC | New Jersey | 34 | Middlesex | 23 | 34023 | 0.7 | 0 | 2016 | 9999 |  |  | N | Solar | [13 empty] | 0 | 0 | 0 | 0 | [11 empty] | Loreal USA Inc | 100 | Loréal SA | 100
Castle Rock Vineyards | 57870_G_SOLAR | 57870 | G | SOLAR |  | Solar PV |  | WECC_SCE | California | 6 | Tulare | 107 | 06107 | 1 | 0 | 2010 | 9999 |  |  | N | Solar | [13 empty] | 0 | 0 | 0 | 0 | [11 empty] | Castle Rock Cooling | 100 | Castle Rock Cooling | 100
2555 E Olympic Bl | 57871_G_1 | 57871 | G | 1 |  | Solar PV |  | WEC_LADW | California | 6 | Los Angeles | 37 | 06037 | 1 | 0 | 2012 | 9999 |  |  | N | Solar | [13 empty] | 0 | 0 | 0 | 0 | [11 empty] | Los Angeles Dept of Water & Power | 100 | Los Angeles Dept of Water & Power | 100
LCEC Generation LLVC | 57872_G_UNIT1 | 57872 | G | UNIT1 |  | Combustion Turbine | IC Engine | SPP_SPS | New Mexico | 35 | Lea | 25 | 35025 | 8.7 | 10745 | 2012 | 9999 |  |  | N | Natural Gas | [13 empty] | 0.01664 | 0.01664 | 0.01664 | 0.01664 | [11 empty] | Lea County Electric Coop Inc | 100 | Lea County Electric Coop Inc | 100
LCEC Generation LLVC | 57872_G_UNIT2 | 57872 | G | UNIT2 |  | Combustion Turbine | IC Engine | SPP_SPS | New Mexico | 35 | Lea | 25 | 35025 | 8.7 | 10745 | 2012 | 9999 |  |  | N | Natural Gas | [13 empty] | 0.0165 | 0.0165 | 0.0165 | 0.0165 | [11 empty] | Lea County Electric Coop Inc | 100 | Lea County Electric Coop Inc | 100
LCEC Generation LLVC | 57872_G_UNIT3 | 57872 | G | UNIT3 |  | Combustion Turbine | IC Engine | SPP_SPS | New Mexico | 35 | Lea | 25 | 35025 | 8.7 | 10745 | 2012 | 9999 |  |  | N | Natural Gas | [13 empty] | 0.01676 | 0.01676 | 0.01676 | 0.01676 | [11 empty] | Lea County Electric Coop Inc | 100 | Lea County Electric Coop Inc | 100
LCEC Generation LLVC | 57872_G_UNIT4 | 57872 | G | UNIT4 |  | Combustion Turbine | IC Engine | SPP_SPS | New Mexico | 35 | Lea | 25 | 35025 | 8.7 | 10745 | 2012 | 9999 |  |  | N | Natural Gas | [13 empty] | 0.0161 | 0.0161 | 0.0161 | 0.0161 | [11 empty] | Lea County Electric Coop Inc | 100 | Lea County Electric Coop Inc | 100
LCEC Generation LLVC | 57872_G_UNIT5 | 57872 | G | UNIT5 |  | Combustion Turbine | IC Engine | SPP_SPS | New Mexico | 35 | Lea | 25 | 35025 | 8.7 | 10745 | 2012 | 9999 |  |  | N | Natural Gas | [13 empty] | 0.01628 | 0.01628 | 0.01628 | 0.01628 | [11 empty] | Lea County Electric Coop Inc | 100 | Lea County Electric Coop Inc | 100
Eclipse Wind Farm | 57873_G_EWF | 57873 | G | EWF |  | Onshore Wind |  | MIS_IA | Iowa | 19 | Guthrie | 77 | 19077 | 200 | 0 | 2012 | 9999 |  |  | N | Wind | [13 empty] | 0 | 0 | 0 | 0 | [11 empty] | MidAmerican Energy Co | 100 | Berkshire Hathaway Inc | 100
Vienna Wind Farm | 57874_G_VIWF | 57874 | G | VIWF |  | Onshore Wind |  | MIS_IA | Iowa | 19 | Marshall | 127 | 19127 | 105.6 | 0 | 2012 | 9999 |  |  | N | Wind | [13 empty] | 0 | 0 | 0 | 0 | [11 empty] | MidAmerican Energy Co | 100 | Berkshire Hathaway Inc | 100
Vienna Wind Farm | 57874_G_VIIWF | 57874 | G | VIIWF |  | Onshore Wind |  | MIS_IA | Iowa | 19 | Marshall | 127 | 19127 | 44.6 | 0 | 2013 | 9999 |  |  | N | Wind | [13 empty] | 0 | 0 | 0 | 0 | [11 empty] | MidAmerican Energy Co | 100 | Berkshire Hathaway Inc | 100
Morning Light Wind Farm | 57875_G_MLWF | 57875 | G | MLWF |  | Onshore Wind |  | MIS_MIDA | Iowa | 19 | Adair | 1 | 19001 | 101.2 | 0 | 2012 | 9999 |  |  | N | Wind | [13 empty] | 0 | 0 | 0 | 0 | [11 empty] | MidAmerican Energy Co | 100 | Berkshire Hathaway Inc | 100
Santa Cruz Energy | 57876_G_UNT1 | 57876 | G | UNT1 |  | Landfill Gas |  | WEC_CALN | California | 6 | Santa Cruz | 87 | 06087 | 1.5 | 13500 | 2009 | 9999 |  |  | N | Landfill Gas | [13 empty] | 0.08684 | 0.08684 | 0.08684 | 0.08684 | [11 empty] | Santa Cruz Energy LLC | 100 | FORTISTAR | 100
Perdue Salisbury Photovoltaic | 57879_G_SALI | 57879 | G | SALI |  | Solar PV |  | PJM_EMAC | Maryland | 24 | Wicomico | 45 | 24045 | 1 | 0 | 2011 | 9999 |  |  | N | Solar | [13 empty] | 0 | 0 | 0 | 0 | [11 empty] | Terraform Power Inc | 100 | Brookfield Asset Management Inc | 100
Eolos Wind Energy Research Field Station | 57880_G_1 | 57880 | G | 1 |  | Onshore Wind |  | MIS_MNWI | Minnesota | 27 | Dakota | 37 | 27037 | 2.5 | 0 | 2011 | 9999 |  |  | N | Wind | [13 empty] | 0 | 0 | 0 | 0 | [11 empty] | Clipper Windpower Inc | 100 | Clipper Windpower Inc | 100
Pioneer Generating Station | 57881_G_01 | 57881 | G | 01 | 90805 | Combustion Turbine |  | SPP_WAUE | North Dakota | 38 | Williams | 105 | 38105 | 40 | 10745 | 2013 | 9999 |  |  | N | Natural Gas |  |  |  | H2O | SCR | [8 empty] | 0.01722 | 0.01722 | 0.01722 | 0.01722 | [11 empty] | Basin Electric Power Coop | 100 | Basin Electric Power Coop | 100
Pioneer Generating Station | 57881_G_02 | 57881 | G | 02 | 90834 | Combustion Turbine |  | SPP_WAUE | North Dakota | 38 | Williams | 105 | 38105 | 40 | 10745 | 2014 | 9999 |  |  | N | Natural Gas |  |  |  | H2O | SCR | [8 empty] | 0.01652 | 0.01652 | 0.01652 | 0.01652 | [11 empty] | Basin Electric Power Coop | 100 | Basin Electric Power Coop | 100
Pioneer Generating Station | 57881_G_03 | 57881 | G | 03 | 90835 | Combustion Turbine |  | SPP_WAUE | North Dakota | 38 | Williams | 105 | 38105 | 40 | 10745 | 2014 | 9999 |  |  | N | Natural Gas |  |  |  | H2O | SCR | [8 empty] | 0.01493 | 0.01493 | 0.01493 | 0.01493 | [11 empty] | Basin Electric Power Coop | 100 | Basin Electric Power Coop | 100
Pioneer Generating Station | 57881_G_11 | 57881 | G | 11 |  | Combustion Turbine | IC Engine | SPP_WAUE | North Dakota | 38 | Williams | 105 | 38105 | 9.3 | 10745 | 2017 | 9999 |  |  | N | Natural Gas | [13 empty] | 1.061 | 1.061 | 1.061 | 1.061 | [11 empty] | Basin Electric Power Coop | 100 | Basin Electric Power Coop | 100
Pioneer Generating Station | 57881_G_12 | 57881 | G | 12 |  | Combustion Turbine | IC Engine | SPP_WAUE | North Dakota | 38 | Williams | 105 | 38105 | 9.3 | 10745 | 2017 | 9999 |  |  | N | Natural Gas | [13 empty] | 1.061 | 1.061 | 1.061 | 1.061 | [11 empty] | Basin Electric Power Coop | 100 | Basin Electric Power Coop | 100
Pioneer Generating Station | 57881_G_13 | 57881 | G | 13 |  | Combustion Turbine | IC Engine | SPP_WAUE | North Dakota | 38 | Williams | 105 | 38105 | 9.3 | 10745 | 2017 | 9999 |  |  | N | Natural Gas | [13 empty] | 1.061 | 1.061 | 1.061 | 1.061 | [11 empty] | Basin Electric Power Coop | 100 | Basin Electric Power Coop | 100
Pioneer Generating Station | 57881_G_14 | 57881 | G | 14 |  | Combustion Turbine | IC Engine | SPP_WAUE | North Dakota | 38 | Williams | 105 | 38105 | 9.3 | 10745 | 2017 | 9999 |  |  | N | Natural Gas | [13 empty] | 1.061 | 1.061 | 1.061 | 1.061 | [11 empty] | Basin Electric Power Coop | 100 | Basin Electric Power Coop | 100
Pioneer Generating Station | 57881_G_15 | 57881 | G | 15 |  | Combustion Turbine | IC Engine | SPP_WAUE | North Dakota | 38 | Williams | 105 | 38105 | 9.3 | 10745 | 2017 | 9999 |  |  | N | Natural Gas | [13 empty] | 1.061 | 1.061 | 1.061 | 1.061 | [11 empty] | Basin Electric Power Coop | 100 | Basin Electric Power Coop | 100
Pioneer Generating Station | 57881_G_16 | 57881 | G | 16 |  | Combustion Turbine | IC Engine | SPP_WAUE | North Dakota | 38 | Williams | 105 | 38105 | 9.3 | 10745 | 2017 | 9999 |  |  | N | Natural Gas | [13 empty] | 1.061 | 1.061 | 1.061 | 1.061 | [11 empty] | Basin Electric Power Coop | 100 | Basin Electric Power Coop | 100
Pioneer Generating Station | 57881_G_17 | 57881 | G | 17 |  | Combustion Turbine | IC Engine | SPP_WAUE | North Dakota | 38 | Williams | 105 | 38105 | 9.3 | 10745 | 2017 | 9999 |  |  | N | Natural Gas | [13 empty] | 1.061 | 1.061 | 1.061 | 1.061 | [11 empty] | Basin Electric Power Coop | 100 | Basin Electric Power Coop | 100
Pioneer Generating Station | 57881_G_18 | 57881 | G | 18 |  | Combustion Turbine | IC Engine | SPP_WAUE | North Dakota | 38 | Williams | 105 | 38105 | 9.3 | 10745 | 2017 | 9999 |  |  | N | Natural Gas | [13 empty] | 1.061 | 1.061 | 1.061 | 1.061 | [11 empty] | Basin Electric Power Coop | 100 | Basin Electric Power Coop | 100
Pioneer Generating Station | 57881_G_19 | 57881 | G | 19 |  | Combustion Turbine | IC Engine | SPP_WAUE | North Dakota | 38 | Williams | 105 | 38105 | 9.3 | 10745 | 2017 | 9999 |  |  | N | Natural Gas | [13 empty] | 1.061 | 1.061 | 1.061 | 1.061 | [11 empty] | Basin Electric Power Coop | 100 | Basin Electric Power Coop | 100
Pioneer Generating Station | 57881_G_20 | 57881 | G | 20 |  | Combustion Turbine | IC Engine | SPP_WAUE | North Dakota | 38 | Williams | 105 | 38105 | 9.3 | 10745 | 2017 | 9999 |  |  | N | Natural Gas | [13 empty] | 1.061 | 1.061 | 1.061 | 1.061 | [11 empty] | Basin Electric Power Coop | 100 | Basin Electric Power Coop | 100
Pioneer Generating Station | 57881_G_21 | 57881 | G | 21 |  | Combustion Turbine | IC Engine | SPP_WAUE | North Dakota | 38 | Williams | 105 | 38105 | 9.3 | 10745 | 2017 | 9999 |  |  | N | Natural Gas | [13 empty] | 1.061 | 1.061 | 1.061 | 1.061 | [11 empty] | Basin Electric Power Coop | 100 | Basin Electric Power Coop | 100
Pioneer Generating Station | 57881_G_22 | 57881 | G | 22 |  | Combustion Turbine | IC Engine | SPP_WAUE | North Dakota | 38 | Williams | 105 | 38105 | 9.3 | 10745 | 2017 | 9999 |  |  | N | Natural Gas | [13 empty] | 1.061 | 1.061 | 1.061 | 1.061 | [11 empty] | Basin Electric Power Coop | 100 | Basin Electric Power Coop | 100
Baldock Solar Highway | 57882_G_BSH1 | 57882 | G | BSH1 |  | Solar PV |  | WECC_PNW | Oregon | 41 | Clackamas | 5 | 41005 | 1.7 | 0 | 2012 | 9999 |  |  | N | Solar | [13 empty] | 0 | 0 | 0 | 0 | [11 empty] | Portland General Electric Co | 100 | Portland General Electric Co | 100
Queen Creek Solar Farm | 57883_G_GEN1 | 57883 | G | GEN1 |  | Solar PV |  | WECC_AZ | Arizona | 4 | Maricopa | 13 | 04013 | 18.6 | 0 | 2012 | 9999 |  |  | N | Solar | [13 empty] | 0 | 0 | 0 | 0 | [11 empty] | Siete Solar LLC | 100 | LS Power Group | 100
Lake Charles Polymers | 57884_G_G-900 | 57884 | G | G-900 |  | Combustion Turbine |  | MIS_WOTA | Louisiana | 22 | Calcasieu | 19 | 22019 | 12.5 | 12369 | 2011 | 9999 |  |  | N | Natural Gas | [13 empty] | 0.23894 | 0.23894 | 0.23894 | 0.23894 | [11 empty] | Equistar Chemicals LP | 100 | Lyondellbasell Industries | 100
Lake Charles Polymers | 57884_G_G-901 | 57884 | G | G-901 |  | Combustion Turbine | IC Engine | MIS_WOTA | Louisiana | 22 | Calcasieu | 19 | 22019 | 8 | 10872 | 2011 | 9999 |  |  | N | Natural Gas | [13 empty] | 1.061 | 1.061 | 1.061 | 1.061 | [11 empty] | Equistar Chemicals LP | 100 | Lyondellbasell Industries | 100
Lake Charles Polymers | 57884_G_G-902 | 57884 | G | G-902 |  | Combustion Turbine | IC Engine | MIS_WOTA | Louisiana | 22 | Calcasieu | 19 | 22019 | 8 | 10872 | 2011 | 9999 |  |  | N | Natural Gas | [13 empty] | 1.061 | 1.061 | 1.061 | 1.061 | [11 empty] | Equistar Chemicals LP | 100 | Lyondellbasell Industries | 100
Wellford Renewable Energy Plant | 57885_G_LFG1 | 57885 | G | LFG1 |  | Landfill Gas |  | S_VACA | South Carolina | 45 | Spartanburg | 83 | 45083 | 1.6 | 13500 | 2011 | 9999 |  |  | N | Landfill Gas | [13 empty] | 0.22117 | 0.22117 | 0.22117 | 0.22117 | [11 empty] | Lockhart Power Co | 100 | Milliken & Co | 100
City West Diesel Plant | 57886_G_DI1 | 57886 | G | DI1 |  | Combustion Turbine | IC Engine | S_VACA | South Carolina | 45 | Union | 87 | 45087 | 1.8 | 10745 | 2011 | 9999 |  |  | N | Distillate Fuel Oil | [13 empty] | 1.6498 | 1.6498 | 1.6498 | 1.6498 | [11 empty] | Lockhart Power Co | 100 | Milliken & Co | 100
City West Diesel Plant | 57886_G_DI2 | 57886 | G | DI2 |  | Combustion Turbine | IC Engine | S_VACA | South Carolina | 45 | Union | 87 | 45087 | 1.8 | 10745 | 2011 | 9999 |  |  | N | Distillate Fuel Oil | [13 empty] | 1.6498 | 1.6498 | 1.6498 | 1.6498 | [11 empty] | Lockhart Power Co | 100 | Milliken & Co | 100
City West Diesel Plant | 57886_G_DI3 | 57886 | G | DI3 |  | Combustion Turbine | IC Engine | S_VACA | South Carolina | 45 | Union | 87 | 45087 | 1.8 | 10745 | 2011 | 9999 |  |  | N | Distillate Fuel Oil | [13 empty] | 1.6498 | 1.6498 | 1.6498 | 1.6498 | [11 empty] | Lockhart Power Co | 100 | Milliken & Co | 100
City West Diesel Plant | 57886_G_DI4 | 57886 | G | DI4 |  | Combustion Turbine | IC Engine | S_VACA | South Carolina | 45 | Union | 87 | 45087 | 1.8 | 10745 | 2011 | 9999 |  |  | N | Distillate Fuel Oil | [13 empty] | 1.6498 | 1.6498 | 1.6498 | 1.6498 | [11 empty] | Lockhart Power Co | 100 | Milliken & Co | 100
Wildcat Wind | 57887_G_1 | 57887 | G | 1 |  | Onshore Wind |  | SPP_SPS | New Mexico | 35 | Lea | 25 | 35025 | 27.3 | 0 | 2012 | 9999 |  |  | N | Wind | [13 empty] | 0 | 0 | 0 | 0 | [11 empty] | Wildcat Wind LLC | 100 | Exelon Corp | 100
Harvest 2 | 57888_G_1 | 57888 | G | 1 |  | Onshore Wind |  | MIS_LMI | Michigan | 26 | Huron | 63 | 26063 | 59.4 | 0 | 2012 | 9999 |  |  | N | Wind | [13 empty] | 0 | 0 | 0 | 0 | [11 empty] | Harvest II Windfarm LLC | 100 | Exelon Corp | 100
KODE Novus II | 57889_G_NOVII | 57889 | G | NOVII |  | Onshore Wind |  | SPP_SPS | Oklahoma | 40 | Texas | 139 | 40139 | 40 | 0 | 2012 | 9999 |  |  | N | Wind | [13 empty] | 0 | 0 | 0 | 0 | [11 empty] | Gruver Wind Interconnection LLC | 100 | NextEra Energy Inc | 100
Horse Butte Wind I, LLC | 57890_G_1 | 57890 | G | 1 |  | Onshore Wind |  | WECC_ID | Idaho | 16 | Bonneville | 19 | 16019 | 57.6 | 0 | 2012 | 9999 |  |  | N | Wind | [13 empty] | 0 | 0 | 0 | 0 | [11 empty] | Horse Butte Wind I LLC | 100 | Utah Associated Municipal Power System | 100
Guernsey Solar Station | 57891_G_1 | 57891 | G | 1 |  | Solar PV |  | WEC_CALN | California | 6 | Kings | 31 | 06031 | 20 | 0 | 2013 | 9999 |  |  | N | Solar | [13 empty] | 0 | 0 | 0 | 0 | [11 empty] | Pacific Gas & Electric Co | 100 | PG&E Corp | 100
Gates Solar Station | 57892_G_1 | 57892 | G | 1 |  | Solar PV |  | WEC_CALN | California | 6 | Fresno | 19 | 06019 | 20 | 0 | 2013 | 9999 |  |  | N | Solar | [13 empty] | 0 | 0 | 0 | 0 | [11 empty] | Pacific Gas & Electric Co | 100 | PG&E Corp | 100
Martinsville LFG Generator | 57893_G_LFG1 | 57893 | G | LFG1 |  | Landfill Gas |  | PJM_West | Virginia | 51 | Henry | 89 | 51089 | 1 | 13500 | 2012 | 9999 |  |  | N | Landfill Gas | [13 empty] | 0.6 | 0.6 | 0.6 | 0.6 | [11 empty] | Martinsville VA (City of) | 100 | Martinsville VA (City of) | 100
Concord Energy | 57896_G_UNT1 | 57896 | G | UNT1 |  | Landfill Gas |  | S_VACA | North Carolina | 37 | Cabarrus | 25 | 37025 | 3.9 | 16576 | 2012 | 9999 |  |  | N | Landfill Gas | [13 empty] | 0.22117 | 0.22117 | 0.22117 | 0.22117 | [11 empty] | Gas Recovery Systems LLC | 100 | FORTISTAR | 100
Concord Energy | 57896_G_UNT2 | 57896 | G | UNT2 |  | Landfill Gas |  | S_VACA | North Carolina | 37 | Cabarrus | 25 | 37025 | 3.9 | 16576 | 2012 | 9999 |  |  | N | Landfill Gas | [13 empty] | 0.22117 | 0.22117 | 0.22117 | 0.22117 | [11 empty] | Gas Recovery Systems LLC | 100 | FORTISTAR | 100
Richmond Energy | 57897_G_UNT1 | 57897 | G | UNT1 |  | Landfill Gas |  | PJM_Dom | Virginia | 51 | Henrico | 87 | 51087 | 1.6 | 13500 | 2012 | 9999 |  |  | N | Landfill Gas | [13 empty] | 0.6 | 0.6 | 0.6 | 0.6 | [11 empty] | Richmond Energy LLC | 100 | FORTISTAR | 100
Richmond Energy | 57897_G_UNT2 | 57897 | G | UNT2 |  | Landfill Gas |  | PJM_Dom | Virginia | 51 | Henrico | 87 | 51087 | 1.6 | 13500 | 2012 | 9999 |  |  | N | Landfill Gas | [13 empty] | 0.6 | 0.6 | 0.6 | 0.6 | [11 empty] | Richmond Energy LLC | 100 | FORTISTAR | 100
Richmond Energy | 57897_G_UNT3 | 57897 | G | UNT3 |  | Landfill Gas |  | PJM_Dom | Virginia | 51 | Henrico | 87 | 51087 | 1.6 | 13500 | 2012 | 9999 |  |  | N | Landfill Gas | [13 empty] | 0.6 | 0.6 | 0.6 | 0.6 | [11 empty] | Richmond Energy LLC | 100 | FORTISTAR | 100
Richmond Energy | 57897_G_UNT4 | 57897 | G | UNT4 |  | Landfill Gas |  | PJM_Dom | Virginia | 51 | Henrico | 87 | 51087 | 1.6 | 13500 | 2012 | 9999 |  |  | N | Landfill Gas | [13 empty] | 0.6 | 0.6 | 0.6 | 0.6 | [11 empty] | Richmond Energy LLC | 100 | FORTISTAR | 100
Palm Beach Renewable Energy Facility 2 | 57898_B_BLR3 | 57898 | B | BLR3 |  | Municipal Solid Waste |  | FRCC | Florida | 12 | Palm Beach | 99 | 12099 | 28 | 17814 | 2015 | 9999 |  |  | N | MSW | Dry Scrubber | 2015 | 0.9 | LA + OFA | SCR |  |  | B | NA | ACI | 2015 |  |  | 0.06544 | 0.06544 | 0.06544 | 0.06544 | 0.08 | 0.08 | 0.08 | [8 empty] | Solid Waste Authority of Palm Beach | 100 | Solid Waste Authority of Palm Beach | 100
Palm Beach Renewable Energy Facility 2 | 57898_B_BLR4 | 57898 | B | BLR4 |  | Municipal Solid Waste |  | FRCC | Florida | 12 | Palm Beach | 99 | 12099 | 28 | 17814 | 2015 | 9999 |  |  | N | MSW | Dry Scrubber | 2015 | 0.9 | LA + OFA | SCR |  |  | B | NA | ACI | 2015 |  |  | 0.07166 | 0.07166 | 0.07166 | 0.07166 | 0.08 | 0.08 | 0.08 | [8 empty] | Solid Waste Authority of Palm Beach | 100 | Solid Waste Authority of Palm Beach | 100
Palm Beach Renewable Energy Facility 2 | 57898_B_BLR5 | 57898 | B | BLR5 |  | Municipal Solid Waste |  | FRCC | Florida | 12 | Palm Beach | 99 | 12099 | 28 | 17814 | 2015 | 9999 |  |  | N | MSW | Dry Scrubber | 2015 | 0.9 | LA + OFA | SCR |  |  | B | NA | ACI | 2015 |  |  | 0.0675 | 0.0675 | 0.0675 | 0.0675 | 0.08 | 0.08 | 0.08 | [8 empty] | Solid Waste Authority of Palm Beach | 100 | Solid Waste Authority of Palm Beach | 100
Hurricane City Power | 57899_G_2 | 57899 | G | 2 |  | Combustion Turbine | IC Engine | WECC_UT | Utah | 49 | Washington | 53 | 49053 | 1.6 | 23925 | 1999 | 9999 |  |  | N | Distillate Fuel Oil | [13 empty] | 1.6498 | 1.6498 | 1.6498 | 1.6498 | [11 empty] | Hurricane Power Committee | 100 | Hurricane Power Committee | 100
Hurricane City Power | 57899_G_3 | 57899 | G | 3 |  | Combustion Turbine | IC Engine | WECC_UT | Utah | 49 | Washington | 53 | 49053 | 1.6 | 23925 | 1999 | 9999 |  |  | N | Distillate Fuel Oil | [13 empty] | 1.6498 | 1.6498 | 1.6498 | 1.6498 | [11 empty] | Hurricane Power Committee | 100 | Hurricane Power Committee | 100
Hurricane City Power | 57899_G_1 | 57899 | G | 1 |  | Combustion Turbine | IC Engine | WECC_UT | Utah | 49 | Washington | 53 | 49053 | 1.6 | 23925 | 2001 | 9999 |  |  | N | Distillate Fuel Oil | [13 empty] | 1.6498 | 1.6498 | 1.6498 | 1.6498 | [11 empty] | Hurricane Power Committee | 100 | Hurricane Power Committee | 100
Hurricane City Power | 57899_G_4 | 57899 | G | 4 |  | Combustion Turbine | IC Engine | WECC_UT | Utah | 49 | Washington | 53 | 49053 | 1.9 | 11593 | 2004 | 9999 |  |  | N | Natural Gas | [13 empty] | 1.061 | 1.061 | 1.061 | 1.061 | [11 empty] | Hurricane Power Committee | 100 | Hurricane Power Committee | 100
Hurricane City Power | 57899_G_5 | 57899 | G | 5 |  | Combustion Turbine | IC Engine | WECC_UT | Utah | 49 | Washington | 53 | 49053 | 1.9 | 11590 | 2004 | 9999 |  |  | N | Natural Gas | [13 empty] | 1.061 | 1.061 | 1.061 | 1.061 | [11 empty] | Hurricane Power Committee | 100 | Hurricane Power Committee | 100
Hurricane City Power | 57899_G_6 | 57899 | G | 6 |  | Combustion Turbine | IC Engine | WECC_UT | Utah | 49 | Washington | 53 | 49053 | 1.9 | 11590 | 2006 | 9999 |  |  | N | Natural Gas | [13 empty] | 1.061 | 1.061 | 1.061 | 1.061 | [11 empty] | Hurricane Power Committee | 100 | Hurricane Power Committee | 100
Hurricane City Power | 57899_G_7 | 57899 | G | 7 |  | Combustion Turbine | IC Engine | WECC_UT | Utah | 49 | Washington | 53 | 49053 | 1.9 | 11590 | 2007 | 9999 |  |  | N | Natural Gas | [13 empty] | 1.061 | 1.061 | 1.061 | 1.061 | [11 empty] | Hurricane Power Committee | 100 | Hurricane Power Committee | 100
Hurricane City Power | 57899_G_8 | 57899 | G | 8 |  | Combustion Turbine | IC Engine | WECC_UT | Utah | 49 | Washington | 53 | 49053 | 1.9 | 11590 | 2007 | 9999 |  |  | N | Natural Gas | [13 empty] | 1.061 | 1.061 | 1.061 | 1.061 | [11 empty] | Hurricane Power Committee | 100 | Hurricane Power Committee | 100
Solar Photovoltaic Project #48 | 57900_G_S48A | 57900 | G | S48A |  | Solar PV |  | WECC_SCE | California | 6 | San Bernardino | 71 | 06071 | 0.5 | 0 | 2015 | 9999 |  |  | N | Solar | [13 empty] | 0 | 0 | 0 | 0 | [11 empty] | Southern California Edison Co | 100 | Edison International | 100
Solar Photovoltaic Project #48 | 57900_G_S48B | 57900 | G | S48B |  | Solar PV |  | WECC_SCE | California | 6 | San Bernardino | 71 | 06071 | 0.5 | 0 | 2015 | 9999 |  |  | N | Solar | [13 empty] | 0 | 0 | 0 | 0 | [11 empty] | Southern California Edison Co | 100 | Edison International | 100
Solar Photovoltaic Project #48 | 57900_G_S48C | 57900 | G | S48C |  | Solar PV |  | WECC_SCE | California | 6 | San Bernardino | 71 | 06071 | 0.5 | 0 | 2015 | 9999 |  |  | N | Solar | [13 empty] | 0 | 0 | 0 | 0 | [11 empty] | Southern California Edison Co | 100 | Edison International | 100
Solar Photovoltaic Project #48 | 57900_G_S48D | 57900 | G | S48D |  | Solar PV |  | WECC_SCE | California | 6 | San Bernardino | 71 | 06071 | 0.5 | 0 | 2015 | 9999 |  |  | N | Solar | [13 empty] | 0 | 0 | 0 | 0 | [11 empty] | Southern California Edison Co | 100 | Edison International | 100
Solar Photovoltaic Project #48 | 57900_G_S48E | 57900 | G | S48E |  | Solar PV |  | WECC_SCE | California | 6 | San Bernardino | 71 | 06071 | 0.5 | 0 | 2015 | 9999 |  |  | N | Solar | [13 empty] | 0 | 0 | 0 | 0 | [11 empty] | Southern California Edison Co | 100 | Edison International | 100
Solar Photovoltaic Project #48 | 57900_G_S48F | 57900 | G | S48F |  | Solar PV |  | WECC_SCE | California | 6 | San Bernardino | 71 | 06071 | 0.5 | 0 | 2015 | 9999 |  |  | N | Solar | [13 empty] | 0 | 0 | 0 | 0 | [11 empty] | Southern California Edison Co | 100 | Edison International | 100
Solar Photovoltaic Project #48 | 57900_G_S48G | 57900 | G | S48G |  | Solar PV |  | WECC_SCE | California | 6 | San Bernardino | 71 | 06071 | 0.5 | 0 | 2015 | 9999 |  |  | N | Solar | [13 empty] | 0 | 0 | 0 | 0 | [11 empty] | Southern California Edison Co | 100 | Edison International | 100
Solar Photovoltaic Project #48 | 57900_G_S48H | 57900 | G | S48H |  | Solar PV |  | WECC_SCE | California | 6 | San Bernardino | 71 | 06071 | 0.5 | 0 | 2015 | 9999 |  |  | N | Solar | [13 empty] | 0 | 0 | 0 | 0 | [11 empty] | Southern California Edison Co | 100 | Edison International | 100
Solar Photovoltaic Project #48 | 57900_G_S48I | 57900 | G | S48I |  | Solar PV |  | WECC_SCE | California | 6 | San Bernardino | 71 | 06071 | 0.5 | 0 | 2015 | 9999 |  |  | N | Solar | [13 empty] | 0 | 0 | 0 | 0 | [11 empty] | Southern California Edison Co | 100 | Edison International | 100
Solar Photovoltaic Project #48 | 57900_G_S48J | 57900 | G | S48J |  | Solar PV |  | WECC_SCE | California | 6 | San Bernardino | 71 | 06071 | 0.5 | 0 | 2015 | 9999 |  |  | N | Solar | [13 empty] | 0 | 0 | 0 | 0 | [11 empty] | Southern California Edison Co | 100 | Edison International | 100
El Segundo Energy Center LLC | 57901_G_5 | 57901 | G | 5 | 90376 | Combined Cycle |  | WEC_LADW | California | 6 | Los Angeles | 37 | 06037 | 195 | 8368 | 2013 | 9999 |  |  | N | Natural Gas |  |  |  | DLNB | SCR | [8 empty] | 0.0042066 | 0.0042066 | 0.0042066 | 0.0042066 | [11 empty] | El Segundo Energy Center LLC | 100 | NRG Energy Inc | 100
El Segundo Energy Center LLC | 57901_G_6 | 57901 | G | 6 | 90376 | Combined Cycle |  | WEC_LADW | California | 6 | Los Angeles | 37 | 06037 | 60 | 8368 | 2013 | 9999 |  |  | N | Natural Gas |  |  |  | DLNB | SCR | [8 empty] | 0.0042066 | 0.0042066 | 0.0042066 | 0.0042066 | [11 empty] | El Segundo Energy Center LLC | 100 | NRG Energy Inc | 100
El Segundo Energy Center LLC | 57901_G_7 | 57901 | G | 7 | 90377 | Combined Cycle |  | WEC_LADW | California | 6 | Los Angeles | 37 | 06037 | 195 | 8368 | 2013 | 9999 |  |  | N | Natural Gas |  |  |  | DLNB | SCR | [8 empty] | 0.0047467 | 0.0047467 | 0.0047467 | 0.0047467 | [11 empty] | El Segundo Energy Center LLC | 100 | NRG Energy Inc | 100
El Segundo Energy Center LLC | 57901_G_8 | 57901 | G | 8 | 90377 | Combined Cycle |  | WEC_LADW | California | 6 | Los Angeles | 37 | 06037 | 60 | 8368 | 2013 | 9999 |  |  | N | Natural Gas |  |  |  | DLNB | SCR | [8 empty] | 0.0047467 | 0.0047467 | 0.0047467 | 0.0047467 | [11 empty] | El Segundo Energy Center LLC | 100 | NRG Energy Inc | 100
Fighting Creek LFGTE Plant | 57902_G_G-123 | 57902 | G | G-123 |  | Landfill Gas |  | WECC_PNW | Idaho | 16 | Kootenai | 55 | 16055 | 1.6 | 13500 | 2012 | 9999 |  |  | N | Landfill Gas | [13 empty] | 0.22117 | 0.22117 | 0.22117 | 0.22117 | [11 empty] | Kootenai Electric Coop Inc | 100 | Kootenai Electric Coop Inc | 100
Fighting Creek LFGTE Plant | 57902_G_G-162 | 57902 | G | G-162 |  | Landfill Gas |  | WECC_PNW | Idaho | 16 | Kootenai | 55 | 16055 | 1.6 | 13500 | 2012 | 9999 |  |  | N | Landfill Gas | [13 empty] | 0.22117 | 0.22117 | 0.22117 | 0.22117 | [11 empty] | Kootenai Electric Coop Inc | 100 | Kootenai Electric Coop Inc | 100
SMMPA Methane Energy Facility | 57903_G_UNIT1 | 57903 | G | UNIT1 |  | Landfill Gas |  | MIS_MNWI | Minnesota | 27 | Kanabec | 65 | 27065 | 1.5 | 13500 | 2012 | 9999 |  |  | N | Landfill Gas | [13 empty] | 0.22117 | 0.22117 | 0.22117 | 0.22117 | [11 empty] | Southern Minnesota Municipal Power Agency | 100 | Southern Minnesota Municipal Power Agency | 100
San Antonio West Solar Rooftop | 57904_G_CHNO | 57904 | G | CHNO |  | Solar PV |  | WECC_SCE | California | 6 | Riverside | 65 | 06065 | 1.5 | 0 | 2012 | 9999 |  |  | N | Solar | [13 empty] | 0 | 0 | 0 | 0 | [11 empty] | SS San Antonio West LLC | 100 | SS San Antonio West LLC | 100
Central Utility Plant Cincinnati | 57908_G_CTG1 | 57908 | G | CTG1 |  | Combined Cycle |  | PJM_West | Ohio | 39 | Hamilton | 61 | 39061 | 12.5 | 5500 | 2004 | 9999 |  |  | Y | Natural Gas, Distillate Fuel Oil | [13 empty] | 0.024573 | 0.024573 | 0.024573 | 0.024573 | [11 empty] | University of Cincinnati | 100 | University of Cincinnati | 100
Central Utility Plant Cincinnati | 57908_G_CTG2 | 57908 | G | CTG2 |  | Combined Cycle |  | PJM_West | Ohio | 39 | Hamilton | 61 | 39061 | 12.5 | 5500 | 2004 | 9999 |  |  | Y | Natural Gas, Distillate Fuel Oil | [13 empty] | 0.024573 | 0.024573 | 0.024573 | 0.024573 | [11 empty] | University of Cincinnati | 100 | University of Cincinnati | 100
Central Utility Plant Cincinnati | 57908_G_P005 | 57908 | G | P005 |  | Combustion Turbine | IC Engine | PJM_West | Ohio | 39 | Hamilton | 61 | 39061 | 1.9 | 13469 | 2004 | 9999 |  |  | N | Distillate Fuel Oil | [13 empty] | 1.6498 | 1.6498 | 1.6498 | 1.6498 | [11 empty] | University of Cincinnati | 100 | University of Cincinnati | 100
Central Utility Plant Cincinnati | 57908_G_STG | 57908 | G | STG |  | Combined Cycle |  | PJM_West | Ohio | 39 | Hamilton | 61 | 39061 | 21.5 | 5500 | 2004 | 9999 |  |  | Y | Natural Gas, Distillate Fuel Oil |  |  |  | LA + LNB | [9 empty] | 0.024573 | 0.024573 | 0.024573 | 0.024573 | [11 empty] | University of Cincinnati | 100 | University of Cincinnati | 100
Piedmont Green Power | 57909_B_BLR1 | 57909 | B | BLR1 |  | Biomass |  | S_SOU | Georgia | 13 | Lamar | 171 | 13171 | 55 | 13500 | 2013 | 9999 |  |  | N | Biomass |  |  |  | CF + NH3 + OFA | SNCR |  |  | B | NA |  |  |  |  | 0.08582 | 0.08582 | 0.08582 | 0.08582 | [11 empty] | Piedmont Green Power LLC | 100 | I Squared Capital | 100
Centennial Generating Station | 57910_G_1 | 57910 | G | 1 |  | Combustion Turbine | IC Engine | SPP_WAUE | Minnesota | 27 | Clay | 27 | 27027 | 2 | 12283 | 2011 | 9999 |  |  | N | Distillate Fuel Oil | [13 empty] | 1.6498 | 1.6498 | 1.6498 | 1.6498 | [11 empty] | Moorhead MN (City of) | 100 | Moorhead MN (City of) | 100
Centennial Generating Station | 57910_G_2 | 57910 | G | 2 |  | Combustion Turbine | IC Engine | SPP_WAUE | Minnesota | 27 | Clay | 27 | 27027 | 2 | 12283 | 2011 | 9999 |  |  | N | Distillate Fuel Oil | [13 empty] | 1.6498 | 1.6498 | 1.6498 | 1.6498 | [11 empty] | Moorhead MN (City of) | 100 | Moorhead MN (City of) | 100
Centennial Generating Station | 57910_G_3 | 57910 | G | 3 |  | Combustion Turbine | IC Engine | SPP_WAUE | Minnesota | 27 | Clay | 27 | 27027 | 2 | 12283 | 2011 | 9999 |  |  | N | Distillate Fuel Oil | [13 empty] | 1.6498 | 1.6498 | 1.6498 | 1.6498 | [11 empty] | Moorhead MN (City of) | 100 | Moorhead MN (City of) | 100
Centennial Generating Station | 57910_G_4 | 57910 | G | 4 |  | Combustion Turbine | IC Engine | SPP_WAUE | Minnesota | 27 | Clay | 27 | 27027 | 2 | 12283 | 2011 | 9999 |  |  | N | Distillate Fuel Oil | [13 empty] | 1.6498 | 1.6498 | 1.6498 | 1.6498 | [11 empty] | Moorhead MN (City of) | 100 | Moorhead MN (City of) | 100
Centennial Generating Station | 57910_G_5 | 57910 | G | 5 |  | Combustion Turbine | IC Engine | SPP_WAUE | Minnesota | 27 | Clay | 27 | 27027 | 2 | 12283 | 2011 | 9999 |  |  | N | Distillate Fuel Oil | [13 empty] | 1.6498 | 1.6498 | 1.6498 | 1.6498 | [11 empty] | Moorhead MN (City of) | 100 | Moorhead MN (City of) | 100
Roseburg LFG | 57911_G_1 | 57911 | G | 1 |  | Landfill Gas |  | WECC_PNW | Oregon | 41 | Douglas | 19 | 41019 | 1.6 | 13500 | 2011 | 9999 |  |  | N | Landfill Gas | [13 empty] | 0.22117 | 0.22117 | 0.22117 | 0.22117 | [11 empty] | Roseburg LFG Energy LLC | 100 | Cascade Energy Partners LLC | 100
Grand Ridge Solar Farm | 57912_G_1 | 57912 | G | 1 |  | Solar PV |  | PJM_COMD | Illinois | 17 | LaSalle | 99 | 17099 | 20 | 0 | 2012 | 9999 |  |  | N | Solar | [13 empty] | 0 | 0 | 0 | 0 | [11 empty] | Invenergy Illinios Solar 1 LLC | 100 | Invenergy LLC | 100
Tule Wind LLC | 57913_G_1 | 57913 | G | 1 |  | Onshore Wind |  | WEC_SDGE | California | 6 | San Diego | 73 | 06073 | 143 | 0 | 2017 | 9999 |  |  | N | Wind | [13 empty] | 0 | 0 | 0 | 0 | [11 empty] | Tule Wind LLC | 100 | Iberdrola SA | 100
Baffin Wind | 57927_G_1 | 57927 | G | 1 |  | Onshore Wind |  | ERC_REST | Texas | 48 | Kenedy | 261 | 48261 | 188 | 0 | 2014 | 9999 |  |  | N | Wind | [13 empty] | 0 | 0 | 0 | 0 | [11 empty] | Baffin Wind LLC | 100 | Iberdrola SA | 100
East Campus Utility Plant | 57929_G_P007 | 57929 | G | P007 |  | Combustion Turbine | IC Engine | PJM_West | Ohio | 39 | Hamilton | 61 | 39061 | 1.7 | 13469 | 2006 | 9999 |  |  | N | Distillate Fuel Oil | [13 empty] | 1.6498 | 1.6498 | 1.6498 | 1.6498 | [11 empty] | University of Cincinnati | 100 | University of Cincinnati | 100
East Campus Utility Plant | 57929_G_P008 | 57929 | G | P008 |  | Combustion Turbine | IC Engine | PJM_West | Ohio | 39 | Hamilton | 61 | 39061 | 1.5 | 13469 | 2006 | 9999 |  |  | N | Distillate Fuel Oil | [13 empty] | 1.6498 | 1.6498 | 1.6498 | 1.6498 | [11 empty] | University of Cincinnati | 100 | University of Cincinnati | 100
East Campus Utility Plant | 57929_G_STG | 57929 | G | STG |  | O/G Steam |  | PJM_West | Ohio | 39 | Hamilton | 61 | 39061 | 1.2 | 11798 | 2010 | 9999 |  |  | N | Natural Gas, Distillate Fuel Oil | [13 empty] | 0.23063 | 0.23063 | 0.23063 | 0.23063 | [11 empty] | University of Cincinnati | 100 | University of Cincinnati | 100
Arzon Solar UASTP Solar Power Station | 57930_G_UAST | 57930 | G | UAST |  | Solar PV |  | WECC_AZ | Arizona | 4 | Pima | 19 | 04019 | 1.9 | 0 | 2011 | 9999 |  |  | N | Solar | [13 empty] | 0 | 0 | 0 | 0 | [11 empty] | Amonix Uastp Solar Power Generation Station 1 LLC | 100 | Amonix Inc | 100
Holyoke Solar Cooperative at Mueller | 57931_G_PV1 | 57931 | G | PV1 |  | Solar PV |  | NENGREST | Massachusetts | 25 | Hampden | 13 | 25013 | 2.7 | 0 | 2011 | 9999 |  |  | N | Solar | [13 empty] | 0 | 0 | 0 | 0 | [11 empty] | Holyoke Solar LLC | 100 | Exelon Corp | 100
Solar Star California II LLC | 57933_G_1 | 57933 | G | 1 |  | Solar PV |  | WEC_BANC | California | 6 | Sacramento | 67 | 06067 | 2 | 0 | 2012 | 9999 |  |  | N | Solar | [13 empty] | 0 | 0 | 0 | 0 | [11 empty] | Solar Star California II LLC | 100 | WEC Energy Group Inc | 100
Douglas Solar | 57934_G_DOMA | 57934 | G | DOMA |  | Solar PV |  | NENGREST | Massachusetts | 25 | Worcester | 27 | 25027 | 2 | 0 | 2012 | 9999 |  |  | N | Solar | [13 empty] | 0 | 0 | 0 | 0 | [11 empty] | Consolidated Edison Energy Inc | 100 | Consolidated Edison Inc | 100
ADA Carbon Solutions Red River | 57938_G_GEN1 | 57938 | G | GEN1 |  | Non-Fossil Waste |  | MIS_LA | Louisiana | 22 | Red River | 81 | 22081 | 20.5 | 9193 | 2011 | 9999 |  |  | Y | Non-Fossil Waste | [13 empty] | 0 | 0 | 0 | 0 | [11 empty] | Ada Carbon Solutions (Red River) LLC | 100 | ADA ES Inc | 100
Walmart Casa Grande | 57939_G_1 | 57939 | G | 1 |  | Solar PV |  | WECC_AZ | Arizona | 4 | Pinal | 21 | 04021 | 1 | 0 | 2011 | 9999 |  |  | N | Solar | [13 empty] | 0 | 0 | 0 | 0 | [11 empty] | Nba SolarCity Commercial I LLC | 100 | SolarCity Corp | 100
Walmart Casa Grande | 57939_G_2 | 57939 | G | 2 |  | Solar PV |  | WECC_AZ | Arizona | 4 | Pinal | 21 | 04021 | 1 | 0 | 2011 | 9999 |  |  | N | Solar | [13 empty] | 0 | 0 | 0 | 0 | [11 empty] | Nba SolarCity Commercial I LLC | 100 | SolarCity Corp | 100
Town of Uxbridge MA at Commerce Dr | 57941_G_PV1 | 57941 | G | PV1 |  | Solar PV |  | NENGREST | Massachusetts | 25 | Worcester | 27 | 25027 | 1.8 | 0 | 2012 | 9999 |  |  | N | Solar | [13 empty] | 0 | 0 | 0 | 0 | [11 empty] | Constellation Solar Net Metering LLC | 100 | Exelon Corp | 100
Town of Norfolk MA at Medway Branch | 57942_G_PV1 | 57942 | G | PV1 |  | Solar PV |  | NENGREST | Massachusetts | 25 | Norfolk | 21 | 25021 | 1.2 | 0 | 2012 | 9999 |  |  | N | Solar | [13 empty] | 0 | 0 | 0 | 0 | [11 empty] | Constellation Solar Massachusetts LLC | 100 | Exelon Corp | 100
Lonesome Creek Station | 57943_G_01 | 57943 | G | 01 | 90836 | Combustion Turbine |  | SPP_WAUE | North Dakota | 38 | McKenzie | 53 | 38053 | 40 | 10745 | 2013 | 9999 |  |  | N | Natural Gas |  |  |  | DLNB | SCR | [8 empty] | 0.01339 | 0.01339 | 0.01339 | 0.01339 | [11 empty] | Basin Electric Power Coop | 100 | Basin Electric Power Coop | 100
Lonesome Creek Station | 57943_G_02 | 57943 | G | 02 | 90837 | Combustion Turbine |  | SPP_WAUE | North Dakota | 38 | McKenzie | 53 | 38053 | 40 | 10745 | 2015 | 9999 |  |  | N | Natural Gas |  |  |  | DLNB | SCR | [8 empty] | 0.01194 | 0.01194 | 0.01194 | 0.01194 | [11 empty] | Basin Electric Power Coop | 100 | Basin Electric Power Coop | 100
Lonesome Creek Station | 57943_G_03 | 57943 | G | 03 | 90838 | Combustion Turbine |  | SPP_WAUE | North Dakota | 38 | McKenzie | 53 | 38053 | 40 | 10745 | 2015 | 9999 |  |  | N | Natural Gas |  |  |  | DLNB | SCR | [8 empty] | 0.01298 | 0.01298 | 0.01298 | 0.01298 | [11 empty] | Basin Electric Power Coop | 100 | Basin Electric Power Coop | 100
Lonesome Creek Station | 57943_G_04 | 57943 | G | 04 | 91086 | Combustion Turbine |  | SPP_WAUE | North Dakota | 38 | McKenzie | 53 | 38053 | 40 | 10745 | 2017 | 9999 |  |  | N | Natural Gas | [13 empty] | 0.01215 | 0.01215 | 0.01215 | 0.01215 | [11 empty] | Basin Electric Power Coop | 100 | Basin Electric Power Coop | 100
Lonesome Creek Station | 57943_G_05 | 57943 | G | 05 | 91087 | Combustion Turbine |  | SPP_WAUE | North Dakota | 38 | McKenzie | 53 | 38053 | 40 | 10745 | 2017 | 9999 |  |  | N | Natural Gas | [13 empty] | 0.01264 | 0.01264 | 0.01264 | 0.01264 | [11 empty] | Basin Electric Power Coop | 100 | Basin Electric Power Coop | 100
Berkeley County Landfill | 57945_G_B1 | 57945 | G | B1 |  | Landfill Gas |  | S_VACA | South Carolina | 45 | Berkeley | 15 | 45015 | 1.5 | 13500 | 2011 | 9999 |  |  | N | Landfill Gas | [13 empty] | 0.22117 | 0.22117 | 0.22117 | 0.22117 | [11 empty] | Berkeley County (SC) | 100 | Berkeley County (SC) | 100
Berkeley County Landfill | 57945_G_B2 | 57945 | G | B2 |  | Landfill Gas |  | S_VACA | South Carolina | 45 | Berkeley | 15 | 45015 | 1.5 | 13500 | 2011 | 9999 |  |  | N | Landfill Gas | [13 empty] | 0.22117 | 0.22117 | 0.22117 | 0.22117 | [11 empty] | Berkeley County (SC) | 100 | Berkeley County (SC) | 100
Fredericktown Energy Center | 57946_G_UNIT1 | 57946 | G | UNIT1 |  | Combustion Turbine |  | MIS_MO | Missouri | 29 | Madison | 123 | 29123 | 12 | 12091 | 2015 | 9999 |  |  | N | Natural Gas | [13 empty] | 0.011 | 0.011 | 0.011 | 0.011 | [11 empty] | Missouri Joint Municipal Electric Utility Commission | 100 | Missouri Joint Municipal Electric Utility Commission | 100
Fredericktown Energy Center | 57946_G_UNIT2 | 57946 | G | UNIT2 |  | Combustion Turbine |  | MIS_MO | Missouri | 29 | Madison | 123 | 29123 | 12 | 12093 | 2015 | 9999 |  |  | N | Natural Gas | [13 empty] | 0.011 | 0.011 | 0.011 | 0.011 | [11 empty] | Missouri Joint Municipal Electric Utility Commission | 100 | Missouri Joint Municipal Electric Utility Commission | 100
Macho Springs Power I | 57947_G_GEN | 57947 | G | GEN |  | Onshore Wind |  | WECC_NM | New Mexico | 35 | Luna | 29 | 35029 | 50.4 | 0 | 2011 | 9999 |  |  | N | Wind | [13 empty] | 0 | 0 | 0 | 0 | [11 empty] | Macho Springs Power I LLC | 100 | Southern Co | 100
NJ Oak Solar Plant | 57948_G_OAK | 57948 | G | OAK |  | Solar PV |  | PJM_EMAC | New Jersey | 34 | Cumberland | 11 | 34011 | 10 | 0 | 2011 | 9999 |  |  | N | Solar | [13 empty] | 0 | 0 | 0 | 0 | [11 empty] | NJ Oak Solar LLC | 100 | Lincoln Renewable Energy LLC | 100
Shore Point Solar | 57951_G_1 | 57951 | G | 1 |  | Solar PV |  | PJM_EMAC | New Jersey | 34 | Monmouth | 25 | 34025 | 1 | 0 | 2011 | 9999 |  |  | N | Solar | [13 empty] | 0 | 0 | 0 | 0 | [11 empty] | Shore Point Solar LLC | 100 | Shore Point Solar LLC | 100
Woodall Gas Plant | 57952_G_GEN1 | 57952 | G | GEN1 |  | Combustion Turbine | IC Engine | SPP_SPS | Texas | 48 | Hemphill | 211 | 48211 | 1 | 11686 | 2012 | 9999 |  |  | N | Natural Gas | [13 empty] | 1.061 | 1.061 | 1.061 | 1.061 | [11 empty] | Eagle Rock Field Services LP | 100 | Eagle Rock Energy Partners LP | 100
Woodall Gas Plant | 57952_G_GEN2 | 57952 | G | GEN2 |  | Combustion Turbine | IC Engine | SPP_SPS | Texas | 48 | Hemphill | 211 | 48211 | 1 | 11686 | 2012 | 9999 |  |  | N | Natural Gas | [13 empty] | 1.061 | 1.061 | 1.061 | 1.061 | [11 empty] | Eagle Rock Field Services LP | 100 | Eagle Rock Energy Partners LP | 100
Woodall Gas Plant | 57952_G_GEN3 | 57952 | G | GEN3 |  | Combustion Turbine | IC Engine | SPP_SPS | Texas | 48 | Hemphill | 211 | 48211 | 1 | 11686 | 2012 | 9999 |  |  | N | Natural Gas | [13 empty] | 1.061 | 1.061 | 1.061 | 1.061 | [11 empty] | Eagle Rock Field Services LP | 100 | Eagle Rock Energy Partners LP | 100
Roquette America | 57953_G_GT | 57953 | G | GT |  | Combined Cycle |  | MIS_MO | Iowa | 19 | Lee | 111 | 19111 | 38 | 5500 | 2004 | 9999 |  |  | Y | Natural Gas |  |  |  |  | SCR | [8 empty] | 0.00793 | 0.00793 | 0.00793 | 0.00793 | [11 empty] | Roquette America Inc | 100 | Roquette America Inc | 100
Roquette America | 57953_B_COGEN | 57953 | B | COGEN |  | Coal Steam |  | MIS_MO | Iowa | 19 | Lee | 111 | 19111 | 32 | 8300 | 2007 | 9999 | FBC | dry | Y | Bituminous, Petroleum Coke | Dry Scrubber | 2008 | 0.95 | CF + OFA | SNCR |  | 2008 | B | NA |  |  |  | 5.26 | 0.14412 | 0.07206 | 0.14412 | 0.07206 | 0.05 | 0.07 | 0.07 | 0.99 | [7 empty] | Roquette America Inc | 100 | Roquette America Inc | 100
Minco Wind II, LLC | 57956_G_1 | 57956 | G | 1 |  | Onshore Wind |  | SPP_WEST | Oklahoma | 40 | Grady | 51 | 40051 | 100.8 | 0 | 2011 | 9999 |  |  | N | Wind | [13 empty] | 0 | 0 | 0 | 0 | [11 empty] | Minco Wind Energy II LLC | 100 | NextEra Energy Inc | 100
Desert Green Solar Farm LLC | 57959_G_1 | 57959 | G | 1 |  | Solar PV |  | WEC_SDGE | California | 6 | San Diego | 73 | 06073 | 6.3 | 0 | 2014 | 9999 |  |  | N | Solar | [13 empty] | 0 | 0 | 0 | 0 | [11 empty] | Desert Green Solar Farm LLC | 100 | Invenergy LLC | 100
Rugged Solar LLC | 57960_G_1 | 57960 | G | 1 |  | Solar PV |  | WEC_SDGE | California | 6 | San Diego | 73 | 06073 | 80 | 0 | 2019 | 9999 |  |  | N | Solar | [13 empty] | 0 | 0 | 0 | 0 | [11 empty] | Clean Focus Renewables Inc | 100 | Clean Focus Corp | 100
Brookfield Tehachapi 1 | 57962_G_BT1 | 57962 | G | BT1 |  | Onshore Wind |  | WECC_SCE | California | 6 | Kern | 29 | 06029 | 102 | 0 | 2012 | 9999 |  |  | N | Wind | [13 empty] | 0 | 0 | 0 | 0 | [11 empty] | Coram California Development LP | 100 | NextEra Energy Inc | 100
Musselshell Wind Project | 57963_G_MS01 | 57963 | G | MS01 |  | Onshore Wind |  | WECC_MT | Montana | 30 | Wheatland | 107 | 30107 | 10 | 0 | 2012 | 9999 |  |  | N | Wind | [13 empty] | 0 | 0 | 0 | 0 | [11 empty] | Musselshell Wind Project LLC | 100 | Power Energy Corp | 100
Shady Oaks Wind Farm | 57964_G_1 | 57964 | G | 1 |  | Onshore Wind |  | PJM_COMD | Illinois | 17 | Lee | 103 | 17103 | 109.5 | 0 | 2012 | 9999 |  |  | N | Wind | [13 empty] | 0 | 0 | 0 | 0 | [11 empty] | Algonquin Power (America) Inc | 100 | Algonquin Power & Utilities Corp | 100
Musselshell Wind Project Two LLC | 57965_G_MS02 | 57965 | G | MS02 |  | Onshore Wind |  | WECC_MT | Montana | 30 | Wheatland | 107 | 30107 | 10 | 0 | 2012 | 9999 |  |  | N | Wind | [13 empty] | 0 | 0 | 0 | 0 | [11 empty] | Musselshell Wind Project Two LLC | 100 | Power Energy Corp | 100
Cashton Greens Wind Farm | 57968_G_CGWF | 57968 | G | CGWF |  | Onshore Wind |  | MIS_WUMS | Wisconsin | 55 | Monroe | 81 | 55081 | 4.8 | 0 | 2012 | 9999 |  |  | N | Wind | [13 empty] | 0 | 0 | 0 | 0 | [11 empty] | Organic Valley Family of Farms | 100 | Organic Valley Family of Farms | 100
Darrington | 57969_G_GEN1 | 57969 | G | GEN1 |  | Biomass |  | WECC_PNW | Washington | 53 | Snohomish | 61 | 53061 | 4.5 | 4874 | 2007 | 9999 |  |  | Y | Biomass | [13 empty] | 0.22033 | 0.22033 | 0.22033 | 0.22033 | [11 empty] | Hampton Affiliates | 100 | Hampton Affiliates | 100
Butte College Main Campus Solar | 57970_G_SOL1 | 57970 | G | SOL1 |  | Solar PV |  | WEC_CALN | California | 6 | Butte | 7 | 06007 | 2.9 | 0 | 2011 | 9999 |  |  | N | Solar | [13 empty] | 0 | 0 | 0 | 0 | [11 empty] | Butte College (CA) | 100 | Butte College (CA) | 100
SF Southeast Cogen Plant | 57971_G_COGEN | 57971 | G | COGEN |  | Non-Fossil Waste |  | WEC_CALN | California | 6 | San Francisco | 75 | 06075 | 1.9 | 11084 | 2002 | 9999 |  |  | N | Non-Fossil Waste | [13 empty] | 0 | 0 | 0 | 0 | [11 empty] | City & County of San Francisco | 100 | City & County of San Francisco | 100
Spinning Spur Wind LLC | 57973_G_GEN1 | 57973 | G | GEN1 |  | Onshore Wind |  | SPP_SPS | Texas | 48 | Oldham | 359 | 48359 | 161 | 0 | 2012 | 9999 |  |  | N | Wind | [13 empty] | 0 | 0 | 0 | 0 | [11 empty] | EDF Renewables Inc | 100 | EDF Group | 100
Bobcat Bluff Wind Project LLC | 57974_G_GEN1 | 57974 | G | GEN1 |  | Onshore Wind |  | ERC_WEST | Texas | 48 | Archer | 9 | 48009 | 150 | 0 | 2012 | 9999 |  |  | N | Wind | [13 empty] | 0 | 0 | 0 | 0 | [11 empty] | Bobcat Bluff Wind Project LLC | 100 | EDF Group | 100
Spearville 3 LLC | 57975_G_GEN1 | 57975 | G | GEN1 |  | Onshore Wind |  | SPP_N | Kansas | 20 | Ford | 57 | 20057 | 108 | 0 | 2012 | 9999 |  |  | N | Wind | [13 empty] | 0 | 0 | 0 | 0 | [11 empty] | Spearville 3 LLC | 100 | BlackRock Financial Management Inc | 100
Pocahontas Prairie Wind Farm | 57976_G_1 | 57976 | G | 1 |  | Onshore Wind |  | MIS_MIDA | Iowa | 19 | Pocahontas | 151 | 19151 | 80 | 0 | 2012 | 9999 |  |  | N | Wind | [13 empty] | 0 | 0 | 0 | 0 | [11 empty] | Pocahontas Prairie Wind LLC | 100 | Algonquin Power Income Fund | 100
High Sierra Cogeneration Plant | 57977_G_ENG1 | 57977 | G | ENG1 |  | Combustion Turbine | IC Engine | WEC_CALN | California | 6 | Lassen | 35 | 06035 | 2.5 | 8700 | 2010 | 9999 |  |  | Y | Natural Gas | [13 empty] | 0.2046 | 0.2046 | 0.2046 | 0.2046 | [11 empty] | Plumas Sierra Rural Electric Coop | 100 | Plumas Sierra Rural Electric Coop | 100
High Sierra Cogeneration Plant | 57977_G_ENG2 | 57977 | G | ENG2 |  | Combustion Turbine | IC Engine | WEC_CALN | California | 6 | Lassen | 35 | 06035 | 2.5 | 8700 | 2010 | 9999 |  |  | Y | Natural Gas | [13 empty] | 0.2046 | 0.2046 | 0.2046 | 0.2046 | [11 empty] | Plumas Sierra Rural Electric Coop | 100 | Plumas Sierra Rural Electric Coop | 100
Lodi Energy Center | 57978_G_CT1 | 57978 | G | CT1 | 90795 | Combined Cycle |  | WEC_CALN | California | 6 | San Joaquin | 77 | 06077 | 162 | 7092 | 2012 | 9999 |  |  | N | Natural Gas |  |  |  |  | SCR | [8 empty] | 0.0058584 | 0.0058584 | 0.0058584 | 0.0058584 | [11 empty] | Northern California Power Agency | 100 | Northern California Power Agency | 100
Lodi Energy Center | 57978_G_ST1 | 57978 | G | ST1 | 90795 | Combined Cycle |  | WEC_CALN | California | 6 | San Joaquin | 77 | 06077 | 95 | 7092 | 2012 | 9999 |  |  | N | Natural Gas |  |  |  |  | SCR | [8 empty] | 0.0058584 | 0.0058584 | 0.0058584 | 0.0058584 | [11 empty] | Northern California Power Agency | 100 | Northern California Power Agency | 100
Kingdom Community Wind | 57979_G_KCW | 57979 | G | KCW |  | Onshore Wind |  | NENGREST | Vermont | 50 | Orleans | 19 | 50019 | 65 | 0 | 2012 | 9999 |  |  | N | Wind | [13 empty] | 0 | 0 | 0 | 0 | [11 empty] | Green Mountain Power Corp | 100 | Gaz Métropolitain & Co LP | 100
Busch Ranch Wind Energy Farm | 57980_G_WTG | 57980 | G | WTG |  | Onshore Wind |  | WECC_CO | Colorado | 8 | Huerfano | 55 | 08055 | 29 | 0 | 2012 | 9999 |  |  | N | Wind | [13 empty] | 0 | 0 | 0 | 0 | [11 empty] | AltaGas Renewable Energy Coloardo LLC | 50 | AltaGas Ltd | 50
Senate Wind LLC | 57981_G_GEN1 | 57981 | G | GEN1 |  | Onshore Wind |  | ERC_WEST | Texas | 48 | Jack | 237 | 48237 | 150 | 0 | 2012 | 9999 |  |  | N | Wind | [13 empty] | 0 | 0 | 0 | 0 | [11 empty] | Senate Wind Energy LLC | 100 | Gamesa Corporación Tecnológica SA | 100
Meridian Vineyards | 57982_G_PV-1 | 57982 | G | PV-1 |  | Solar PV |  | WEC_CALN | California | 6 | San Luis Obispo | 79 | 06079 | 0.5 | 0 | 2010 | 9999 |  |  | N | Solar | [13 empty] | 0 | 0 | 0 | 0 | [11 empty] | Gestamp Asetym Solar North America Inc | 100 | Gestamp Corp | 100
Meridian Vineyards | 57982_G_PV-2 | 57982 | G | PV-2 |  | Solar PV |  | WEC_CALN | California | 6 | San Luis Obispo | 79 | 06079 | 0.6 | 0 | 2010 | 9999 |  |  | N | Solar | [13 empty] | 0 | 0 | 0 | 0 | [11 empty] | Gestamp Asetym Solar North America Inc | 100 | Gestamp Corp | 100
Stephens Ranch Wind Energy LLC | 57983_G_1 | 57983 | G | 1 |  | Onshore Wind |  | ERC_WEST | Texas | 48 | Borden | 33 | 48033 | 211 | 0 | 2014 | 9999 |  |  | N | Wind | [13 empty] | 0 | 0 | 0 | 0 | [11 empty] | Stephens Ranch Wind Energy LLC | 100 | Starwood Capital Group Global LLC | 100
Stephens Ranch Wind Energy LLC | 57983_G_2 | 57983 | G | 2 |  | Onshore Wind |  | ERC_WEST | Texas | 48 | Borden | 33 | 48033 | 165 | 0 | 2015 | 9999 |  |  | N | Wind | [13 empty] | 0 | 0 | 0 | 0 | [11 empty] | Stephens Ranch Wind Energy II LLC | 100 | Starwood Capital Group Global LLC | 100
Lake Winds Energy Park | 57984_G_LWEP | 57984 | G | LWEP |  | Onshore Wind |  | MIS_LMI | Michigan | 26 | Mason | 105 | 26105 | 100.8 | 0 | 2012 | 9999 |  |  | N | Wind | [13 empty] | 0 | 0 | 0 | 0 | [11 empty] | Consumers Energy Co | 100 | CMS Energy Corp | 100
SunE EPE2 LLC | 57985_G_1 | 57985 | G | 1 |  | Solar PV |  | WECC_NM | New Mexico | 35 | Dona Ana | 13 | 35013 | 13.6 | 0 | 2012 | 9999 |  |  | N | Solar | [13 empty] | 0 | 0 | 0 | 0 | [11 empty] | SunE EPE2 LLC | 100 | SunEdison | 100
SunE EPE1 LLC | 57986_G_1 | 57986 | G | 1 |  | Solar PV |  | WECC_NM | New Mexico | 35 | Dona Ana | 13 | 35013 | 11.3 | 0 | 2012 | 9999 |  |  | N | Solar | [13 empty] | 0 | 0 | 0 | 0 | [11 empty] | SunE EPE1 LLC | 100 | SunEdison | 100
Canadian Hills Wind | 57987_G_1 | 57987 | G | 1 |  | Onshore Wind |  | SPP_WEST | Oklahoma | 40 | Canadian | 17 | 40017 | 298.5 | 0 | 2012 | 9999 |  |  | N | Wind | [13 empty] | 0 | 0 | 0 | 0 | [11 empty] | Canadian Hills Wind LLC | 100 | Brookfield Asset Management Inc | 100
Lincoln Landfill | 57988_G_GEN1 | 57988 | G | GEN1 |  | Landfill Gas |  | WEC_CALN | California | 6 | Placer | 61 | 06061 | 0.8 | 13500 | 2004 | 9999 |  |  | N | Landfill Gas | [13 empty] | 0.07067 | 0.07067 | 0.07067 | 0.07067 | [11 empty] | Energy 2001 Inc | 100 | Energy 2001 Inc | 100
Lincoln Landfill | 57988_G_GEN2 | 57988 | G | GEN2 |  | Landfill Gas |  | WEC_CALN | California | 6 | Placer | 61 | 06061 | 0.8 | 13500 | 2004 | 9999 |  |  | N | Landfill Gas | [13 empty] | 0.07067 | 0.07067 | 0.07067 | 0.07067 | [11 empty] | Energy 2001 Inc | 100 | Energy 2001 Inc | 100
Lincoln Landfill | 57988_G_GEN3 | 57988 | G | GEN3 |  | Landfill Gas |  | WEC_CALN | California | 6 | Placer | 61 | 06061 | 0.8 | 13500 | 2004 | 9999 |  |  | N | Landfill Gas | [13 empty] | 0.07067 | 0.07067 | 0.07067 | 0.07067 | [11 empty] | Energy 2001 Inc | 100 | Energy 2001 Inc | 100
Lincoln Landfill | 57988_G_GEN 5 | 57988 | G | GEN 5 |  | Landfill Gas |  | WEC_CALN | California | 6 | Placer | 61 | 06061 | 0.8 | 13500 | 2012 | 9999 |  |  | N | Landfill Gas | [13 empty] | 0.07067 | 0.07067 | 0.07067 | 0.07067 | [11 empty] | Energy 2001 Inc | 100 | Energy 2001 Inc | 100
Lincoln Landfill | 57988_G_GEN 6 | 57988 | G | GEN 6 |  | Landfill Gas |  | WEC_CALN | California | 6 | Placer | 61 | 06061 | 0.8 | 13500 | 2012 | 9999 |  |  | N | Landfill Gas | [13 empty] | 0.07067 | 0.07067 | 0.07067 | 0.07067 | [11 empty] | Energy 2001 Inc | 100 | Energy 2001 Inc | 100
Lincoln Landfill | 57988_G_GEN4 | 57988 | G | GEN4 |  | Landfill Gas |  | WEC_CALN | California | 6 | Placer | 61 | 06061 | 0.8 | 13500 | 2012 | 9999 |  |  | N | Landfill Gas | [13 empty] | 0.07067 | 0.07067 | 0.07067 | 0.07067 | [11 empty] | Energy 2001 Inc | 100 | Energy 2001 Inc | 100
Groveland Solar | 57989_G_GSMA | 57989 | G | GSMA |  | Solar PV |  | NENGREST | Massachusetts | 25 | Essex | 9 | 25009 | 3.2 | 0 | 2012 | 9999 |  |  | N | Solar | [13 empty] | 0 | 0 | 0 | 0 | [11 empty] | Groveland Solar LLC | 100 | Consolidated Edison Inc | 100
Shrewsbury Solar | 57990_G_SSMA | 57990 | G | SSMA |  | Solar PV |  | NENGREST | Massachusetts | 25 | Worcester | 27 | 25027 | 2.5 | 0 | 2012 | 9999 |  |  | N | Solar | [13 empty] | 0 | 0 | 0 | 0 | [11 empty] | Shrewsbury Solar LLC | 100 | Consolidated Edison Inc | 100
Highland North Wind Farm | 57991_G_1 | 57991 | G | 1 |  | Onshore Wind |  | PJM_PENE | Pennsylvania | 42 | Cambria | 21 | 42021 | 75 | 0 | 2012 | 9999 |  |  | N | Wind | [13 empty] | 0 | 0 | 0 | 0 | [11 empty] | Highland North LLC | 100 | BlackRock Inc | 100
Boston Scientific Solar | 57992_G_BSMA | 57992 | G | BSMA |  | Solar PV |  | NENGREST | Massachusetts | 25 | Norfolk | 21 | 25021 | 1.1 | 0 | 2012 | 9999 |  |  | N | Solar | [13 empty] | 0 | 0 | 0 | 0 | [11 empty] | Consolidated Edison Energy Inc | 100 | Consolidated Edison Inc | 100
Desert Sunlight 300, LLC | 57993_G_DSL1 | 57993 | G | DSL1 |  | Solar PV |  | WECC_SCE | California | 6 | Riverside | 65 | 06065 | 40.3 | 0 | 2013 | 9999 |  |  | N | Solar | [13 empty] | 0 | 0 | 0 | 0 | [11 empty] | Desert Sunlight 300 LLC | 100 | Starwood Capital Group Global LLC | 100
Desert Sunlight 300, LLC | 57993_G_DSL10 | 57993 | G | DSL10 |  | Solar PV |  | WECC_SCE | California | 6 | Riverside | 65 | 06065 | 30.2 | 0 | 2013 | 9999 |  |  | N | Solar | [13 empty] | 0 | 0 | 0 | 0 | [11 empty] | Desert Sunlight 300 LLC | 100 | Starwood Capital Group Global LLC | 100
Desert Sunlight 300, LLC | 57993_G_DSL11 | 57993 | G | DSL11 |  | Solar PV |  | WECC_SCE | California | 6 | Riverside | 65 | 06065 | 20.2 | 0 | 2013 | 9999 |  |  | N | Solar | [13 empty] | 0 | 0 | 0 | 0 | [11 empty] | Desert Sunlight 300 LLC | 100 | Starwood Capital Group Global LLC | 100
Desert Sunlight 300, LLC | 57993_G_DSL2 | 57993 | G | DSL2 |  | Solar PV |  | WECC_SCE | California | 6 | Riverside | 65 | 06065 | 40.3 | 0 | 2013 | 9999 |  |  | N | Solar | [13 empty] | 0 | 0 | 0 | 0 | [11 empty] | Desert Sunlight 300 LLC | 100 | Starwood Capital Group Global LLC | 100
Desert Sunlight 300, LLC | 57993_G_DSL3 | 57993 | G | DSL3 |  | Solar PV |  | WECC_SCE | California | 6 | Riverside | 65 | 06065 | 40.3 | 0 | 2013 | 9999 |  |  | N | Solar | [13 empty] | 0 | 0 | 0 | 0 | [11 empty] | Desert Sunlight 300 LLC | 100 | Starwood Capital Group Global LLC | 100
Desert Sunlight 300, LLC | 57993_G_DSL4 | 57993 | G | DSL4 |  | Solar PV |  | WECC_SCE | California | 6 | Riverside | 65 | 06065 | 30.2 | 0 | 2013 | 9999 |  |  | N | Solar | [13 empty] | 0 | 0 | 0 | 0 | [11 empty] | Desert Sunlight 300 LLC | 100 | Starwood Capital Group Global LLC | 100
Desert Sunlight 300, LLC | 57993_G_DSL5 | 57993 | G | DSL5 |  | Solar PV |  | WECC_SCE | California | 6 | Riverside | 65 | 06065 | 25.2 | 0 | 2014 | 9999 |  |  | N | Solar | [13 empty] | 0 | 0 | 0 | 0 | [11 empty] | Desert Sunlight 300 LLC | 100 | Starwood Capital Group Global LLC | 100
Desert Sunlight 300, LLC | 57993_G_DSL6 | 57993 | G | DSL6 |  | Solar PV |  | WECC_SCE | California | 6 | Riverside | 65 | 06065 | 25.2 | 0 | 2014 | 9999 |  |  | N | Solar | [13 empty] | 0 | 0 | 0 | 0 | [11 empty] | Desert Sunlight 300 LLC | 100 | Starwood Capital Group Global LLC | 100
Desert Sunlight 300, LLC | 57993_G_DSL7 | 57993 | G | DSL7 |  | Solar PV |  | WECC_SCE | California | 6 | Riverside | 65 | 06065 | 20.2 | 0 | 2014 | 9999 |  |  | N | Solar | [13 empty] | 0 | 0 | 0 | 0 | [11 empty] | Desert Sunlight 300 LLC | 100 | Starwood Capital Group Global LLC | 100
Desert Sunlight 300, LLC | 57993_G_DSL8 | 57993 | G | DSL8 |  | Solar PV |  | WECC_SCE | California | 6 | Riverside | 65 | 06065 | 18.9 | 0 | 2014 | 9999 |  |  | N | Solar | [13 empty] | 0 | 0 | 0 | 0 | [11 empty] | Desert Sunlight 300 LLC | 100 | Starwood Capital Group Global LLC | 100
Desert Sunlight 300, LLC | 57993_G_DSL9 | 57993 | G | DSL9 |  | Solar PV |  | WECC_SCE | California | 6 | Riverside | 65 | 06065 | 22.7 | 0 | 2014 | 9999 |  |  | N | Solar | [13 empty] | 0 | 0 | 0 | 0 | [11 empty] | Desert Sunlight 300 LLC | 100 | Starwood Capital Group Global LLC | 100
Apple Data Center PV | 57994_G_PV1 | 57994 | G | PV1 |  | Solar PV |  | S_VACA | North Carolina | 37 | Catawba | 35 | 37035 | 20 | 0 | 2013 | 9999 |  |  | N | Solar | [13 empty] | 0 | 0 | 0 | 0 | [11 empty] | Apple Inc | 100 | Apple Inc | 100
NaturEner Rim Rock Energy | 57995_G_RR | 57995 | G | RR |  | Onshore Wind |  | WECC_MT | Montana | 30 | Toole | 101 | 30101 | 184.6 | 0 | 2012 | 9999 |  |  | N | Wind | [13 empty] | 0 | 0 | 0 | 0 | [11 empty] | NaturEner Rim Rock Wind Energy LLC | 100 | Sapec | 100
Foothills Solar Plant Hybrid | 57997_G_PV1 | 57997 | G | PV1 |  | Solar PV |  | WECC_AZ | Arizona | 4 | Yuma | 27 | 04027 | 17 | 0 | 2013 | 9999 |  |  | N | Solar | [13 empty] | 0 | 0 | 0 | 0 | [11 empty] | Arizona Public Service Co | 100 | Pinnacle West Capital Corp | 100
Foothills Solar Plant Hybrid | 57997_G_PV2 | 57997 | G | PV2 |  | Solar PV |  | WECC_AZ | Arizona | 4 | Yuma | 27 | 04027 | 18 | 0 | 2013 | 9999 |  |  | N | Solar | [13 empty] | 0 | 0 | 0 | 0 | [11 empty] | Arizona Public Service Co | 100 | Pinnacle West Capital Corp | 100
Twin Ridges Wind Farm | 57998_G_1 | 57998 | G | 1 |  | Onshore Wind |  | PJM_PENE | Pennsylvania | 42 | Somerset | 111 | 42111 | 139.4 | 0 | 2012 | 9999 |  |  | N | Wind | [13 empty] | 0 | 0 | 0 | 0 | [11 empty] | Big Savage LLC | 100 | BlackRock Inc | 100
Patton Wind Farm | 57999_G_1 | 57999 | G | 1 |  | Onshore Wind |  | PJM_PENE | Pennsylvania | 42 | Cambria | 21 | 42021 | 30 | 0 | 2012 | 9999 |  |  | N | Wind | [13 empty] | 0 | 0 | 0 | 0 | [11 empty] | Patton Wind Farm LLC | 100 | BlackRock Inc | 100
Anacacho Wind Farm, LLC | 58000_G_ANA | 58000 | G | ANA |  | Onshore Wind |  | ERC_REST | Texas | 48 | Kinney | 271 | 48271 | 99.8 | 0 | 2012 | 9999 |  |  | N | Wind | [13 empty] | 0 | 0 | 0 | 0 | [11 empty] | Anacacho Wind Farm LLC | 100 | RWE Group | 100
Panda Temple Power Station | 58001_G_CTG-1 | 58001 | G | CTG-1 | 90804 | Combined Cycle |  | ERC_REST | Texas | 48 | Bell | 27 | 48027 | 211 | 7190 | 2014 | 9999 |  |  | N | Natural Gas |  |  |  | DLNB | SCR | [8 empty] | 0.0075463 | 0.0075463 | 0.0075463 | 0.0075463 | [11 empty] | Panda Temple Power LLC | 100 | Panda Energy Intl Inc | 100
Panda Temple Power Station | 58001_G_CTG-2 | 58001 | G | CTG-2 | 90806 | Combined Cycle |  | ERC_REST | Texas | 48 | Bell | 27 | 48027 | 211 | 7190 | 2014 | 9999 |  |  | N | Natural Gas |  |  |  | DLNB | SCR | [8 empty] | 0.0075463 | 0.0075463 | 0.0075463 | 0.0075463 | [11 empty] | Panda Temple Power LLC | 100 | Panda Energy Intl Inc | 100
Panda Temple Power Station | 58001_G_STG-1 | 58001 | G | STG-1 | 90804 | Combined Cycle |  | ERC_REST | Texas | 48 | Bell | 27 | 48027 | 312 | 7190 | 2014 | 9999 |  |  | N | Natural Gas |  |  |  | LNB | SCR | [8 empty] | 0.0075463 | 0.0075463 | 0.0075463 | 0.0075463 | [11 empty] | Panda Temple Power LLC | 100 | Panda Energy Intl Inc | 100
Panda Temple Power Station | 58001_G_CTG-3 | 58001 | G | CTG-3 | 90807 | Combined Cycle |  | ERC_REST | Texas | 48 | Bell | 27 | 48027 | 211 | 7190 | 2015 | 9999 |  |  | N | Natural Gas |  |  |  | DLNB | SCR | [8 empty] | 0.0075125 | 0.0075125 | 0.0075125 | 0.0075125 | [11 empty] | Panda Temple Power II LLC | 100 | Panda Energy Intl Inc | 100
Panda Temple Power Station | 58001_G_CTG-4 | 58001 | G | CTG-4 | 90808 | Combined Cycle |  | ERC_REST | Texas | 48 | Bell | 27 | 48027 | 211 | 7190 | 2015 | 9999 |  |  | N | Natural Gas |  |  |  | DLNB | SCR | [8 empty] | 0.0075125 | 0.0075125 | 0.0075125 | 0.0075125 | [11 empty] | Panda Temple Power II LLC | 100 | Panda Energy Intl Inc | 100
Panda Temple Power Station | 58001_G_STG-2 | 58001 | G | STG-2 | 90807 | Combined Cycle |  | ERC_REST | Texas | 48 | Bell | 27 | 48027 | 312 | 7190 | 2015 | 9999 |  |  | N | Natural Gas |  |  |  | LNB | SCR | [8 empty] | 0.0075125 | 0.0075125 | 0.0075125 | 0.0075125 | [11 empty] | Panda Temple Power II LLC | 100 | Panda Energy Intl Inc | 100
Alpaugh North | 58002_G_SPS | 58002 | G | SPS |  | Solar PV |  | WECC_SCE | California | 6 | Tulare | 107 | 06107 | 20 | 0 | 2012 | 9999 |  |  | N | Solar | [13 empty] | 0 | 0 | 0 | 0 | [11 empty] | Alpaugh North LLC | 100 | Sempra Energy | 100
Alpaugh 50 | 58003_G_SPS50 | 58003 | G | SPS50 |  | Solar PV |  | WECC_SCE | California | 6 | Tulare | 107 | 06107 | 50 | 0 | 2012 | 9999 |  |  | N | Solar | [13 empty] | 0 | 0 | 0 | 0 | [11 empty] | Alpaugh 50 LLC | 100 | Consolidated Edison Inc | 100
Granite Reliable Power | 58004_G_1 | 58004 | G | 1 |  | Onshore Wind |  | NENGREST | New Hampshire | 33 | Coos | 7 | 33007 | 99 | 0 | 2012 | 9999 |  |  | N | Wind | [13 empty] | 0 | 0 | 0 | 0 | [11 empty] | Granite Reliable Power LLC | 100 | Brookfield Asset Management Inc | 100
Panda Sherman Power Station | 58005_G_CTG-1 | 58005 | G | CTG-1 | 90809 | Combined Cycle |  | ERC_REST | Texas | 48 | Grayson | 181 | 48181 | 204 | 7203 | 2014 | 9999 |  |  | N | Natural Gas |  |  |  | DLNB | SCR | [8 empty] | 0.0067815 | 0.0067815 | 0.0067815 | 0.0067815 | [11 empty] | Panda Sherman Power LLC | 100 | Panda Energy Intl Inc | 100
Panda Sherman Power Station | 58005_G_CTG-2 | 58005 | G | CTG-2 | 90810 | Combined Cycle |  | ERC_REST | Texas | 48 | Grayson | 181 | 48181 | 204 | 7203 | 2014 | 9999 |  |  | N | Natural Gas |  |  |  | DLNB | SCR | [8 empty] | 0.0067815 | 0.0067815 | 0.0067815 | 0.0067815 | [11 empty] | Panda Sherman Power LLC | 100 | Panda Energy Intl Inc | 100
Panda Sherman Power Station | 58005_G_STG-1 | 58005 | G | STG-1 | 90809 | Combined Cycle |  | ERC_REST | Texas | 48 | Grayson | 181 | 48181 | 309 | 7203 | 2014 | 9999 |  |  | N | Natural Gas |  |  |  | DLNB | SCR | [8 empty] | 0.0067815 | 0.0067815 | 0.0067815 | 0.0067815 | [11 empty] | Panda Sherman Power LLC | 100 | Panda Energy Intl Inc | 100
Salt Palace Solar Gen Plant | 58006_G_1 | 58006 | G | 1 |  | Solar PV |  | WECC_UT | Utah | 49 | Salt Lake | 35 | 49035 | 0.8 | 0 | 2012 | 9999 |  |  | N | Solar | [13 empty] | 0 | 0 | 0 | 0 | [11 empty] | Nexgen Energy Partners LLC | 100 | Nexgen Energy Partners LLC | 100
Salt Palace Solar Gen Plant | 58006_G_2 | 58006 | G | 2 |  | Solar PV |  | WECC_UT | Utah | 49 | Salt Lake | 35 | 49035 | 0.5 | 0 | 2012 | 9999 |  |  | N | Solar | [13 empty] | 0 | 0 | 0 | 0 | [11 empty] | Nexgen Energy Partners LLC | 100 | Nexgen Energy Partners LLC | 100
Brea Expansion Plant | 58007_G_G1 | 58007 | G | G1 |  | Landfill Gas |  | WECC_SCE | California | 6 | Orange | 59 | 06059 | 6.8 | 13500 | 2012 | 9999 |  |  | N | Landfill Gas | [13 empty] | 0.0901 | 0.0901 | 0.0901 | 0.0901 | [11 empty] | Brea Power II LLC | 100 | Energy Developments | 100
Brea Expansion Plant | 58007_G_G2 | 58007 | G | G2 |  | Landfill Gas |  | WECC_SCE | California | 6 | Orange | 59 | 06059 | 6.8 | 13500 | 2012 | 9999 |  |  | N | Landfill Gas | [13 empty] | 0.0901 | 0.0901 | 0.0901 | 0.0901 | [11 empty] | Brea Power II LLC | 100 | Energy Developments | 100
Brea Expansion Plant | 58007_G_G3 | 58007 | G | G3 |  | Landfill Gas |  | WECC_SCE | California | 6 | Orange | 59 | 06059 | 6.8 | 13500 | 2012 | 9999 |  |  | N | Landfill Gas | [13 empty] | 0.0901 | 0.0901 | 0.0901 | 0.0901 | [11 empty] | Brea Power II LLC | 100 | Energy Developments | 100
Brea Expansion Plant | 58007_G_G4 | 58007 | G | G4 |  | Landfill Gas |  | WECC_SCE | California | 6 | Orange | 59 | 06059 | 6.8 | 13500 | 2012 | 9999 |  |  | N | Landfill Gas | [13 empty] | 0.0901 | 0.0901 | 0.0901 | 0.0901 | [11 empty] | Brea Power II LLC | 100 | Energy Developments | 100
Brea Expansion Plant | 58007_G_G5 | 58007 | G | G5 |  | Landfill Gas |  | WECC_SCE | California | 6 | Orange | 59 | 06059 | 10 | 13500 | 2012 | 9999 |  |  | N | Landfill Gas | [13 empty] | 0.0901 | 0.0901 | 0.0901 | 0.0901 | [11 empty] | Brea Power II LLC | 100 | Energy Developments | 100
California Ridge Wind Energy LLC | 58008_G_CR | 58008 | G | CR |  | Onshore Wind |  | MIS_IL | Illinois | 17 | Vermilion | 183 | 17183 | 200 | 0 | 2012 | 9999 |  |  | N | Wind | [13 empty] | 0 | 0 | 0 | 0 | [11 empty] | California Ridge Wind Energy LLC | 100 | Brookfield Asset Management Inc | 100
SunE CPS3 LLC | 58009_G_1 | 58009 | G | 1 |  | Solar PV |  | ERC_REST | Texas | 48 | Bexar | 29 | 48029 | 5.6 | 0 | 2012 | 9999 |  |  | N | Solar | [13 empty] | 0 | 0 | 0 | 0 | [11 empty] | SunE CPS3 LLC | 100 | Citigroup Inc | 100
SunE CPS3 LLC | 58009_G_2 | 58009 | G | 2 |  | Solar PV |  | ERC_REST | Texas | 48 | Bexar | 29 | 48029 | 5 | 0 | 2012 | 9999 |  |  | N | Solar | [13 empty] | 0 | 0 | 0 | 0 | [11 empty] | SunE CPS3 LLC | 100 | Citigroup Inc | 100
WSMR I | 58010_G_WSMR1 | 58010 | G | WSMR1 |  | Solar PV |  | WECC_NM | New Mexico | 35 | Dona Ana | 13 | 35013 | 4.2 | 0 | 2012 | 9999 |  |  | N | Solar | [13 empty] | 0 | 0 | 0 | 0 | [11 empty] | Siemens Government Technologies Inc | 100 | Siemens AG | 100
WSMR I | 58010_G_WSMR2 | 58010 | G | WSMR2 |  | Solar PV |  | WECC_NM | New Mexico | 35 | Dona Ana | 13 | 35013 | 0.4 | 0 | 2012 | 9999 |  |  | N | Solar | [13 empty] | 0 | 0 | 0 | 0 | [11 empty] | Siemens Government Technologies Inc | 100 | Siemens AG | 100
IKEA Savannah 490 | 58011_G_PV | 58011 | G | PV |  | Solar PV |  | S_SOU | Georgia | 13 | Chatham | 51 | 13051 | 1.2 | 0 | 2012 | 9999 |  |  | N | Solar | [13 empty] | 0 | 0 | 0 | 0 | [11 empty] | IKEA Group | 100 | Ikea Systems BV | 100
IKEA Tampa 042 | 58012_G_PV | 58012 | G | PV |  | Solar PV |  | FRCC | Florida | 12 | Hillsborough | 57 | 12057 | 1 | 0 | 2012 | 9999 |  |  | N | Solar | [13 empty] | 0 | 0 | 0 | 0 | [11 empty] | IKEA Group | 100 | Ikea Systems BV | 100
IKEA Round Rock 027 | 58013_G_PV | 58013 | G | PV |  | Solar PV |  | ERC_REST | Texas | 48 | Williamson | 491 | 48491 | 1.3 | 0 | 2012 | 9999 |  |  | N | Solar | [13 empty] | 0 | 0 | 0 | 0 | [11 empty] | IKEA Group | 100 | Ikea Systems BV | 100
IKEA Perryville 460 | 58014_G_PV | 58014 | G | PV |  | Solar PV |  | PJM_EMAC | Maryland | 24 | Cecil | 15 | 24015 | 2 | 0 | 2013 | 9999 |  |  | N | Solar | [13 empty] | 0 | 0 | 0 | 0 | [11 empty] | IKEA Group | 100 | Ikea Systems BV | 100
IKEA College Park 411 | 58015_G_PV | 58015 | G | PV |  | Solar PV |  | PJM_SMAC | Maryland | 24 | Prince Georges | 33 | 24033 | 1 | 0 | 2012 | 9999 |  |  | N | Solar | [13 empty] | 0 | 0 | 0 | 0 | [11 empty] | IKEA Group | 100 | Ikea Systems BV | 100
IKEA Westhampton 061 | 58016_G_PV | 58016 | G | PV |  | Solar PV |  | PJM_EMAC | New Jersey | 34 | Burlington | 5 | 34005 | 1.8 | 0 | 2013 | 9999 |  |  | N | Solar | [13 empty] | 0 | 0 | 0 | 0 | [11 empty] | IKEA Group | 100 | Ikea Systems BV | 100
Copper Mountain Solar 2 | 58017_G_PV01 | 58017 | G | PV01 |  | Solar PV |  | WECC_SNV | Nevada | 32 | Clark | 3 | 32003 | 30 | 0 | 2012 | 9999 |  |  | N | Solar | [13 empty] | 0 | 0 | 0 | 0 | [11 empty] | Copper Mountain Solar 2 LLC | 100 | Sempra Energy | 100
Copper Mountain Solar 2 | 58017_G_PV02 | 58017 | G | PV02 |  | Solar PV |  | WECC_SNV | Nevada | 32 | Clark | 3 | 32003 | 30 | 0 | 2012 | 9999 |  |  | N | Solar | [13 empty] | 0 | 0 | 0 | 0 | [11 empty] | Copper Mountain Solar 2 LLC | 100 | Sempra Energy | 100
Copper Mountain Solar 2 | 58017_G_PV03 | 58017 | G | PV03 |  | Solar PV |  | WECC_SNV | Nevada | 32 | Clark | 3 | 32003 | 34 | 0 | 2012 | 9999 |  |  | N | Solar | [13 empty] | 0 | 0 | 0 | 0 | [11 empty] | Copper Mountain Solar 2 LLC | 100 | Sempra Energy | 100
Copper Mountain Solar 2 | 58017_G_PV04 | 58017 | G | PV04 |  | Solar PV |  | WECC_SNV | Nevada | 32 | Clark | 3 | 32003 | 30 | 0 | 2015 | 9999 |  |  | N | Solar | [13 empty] | 0 | 0 | 0 | 0 | [11 empty] | Copper Mountain Solar 2 LLC | 100 | Sempra Energy | 100
Copper Mountain Solar 2 | 58017_G_PV05 | 58017 | G | PV05 |  | Solar PV |  | WECC_SNV | Nevada | 32 | Clark | 3 | 32003 | 30 | 0 | 2015 | 9999 |  |  | N | Solar | [13 empty] | 0 | 0 | 0 | 0 | [11 empty] | Copper Mountain Solar 2 LLC | 100 | Sempra Energy | 100
Shooting Star | 58018_G_1 | 58018 | G | 1 |  | Onshore Wind |  | SPP_N | Kansas | 20 | Kiowa | 97 | 20097 | 104 | 0 | 2012 | 9999 |  |  | N | Wind | [13 empty] | 0 | 0 | 0 | 0 | [11 empty] | Shooting Star Wind Project LLC | 100 | Exelon Corp | 100
High Mesa | 58019_G_1 | 58019 | G | 1 |  | Onshore Wind |  | WECC_ID | Idaho | 16 | Twin Falls | 83 | 16083 | 39.9 | 0 | 2012 | 9999 |  |  | N | Wind | [13 empty] | 0 | 0 | 0 | 0 | [11 empty] | High Mesa Energy LLC | 100 | Exelon Corp | 100
Beebe Renewable Energy LLC | 58020_G_1 | 58020 | G | 1 |  | Onshore Wind |  | MIS_LMI | Michigan | 26 | Gratiot | 57 | 26057 | 81.6 | 0 | 2012 | 9999 |  |  | N | Wind | [13 empty] | 0 | 0 | 0 | 0 | [11 empty] | Beebe Renewable Energy LLC | 100 | Exelon Corp | 100
Whitetail | 58021_G_1 | 58021 | G | 1 |  | Onshore Wind |  | ERC_REST | Texas | 48 | Webb | 479 | 48479 | 91.2 | 0 | 2012 | 9999 |  |  | N | Wind | [13 empty] | 0 | 0 | 0 | 0 | [11 empty] | Whitetail Wind Energy LLC | 100 | Exelon Corp | 100
Neal Hot Springs Geothermal Project | 58022_G_NHS1 | 58022 | G | NHS1 |  | Geothermal |  | WECC_PNW | Oregon | 41 | Malheur | 45 | 41045 | 5.9 | 9771 | 2012 | 9999 |  |  | N | Geothermal | [13 empty] | 0 | 0 | 0 | 0 | 0.4563 | 0.4563 | 0.4563 | [8 empty] | USG Oregon LLC | 100 | Ormat Technologies Inc | 100
Neal Hot Springs Geothermal Project | 58022_G_NHS2 | 58022 | G | NHS2 |  | Geothermal |  | WECC_PNW | Oregon | 41 | Malheur | 45 | 41045 | 5.9 | 9771 | 2012 | 9999 |  |  | N | Geothermal | [13 empty] | 0 | 0 | 0 | 0 | 0.4563 | 0.4563 | 0.4563 | [8 empty] | USG Oregon LLC | 100 | Ormat Technologies Inc | 100
Neal Hot Springs Geothermal Project | 58022_G_NHS3 | 58022 | G | NHS3 |  | Geothermal |  | WECC_PNW | Oregon | 41 | Malheur | 45 | 41045 | 5.9 | 9771 | 2012 | 9999 |  |  | N | Geothermal | [13 empty] | 0 | 0 | 0 | 0 | 0.4563 | 0.4563 | 0.4563 | [8 empty] | USG Oregon LLC | 100 | Ormat Technologies Inc | 100
St Joseph Landfill Generating Station | 58024_G_UNIT1 | 58024 | G | UNIT1 |  | Landfill Gas |  | SPP_N | Missouri | 29 | Buchanan | 21 | 29021 | 1.6 | 13500 | 2011 | 9999 |  |  | N | Landfill Gas | [13 empty] | 0.22117 | 0.22117 | 0.22117 | 0.22117 | [11 empty] | Evergy Missouri West Inc | 100 | Evergy Inc | 100
Mt Wachusett Community College | 58025_G_WTG1 | 58025 | G | WTG1 |  | Onshore Wind |  | NENGREST | Massachusetts | 25 | Worcester | 27 | 25027 | 1.7 | 0 | 2011 | 9999 |  |  | N | Wind | [13 empty] | 0 | 0 | 0 | 0 | [11 empty] | Mount Wachusett Community College | 100 | Mount Wachusett Community College | 100
Mt Wachusett Community College | 58025_G_WTG2 | 58025 | G | WTG2 |  | Onshore Wind |  | NENGREST | Massachusetts | 25 | Worcester | 27 | 25027 | 1.7 | 0 | 2011 | 9999 |  |  | N | Wind | [13 empty] | 0 | 0 | 0 | 0 | [11 empty] | Mount Wachusett Community College | 100 | Mount Wachusett Community College | 100
Spruce Mountain WInd | 58026_G_1 | 58026 | G | 1 |  | Onshore Wind |  | NENG_ME | Maine | 23 | Oxford | 17 | 23017 | 20 | 0 | 2011 | 9999 |  |  | N | Wind | [13 empty] | 0 | 0 | 0 | 0 | [11 empty] | Spruce Mountain Wind LLC | 100 | Jay Cashman Inc | 100
SunE CPS2 LLC | 58027_G_1 | 58027 | G | 1 |  | Solar PV |  | ERC_REST | Texas | 48 | Bexar | 29 | 48029 | 9.9 | 0 | 2012 | 9999 |  |  | N | Solar | [13 empty] | 0 | 0 | 0 | 0 | [11 empty] | SunE CPS2 LLC | 100 | Citigroup Inc | 100
IKEA Tejon 345 | 58028_G_PV | 58028 | G | PV |  | Solar PV |  | WECC_SCE | California | 6 | Kern | 29 | 06029 | 1.5 | 0 | 2011 | 9999 |  |  | N | Solar | [13 empty] | 0 | 0 | 0 | 0 | [11 empty] | IKEA Group | 100 | Ikea Systems BV | 100
Constellation New Energy Inc | 58029_G_PV1 | 58029 | G | PV1 |  | Solar PV |  | PJM_EMAC | New Jersey | 34 | Burlington | 5 | 34005 | 3.9 | 0 | 2011 | 9999 |  |  | N | Solar | [13 empty] | 0 | 0 | 0 | 0 | [11 empty] | Constellation Solar Federal LLC | 100 | Exelon Corp | 100
Reeves Station Rd East | 58030_G_REEVE | 58030 | G | REEVE |  | Solar PV |  | PJM_EMAC | New Jersey | 34 | Burlington | 5 | 34005 | 5.5 | 0 | 2012 | 9999 |  |  | N | Solar | [13 empty] | 0 | 0 | 0 | 0 | [11 empty] | Earl F Stahl Jr | 100 | Earl F Stahl Jr | 100
Padelford Solar | 58032_G_PSMA | 58032 | G | PSMA |  | Solar PV |  | NENGREST | Massachusetts | 25 | Bristol | 5 | 25005 | 2.2 | 0 | 2012 | 9999 |  |  | N | Solar | [13 empty] | 0 | 0 | 0 | 0 | [11 empty] | GLC (MA) Taunton LLC | 100 | Consolidated Edison Inc | 100
Nickel 1 Solar Facility | 58034_G_1 | 58034 | G | 1 |  | Solar PV |  | WECC_SCE | California | 6 | Kern | 29 | 06029 | 1.5 | 0 | 2012 | 9999 |  |  | N | Solar | [13 empty] | 0 | 0 | 0 | 0 | [11 empty] | NLH1 Solar LLC | 100 | Greenleaf TNX Management LLC | 100
Block Island Wind Farm | 58035_G_BIWF | 58035 | G | BIWF |  | Offshore Wind |  | NENGREST | Rhode Island | 44 | Washington | 9 | 44009 | 29.3 | 0 | 2016 | 9999 |  |  | N | Wind | [13 empty] | 0 | 0 | 0 | 0 | [11 empty] | Deepwater Wind Block Island LLC | 100 | Orsted | 100
Riverside Renewable Energy LLC | 58036_G_1 | 58036 | G | 1 |  | Solar PV |  | PJM_EMAC | New Jersey | 34 | Camden | 7 | 34007 | 7.5 | 0 | 2011 | 9999 |  |  | N | Solar | [13 empty] | 0 | 0 | 0 | 0 | [11 empty] | Riverside Renewable Energy LLC | 100 | Terminal Holdings LP | 100
Buckeye Union HS District 201 | 58037_G_PV1 | 58037 | G | PV1 |  | Solar PV |  | WECC_AZ | Arizona | 4 | Maricopa | 13 | 04013 | 3.3 | 0 | 2011 | 9999 |  |  | N | Solar | [13 empty] | 0 | 0 | 0 | 0 | [11 empty] | Constellation Solar Arizona LLC | 100 | Exelon Corp | 100
Buffalo Center Wind LLC | 58038_G_BCW | 58038 | G | BCW |  | Onshore Wind |  | MIS_IA | Iowa | 19 | Mitchell | 131 | 19131 | 1.5 | 0 | 2011 | 9999 |  |  | N | Wind | [13 empty] | 0 | 0 | 0 | 0 | [11 empty] | Buffalo Center Wind LLC | 100 | Buffalo Center Wind LLC | 100
Axium Modesto Solar | 58039_G_1 | 58039 | G | 1 |  | Solar PV |  | WEC_CALN | California | 6 | Stanislaus | 99 | 06099 | 25 | 0 | 2012 | 9999 |  |  | N | Solar | [13 empty] | 0 | 0 | 0 | 0 | [11 empty] | Axium Modesto Solar LLC | 100 | Axium Infrastructure Inc | 100
United Stationers Supply Solar Electric | 58040_G_SEF-A | 58040 | G | SEF-A |  | Solar PV |  | PJM_EMAC | New Jersey | 34 | Middlesex | 23 | 34023 | 2 | 0 | 2011 | 9999 |  |  | N | Solar | [13 empty] | 0 | 0 | 0 | 0 | [11 empty] | CVI CleanCapital Solar 4 LLC | 100 | CleanCapital | 100
United Stationers Supply Solar Electric | 58040_G_SEF-B | 58040 | G | SEF-B |  | Solar PV |  | PJM_EMAC | New Jersey | 34 | Middlesex | 23 | 34023 | 0.8 | 0 | 2011 | 9999 |  |  | N | Solar | [13 empty] | 0 | 0 | 0 | 0 | [11 empty] | Clean Capital Partners LLC | 100 | Clean Capital Partners LLC | 100
Chisholm View Wind Project | 58041_G_1 | 58041 | G | 1 |  | Onshore Wind |  | SPP_WEST | Oklahoma | 40 | Garfield | 47 | 40047 | 235.2 | 0 | 2012 | 9999 |  |  | N | Wind | [13 empty] | 0 | 0 | 0 | 0 | [11 empty] | Chisholm View Wind Project LLC | 100 | Enel SpA | 100
Chisholm View Wind Project | 58041_G_2 | 58041 | G | 2 |  | Onshore Wind |  | SPP_WEST | Oklahoma | 40 | Garfield | 47 | 40047 | 64.8 | 0 | 2016 | 9999 |  |  | N | Wind | [13 empty] | 0 | 0 | 0 | 0 | [11 empty] | Chisholm View Wind Project II LLC | 100 | Enel SpA | 100
Black Mountain Solar LLC | 58042_G_1 | 58042 | G | 1 |  | Solar PV |  | WECC_AZ | Arizona | 4 | Mohave | 15 | 04015 | 9 | 0 | 2012 | 9999 |  |  | N | Solar | [13 empty] | 0 | 0 | 0 | 0 | [11 empty] | Black Mountain Solar LLC | 100 | Duke Energy Corp | 100
Anchor Wind, LLC | 58044_G_GEN1 | 58044 | G | GEN1 |  | Onshore Wind |  | MIS_IA | Iowa | 19 | Cedar | 31 | 19031 | 5.9 | 0 | 2012 | 9999 |  |  | N | Wind | [13 empty] | 0 | 0 | 0 | 0 | [11 empty] | Anchor Wind LLC | 100 | Acciona Energia | 100
Community Wind South | 58045_G_GEN1 | 58045 | G | GEN1 |  | Onshore Wind |  | MIS_MNWI | Minnesota | 27 | Nobles | 105 | 27105 | 30 | 0 | 2012 | 9999 |  |  | N | Wind | [13 empty] | 0 | 0 | 0 | 0 | [11 empty] | Zephyr Wind LLC | 100 | Greenbacker Renewable Energy Corp | 100
PPG Monroeville Chemicals Center | 58047_G_3 | 58047 | G | 3 |  | Combustion Turbine | IC Engine | PJM_AP | Pennsylvania | 42 | Allegheny | 3 | 42003 | 0.8 | 13469 | 1998 | 9999 |  |  | N | Distillate Fuel Oil | [13 empty] | 0.91197 | 0.91197 | 0.91197 | 0.91197 | [11 empty] | PPG Monroeville Chemicals Center | 100 | PPG Industries Inc | 100
PPG Monroeville Chemicals Center | 58047_G_2 | 58047 | G | 2 |  | Combustion Turbine | IC Engine | PJM_AP | Pennsylvania | 42 | Allegheny | 3 | 42003 | 0.3 | 13469 | 2000 | 9999 |  |  | N | Distillate Fuel Oil | [13 empty] | 0.91197 | 0.91197 | 0.91197 | 0.91197 | [11 empty] | PPG Monroeville Chemicals Center | 100 | PPG Industries Inc | 100
BayWa r.e Mozart LLC | 58048_G_1 | 58048 | G | 1 |  | Onshore Wind |  | ERC_WEST | Texas | 48 | Kent | 263 | 48263 | 30 | 0 | 2012 | 9999 |  |  | N | Wind | [13 empty] | 0 | 0 | 0 | 0 | [11 empty] | Mozart Wind LLC | 100 | BayWa AG | 100
Jordache Enterprises Solar | 58049_G_PV | 58049 | G | PV |  | Solar PV |  | PJM_EMAC | New Jersey | 34 | Middlesex | 23 | 34023 | 1.3 | 0 | 2011 | 9999 |  |  | N | Solar | [13 empty] | 0 | 0 | 0 | 0 | [11 empty] | Solar Rainbow Services LLC | 100 | Solar Rainbow Services LLC | 100
Burgess BioPower | 58054_B_ST01 | 58054 | B | ST01 | 90824 | Biomass |  | NENGREST | New Hampshire | 33 | Coos | 7 | 33007 | 68 | 13694 | 2013 | 9999 | FBC |  | N | Biomass |  |  | 0.75 |  | SCR |  |  | B | NA |  |  |  |  | 0.06025 | 0.06025 | 0.06025 | 0.06025 | [11 empty] | Burgess Biopower LLC | 100 | Cate Street Capital LLC | 100
MillerCoors Shenandoah Brewery | 58057_G_WWTP | 58057 | G | WWTP |  | Non-Fossil Waste |  | PJM_Dom | Virginia | 51 | Rockingham | 165 | 51165 | 1.4 | 11084 | 2012 | 9999 |  |  | N | Non-Fossil Waste | [13 empty] | 0 | 0 | 0 | 0 | [11 empty] | Miller Coors LLC | 100 | Molson Coors Brewing Co | 100
Decatur-Morgan Co LFG Recovery Project | 58061_G_1496 | 58061 | G | 1496 |  | Landfill Gas |  | S_C_TVA | Alabama | 1 | Morgan | 103 | 01103 | 0.8 | 13500 | 2010 | 9999 |  |  | N | Landfill Gas | [13 empty] | 0.22117 | 0.22117 | 0.22117 | 0.22117 | [11 empty] | Energy Developments Inc | 100 | Energy Developments | 100
Decatur-Morgan Co LFG Recovery Project | 58061_G_0290 | 58061 | G | 0290 |  | Landfill Gas |  | S_C_TVA | Alabama | 1 | Morgan | 103 | 01103 | 0.8 | 13500 | 2011 | 9999 |  |  | N | Landfill Gas | [13 empty] | 0.22117 | 0.22117 | 0.22117 | 0.22117 | [11 empty] | Energy Developments Inc | 100 | Energy Developments | 100
Imperial Valley Solar Company 1 LLC | 58062_G_0001 | 58062 | G | 0001 |  | Solar PV |  | WECC_IID | California | 6 | Imperial | 25 | 06025 | 23 | 0 | 2012 | 9999 |  |  | N | Solar | [13 empty] | 0 | 0 | 0 | 0 | [11 empty] | Imperial Valley Solar Generating 1 LLC | 100 | Sunpeak Solar LLC | 100
Charlestown Wind Turbine | 58065_G_CWT1 | 58065 | G | CWT1 |  | Onshore Wind |  | NENGREST | Massachusetts | 25 | Suffolk | 25 | 25025 | 1.5 | 0 | 2011 | 9999 |  |  | N | Wind | [13 empty] | 0 | 0 | 0 | 0 | [11 empty] | Massachusetts Water Resources Authority | 100 | Massachusetts Water Resources Authority | 100
SunE CPS1 LLC | 58068_G_1 | 58068 | G | 1 |  | Solar PV |  | ERC_REST | Texas | 48 | Bexar | 29 | 48029 | 9.9 | 0 | 2012 | 9999 |  |  | N | Solar | [13 empty] | 0 | 0 | 0 | 0 | [11 empty] | SunE CPS1 LLC | 100 | Citigroup Inc | 100
Mercer Mall | 58070_G_1 | 58070 | G | 1 |  | Solar PV |  | PJM_EMAC | New Jersey | 34 | Mercer | 21 | 34021 | 1.1 | 0 | 2012 | 9999 |  |  | N | Solar | [13 empty] | 0 | 0 | 0 | 0 | [11 empty] | Frit Solar LLC | 100 | Federal Realty Investment Trust Inc | 100
Windwalkers LLC | 58071_G_1 | 58071 | G | 1 |  | Onshore Wind |  | MIS_IA | Iowa | 19 | Worth | 195 | 19195 | 1.6 | 0 | 2011 | 9999 |  |  | N | Wind | [13 empty] | 0 | 0 | 0 | 0 | [11 empty] | Windwalkers LLC | 100 | Windwalkers LLC | 100
SEPV 1 | 58073_G_SEPV | 58073 | G | SEPV |  | Solar PV |  | WEC_LADW | California | 6 | Los Angeles | 37 | 06037 | 2 | 0 | 2012 | 9999 |  |  | N | Solar | [13 empty] | 0 | 0 | 0 | 0 | [11 empty] | Gestamp Solar North America | 100 | Gestamp Corp | 100
SEPV 2 | 58074_G_SEPV | 58074 | G | SEPV |  | Solar PV |  | WECC_SCE | California | 6 | San Bernardino | 71 | 06071 | 2 | 0 | 2012 | 2032 |  |  | N | Solar | [13 empty] | 0 | 0 | 0 | 0 | [11 empty] | Gestamp Solar North America | 100 | Gestamp Corp | 100
Edwards Air Force Base | 58076_G_1 | 58076 | G | 1 |  | Solar PV |  | WECC_SCE | California | 6 | Kern | 29 | 06029 | 1 | 0 | 2011 | 9999 |  |  | N | Solar | [13 empty] | 0 | 0 | 0 | 0 | [11 empty] | GLC (CA) Edwards Afb LLC | 100 | Consolidated Edison Inc | 100
Edwards Air Force Base | 58076_G_2 | 58076 | G | 2 |  | Solar PV |  | WECC_SCE | California | 6 | Kern | 29 | 06029 | 1 | 0 | 2011 | 9999 |  |  | N | Solar | [13 empty] | 0 | 0 | 0 | 0 | [11 empty] | GLC (CA) Edwards Afb LLC | 100 | Consolidated Edison Inc | 100
Edwards Air Force Base | 58076_G_3 | 58076 | G | 3 |  | Solar PV |  | WECC_SCE | California | 6 | Kern | 29 | 06029 | 1 | 0 | 2011 | 9999 |  |  | N | Solar | [13 empty] | 0 | 0 | 0 | 0 | [11 empty] | GLC (CA) Edwards Afb LLC | 100 | Consolidated Edison Inc | 100
Rocky Ridge Wind Project | 58078_G_GE 1. | 58078 | G | GE 1. |  | Onshore Wind |  | SPP_WEST | Oklahoma | 40 | Kiowa | 75 | 40075 | 148.8 | 0 | 2012 | 9999 |  |  | N | Wind | [13 empty] | 0 | 0 | 0 | 0 | [11 empty] | Rocky Ridge Wind Project LLC | 100 | Enel SpA | 100
Newark Energy Center | 58079_G_GT-1 | 58079 | G | GT-1 | 90911 | Combined Cycle |  | PJM_EMAC | New Jersey | 34 | Essex | 13 | 34013 | 212.5 | 7050 | 2015 | 9999 |  |  | N | Natural Gas |  |  |  |  | SCR | [8 empty] | 0.0060313 | 0.0060313 | 0.0060313 | 0.0060313 | [11 empty] | Newark Energy Center LLC | 100 | Energy Investors Funds Group | 100
Newark Energy Center | 58079_G_GT-2 | 58079 | G | GT-2 | 90912 | Combined Cycle |  | PJM_EMAC | New Jersey | 34 | Essex | 13 | 34013 | 209.5 | 7050 | 2015 | 9999 |  |  | N | Natural Gas |  |  |  |  | SCR | [8 empty] | 0.0060313 | 0.0060313 | 0.0060313 | 0.0060313 | [11 empty] | Newark Energy Center LLC | 100 | Energy Investors Funds Group | 100
Newark Energy Center | 58079_G_STG-1 | 58079 | G | STG-1 | 90911 | Combined Cycle |  | PJM_EMAC | New Jersey | 34 | Essex | 13 | 34013 | 283.8 | 7050 | 2015 | 9999 |  |  | N | Natural Gas |  |  |  | LNB + NH3 | SCR | [8 empty] | 0.0060313 | 0.0060313 | 0.0060313 | 0.0060313 | [11 empty] | Newark Energy Center LLC | 100 | Energy Investors Funds Group | 100
Wolf Ridge Wind | 58080_G_1 | 58080 | G | 1 |  | Onshore Wind |  | ERC_REST | Texas | 48 | Cooke | 97 | 48097 | 112.5 | 0 | 2008 | 9999 |  |  | N | Wind | [13 empty] | 0 | 0 | 0 | 0 | [11 empty] | Wolf Ridge Wind LLC | 100 | NextEra Energy Inc | 100
AMP Napoleon Solar Facility | 58082_G_NSF1 | 58082 | G | NSF1 |  | Solar PV |  | PJM_ATSI | Ohio | 39 | Henry | 69 | 39069 | 3.5 | 0 | 2012 | 9999 |  |  | N | Solar | [13 empty] | 0 | 0 | 0 | 0 | [11 empty] | American Municipal Power Inc | 100 | American Municipal Power Inc | 100
Kimberly Clark-Unit 1,2,3 | 58084_G_GT100 | 58084 | G | GT100 |  | Combined Cycle |  | NENG_CT | Connecticut | 9 | Litchfield | 5 | 09005 | 14.5 | 5500 | 2008 | 9999 |  |  | Y | Natural Gas | [13 empty] | 0.00487 | 0.00487 | 0.00487 | 0.00487 | [11 empty] | Kimberly Clark Corp | 100 | Kimberly Clark Corp | 100
Kimberly Clark-Unit 1,2,3 | 58084_G_GT200 | 58084 | G | GT200 |  | Combustion Turbine |  | NENG_CT | Connecticut | 9 | Litchfield | 5 | 09005 | 14.5 | 8700 | 2008 | 9999 |  |  | Y | Natural Gas | [13 empty] | 0.0331 | 0.0331 | 0.0331 | 0.0331 | [11 empty] | Kimberly Clark Corp | 100 | Kimberly Clark Corp | 100
Kimberly Clark-Unit 1,2,3 | 58084_G_GT300 | 58084 | G | GT300 |  | Combined Cycle |  | NENG_CT | Connecticut | 9 | Litchfield | 5 | 09005 | 4.1 | 5500 | 2008 | 9999 |  |  | Y | Natural Gas | [13 empty] | 0.00487 | 0.00487 | 0.00487 | 0.00487 | [11 empty] | Kimberly Clark Corp | 100 | Kimberly Clark Corp | 100
Intel Folsom | 58086_G_1 | 58086 | G | 1 |  | Solar PV |  | WEC_BANC | California | 6 | Sacramento | 67 | 06067 | 0.5 | 0 | 2010 | 9999 |  |  | N | Solar | [13 empty] | 0 | 0 | 0 | 0 | [11 empty] | SolarCity Corp | 100 | Tesla Inc | 100
Intel Folsom | 58086_G_2 | 58086 | G | 2 |  | Solar PV |  | WEC_BANC | California | 6 | Sacramento | 67 | 06067 | 0.5 | 0 | 2010 | 9999 |  |  | N | Solar | [13 empty] | 0 | 0 | 0 | 0 | [11 empty] | SolarCity Corp | 100 | Tesla Inc | 100
Stony Creek Wind Farm NY | 58088_G_1 | 58088 | G | 1 |  | Onshore Wind |  | NY_Z_C&E | New York | 36 | Wyoming | 121 | 36121 | 94.4 | 0 | 2013 | 9999 |  |  | N | Wind | [13 empty] | 0 | 0 | 0 | 0 | [11 empty] | Stony Creek Energy LLC | 100 | Invenergy LLC | 100
Roeder Family Wind Farm LLC | 58089_G_1 | 58089 | G | 1 |  | Onshore Wind |  | MIS_IA | Iowa | 19 | Worth | 195 | 19195 | 1.6 | 0 | 2011 | 9999 |  |  | N | Wind | [13 empty] | 0 | 0 | 0 | 0 | [11 empty] | 5045 Wind Partners LLC | 100 | 5045 Wind Partners LLC | 100
Middlesex Apple Orchard Solar | 58090_G_SEF-1 | 58090 | G | SEF-1 |  | Solar PV |  | PJM_EMAC | New Jersey | 34 | Middlesex | 23 | 34023 | 1.3 | 0 | 2013 | 9999 |  |  | N | Solar | [13 empty] | 0 | 0 | 0 | 0 | [11 empty] | CVI CleanCapital Solar 4 LLC | 100 | CleanCapital | 100
Middlesex Apple Orchard Solar | 58090_G_SEF-2 | 58090 | G | SEF-2 |  | Solar PV |  | PJM_EMAC | New Jersey | 34 | Middlesex | 23 | 34023 | 3.4 | 0 | 2013 | 9999 |  |  | N | Solar | [13 empty] | 0 | 0 | 0 | 0 | [11 empty] | CVI CleanCapital Solar 4 LLC | 100 | CleanCapital | 100
Keystone Solar | 58091_G_KSTN | 58091 | G | KSTN |  | Solar PV |  | PJM_EMAC | Pennsylvania | 42 | Lancaster | 71 | 42071 | 5 | 0 | 2012 | 9999 |  |  | N | Solar | [13 empty] | 0 | 0 | 0 | 0 | [11 empty] | Keystone Solar LLC | 100 | D E Shaw & Co LP | 100
BBB Corporate Headquarters | 58093_G_HQNJ | 58093 | G | HQNJ |  | Solar PV |  | PJM_EMAC | New Jersey | 34 | Union | 39 | 34039 | 1 | 0 | 2010 | 9999 |  |  | N | Solar | [13 empty] | 0 | 0 | 0 | 0 | [11 empty] | Bed Bath & Beyond | 100 | Bed Bath & Beyond | 100
Christmas Tree Shops DC Burlington NJ | 58094_G_FINJ | 58094 | G | FINJ |  | Solar PV |  | PJM_EMAC | New Jersey | 34 | Burlington | 5 | 34005 | 2.1 | 0 | 2011 | 9999 |  |  | N | Solar | [13 empty] | 0 | 0 | 0 | 0 | [11 empty] | Bed Bath & Beyond | 100 | Bed Bath & Beyond | 100
Harmon DC Totowa NJ | 58095_G_TONJ | 58095 | G | TONJ |  | Solar PV |  | PJM_EMAC | New Jersey | 34 | Passaic | 31 | 34031 | 1.5 | 0 | 2012 | 9999 |  |  | N | Solar | [13 empty] | 0 | 0 | 0 | 0 | [11 empty] | Bed Bath & Beyond | 100 | Bed Bath & Beyond | 100
Bed Bath & Beyond DC Port Reading NJ | 58096_G_PTNJ | 58096 | G | PTNJ |  | Solar PV |  | PJM_EMAC | New Jersey | 34 | Middlesex | 23 | 34023 | 1.8 | 0 | 2011 | 9999 |  |  | N | Solar | [13 empty] | 0 | 0 | 0 | 0 | [11 empty] | Bed Bath & Beyond | 100 | Bed Bath & Beyond | 100
Green Meadows | 58097_G_1 | 58097 | G | 1 |  | Solar PV |  | NENGREST | Massachusetts | 25 | Barnstable | 1 | 25001 | 3.5 | 0 | 2014 | 9999 |  |  | N | Solar | [13 empty] | 0 | 0 | 0 | 0 | [11 empty] | Howland Development | 100 | Howland Development | 100
El Cabo Wind | 58098_G_1 | 58098 | G | 1 |  | Onshore Wind |  | WECC_NM | New Mexico | 35 | Torrance | 57 | 35057 | 298 | 0 | 2017 | 9999 |  |  | N | Wind | [13 empty] | 0 | 0 | 0 | 0 | [11 empty] | El Cabo Wind LLC | 100 | Iberdrola SA | 100
Montague Wind Power Facility LLC | 58099_G_1 | 58099 | G | 1 |  | Onshore Wind |  | WECC_PNW | Oregon | 41 | Gilliam | 21 | 41021 | 200 | 0 | 2019 | 9999 |  |  | N | Wind | [13 empty] | 0 | 0 | 0 | 0 | [11 empty] | Montague Wind Power Facility LLC | 100 | Iberdrola SA | 100
Foundation Cemex River Plant | 58101_G_WTG1 | 58101 | G | WTG1 |  | Onshore Wind |  | WECC_SCE | California | 6 | San Bernardino | 71 | 06071 | 1.6 | 0 | 2012 | 9999 |  |  | N | Wind | [13 empty] | 0 | 0 | 0 | 0 | [11 empty] | Foundation CA Fund VI Owner LLC | 100 | Foundation Windpower | 100
Foundation Cemex River Plant | 58101_G_WTG2 | 58101 | G | WTG2 |  | Onshore Wind |  | WECC_SCE | California | 6 | San Bernardino | 71 | 06071 | 1.6 | 0 | 2012 | 9999 |  |  | N | Wind | [13 empty] | 0 | 0 | 0 | 0 | [11 empty] | Foundation CA Fund VI Owner LLC | 100 | Foundation Windpower | 100
Foundation Cemex BMQ | 58102_G_WTG1 | 58102 | G | WTG1 |  | Onshore Wind |  | WECC_SCE | California | 6 | San Bernardino | 71 | 06071 | 1.5 | 0 | 2012 | 9999 |  |  | N | Wind | [13 empty] | 0 | 0 | 0 | 0 | [11 empty] | Foundation CA Fund VI Owner LLC | 100 | Foundation Windpower | 100
Foundation Cemex BMQ | 58102_G_WTG2 | 58102 | G | WTG2 |  | Onshore Wind |  | WECC_SCE | California | 6 | San Bernardino | 71 | 06071 | 1.5 | 0 | 2012 | 9999 |  |  | N | Wind | [13 empty] | 0 | 0 | 0 | 0 | [11 empty] | Foundation CA Fund VI Owner LLC | 100 | Foundation Windpower | 100
Heritage Garden Wind Farm I LLC | 58103_G_1 | 58103 | G | 1 |  | Onshore Wind |  | MIS_WUMS | Michigan | 26 | Delta | 41 | 26041 | 28 | 0 | 2012 | 9999 |  |  | N | Wind | [13 empty] | 0 | 0 | 0 | 0 | [11 empty] | DTE Garden Wind Farm LLC | 100 | Heritage Sustainable Energy LLC | 100
Foundation Superior Farms | 58104_G_WTG1 | 58104 | G | WTG1 |  | Onshore Wind |  | WEC_CALN | California | 6 | Solano | 95 | 06095 | 1 | 0 | 2012 | 9999 |  |  | N | Wind | [13 empty] | 0 | 0 | 0 | 0 | [11 empty] | Foundation CA Fund VI Owner LLC | 100 | Foundation Windpower | 100
Foundation Wal-Mart Red Bluff | 58105_G_WTG1 | 58105 | G | WTG1 |  | Onshore Wind |  | WEC_CALN | California | 6 | Tehama | 103 | 06103 | 1 | 0 | 2012 | 9999 |  |  | N | Wind | [13 empty] | 0 | 0 | 0 | 0 | [11 empty] | Foundation CA Fund VI Owner LLC | 100 | Foundation Windpower | 100
Meadow Creek Project Company | 58106_G_MCPC | 58106 | G | MCPC |  | Onshore Wind |  | WECC_ID | Idaho | 16 | Bonneville | 19 | 16019 | 115.8 | 0 | 2012 | 9999 |  |  | N | Wind | [13 empty] | 0 | 0 | 0 | 0 | [11 empty] | Meadow Creek Project Co LLC | 100 | SunEdison | 100
Brookside Newark | 58110_G_BRK | 58110 | G | BRK |  | Fuel Cell |  | PJM_EMAC | Delaware | 10 | New Castle | 3 | 10003 | 3 | 7659 | 2012 | 9999 |  |  | N | Natural Gas | [13 empty] | 0 | 0 | 0 | 0 | [11 empty] | Diamond State Generation Partners LLC | 100 | Bloom Energy Corp | 100
Bishop Hill II Wind Farm | 58111_G_1 | 58111 | G | 1 |  | Onshore Wind |  | MIS_MIDA | Illinois | 17 | Henry | 73 | 17073 | 81 | 0 | 2012 | 9999 |  |  | N | Wind | [13 empty] | 0 | 0 | 0 | 0 | [11 empty] | Bishop Hill Energy II LLC | 100 | Berkshire Hathaway Inc | 100
Foundation Cemex Madison | 58112_G_WTG1 | 58112 | G | WTG1 |  | Onshore Wind |  | WEC_CALN | California | 6 | Yolo | 113 | 06113 | 1 | 0 | 2012 | 9999 |  |  | N | Wind | [13 empty] | 0 | 0 | 0 | 0 | [11 empty] | Foundation CA Fund V Owner LLC | 100 | Foundation Windpower | 100
Foundation RRM | 58113_G_WTG1 | 58113 | G | WTG1 |  | Onshore Wind |  | WECC_SCE | California | 6 | Riverside | 65 | 06065 | 1 | 0 | 2012 | 9999 |  |  | N | Wind | [13 empty] | 0 | 0 | 0 | 0 | [11 empty] | Foundation CA Fund V Owner LLC | 100 | Foundation Windpower | 100
Foundation RRM | 58113_G_WTG2 | 58113 | G | WTG2 |  | Onshore Wind |  | WECC_SCE | California | 6 | Riverside | 65 | 06065 | 1 | 0 | 2012 | 9999 |  |  | N | Wind | [13 empty] | 0 | 0 | 0 | 0 | [11 empty] | Foundation CA Fund V Owner LLC | 100 | Foundation Windpower | 100
Foundation NWNA | 58114_G_WTG1 | 58114 | G | WTG1 |  | Onshore Wind |  | WECC_SCE | California | 6 | Riverside | 65 | 06065 | 1.6 | 0 | 2012 | 9999 |  |  | N | Wind | [13 empty] | 0 | 0 | 0 | 0 | [11 empty] | Foundation CA Fund V Owner LLC | 100 | Foundation Windpower | 100
Foundation NWNA | 58114_G_WTG2 | 58114 | G | WTG2 |  | Onshore Wind |  | WECC_SCE | California | 6 | Riverside | 65 | 06065 | 1.6 | 0 | 2012 | 9999 |  |  | N | Wind | [13 empty] | 0 | 0 | 0 | 0 | [11 empty] | Foundation CA Fund V Owner LLC | 100 | Foundation Windpower | 100
Foundation NWNA | 58114_G_WTG3 | 58114 | G | WTG3 |  | Onshore Wind |  | WECC_SCE | California | 6 | Riverside | 65 | 06065 | 1.9 | 0 | 2018 | 9999 |  |  | N | Wind | [13 empty] | 0 | 0 | 0 | 0 | [11 empty] | Foundation CA Fund V Owner LLC | 100 | Foundation Windpower | 100
La Joya Del Sol | 58118_G_JDS1 | 58118 | G | JDS1 |  | Solar PV |  | WEC_CALN | California | 6 | Fresno | 19 | 06019 | 1.5 | 0 | 2012 | 9999 |  |  | N | Solar | [13 empty] | 0 | 0 | 0 | 0 | [11 empty] | Gestamp Asetym Solar North America Inc | 100 | Gestamp Corp | 100
Depot Park Solar System | 58119_G_DPSS | 58119 | G | DPSS |  | Solar PV |  | WEC_BANC | California | 6 | Sacramento | 67 | 06067 | 3 | 0 | 2010 | 9999 |  |  | N | Solar | [13 empty] | 0 | 0 | 0 | 0 | [11 empty] | Sacramento CA (City of) | 100 | Sacramento CA (City of) | 100
Echo Wind Park | 58121_G_GEN1 | 58121 | G | GEN1 |  | Onshore Wind |  | MIS_LMI | Michigan | 26 | Huron | 63 | 26063 | 49.6 | 0 | 2014 | 9999 |  |  | N | Wind | [13 empty] | 0 | 0 | 0 | 0 | [11 empty] | DTE Electric Co | 100 | DTE Energy Co | 100
Echo Wind Park | 58121_G_GEN2 | 58121 | G | GEN2 |  | Onshore Wind |  | MIS_LMI | Michigan | 26 | Huron | 63 | 26063 | 62.4 | 0 | 2014 | 9999 |  |  | N | Wind | [13 empty] | 0 | 0 | 0 | 0 | [11 empty] | DTE Electric Co | 100 | DTE Energy Co | 100
Echo Wind Park | 58121_G_GEN3 | 58121 | G | GEN3 |  | Onshore Wind |  | MIS_LMI | Michigan | 26 | Huron | 63 | 26063 | 50 | 0 | 2016 | 9999 |  |  | N | Wind | [13 empty] | 0 | 0 | 0 | 0 | [11 empty] | DTE Electric Co | 100 | DTE Energy Co | 100
Delano Energy Center | 58122_G_GEN1 | 58122 | G | GEN1 | 91268 | Combustion Turbine |  | WECC_SCE | California | 6 | Tulare | 107 | 06107 | 35 | 11601 | 2013 | 9999 |  |  | N | Natural Gas |  |  |  | H2O | SCR | [8 empty] | 0.00858 | 0.00858 | 0.00858 | 0.00858 | [11 empty] | Delano Energy Center LLC | 100 | Judith K Dittmer | 100
Wakefern Food Corp | 58123_G_1 | 58123 | G | 1 |  | Solar PV |  | PJM_EMAC | New Jersey | 34 | Middlesex | 23 | 34023 | 2 | 0 | 2012 | 9999 |  |  | N | Solar | [13 empty] | 0 | 0 | 0 | 0 | [11 empty] | NJR Clean Energy Ventures Corp | 100 | New Jersey Resources Corp | 100
Rothschild Biomass Cogen Facility | 58124_B_1 | 58124 | B | 1 | 90829 | Biomass |  | MIS_WUMS | Wisconsin | 55 | Marathon | 73 | 55073 | 46 | 6884 | 2013 | 9999 | FBC |  | Y | Biomass |  |  | 0.6 |  | SNCR |  |  | B | NA |  |  |  |  | 0.07731 | 0.07731 | 0.07731 | 0.07731 |  |  |  |  | Yes | 2013 | [5 empty] | Wisconsin Electric Power Co | 100 | WEC Energy Group Inc | 100
Quay County | 58125_G_1 | 58125 | G | 1 |  | Combustion Turbine |  | WECC_NM | New Mexico | 35 | Quay | 37 | 35037 | 17 | 18577 | 2013 | 9999 |  |  | N | Distillate Fuel Oil | [13 empty] | 0.668 | 0.668 | 0.668 | 0.668 | [11 empty] | Southwestern Public Service Co | 100 | Xcel Energy Inc | 100
Limon Wind I | 58126_G_1 | 58126 | G | 1 |  | Onshore Wind |  | WECC_CO | Colorado | 8 | Lincoln | 73 | 08073 | 200 | 0 | 2012 | 9999 |  |  | N | Wind | [13 empty] | 0 | 0 | 0 | 0 | [11 empty] | Limon Wind LLC | 100 | NextEra Energy Inc | 100
Limon Wind II | 58127_G_1 | 58127 | G | 1 |  | Onshore Wind |  | WECC_CO | Colorado | 8 | Lincoln | 73 | 08073 | 200 | 0 | 2012 | 9999 |  |  | N | Wind | [13 empty] | 0 | 0 | 0 | 0 | [11 empty] | Limon Wind II LLC | 100 | NextEra Energy Inc | 100
Kaiser Downey | 58128_G_KRSO1 | 58128 | G | KRSO1 |  | Landfill Gas |  | WEC_LADW | California | 6 | Los Angeles | 37 | 06037 | 0.2 | 13500 | 2012 | 9999 |  |  | N | Landfill Gas | [13 empty] | 0.14452 | 0.14452 | 0.14452 | 0.14452 | [11 empty] | Bloom Energy Corp | 100 | Bloom Energy Corp | 100
Kaiser Downey | 58128_G_KRSO2 | 58128 | G | KRSO2 |  | Landfill Gas |  | WEC_LADW | California | 6 | Los Angeles | 37 | 06037 | 0.2 | 13500 | 2012 | 9999 |  |  | N | Landfill Gas | [13 empty] | 0.14452 | 0.14452 | 0.14452 | 0.14452 | [11 empty] | Bloom Energy Corp | 100 | Bloom Energy Corp | 100
Kaiser Downey | 58128_G_KRSO3 | 58128 | G | KRSO3 |  | Landfill Gas |  | WEC_LADW | California | 6 | Los Angeles | 37 | 06037 | 0.2 | 13500 | 2012 | 9999 |  |  | N | Landfill Gas | [13 empty] | 0.14452 | 0.14452 | 0.14452 | 0.14452 | [11 empty] | Bloom Energy Corp | 100 | Bloom Energy Corp | 100
Kaiser Downey | 58128_G_KRSO4 | 58128 | G | KRSO4 |  | Landfill Gas |  | WEC_LADW | California | 6 | Los Angeles | 37 | 06037 | 0.2 | 13500 | 2012 | 9999 |  |  | N | Landfill Gas | [13 empty] | 0.14452 | 0.14452 | 0.14452 | 0.14452 | [11 empty] | Bloom Energy Corp | 100 | Bloom Energy Corp | 100
Kaiser Downey | 58128_G_KRSO5 | 58128 | G | KRSO5 |  | Landfill Gas |  | WEC_LADW | California | 6 | Los Angeles | 37 | 06037 | 0.2 | 13500 | 2012 | 9999 |  |  | N | Landfill Gas | [13 empty] | 0.14452 | 0.14452 | 0.14452 | 0.14452 | [11 empty] | Bloom Energy Corp | 100 | Bloom Energy Corp | 100
Prairies Edge Generating Facility | 58129_G_GEN1 | 58129 | G | GEN1 |  | Combustion Turbine | IC Engine | MIS_INKY | Indiana | 18 | Jasper | 73 | 18073 | 0.8 | 11686 | 2011 | 9999 |  |  | N | Natural Gas | [13 empty] | 1.061 | 1.061 | 1.061 | 1.061 | [11 empty] | Fair Oaks Dairy Farm LLC | 100 | Fair Oaks Dairy Farm LLC | 100
Blue Mountain Biogas | 58130_G_BMB N | 58130 | G | BMB N |  | Non-Fossil Waste |  | WECC_UT | Utah | 49 | Beaver | 1 | 49001 | 1.5 | 17481 | 2012 | 9999 |  |  | N | Non-Fossil Waste | [13 empty] | 0 | 0 | 0 | 0 | [11 empty] | Blue Mountain Biogas LLC | 100 | Blue Mountain Biogas LLC | 100
Blue Mountain Biogas | 58130_G_BMB S | 58130 | G | BMB S |  | Non-Fossil Waste |  | WECC_UT | Utah | 49 | Beaver | 1 | 49001 | 1.5 | 17483 | 2012 | 9999 |  |  | N | Non-Fossil Waste | [13 empty] | 0 | 0 | 0 | 0 | [11 empty] | Blue Mountain Biogas LLC | 100 | Blue Mountain Biogas LLC | 100
Outback Solar At Christmas Valley | 58131_G_PV1 | 58131 | G | PV1 |  | Solar PV |  | WECC_PNW | Oregon | 41 | Lake | 37 | 41037 | 4.4 | 0 | 2012 | 9999 |  |  | N | Solar | [13 empty] | 0 | 0 | 0 | 0 | [11 empty] | Outback Solar LLC | 100 | Exelon Corp | 100
Kaiser Ontario | 58132_G_KSRO1 | 58132 | G | KSRO1 |  | Fuel Cell |  | WECC_SCE | California | 6 | San Bernardino | 71 | 06071 | 0.2 | 13500 | 2012 | 9999 |  |  | N | Natural Gas | [13 empty] | 0 | 0 | 0 | 0 | [11 empty] | Bloom Energy Corp | 100 | Bloom Energy Corp | 100
Kaiser Ontario | 58132_G_KSRO2 | 58132 | G | KSRO2 |  | Fuel Cell |  | WECC_SCE | California | 6 | San Bernardino | 71 | 06071 | 0.2 | 13500 | 2012 | 9999 |  |  | N | Natural Gas | [13 empty] | 0 | 0 | 0 | 0 | [11 empty] | Bloom Energy Corp | 100 | Bloom Energy Corp | 100
Kaiser Ontario | 58132_G_KSRO3 | 58132 | G | KSRO3 |  | Fuel Cell |  | WECC_SCE | California | 6 | San Bernardino | 71 | 06071 | 0.2 | 13500 | 2012 | 9999 |  |  | N | Natural Gas | [13 empty] | 0 | 0 | 0 | 0 | [11 empty] | Bloom Energy Corp | 100 | Bloom Energy Corp | 100
Kaiser Ontario | 58132_G_KSRO4 | 58132 | G | KSRO4 |  | Fuel Cell |  | WECC_SCE | California | 6 | San Bernardino | 71 | 06071 | 0.2 | 13500 | 2012 | 9999 |  |  | N | Natural Gas | [13 empty] | 0 | 0 | 0 | 0 | [11 empty] | Bloom Energy Corp | 100 | Bloom Energy Corp | 100
Kaiser Ontario | 58132_G_KSRO5 | 58132 | G | KSRO5 |  | Fuel Cell |  | WECC_SCE | California | 6 | San Bernardino | 71 | 06071 | 0.2 | 13500 | 2012 | 9999 |  |  | N | Natural Gas | [13 empty] | 0 | 0 | 0 | 0 | [11 empty] | Bloom Energy Corp | 100 | Bloom Energy Corp | 100
Oberlin Spear Point Solar One | 58134_G_OSSO | 58134 | G | OSSO |  | Solar PV |  | PJM_ATSI | Ohio | 39 | Lorain | 93 | 39093 | 2 | 0 | 2012 | 9999 |  |  | N | Solar | [13 empty] | 0 | 0 | 0 | 0 | [11 empty] | Oberlin Spear Point Solar One LLC | 100 | Oberlin Spear Point Solar One LLC | 100
Washington White Post Solar LLC | 58135_G_1 | 58135 | G | 1 |  | Solar PV |  | S_VACA | North Carolina | 37 | Beaufort | 13 | 37013 | 12.4 | 0 | 2012 | 9999 |  |  | N | Solar | [13 empty] | 0 | 0 | 0 | 0 | [11 empty] | Washington White Post Solar LLC | 100 | Duke Energy Corp | 100
Ensign Wind LLC | 58137_G_1 | 58137 | G | 1 |  | Onshore Wind |  | SPP_N | Kansas | 20 | Gray | 69 | 20069 | 98.9 | 0 | 2012 | 9999 |  |  | N | Wind | [13 empty] | 0 | 0 | 0 | 0 | [11 empty] | Ensign Wind Energy LLC | 100 | NextEra Energy Inc | 100
Central Energy Plant USU | 58139_G_TURBI | 58139 | G | TURBI |  | Combustion Turbine |  | WECC_UT | Utah | 49 | Cache | 5 | 49005 | 4.4 | 12369 | 2004 | 9999 |  |  | N | Natural Gas, Distillate Fuel Oil | [13 empty] | 0.23894 | 0.23894 | 0.23894 | 0.23894 | [11 empty] | Utah State University | 100 | Utah State University | 100
Groton Wind LLC | 58141_G_1 | 58141 | G | 1 |  | Onshore Wind |  | NENGREST | New Hampshire | 33 | Grafton | 9 | 33009 | 48 | 0 | 2012 | 9999 |  |  | N | Wind | [13 empty] | 0 | 0 | 0 | 0 | [11 empty] | Groton Wind LLC | 100 | Iberdrola SA | 100
SVEP Solar Project Company | 58144_G_SVEP1 | 58144 | G | SVEP1 |  | Solar PV |  | NENGREST | Vermont | 50 | Bennington | 3 | 50003 | 2 | 0 | 2012 | 9999 |  |  | N | Solar | [13 empty] | 0 | 0 | 0 | 0 | [11 empty] | Svep Solar Project Co LLC | 100 | Gestamp Corp | 100
Williamstown Solar | 58145_G_WTS_1 | 58145 | G | WTS_1 |  | Solar PV |  | NENGREST | Vermont | 50 | Orange | 17 | 50017 | 2 | 0 | 2012 | 9999 |  |  | N | Solar | [13 empty] | 0 | 0 | 0 | 0 | [11 empty] | Gasna 14P LLC | 100 | Gestamp Corp | 100
Prescott Solar Plant | 58147_G_PV1 | 58147 | G | PV1 |  | Solar PV |  | WECC_AZ | Arizona | 4 | Yavapai | 25 | 04025 | 10.8 | 0 | 2011 | 9999 |  |  | N | Solar | [13 empty] | 0 | 0 | 0 | 0 | [11 empty] | SunE Az1 LLC | 100 | SunEdison | 100
RE Kansas South LLC | 58148_G_KS | 58148 | G | KS |  | Solar PV |  | WEC_CALN | California | 6 | Kings | 31 | 06031 | 20 | 0 | 2013 | 9999 |  |  | N | Solar | [13 empty] | 0 | 0 | 0 | 0 | [11 empty] | Solar Kansas South LLC | 100 | Global Infrastructure Partners | 100
TA-High Desert LLC | 58149_G_TAHD | 58149 | G | TAHD |  | Solar PV |  | WEC_LADW | California | 6 | Los Angeles | 37 | 06037 | 20 | 0 | 2013 | 9999 |  |  | N | Solar | [13 empty] | 0 | 0 | 0 | 0 | [11 empty] | TA-High Desert LLC | 100 | NRG Energy Inc | 100
Black Cap Solar Plant | 58150_G_1 | 58150 | G | 1 |  | Solar PV |  | WECC_PNW | Oregon | 41 | Lake | 37 | 41037 | 2 | 0 | 2012 | 9999 |  |  | N | Solar | [13 empty] | 0 | 0 | 0 | 0 | [11 empty] | PacifiCorp | 100 | Berkshire Hathaway Inc | 100
Central Utility Plant - Texas A&M | 58151_G_GTG01 | 58151 | G | GTG01 |  | Combined Cycle |  | ERC_REST | Texas | 48 | Brazos | 41 | 48041 | 32.4 | 5500 | 2011 | 9999 |  |  | Y | Natural Gas, Distillate Fuel Oil |  |  |  |  | SCR | [8 empty] | 0.01011 | 0.01011 | 0.01011 | 0.01011 | [11 empty] | Texas A & M University (The) | 100 | Texas A & M University (The) | 100
Central Utility Plant - Texas A&M | 58151_G_STG02 | 58151 | G | STG02 |  | Combined Cycle |  | ERC_REST | Texas | 48 | Brazos | 41 | 48041 | 11 | 5500 | 2011 | 9999 |  |  | Y | Natural Gas, Distillate Fuel Oil |  |  |  | NH3 | SCR | [8 empty] | 0.01011 | 0.01011 | 0.01011 | 0.01011 | [11 empty] | Texas A & M University (The) | 100 | Texas A & M University (The) | 100
Danbury Hospital Cogen Plant | 58152_G_GEN1 | 58152 | G | GEN1 |  | Combustion Turbine |  | NENG_CT | Connecticut | 9 | Fairfield | 1 | 09001 | 3.9 | 8700 | 2011 | 9999 |  |  | Y | Natural Gas | [13 empty] | 0.01155 | 0.01155 | 0.01155 | 0.01155 | [11 empty] | Danbury Hospital | 100 | Danbury Hospital | 100
North Sky River Energy LLC | 58154_G_GEN1 | 58154 | G | GEN1 |  | Onshore Wind |  | WECC_SCE | California | 6 | Kern | 29 | 06029 | 162 | 0 | 2012 | 9999 |  |  | N | Wind | [13 empty] | 0 | 0 | 0 | 0 | [11 empty] | North Sky River Energy LLC | 100 | NextEra Energy Inc | 100
Perrin Ranch Wind LLC | 58155_G_GEN1 | 58155 | G | GEN1 |  | Onshore Wind |  | WECC_AZ | Arizona | 4 | Coconino | 5 | 04005 | 99.2 | 0 | 2012 | 9999 |  |  | N | Wind | [13 empty] | 0 | 0 | 0 | 0 | [11 empty] | Perrin Ranch Wind LLC | 100 | NextEra Energy Inc | 100
Cirrus Wind 1 LLC | 58162_G_CW | 58162 | G | CW |  | Onshore Wind |  | SPP_SPS | Texas | 48 | Lynn | 305 | 48305 | 61.2 | 0 | 2012 | 9999 |  |  | N | Wind | [13 empty] | 0 | 0 | 0 | 0 | [11 empty] | Cirrus Wind 1 LLC | 100 | A Tech Wind Power Co Ltd | 100
Slayton Solar | 58164_G_PV1 | 58164 | G | PV1 |  | Solar PV |  | MIS_MNWI | Minnesota | 27 | Murray | 101 | 27101 | 1.7 | 0 | 2013 | 9999 |  |  | N | Solar | [13 empty] | 0 | 0 | 0 | 0 | [11 empty] | Ecos Energy LLC | 100 | Allco Renewable Energy Limited | 100
CSUF Trigeneration | 58169_G_1 | 58169 | G | 1 |  | Combustion Turbine |  | WECC_SCE | California | 6 | Orange | 59 | 06059 | 4.3 | 8700 | 2010 | 9999 |  |  | Y | Natural Gas | [13 empty] | 0.03893 | 0.03893 | 0.03893 | 0.03893 | [11 empty] | California State University Fullerton | 100 | California State University | 100
CSUF Trigeneration | 58169_G_CPAC | 58169 | G | CPAC |  | Solar PV |  | WECC_SCE | California | 6 | Orange | 59 | 06059 | 0.3 | 0 | 2012 | 9999 |  |  | N | Solar | [13 empty] | 0 | 0 | 0 | 0 | [11 empty] | California State University Fullerton | 100 | California State University | 100
CSUF Trigeneration | 58169_G_KHS | 58169 | G | KHS |  | Solar PV |  | WECC_SCE | California | 6 | Orange | 59 | 06059 | 0.3 | 0 | 2012 | 9999 |  |  | N | Solar | [13 empty] | 0 | 0 | 0 | 0 | [11 empty] | California State University Fullerton | 100 | California State University | 100
CSUF Trigeneration | 58169_G_PS4 | 58169 | G | PS4 |  | Solar PV |  | WECC_SCE | California | 6 | Orange | 59 | 06059 | 0.3 | 0 | 2012 | 9999 |  |  | N | Solar | [13 empty] | 0 | 0 | 0 | 0 | [11 empty] | California State University Fullerton | 100 | California State University | 100
CSUF Trigeneration | 58169_G_NPS | 58169 | G | NPS |  | Solar PV |  | WECC_SCE | California | 6 | Orange | 59 | 06059 | 2 | 0 | 2016 | 9999 |  |  | N | Solar | [13 empty] | 0 | 0 | 0 | 0 | [11 empty] | California State University Fullerton | 100 | California State University | 100
CSUF Trigeneration | 58169_G_SCPS | 58169 | G | SCPS |  | Solar PV |  | WECC_SCE | California | 6 | Orange | 59 | 06059 | 1 | 0 | 2016 | 9999 |  |  | N | Solar | [13 empty] | 0 | 0 | 0 | 0 | [11 empty] | California State University Fullerton | 100 | California State University | 100
Crafton Hills College Solar Farm | 58170_G_GEN1 | 58170 | G | GEN1 |  | Solar PV |  | WECC_SCE | California | 6 | San Bernardino | 71 | 06071 | 1.3 | 0 | 2012 | 9999 |  |  | N | Solar | [13 empty] | 0 | 0 | 0 | 0 | [11 empty] | Crafton Hills College | 100 | Crafton Hills College | 100
Prairie Fire | 58171_G_GEN1 | 58171 | G | GEN1 |  | Solar PV |  | WECC_AZ | Arizona | 4 | Pima | 19 | 04019 | 4.5 | 0 | 2012 | 9999 |  |  | N | Solar | [13 empty] | 0 | 0 | 0 | 0 | [11 empty] | Tucson Electric Power Co | 100 | Uns Energy Corp | 100
Seaside Heights Power Plant | 58172_G_UINT3 | 58172 | G | UINT3 |  | Combustion Turbine | IC Engine | PJM_EMAC | New Jersey | 34 | Ocean | 29 | 34029 | 2 | 13385 | 2012 | 9999 |  |  | N | Distillate Fuel Oil | [13 empty] | 1.6498 | 1.6498 | 1.6498 | 1.6498 | [11 empty] | Seaside Heights NJ (City of) | 100 | Seaside Heights NJ (City of) | 100
Seaside Heights Power Plant | 58172_G_UNIT1 | 58172 | G | UNIT1 |  | Combustion Turbine | IC Engine | PJM_EMAC | New Jersey | 34 | Ocean | 29 | 34029 | 2 | 13585 | 2012 | 9999 |  |  | N | Distillate Fuel Oil | [13 empty] | 1.6498 | 1.6498 | 1.6498 | 1.6498 | [11 empty] | Seaside Heights NJ (City of) | 100 | Seaside Heights NJ (City of) | 100
Seaside Heights Power Plant | 58172_G_UNIT2 | 58172 | G | UNIT2 |  | Combustion Turbine | IC Engine | PJM_EMAC | New Jersey | 34 | Ocean | 29 | 34029 | 2 | 13585 | 2012 | 9999 |  |  | N | Distillate Fuel Oil | [13 empty] | 1.6498 | 1.6498 | 1.6498 | 1.6498 | [11 empty] | Seaside Heights NJ (City of) | 100 | Seaside Heights NJ (City of) | 100
Wilson Solar | 58174_G_WSMA | 58174 | G | WSMA |  | Solar PV |  | NENGREST | Massachusetts | 25 | Worcester | 27 | 25027 | 2 | 0 | 2013 | 9999 |  |  | N | Solar | [13 empty] | 0 | 0 | 0 | 0 | [11 empty] | Consolidated Edison Solutions Inc | 100 | Consolidated Edison Inc | 100
Jawbone Wind Project | 58175_G_JWPI | 58175 | G | JWPI |  | Onshore Wind |  | WECC_MT | Montana | 30 | Wheatland | 107 | 30107 | 80 | 0 | 2021 | 9999 |  |  | N | Wind | [13 empty] | 0 | 0 | 0 | 0 | [11 empty] | Jawbone Wind Farm LLC | 100 | Seventus | 100
Kishwaukee CHP Plant | 58177_G_1 | 58177 | G | 1 |  | Non-Fossil Waste |  | PJM_COMD | Illinois | 17 | Winnebago | 201 | 17201 | 1 | 4424 | 2010 | 9999 |  |  | Y | Non-Fossil Waste | [13 empty] | 0 | 0 | 0 | 0 | [11 empty] | Rock River Water Reclamation District | 100 | Rock River Water Reclamation District | 100
Kishwaukee CHP Plant | 58177_G_2 | 58177 | G | 2 |  | Non-Fossil Waste |  | PJM_COMD | Illinois | 17 | Winnebago | 201 | 17201 | 1 | 4424 | 2010 | 9999 |  |  | Y | Non-Fossil Waste | [13 empty] | 0 | 0 | 0 | 0 | [11 empty] | Rock River Water Reclamation District | 100 | Rock River Water Reclamation District | 100
Kishwaukee CHP Plant | 58177_G_3 | 58177 | G | 3 |  | Non-Fossil Waste |  | PJM_COMD | Illinois | 17 | Winnebago | 201 | 17201 | 1 | 4424 | 2010 | 9999 |  |  | Y | Non-Fossil Waste | [13 empty] | 0 | 0 | 0 | 0 | [11 empty] | Rock River Water Reclamation District | 100 | Rock River Water Reclamation District | 100
M. G. Emmett J. Bean Federal Center | 58178_G_1 | 58178 | G | 1 |  | Solar PV |  | MIS_INKY | Indiana | 18 | Marion | 97 | 18097 | 2 | 0 | 2011 | 9999 |  |  | N | Solar | [13 empty] | 0 | 0 | 0 | 0 | [11 empty] | US General Services Administration | 100 | US General Services Administration | 100
UNH 7.9 MW Plant | 58180_G_1 | 58180 | G | 1 |  | Landfill Gas |  | NENGREST | New Hampshire | 33 | Strafford | 17 | 33017 | 7.9 | 4121 | 2006 | 9999 |  |  | Y | Landfill Gas | [13 empty] | 0.22117 | 0.22117 | 0.22117 | 0.22117 | [11 empty] | University of New Hampshire | 100 | University of New Hampshire | 100
Rand Whitney CHP Plant | 58184_G_TG-1 | 58184 | G | TG-1 |  | Combustion Turbine |  | NENG_CT | Connecticut | 9 | New London | 11 | 09011 | 14.6 | 8700 | 2005 | 9999 |  |  | Y | Natural Gas, Distillate Fuel Oil | [13 empty] | 0.01155 | 0.01155 | 0.01155 | 0.01155 | [11 empty] | Rand Whitney Containerboard | 100 | Rand Whitney Containerboard | 100
180 Raritan Solar | 58187_G_1 | 58187 | G | 1 |  | Solar PV |  | PJM_EMAC | New Jersey | 34 | Middlesex | 23 | 34023 | 1.9 | 0 | 2012 | 9999 |  |  | N | Solar | [13 empty] | 0 | 0 | 0 | 0 | [11 empty] | 180 Energy Solutions LLC | 100 | 180 Energy Solutions LLC | 100
East Campus Steam Plant | 58195_G_CT1 | 58195 | G | CT1 |  | Combustion Turbine |  | PJM_AP | Pennsylvania | 42 | Centre | 27 | 42027 | 7.4 | 8700 | 2011 | 9999 |  |  | Y | Natural Gas, Distillate Fuel Oil | [13 empty] | 0.23894 | 0.23894 | 0.23894 | 0.23894 | [11 empty] | Pennsylvania State University | 100 | Pennsylvania State University | 100
Parnassus Central Utility Plant | 58198_G_GTG1 | 58198 | G | GTG1 |  | Combined Cycle |  | WEC_CALN | California | 6 | San Francisco | 75 | 06075 | 5.2 | 6008 | 1996 | 9999 |  |  | Y | Natural Gas, Distillate Fuel Oil | [13 empty] | 0.024573 | 0.024573 | 0.024573 | 0.024573 | [11 empty] | University of California San Fransisco | 100 | University of California | 100
Parnassus Central Utility Plant | 58198_G_GTG2 | 58198 | G | GTG2 |  | Combined Cycle |  | WEC_CALN | California | 6 | San Francisco | 75 | 06075 | 5.5 | 6008 | 1996 | 9999 |  |  | Y | Natural Gas, Distillate Fuel Oil | [13 empty] | 0.024573 | 0.024573 | 0.024573 | 0.024573 | [11 empty] | University of California San Fransisco | 100 | University of California | 100
Parnassus Central Utility Plant | 58198_G_STG1 | 58198 | G | STG1 |  | Combined Cycle |  | WEC_CALN | California | 6 | San Francisco | 75 | 06075 | 1.8 | 6008 | 1996 | 9999 |  |  | Y | Natural Gas, Distillate Fuel Oil | [13 empty] | 0.024573 | 0.024573 | 0.024573 | 0.024573 | [11 empty] | University of California San Fransisco | 100 | University of California | 100
RE Victor Phelan Solar One LLC | 58202_G_VPS1 | 58202 | G | VPS1 |  | Solar PV |  | WECC_SCE | California | 6 | San Bernardino | 71 | 06071 | 20 | 0 | 2013 | 9999 |  |  | N | Solar | [13 empty] | 0 | 0 | 0 | 0 | [11 empty] | RE Victor Phelan Solar One LLC | 100 | Google Inc | 100
Minco Wind III, LLC | 58203_G_1 | 58203 | G | 1 |  | Onshore Wind |  | SPP_WEST | Oklahoma | 40 | Caddo | 15 | 40015 | 100.8 | 0 | 2012 | 9999 |  |  | N | Wind | [13 empty] | 0 | 0 | 0 | 0 | [11 empty] | Minco Wind Energy II LLC | 100 | NextEra Energy Inc | 100
Grassland 3&4 Solar Project | 58204_G_INV3 | 58204 | G | INV3 |  | Solar PV |  | WEC_CALN | California | 6 | Yolo | 113 | 06113 | 2.5 | 0 | 2013 | 9999 |  |  | N | Solar | [13 empty] | 0 | 0 | 0 | 0 | [11 empty] | Yolo County CA | 100 | Yolo County CA | 100
Grand Ave Plant | 58205_B_1 | 58205 | B | 1 |  | O/G Steam |  | SPP_N | Missouri | 29 | Jackson | 95 | 29095 | 4.8 | 8300 | 1991 | 9999 |  |  | Y | Natural Gas | [12 empty] | 6.3 | 0.12112 | 0.12112 | 0.12112 | 0.12112 | [11 empty] | Veolia Energy Kansas City Inc | 100 | Veolia Environnement SA | 100
West Gates Solar Station | 58206_G_1 | 58206 | G | 1 |  | Solar PV |  | WEC_CALN | California | 6 | Fresno | 19 | 06019 | 10 | 0 | 2013 | 9999 |  |  | N | Solar | [13 empty] | 0 | 0 | 0 | 0 | [11 empty] | Pacific Gas & Electric Co | 100 | PG&E Corp | 100
Central Utility Plant at White Oak | 58207_G_G1 | 58207 | G | G1 |  | Combustion Turbine | IC Engine | PJM_SMAC | Maryland | 24 | Montgomery | 31 | 24031 | 5.6 | 10745 | 2003 | 9999 |  |  | Y | Natural Gas, Distillate Fuel Oil | [13 empty] | 1.061 | 1.061 | 1.061 | 1.061 | [11 empty] | Sempra Energy | 100 | Sempra Energy | 100
Central Utility Plant at White Oak | 58207_G_G2 | 58207 | G | G2 |  | Combustion Turbine | IC Engine | PJM_SMAC | Maryland | 24 | Montgomery | 31 | 24031 | 2.3 | 13469 | 2003 | 9999 |  |  | N | Distillate Fuel Oil | [13 empty] | 1.6498 | 1.6498 | 1.6498 | 1.6498 | [11 empty] | Sempra Energy | 100 | Sempra Energy | 100
Central Utility Plant at White Oak | 58207_G_G3 | 58207 | G | G3 |  | Combustion Turbine |  | PJM_SMAC | Maryland | 24 | Montgomery | 31 | 24031 | 4.3 | 11985 | 2003 | 9999 |  |  | Y | Natural Gas | [13 empty] | 0.02162 | 0.02162 | 0.02162 | 0.02162 | [11 empty] | Sempra Energy | 100 | Sempra Energy | 100
Central Utility Plant at White Oak | 58207_G_G4 | 58207 | G | G4 |  | Combustion Turbine |  | PJM_SMAC | Maryland | 24 | Montgomery | 31 | 24031 | 4.3 | 11985 | 2008 | 9999 |  |  | Y | Natural Gas | [13 empty] | 0.02162 | 0.02162 | 0.02162 | 0.02162 | [11 empty] | Sempra Energy | 100 | Sempra Energy | 100
Central Utility Plant at White Oak | 58207_G_G5 | 58207 | G | G5 |  | Combustion Turbine |  | PJM_SMAC | Maryland | 24 | Montgomery | 31 | 24031 | 4.3 | 11985 | 2009 | 9999 |  |  | Y | Natural Gas | [13 empty] | 0.02162 | 0.02162 | 0.02162 | 0.02162 | [11 empty] | Sempra Energy | 100 | Sempra Energy | 100
Central Utility Plant at White Oak | 58207_G_G6 | 58207 | G | G6 |  | Combustion Turbine |  | PJM_SMAC | Maryland | 24 | Montgomery | 31 | 24031 | 4.3 | 12369 | 2010 | 9999 |  |  | N | Natural Gas | [13 empty] | 0.02162 | 0.02162 | 0.02162 | 0.02162 | [11 empty] | Sempra Energy | 100 | Sempra Energy | 100
Central Utility Plant at White Oak | 58207_G_G10 | 58207 | G | G10 |  | Combustion Turbine | IC Engine | PJM_SMAC | Maryland | 24 | Montgomery | 31 | 24031 | 2.3 | 13469 | 2014 | 9999 |  |  | N | Distillate Fuel Oil | [13 empty] | 1.6498 | 1.6498 | 1.6498 | 1.6498 | [11 empty] | Sempra Energy | 100 | Sempra Energy | 100
Central Utility Plant at White Oak | 58207_G_G11 | 58207 | G | G11 |  | Combustion Turbine | IC Engine | PJM_SMAC | Maryland | 24 | Montgomery | 31 | 24031 | 2.3 | 13469 | 2014 | 9999 |  |  | N | Distillate Fuel Oil | [13 empty] | 1.6498 | 1.6498 | 1.6498 | 1.6498 | [11 empty] | Sempra Energy | 100 | Sempra Energy | 100
Central Utility Plant at White Oak | 58207_G_G12 | 58207 | G | G12 |  | Combined Cycle |  | PJM_SMAC | Maryland | 24 | Montgomery | 31 | 24031 | 5 | 8762 | 2014 | 9999 |  |  | Y | Natural Gas, Distillate Fuel Oil | [13 empty] | 0.024573 | 0.024573 | 0.024573 | 0.024573 | [11 empty] | Sempra Energy | 100 | Sempra Energy | 100
Central Utility Plant at White Oak | 58207_G_G7 | 58207 | G | G7 |  | Combined Cycle |  | PJM_SMAC | Maryland | 24 | Montgomery | 31 | 24031 | 7.5 | 8762 | 2014 | 9999 |  |  | Y | Natural Gas, Distillate Fuel Oil | [13 empty] | 0.024573 | 0.024573 | 0.024573 | 0.024573 | [11 empty] | Sempra Energy | 100 | Sempra Energy | 100
Central Utility Plant at White Oak | 58207_G_G8 | 58207 | G | G8 |  | Combined Cycle |  | PJM_SMAC | Maryland | 24 | Montgomery | 31 | 24031 | 7.5 | 8762 | 2014 | 9999 |  |  | Y | Natural Gas, Distillate Fuel Oil | [13 empty] | 0.024573 | 0.024573 | 0.024573 | 0.024573 | [11 empty] | Sempra Energy | 100 | Sempra Energy | 100
Central Utility Plant at White Oak | 58207_G_G9 | 58207 | G | G9 |  | Combined Cycle |  | PJM_SMAC | Maryland | 24 | Montgomery | 31 | 24031 | 4.5 | 8762 | 2014 | 9999 |  |  | Y | Natural Gas, Distillate Fuel Oil | [13 empty] | 0.024573 | 0.024573 | 0.024573 | 0.024573 | [11 empty] | Sempra Energy | 100 | Sempra Energy | 100
Cinnamon Bay Edgeboro Landfill | 58208_G_1 | 58208 | G | 1 |  | Landfill Gas |  | PJM_EMAC | New Jersey | 34 | Middlesex | 23 | 34023 | 9.1 | 13500 | 2011 | 9999 |  |  | N | Landfill Gas | [13 empty] | 0.22117 | 0.22117 | 0.22117 | 0.22117 | [11 empty] | OBrien Biogas IV LLC | 100 | FORTISTAR | 100
NextEra-Blackwell Wind, LLC | 58209_G_WT | 58209 | G | WT |  | Onshore Wind |  | SPP_WEST | Oklahoma | 40 | Kay | 71 | 40071 | 59.8 | 0 | 2012 | 9999 |  |  | N | Wind | [13 empty] | 0 | 0 | 0 | 0 | [11 empty] | Blackwell Wind Energy LLC | 100 | NextEra Energy Inc | 100
NFM Solar Power LLC | 58210_G_1 | 58210 | G | 1 |  | Solar PV |  | NENGREST | Massachusetts | 25 | Franklin | 11 | 25011 | 1.9 | 0 | 2012 | 9999 |  |  | N | Solar | [13 empty] | 0 | 0 | 0 | 0 | [11 empty] | Northfield Mountain LLC | 100 | Public Sector Pension Investment Board | 100
Saddle Mountain Solar I | 58213_G_AZ2 | 58213 | G | AZ2 |  | Solar PV |  | WECC_AZ | Arizona | 4 | Maricopa | 13 | 04013 | 15 | 0 | 2012 | 9999 |  |  | N | Solar | [13 empty] | 0 | 0 | 0 | 0 | [11 empty] | SunE Az2 LLC | 100 | SunEdison | 100
West Greenwich Solar | 58214_G_WGRI | 58214 | G | WGRI |  | Solar PV |  | NENGREST | Rhode Island | 44 | Kent | 3 | 44003 | 1.9 | 0 | 2013 | 9999 |  |  | N | Solar | [13 empty] | 0 | 0 | 0 | 0 | [11 empty] | West Greenwich Solar LLC | 100 | Consolidated Edison Inc | 100
Lee Combined Cycle Plant | 58215_G_1A | 58215 | G | 1A | 90644 | Combined Cycle |  | S_VACA | North Carolina | 37 | Wayne | 191 | 37191 | 170 | 7239 | 2012 | 9999 |  |  | N | Natural Gas, Distillate Fuel Oil |  |  |  | DLNB + H2O | SCR | [8 empty] | 0.038686 | 0.038686 | 0.038686 | 0.038686 | [11 empty] | Duke Energy Progress | 100 | Duke Energy Corp | 100
Lee Combined Cycle Plant | 58215_G_1B | 58215 | G | 1B | 90645 | Combined Cycle |  | S_VACA | North Carolina | 37 | Wayne | 191 | 37191 | 170 | 7239 | 2012 | 9999 |  |  | N | Natural Gas, Distillate Fuel Oil |  |  |  | DLNB + H2O | SCR | [8 empty] | 0.038686 | 0.038686 | 0.038686 | 0.038686 | [11 empty] | Duke Energy Progress | 100 | Duke Energy Corp | 100
Lee Combined Cycle Plant | 58215_G_1C | 58215 | G | 1C | 90646 | Combined Cycle |  | S_VACA | North Carolina | 37 | Wayne | 191 | 37191 | 170 | 7239 | 2012 | 9999 |  |  | N | Natural Gas, Distillate Fuel Oil |  |  |  | DLNB + H2O | SCR | [8 empty] | 0.038686 | 0.038686 | 0.038686 | 0.038686 | [11 empty] | Duke Energy Progress | 100 | Duke Energy Corp | 100
Lee Combined Cycle Plant | 58215_G_ST1 | 58215 | G | ST1 | 90644 | Combined Cycle |  | S_VACA | North Carolina | 37 | Wayne | 191 | 37191 | 378 | 7239 | 2012 | 9999 |  |  | N | Natural Gas, Distillate Fuel Oil |  |  |  | DLNB + H2O | SCR | [8 empty] | 0.038686 | 0.038686 | 0.038686 | 0.038686 | [11 empty] | Duke Energy Progress | 100 | Duke Energy Corp | 100
J.R. Simplot Company | 58216_G_1 | 58216 | G | 1 |  | Non-Fossil Waste |  | WEC_CALN | California | 6 | San Joaquin | 77 | 06077 | 3.2 | 11084 | 1993 | 9999 |  |  | N | Non-Fossil Waste | [13 empty] | 0 | 0 | 0 | 0 | [11 empty] | J R Simplot | 100 | J R Simplot Co | 100
Grassland 1&2 Solar Project | 58217_G_INV4 | 58217 | G | INV4 |  | Solar PV |  | WEC_CALN | California | 6 | Yolo | 113 | 06113 | 2.5 | 0 | 2013 | 9999 |  |  | N | Solar | [13 empty] | 0 | 0 | 0 | 0 | [11 empty] | Yolo County CA | 100 | Yolo County CA | 100
Spion Kop Wind Farm | 58218_G_SKW25 | 58218 | G | SKW25 |  | Onshore Wind |  | WECC_MT | Montana | 30 | Judith Basin | 45 | 30045 | 40 | 0 | 2012 | 9999 |  |  | N | Wind | [13 empty] | 0 | 0 | 0 | 0 | [11 empty] | NorthWestern Corp | 100 | NorthWestern Corp | 100
Haviland Plastic Products | 58220_G_WTGA | 58220 | G | WTGA |  | Onshore Wind |  | PJM_West | Ohio | 39 | Paulding | 125 | 39125 | 1.5 | 0 | 2013 | 9999 |  |  | N | Wind | [13 empty] | 0 | 0 | 0 | 0 | [11 empty] | Haviland Plastic Products Co | 100 | Haviland Plastic Products Co | 100
Haviland Plastic Products | 58220_G_WTGB | 58220 | G | WTGB |  | Onshore Wind |  | PJM_West | Ohio | 39 | Paulding | 125 | 39125 | 1.5 | 0 | 2013 | 9999 |  |  | N | Wind | [13 empty] | 0 | 0 | 0 | 0 | [11 empty] | Haviland Plastic Products Co | 100 | Haviland Plastic Products Co | 100
Haviland Plastic Products | 58220_G_WTGC | 58220 | G | WTGC |  | Onshore Wind |  | PJM_West | Ohio | 39 | Paulding | 125 | 39125 | 1.5 | 0 | 2013 | 9999 |  |  | N | Wind | [13 empty] | 0 | 0 | 0 | 0 | [11 empty] | Haviland Plastic Products Co | 100 | Haviland Plastic Products Co | 100
CCSU Co-Gen-STBY Gen | 58224_G_MEMH | 58224 | G | MEMH |  | Combustion Turbine | IC Engine | NENG_CT | Connecticut | 9 | Hartford | 3 | 09003 | 0.7 | 13469 | 1993 | 9999 |  |  | N | Distillate Fuel Oil | [13 empty] | 1.6498 | 1.6498 | 1.6498 | 1.6498 | [11 empty] | FuelCell Energy Finance LLC | 100 | FuelCell Energy Inc | 100
CCSU Co-Gen-STBY Gen | 58224_G_EC#1 | 58224 | G | EC#1 |  | Combustion Turbine | IC Engine | NENG_CT | Connecticut | 9 | Hartford | 3 | 09003 | 1.3 | 8700 | 2004 | 9999 |  |  | Y | Natural Gas | [13 empty] | 1.061 | 1.061 | 1.061 | 1.061 | [11 empty] | FuelCell Energy Finance LLC | 100 | FuelCell Energy Inc | 100
CCSU Co-Gen-STBY Gen | 58224_G_EC#2 | 58224 | G | EC#2 |  | Combustion Turbine | IC Engine | NENG_CT | Connecticut | 9 | Hartford | 3 | 09003 | 1.3 | 8700 | 2004 | 9999 |  |  | Y | Natural Gas | [13 empty] | 1.061 | 1.061 | 1.061 | 1.061 | [11 empty] | FuelCell Energy Finance LLC | 100 | FuelCell Energy Inc | 100
CCSU Co-Gen-STBY Gen | 58224_G_GRND | 58224 | G | GRND |  | Combustion Turbine | IC Engine | NENG_CT | Connecticut | 9 | Hartford | 3 | 09003 | 0.3 | 13469 | 2012 | 9999 |  |  | N | Distillate Fuel Oil | [13 empty] | 1.6498 | 1.6498 | 1.6498 | 1.6498 | [11 empty] | FuelCell Energy Finance LLC | 100 | FuelCell Energy Inc | 100
Newberry Solar 1 LLC | 58226_G_1 | 58226 | G | 1 |  | Solar PV |  | WECC_SCE | California | 6 | San Bernardino | 71 | 06071 | 1.5 | 0 | 2013 | 9999 |  |  | N | Solar | [13 empty] | 0 | 0 | 0 | 0 | [11 empty] | Newberry Solar 1 LLC | 100 | Soitec SA | 100
SEPV9 Power Plant | 58227_G_SPV9 | 58227 | G | SPV9 |  | Solar PV |  | WECC_SCE | California | 6 | San Bernardino | 71 | 06071 | 8.5 | 0 | 2013 | 9999 |  |  | N | Solar | [13 empty] | 0 | 0 | 0 | 0 | [11 empty] | Highlander Solar 2 LLC | 100 | Duke Energy Corp | 100
Milford Solar Farm | 58228_G_GEN1 | 58228 | G | GEN1 |  | Solar PV |  | PJM_EMAC | Delaware | 10 | Kent | 1 | 10001 | 11.8 | 0 | 2012 | 9999 |  |  | N | Solar | [13 empty] | 0 | 0 | 0 | 0 | [11 empty] | Milford Solar LLC | 100 | LS Power Group | 100
Lincoln Financial Field | 58231_G_GEN1 | 58231 | G | GEN1 |  | Solar PV |  | PJM_EMAC | Pennsylvania | 42 | Philadelphia | 101 | 42101 | 2.9 | 0 | 2013 | 9999 |  |  | N | Solar | [13 empty] | 0 | 0 | 0 | 0 | [11 empty] | NRG Energy Center Eagles LLC | 100 | Global Infrastructure Partners | 100
Tahquitz High School | 58232_G_TAHQ | 58232 | G | TAHQ |  | Solar PV |  | WECC_SCE | California | 6 | Riverside | 65 | 06065 | 1 | 0 | 2012 | 9999 |  |  | N | Solar | [13 empty] | 0 | 0 | 0 | 0 | [11 empty] | Tioga Solar Hemet WF1 LLC | 100 | Tioga Energy Inc | 100
Wagner Wind LLC | 58233_G_GEN1 | 58233 | G | GEN1 |  | Onshore Wind |  | WECC_SCE | California | 6 | Riverside | 65 | 06065 | 6 | 0 | 2012 | 9999 |  |  | N | Wind | [13 empty] | 0 | 0 | 0 | 0 | [11 empty] | Wagner Wind LLC | 100 | BayWa AG | 100
SEPV 8 | 58234_G_SPV8 | 58234 | G | SPV8 |  | Solar PV |  | WECC_SCE | California | 6 | San Bernardino | 71 | 06071 | 11.8 | 0 | 2013 | 9999 |  |  | N | Solar | [13 empty] | 0 | 0 | 0 | 0 | [11 empty] | Highlander Solar 1 LLC | 100 | Duke Energy Corp | 100
Clayville | 58235_G_1 | 58235 | G | 1 | 90845 | Combustion Turbine |  | PJM_EMAC | New Jersey | 34 | Cumberland | 11 | 34011 | 55 | 10745 | 2015 | 9999 |  |  | N | Natural Gas |  |  |  | H2O | SCR | [8 empty] | 0.01678 | 0.01678 | 0.01678 | 0.01678 | [11 empty] | Vineland NJ (City of) | 100 | Vineland NJ (City of) | 100
Marshalltown Generating Station | 58236_G_CTG1 | 58236 | G | CTG1 | 90919 | Combined Cycle |  | MIS_IA | Iowa | 19 | Marshall | 127 | 19127 | 209.7 | 7101 | 2017 | 9999 |  |  | N | Natural Gas |  |  |  | DLNB | SCR | [8 empty] | 0.0049106 | 0.0049106 | 0.0049106 | 0.0049106 | [11 empty] | Interstate Power & Light Co | 100 | Alliant Energy Corp | 100
Marshalltown Generating Station | 58236_G_CTG2 | 58236 | G | CTG2 | 90920 | Combined Cycle |  | MIS_IA | Iowa | 19 | Marshall | 127 | 19127 | 208.7 | 7101 | 2017 | 9999 |  |  | N | Natural Gas |  |  |  | DLNB | SCR | [8 empty] | 0.0049106 | 0.0049106 | 0.0049106 | 0.0049106 | [11 empty] | Interstate Power & Light Co | 100 | Alliant Energy Corp | 100
Marshalltown Generating Station | 58236_G_STG1 | 58236 | G | STG1 | 90919 | Combined Cycle |  | MIS_IA | Iowa | 19 | Marshall | 127 | 19127 | 230.4 | 7101 | 2017 | 9999 |  |  | N | Natural Gas |  |  |  |  | SCR | [8 empty] | 0.0049106 | 0.0049106 | 0.0049106 | 0.0049106 | [11 empty] | Interstate Power & Light Co | 100 | Alliant Energy Corp | 100
CCSU Fuel Cell Project | 58237_G_CCSU | 58237 | G | CCSU |  | Fuel Cell |  | NENG_CT | Connecticut | 9 | Hartford | 3 | 09003 | 1.4 | 6981 | 2012 | 9999 |  |  | Y | Natural Gas | [13 empty] | 0 | 0 | 0 | 0 | [11 empty] | FuelCell Energy Finance LLC | 100 | FuelCell Energy Inc | 100
Georgia Mountain Community Wind Farm | 58238_G_GMCW | 58238 | G | GMCW |  | Onshore Wind |  | NENGREST | Vermont | 50 | Chittenden | 7 | 50007 | 10 | 0 | 2012 | 9999 |  |  | N | Wind | [13 empty] | 0 | 0 | 0 | 0 | [11 empty] | Greenbacker Renewable Energy Co LLC | 100 | Greenbacker Renewable Energy Corp | 100
Kent County-Kennedyville | 58239_G_PVKV | 58239 | G | PVKV |  | Solar PV |  | PJM_EMAC | Maryland | 24 | Kent | 29 | 24029 | 1 | 0 | 2012 | 9999 |  |  | N | Solar | [13 empty] | 0 | 0 | 0 | 0 | [11 empty] | Terraform Power Inc | 100 | Brookfield Asset Management Inc | 100
Kit Carson | 58240_G_PV_KC | 58240 | G | PV_KC |  | Solar PV |  | WECC_NM | New Mexico | 35 | Taos | 55 | 35055 | 1.3 | 0 | 2012 | 9999 |  |  | N | Solar | [13 empty] | 0 | 0 | 0 | 0 | [11 empty] | Terraform Power Inc | 100 | Brookfield Asset Management Inc | 100
Rock Hall | 58241_G_RCKHL | 58241 | G | RCKHL |  | Solar PV |  | PJM_EMAC | Maryland | 24 | Kent | 29 | 24029 | 1 | 0 | 2012 | 9999 |  |  | N | Solar | [13 empty] | 0 | 0 | 0 | 0 | [11 empty] | Terraform Power Inc | 100 | Brookfield Asset Management Inc | 100
Pattern Panhandle Wind LLC | 58242_G_1 | 58242 | G | 1 |  | Onshore Wind |  | ERC_PHDL | Texas | 48 | Carson | 65 | 48065 | 218 | 0 | 2014 | 9999 |  |  | N | Wind | [13 empty] | 0 | 0 | 0 | 0 | [11 empty] | Pattern Panhandle Wind LLC | 100 | Canadian Crown Corp | 100
Kent County - Worton Complex | 58243_G_WRTN | 58243 | G | WRTN |  | Solar PV |  | PJM_EMAC | Maryland | 24 | Kent | 29 | 24029 | 1 | 0 | 2012 | 9999 |  |  | N | Solar | [13 empty] | 0 | 0 | 0 | 0 | [11 empty] | Terraform Power Inc | 100 | Brookfield Asset Management Inc | 100
West Valley High School Solar | 58244_G_WEST | 58244 | G | WEST |  | Solar PV |  | WECC_SCE | California | 6 | Riverside | 65 | 06065 | 0.9 | 0 | 2012 | 9999 |  |  | N | Solar | [13 empty] | 0 | 0 | 0 | 0 | [11 empty] | GCL Desert Winds LLC | 100 | GCL Solar Energy Inc | 100
Northeastern Illinois University Cogen | 58245_G_GEN1 | 58245 | G | GEN1 |  | Combustion Turbine | IC Engine | PJM_COMD | Illinois | 17 | Cook | 31 | 17031 | 0.8 | 8700 | 1995 | 2045 |  |  | Y | Natural Gas | [13 empty] | 1.061 | 1.061 | 1.061 | 1.061 | [11 empty] | Haviland Plastic Products Co | 100 | Haviland Plastic Products Co | 100
Northeastern Illinois University Cogen | 58245_G_GEN2 | 58245 | G | GEN2 |  | Combustion Turbine | IC Engine | PJM_COMD | Illinois | 17 | Cook | 31 | 17031 | 0.8 | 8700 | 1995 | 2045 |  |  | Y | Natural Gas | [13 empty] | 1.061 | 1.061 | 1.061 | 1.061 | [11 empty] | Haviland Plastic Products Co | 100 | Haviland Plastic Products Co | 100
Northeastern Illinois University Cogen | 58245_G_GEN3 | 58245 | G | GEN3 |  | Combustion Turbine | IC Engine | PJM_COMD | Illinois | 17 | Cook | 31 | 17031 | 0.8 | 8700 | 1995 | 2045 |  |  | Y | Natural Gas | [13 empty] | 1.061 | 1.061 | 1.061 | 1.061 | [11 empty] | Haviland Plastic Products Co | 100 | Haviland Plastic Products Co | 100
Northeastern Illinois University Cogen | 58245_G_GEN4 | 58245 | G | GEN4 |  | Combustion Turbine | IC Engine | PJM_COMD | Illinois | 17 | Cook | 31 | 17031 | 0.8 | 8700 | 1995 | 2045 |  |  | Y | Natural Gas | [13 empty] | 1.061 | 1.061 | 1.061 | 1.061 | [11 empty] | Haviland Plastic Products Co | 100 | Haviland Plastic Products Co | 100
Millersville LFG | 58246_G_CAT1 | 58246 | G | CAT1 |  | Landfill Gas |  | PJM_SMAC | Maryland | 24 | Anne Arundel | 3 | 24003 | 1.5 | 13500 | 2012 | 9999 |  |  | N | Landfill Gas | [13 empty] | 0.09048 | 0.09048 | 0.09048 | 0.09048 | [11 empty] | les Operations Services LLC | 100 | Energy Investors Funds Group | 100
Millersville LFG | 58246_G_CAT2 | 58246 | G | CAT2 |  | Landfill Gas |  | PJM_SMAC | Maryland | 24 | Anne Arundel | 3 | 24003 | 1.5 | 13500 | 2012 | 9999 |  |  | N | Landfill Gas | [13 empty] | 0.09048 | 0.09048 | 0.09048 | 0.09048 | [11 empty] | les Operations Services LLC | 100 | Energy Investors Funds Group | 100
Pierce College | 58248_G_GEN1 | 58248 | G | GEN1 |  | Solar PV |  | WEC_LADW | California | 6 | Los Angeles | 37 | 06037 | 1.9 | 0 | 2013 | 9999 |  |  | N | Solar | [13 empty] | 0 | 0 | 0 | 0 | [11 empty] | Los Angeles Dept of Water & Power | 100 | Los Angeles Dept of Water & Power | 100
VA Sepulveda Ambulatory Care Center | 58249_G_GEN1 | 58249 | G | GEN1 |  | Solar PV |  | WEC_LADW | California | 6 | Los Angeles | 37 | 06037 | 3.5 | 0 | 2014 | 9999 |  |  | N | Solar | [13 empty] | 0 | 0 | 0 | 0 | [11 empty] | US Dept of Veterans Affairs | 100 | US Dept of Veterans Affairs | 100
Tullytown | 58250_G_GEN1 | 58250 | G | GEN1 |  | Landfill Gas |  | PJM_EMAC | Pennsylvania | 42 | Bucks | 17 | 42017 | 1.6 | 13500 | 2013 | 9999 |  |  | N | Landfill Gas | [13 empty] | 0.22117 | 0.22117 | 0.22117 | 0.22117 | [11 empty] | WM Renewable Energy LLC | 100 | Waste Management Inc | 100
Alpha Ridge LFG | 58252_G_JEN1 | 58252 | G | JEN1 |  | Landfill Gas |  | PJM_SMAC | Maryland | 24 | Howard | 27 | 24027 | 1 | 13500 | 2012 | 9999 |  |  | N | Landfill Gas | [13 empty] | 0.11276 | 0.11276 | 0.11276 | 0.11276 | [11 empty] | Pepco Energy Services Inc | 100 | Exelon Corp | 100
CBS Television City | 58253_G_GEN1 | 58253 | G | GEN1 |  | Solar PV |  | WEC_LADW | California | 6 | Los Angeles | 37 | 06037 | 1.6 | 0 | 2013 | 9999 |  |  | N | Solar | [13 empty] | 0 | 0 | 0 | 0 | [11 empty] | CBS Corp | 100 | CBS Corp | 100
Chatham | 58254_G_CTOIS | 58254 | G | CTOIS |  | Combustion Turbine |  | MIS_LMI | Michigan | 26 | Kent | 81 | 26081 | 3.4 | 16317 | 2013 | 9999 |  |  | N | Natural Gas | [13 empty] | 0.23894 | 0.23894 | 0.23894 | 0.23894 | [11 empty] | Lowell Light & Power | 100 | Lowell Light & Power | 100
Chatham | 58254_G_CT02R | 58254 | G | CT02R |  | Combustion Turbine |  | MIS_LMI | Michigan | 26 | Kent | 81 | 26081 | 3.2 | 15773 | 2016 | 9999 |  |  | N | Natural Gas | [13 empty] | 0.011 | 0.011 | 0.011 | 0.011 | [11 empty] | Lowell Light & Power | 100 | Lowell Light & Power | 100
Rubart | 58255_G_01 | 58255 | G | 01 |  | Combustion Turbine | IC Engine | SPP_N | Kansas | 20 | Grant | 67 | 20067 | 8.2 | 10745 | 2014 | 9999 |  |  | N | Natural Gas |  |  |  |  | SCR | [8 empty] | 0.183 | 0.0366 | 0.183 | 0.0366 | [11 empty] | Mid Kansas Electric Co LLC | 100 | Wheatland Electric Coop Inc | 100
Rubart | 58255_G_02 | 58255 | G | 02 |  | Combustion Turbine | IC Engine | SPP_N | Kansas | 20 | Grant | 67 | 20067 | 8.2 | 10745 | 2014 | 9999 |  |  | N | Natural Gas |  |  |  |  | SCR | [8 empty] | 0.183 | 0.0366 | 0.183 | 0.0366 | [11 empty] | Mid Kansas Electric Co LLC | 100 | Wheatland Electric Coop Inc | 100
Rubart | 58255_G_03 | 58255 | G | 03 |  | Combustion Turbine | IC Engine | SPP_N | Kansas | 20 | Grant | 67 | 20067 | 8.2 | 10745 | 2014 | 9999 |  |  | N | Natural Gas |  |  |  |  | SCR | [8 empty] | 0.183 | 0.0366 | 0.183 | 0.0366 | [11 empty] | Mid Kansas Electric Co LLC | 100 | Wheatland Electric Coop Inc | 100
Rubart | 58255_G_04 | 58255 | G | 04 |  | Combustion Turbine | IC Engine | SPP_N | Kansas | 20 | Grant | 67 | 20067 | 8.2 | 10745 | 2014 | 9999 |  |  | N | Natural Gas |  |  |  |  | SCR | [8 empty] | 0.183 | 0.0366 | 0.183 | 0.0366 | [11 empty] | Mid Kansas Electric Co LLC | 100 | Wheatland Electric Coop Inc | 100
Rubart | 58255_G_05 | 58255 | G | 05 |  | Combustion Turbine | IC Engine | SPP_N | Kansas | 20 | Grant | 67 | 20067 | 8.2 | 10745 | 2014 | 9999 |  |  | N | Natural Gas |  |  |  |  | SCR | [8 empty] | 0.183 | 0.0366 | 0.183 | 0.0366 | [11 empty] | Mid Kansas Electric Co LLC | 100 | Wheatland Electric Coop Inc | 100
Rubart | 58255_G_06 | 58255 | G | 06 |  | Combustion Turbine | IC Engine | SPP_N | Kansas | 20 | Grant | 67 | 20067 | 8.2 | 10745 | 2014 | 9999 |  |  | N | Natural Gas |  |  |  |  | SCR | [8 empty] | 0.183 | 0.0366 | 0.183 | 0.0366 | [11 empty] | Mid Kansas Electric Co LLC | 100 | Wheatland Electric Coop Inc | 100
Rubart | 58255_G_07 | 58255 | G | 07 |  | Combustion Turbine | IC Engine | SPP_N | Kansas | 20 | Grant | 67 | 20067 | 8.4 | 10745 | 2014 | 9999 |  |  | N | Natural Gas |  |  |  |  | SCR | [8 empty] | 0.183 | 0.0366 | 0.183 | 0.0366 | [11 empty] | Mid Kansas Electric Co LLC | 100 | Wheatland Electric Coop Inc | 100
Rubart | 58255_G_08 | 58255 | G | 08 |  | Combustion Turbine | IC Engine | SPP_N | Kansas | 20 | Grant | 67 | 20067 | 8.4 | 10745 | 2014 | 9999 |  |  | N | Natural Gas |  |  |  |  | SCR | [8 empty] | 0.183 | 0.0366 | 0.183 | 0.0366 | [11 empty] | Mid Kansas Electric Co LLC | 100 | Wheatland Electric Coop Inc | 100
Rubart | 58255_G_09 | 58255 | G | 09 |  | Combustion Turbine | IC Engine | SPP_N | Kansas | 20 | Grant | 67 | 20067 | 8.4 | 10745 | 2014 | 9999 |  |  | N | Natural Gas |  |  |  |  | SCR | [8 empty] | 0.183 | 0.0366 | 0.183 | 0.0366 | [11 empty] | Mid Kansas Electric Co LLC | 100 | Wheatland Electric Coop Inc | 100
Rubart | 58255_G_10 | 58255 | G | 10 |  | Combustion Turbine | IC Engine | SPP_N | Kansas | 20 | Grant | 67 | 20067 | 8.4 | 10745 | 2014 | 9999 |  |  | N | Natural Gas |  |  |  |  | SCR | [8 empty] | 0.183 | 0.0366 | 0.183 | 0.0366 | [11 empty] | Mid Kansas Electric Co LLC | 100 | Wheatland Electric Coop Inc | 100
Rubart | 58255_G_11 | 58255 | G | 11 |  | Combustion Turbine | IC Engine | SPP_N | Kansas | 20 | Grant | 67 | 20067 | 8.4 | 10745 | 2014 | 9999 |  |  | N | Natural Gas |  |  |  |  | SCR | [8 empty] | 0.183 | 0.0366 | 0.183 | 0.0366 | [11 empty] | Mid Kansas Electric Co LLC | 100 | Wheatland Electric Coop Inc | 100
Rubart | 58255_G_12 | 58255 | G | 12 |  | Combustion Turbine | IC Engine | SPP_N | Kansas | 20 | Grant | 67 | 20067 | 8.4 | 10745 | 2014 | 9999 |  |  | N | Natural Gas |  |  |  |  | SCR | [8 empty] | 0.183 | 0.0366 | 0.183 | 0.0366 | [11 empty] | Mid Kansas Electric Co LLC | 100 | Wheatland Electric Coop Inc | 100
Los Alamos PV Site | 58256_G_1 | 58256 | G | 1 |  | Solar PV |  | WECC_NM | New Mexico | 35 | Los Alamos | 28 | 35028 | 1 | 0 | 2012 | 9999 |  |  | N | Solar | [13 empty] | 0 | 0 | 0 | 0 | [11 empty] | Los Alamos County | 100 | Los Alamos County | 100
Upper Pacolet Hydro | 58257_G_UP1 | 58257 | G | UP1 |  | Hydro |  | S_VACA | South Carolina | 45 | Spartanburg | 83 | 45083 | 1.1 | 0 | 2013 | 9999 |  |  | N | Hydro | [13 empty] | 0 | 0 | 0 | 0 | [11 empty] | Lockhart Power Co | 100 | Milliken & Co | 100
Central Utilities Plant LAX 2 | 58258_G_GEN1 | 58258 | G | GEN1 |  | Combustion Turbine |  | WEC_LADW | California | 6 | Los Angeles | 37 | 06037 | 4.2 | 8700 | 2015 | 9999 |  |  | Y | Natural Gas | [13 empty] | 0.011 | 0.011 | 0.011 | 0.011 | [11 empty] | Lax Arpt | 100 | Lax Arpt | 100
Central Utilities Plant LAX 2 | 58258_G_GEN2 | 58258 | G | GEN2 |  | Combustion Turbine |  | WEC_LADW | California | 6 | Los Angeles | 37 | 06037 | 4.2 | 8700 | 2015 | 9999 |  |  | Y | Natural Gas | [13 empty] | 0.011 | 0.011 | 0.011 | 0.011 | [11 empty] | Lax Arpt | 100 | Lax Arpt | 100
Brunswick County Power Station | 58260_G_CT01 | 58260 | G | CT01 | 90888 | Combined Cycle |  | PJM_Dom | Virginia | 51 | Brunswick | 25 | 51025 | 263.9 | 7063 | 2016 | 9999 |  |  | N | Natural Gas |  |  |  | DLNB | SCR | [8 empty] | 0.0060056 | 0.0060056 | 0.0060056 | 0.0060056 | [11 empty] | Dominion Virginia Power | 100 | Dominion Energy Inc | 100
Brunswick County Power Station | 58260_G_CT02 | 58260 | G | CT02 | 90889 | Combined Cycle |  | PJM_Dom | Virginia | 51 | Brunswick | 25 | 51025 | 263.9 | 7063 | 2016 | 9999 |  |  | N | Natural Gas |  |  |  | DLNB | SCR | [8 empty] | 0.0060056 | 0.0060056 | 0.0060056 | 0.0060056 | [11 empty] | Dominion Virginia Power | 100 | Dominion Energy Inc | 100
Brunswick County Power Station | 58260_G_CT03 | 58260 | G | CT03 | 90890 | Combined Cycle |  | PJM_Dom | Virginia | 51 | Brunswick | 25 | 51025 | 263.9 | 7063 | 2016 | 9999 |  |  | N | Natural Gas |  |  |  | DLNB | SCR | [8 empty] | 0.0060056 | 0.0060056 | 0.0060056 | 0.0060056 | [11 empty] | Dominion Virginia Power | 100 | Dominion Energy Inc | 100
Brunswick County Power Station | 58260_G_ST01 | 58260 | G | ST01 | 90888 | Combined Cycle |  | PJM_Dom | Virginia | 51 | Brunswick | 25 | 51025 | 579.4 | 7063 | 2016 | 9999 | other |  | N | Natural Gas |  |  |  | LNB | SCR | [8 empty] | 0.0060056 | 0.0060056 | 0.0060056 | 0.0060056 | [11 empty] | Dominion Virginia Power | 100 | Dominion Energy Inc | 100
FAA NorCal TRACON | 58261_G_1 | 58261 | G | 1 |  | Solar PV |  | WEC_BANC | California | 6 | Sacramento | 67 | 06067 | 1 | 0 | 2012 | 9999 |  |  | N | Solar | [13 empty] | 0 | 0 | 0 | 0 | [11 empty] | Enfinity Norcal 1 Faa LLC | 100 | SunEdison | 100
Badger 1 | 58262_G_1 | 58262 | G | 1 |  | Solar PV |  | WECC_AZ | Arizona | 4 | Maricopa | 13 | 04013 | 14.8 | 0 | 2013 | 9999 |  |  | N | Solar | [13 empty] | 0 | 0 | 0 | 0 | [11 empty] | Desert Sky Solar LLC | 100 | Public Service Enterprise Group Inc | 100
Port Westward Unit 2 | 58266_G_1 | 58266 | G | 1 |  | Combustion Turbine | IC Engine | WECC_PNW | Oregon | 41 | Columbia | 9 | 41009 | 18.7 | 10745 | 2014 | 9999 |  |  | N | Natural Gas | [13 empty] | 1.061 | 1.061 | 1.061 | 1.061 | [11 empty] | Portland General Electric Co | 100 | Portland General Electric Co | 100
Port Westward Unit 2 | 58266_G_10 | 58266 | G | 10 |  | Combustion Turbine | IC Engine | WECC_PNW | Oregon | 41 | Columbia | 9 | 41009 | 18.7 | 10745 | 2014 | 9999 |  |  | N | Natural Gas | [13 empty] | 1.061 | 1.061 | 1.061 | 1.061 | [11 empty] | Portland General Electric Co | 100 | Portland General Electric Co | 100
Port Westward Unit 2 | 58266_G_11 | 58266 | G | 11 |  | Combustion Turbine | IC Engine | WECC_PNW | Oregon | 41 | Columbia | 9 | 41009 | 18.7 | 10745 | 2014 | 9999 |  |  | N | Natural Gas | [13 empty] | 1.061 | 1.061 | 1.061 | 1.061 | [11 empty] | Portland General Electric Co | 100 | Portland General Electric Co | 100
Port Westward Unit 2 | 58266_G_12 | 58266 | G | 12 |  | Combustion Turbine | IC Engine | WECC_PNW | Oregon | 41 | Columbia | 9 | 41009 | 18.7 | 10745 | 2014 | 9999 |  |  | N | Natural Gas | [13 empty] | 1.061 | 1.061 | 1.061 | 1.061 | [11 empty] | Portland General Electric Co | 100 | Portland General Electric Co | 100
Port Westward Unit 2 | 58266_G_2 | 58266 | G | 2 |  | Combustion Turbine | IC Engine | WECC_PNW | Oregon | 41 | Columbia | 9 | 41009 | 18.7 | 10745 | 2014 | 9999 |  |  | N | Natural Gas | [13 empty] | 1.061 | 1.061 | 1.061 | 1.061 | [11 empty] | Portland General Electric Co | 100 | Portland General Electric Co | 100
Port Westward Unit 2 | 58266_G_3 | 58266 | G | 3 |  | Combustion Turbine | IC Engine | WECC_PNW | Oregon | 41 | Columbia | 9 | 41009 | 18.7 | 10745 | 2014 | 9999 |  |  | N | Natural Gas | [13 empty] | 1.061 | 1.061 | 1.061 | 1.061 | [11 empty] | Portland General Electric Co | 100 | Portland General Electric Co | 100
Port Westward Unit 2 | 58266_G_4 | 58266 | G | 4 |  | Combustion Turbine | IC Engine | WECC_PNW | Oregon | 41 | Columbia | 9 | 41009 | 18.7 | 10745 | 2014 | 9999 |  |  | N | Natural Gas | [13 empty] | 1.061 | 1.061 | 1.061 | 1.061 | [11 empty] | Portland General Electric Co | 100 | Portland General Electric Co | 100
Port Westward Unit 2 | 58266_G_5 | 58266 | G | 5 |  | Combustion Turbine | IC Engine | WECC_PNW | Oregon | 41 | Columbia | 9 | 41009 | 18.7 | 10745 | 2014 | 9999 |  |  | N | Natural Gas | [13 empty] | 1.061 | 1.061 | 1.061 | 1.061 | [11 empty] | Portland General Electric Co | 100 | Portland General Electric Co | 100
Port Westward Unit 2 | 58266_G_6 | 58266 | G | 6 |  | Combustion Turbine | IC Engine | WECC_PNW | Oregon | 41 | Columbia | 9 | 41009 | 18.7 | 10745 | 2014 | 9999 |  |  | N | Natural Gas | [13 empty] | 1.061 | 1.061 | 1.061 | 1.061 | [11 empty] | Portland General Electric Co | 100 | Portland General Electric Co | 100
Port Westward Unit 2 | 58266_G_7 | 58266 | G | 7 |  | Combustion Turbine | IC Engine | WECC_PNW | Oregon | 41 | Columbia | 9 | 41009 | 18.7 | 10745 | 2014 | 9999 |  |  | N | Natural Gas | [13 empty] | 1.061 | 1.061 | 1.061 | 1.061 | [11 empty] | Portland General Electric Co | 100 | Portland General Electric Co | 100
Port Westward Unit 2 | 58266_G_8 | 58266 | G | 8 |  | Combustion Turbine | IC Engine | WECC_PNW | Oregon | 41 | Columbia | 9 | 41009 | 18.7 | 10745 | 2014 | 9999 |  |  | N | Natural Gas | [13 empty] | 1.061 | 1.061 | 1.061 | 1.061 | [11 empty] | Portland General Electric Co | 100 | Portland General Electric Co | 100
Port Westward Unit 2 | 58266_G_9 | 58266 | G | 9 |  | Combustion Turbine | IC Engine | WECC_PNW | Oregon | 41 | Columbia | 9 | 41009 | 18.7 | 10745 | 2015 | 9999 |  |  | N | Natural Gas | [13 empty] | 1.061 | 1.061 | 1.061 | 1.061 | [11 empty] | Portland General Electric Co | 100 | Portland General Electric Co | 100
Bay View Backup Power Facility | 58269_G_G1 | 58269 | G | G1 |  | Combustion Turbine | IC Engine | PJM_ATSI | Ohio | 39 | Lucas | 95 | 39095 | 2 | 10938 | 2007 | 9999 |  |  | N | Distillate Fuel Oil | [13 empty] | 3.983 | 3.983 | 3.983 | 3.983 | [11 empty] | Toledo (OH) (City of) | 100 | Toledo (OH) (City of) | 100
Bay View Backup Power Facility | 58269_G_G2 | 58269 | G | G2 |  | Combustion Turbine | IC Engine | PJM_ATSI | Ohio | 39 | Lucas | 95 | 39095 | 2 | 10950 | 2007 | 9999 |  |  | N | Natural Gas | [13 empty] | 0.31652 | 0.31652 | 0.31652 | 0.31652 | [11 empty] | Toledo (OH) (City of) | 100 | Toledo (OH) (City of) | 100
Bay View Backup Power Facility | 58269_G_G3 | 58269 | G | G3 |  | Combustion Turbine | IC Engine | PJM_ATSI | Ohio | 39 | Lucas | 95 | 39095 | 2 | 10950 | 2007 | 9999 |  |  | N | Natural Gas | [13 empty] | 0.24854 | 0.24854 | 0.24854 | 0.24854 | [11 empty] | Toledo (OH) (City of) | 100 | Toledo (OH) (City of) | 100
Bay View Backup Power Facility | 58269_G_G4 | 58269 | G | G4 |  | Combustion Turbine | IC Engine | PJM_ATSI | Ohio | 39 | Lucas | 95 | 39095 | 2 | 10950 | 2007 | 9999 |  |  | N | Natural Gas | [13 empty] | 0.89857 | 0.89857 | 0.89857 | 0.89857 | [11 empty] | Toledo (OH) (City of) | 100 | Toledo (OH) (City of) | 100
Bay View Backup Power Facility | 58269_G_G5 | 58269 | G | G5 |  | Combustion Turbine | IC Engine | PJM_ATSI | Ohio | 39 | Lucas | 95 | 39095 | 2 | 10950 | 2007 | 9999 |  |  | N | Natural Gas | [13 empty] | 0.48433 | 0.48433 | 0.48433 | 0.48433 | [11 empty] | Toledo (OH) (City of) | 100 | Toledo (OH) (City of) | 100
Bay View Backup Power Facility | 58269_G_G6 | 58269 | G | G6 |  | Combustion Turbine | IC Engine | PJM_ATSI | Ohio | 39 | Lucas | 95 | 39095 | 2 | 10950 | 2007 | 9999 |  |  | N | Natural Gas | [13 empty] | 0.50345 | 0.50345 | 0.50345 | 0.50345 | [11 empty] | Toledo (OH) (City of) | 100 | Toledo (OH) (City of) | 100
Acushnet AD Makepeace | 58270_G_1 | 58270 | G | 1 |  | Solar PV |  | NENGREST | Massachusetts | 25 | Plymouth | 23 | 25023 | 4.7 | 0 | 2012 | 9999 |  |  | N | Solar | [13 empty] | 0 | 0 | 0 | 0 | [11 empty] | GLC (MA) Acushnet LLC | 100 | US Bancorp | 100
Acushnet Hawes Reed Road | 58271_G_1 | 58271 | G | 1 |  | Solar PV |  | NENGREST | Massachusetts | 25 | Bristol | 5 | 25005 | 1 | 0 | 2012 | 9999 |  |  | N | Solar | [13 empty] | 0 | 0 | 0 | 0 | [11 empty] | GLC (MA) Acushnet LLC | 100 | US Bancorp | 100
Easthampton Landfill-City of Easthampton | 58272_G_1 | 58272 | G | 1 |  | Solar PV |  | NENGREST | Massachusetts | 25 | Hampshire | 15 | 25015 | 1.9 | 0 | 2012 | 9999 |  |  | N | Solar | [13 empty] | 0 | 0 | 0 | 0 | [11 empty] | GLC (MA) Easthampton LLC | 100 | Green Lake Capital LLC | 100
South Robeson Farm | 58273_G_SROB | 58273 | G | SROB |  | Solar PV |  | S_VACA | North Carolina | 37 | Robeson | 155 | 37155 | 4.9 | 0 | 2012 | 9999 |  |  | N | Solar | [13 empty] | 0 | 0 | 0 | 0 | [11 empty] | South Robeson Farm LLC | 100 | South Robeson Farm LLC | 100
Raeford Farm | 58274_G_RAEF | 58274 | G | RAEF |  | Solar PV |  | S_VACA | North Carolina | 37 | Hoke | 93 | 37093 | 4.9 | 0 | 2012 | 9999 |  |  | N | Solar | [13 empty] | 0 | 0 | 0 | 0 | [11 empty] | Raeford Farm LLC | 100 | Raeford Farm LLC | 100
Mass Midstate Solar 3 | 58275_G_1 | 58275 | G | 1 |  | Solar PV |  | NENGREST | Massachusetts | 25 | Worcester | 27 | 25027 | 4 | 0 | 2014 | 9999 |  |  | N | Solar | [13 empty] | 0 | 0 | 0 | 0 | [11 empty] | Mass Midstate Solar 3 LLC | 100 | Brookfield Asset Management Inc | 100
Mass Midstate Solar 2 | 58276_G_1 | 58276 | G | 1 |  | Solar PV |  | NENGREST | Massachusetts | 25 | Worcester | 27 | 25027 | 5 | 0 | 2014 | 9999 |  |  | N | Solar | [13 empty] | 0 | 0 | 0 | 0 | [11 empty] | Mass Midstate Solar 2 LLC | 100 | Brookfield Asset Management Inc | 100
Mass Midstate Solar 1 | 58279_G_1 | 58279 | G | 1 |  | Solar PV |  | NENGREST | Massachusetts | 25 | Worcester | 27 | 25027 | 5 | 0 | 2014 | 9999 |  |  | N | Solar | [13 empty] | 0 | 0 | 0 | 0 | [11 empty] | Mass Midstate Solar 1 LLC | 100 | Brookfield Asset Management Inc | 100
Millbury Solar | 58280_G_1 | 58280 | G | 1 |  | Solar PV |  | NENGREST | Massachusetts | 25 | Worcester | 27 | 25027 | 3 | 0 | 2014 | 9999 |  |  | N | Solar | [13 empty] | 0 | 0 | 0 | 0 | [11 empty] | Millbury Solar LLC | 100 | Brookfield Asset Management Inc | 100
Leicester One MA Solar LLC | 58282_G_1 | 58282 | G | 1 |  | Solar PV |  | NENGREST | Massachusetts | 25 | Worcester | 27 | 25027 | 6 | 0 | 2015 | 9999 |  |  | N | Solar | [13 empty] | 0 | 0 | 0 | 0 | [11 empty] | Leicester One MA Solar LLC | 100 | Sunray Power LLC | 100
Freetown Solar | 58283_G_1 | 58283 | G | 1 |  | Solar PV |  | NENGREST | Massachusetts | 25 | Bristol | 5 | 25005 | 4.5 | 0 | 2015 | 9999 |  |  | N | Solar | [13 empty] | 0 | 0 | 0 | 0 | [11 empty] | Freetown Solar LLC | 100 | Poweradvocate LLC | 100
La Luz Energy Center | 58284_G_0001 | 58284 | G | 0001 | 90843 | Combustion Turbine |  | WECC_NM | New Mexico | 35 | Valencia | 61 | 35061 | 41 | 11625 | 2015 | 9999 |  |  | N | Natural Gas |  |  |  | DLNB | SCR | [8 empty] | 0.01183 | 0.01183 | 0.01183 | 0.01183 | [11 empty] | Public Service Co of New Mexico | 100 | PNM Resources Inc | 100
Venable Solar 1 | 58289_G_VNPV | 58289 | G | VNPV |  | Solar PV |  | WECC_SCE | California | 6 | Riverside | 65 | 06065 | 1.5 | 0 | 2015 | 9999 |  |  | N | Solar | [13 empty] | 0 | 0 | 0 | 0 | [11 empty] | Venable Solar LLC | 100 | NextEra Energy Inc | 100
Venable Solar 2 | 58290_G_VSPV | 58290 | G | VSPV |  | Solar PV |  | WECC_SCE | California | 6 | Riverside | 65 | 06065 | 1.5 | 0 | 2015 | 9999 |  |  | N | Solar | [13 empty] | 0 | 0 | 0 | 0 | [11 empty] | Venable Solar LLC | 100 | NextEra Energy Inc | 100
Jewish Community Center PV | 58292_G_JCC | 58292 | G | JCC |  | Solar PV |  | WECC_AZ | Arizona | 4 | Maricopa | 13 | 04013 | 1.1 | 0 | 2012 | 9999 |  |  | N | Solar | [13 empty] | 0 | 0 | 0 | 0 | [11 empty] | Scottsdale Solar Holdings LLC | 100 | Main Street Power Co Inc | 100
Paradise Valley H.S. PV | 58293_G_PVH | 58293 | G | PVH |  | Solar PV |  | WECC_AZ | Arizona | 4 | Maricopa | 13 | 04013 | 1.3 | 0 | 2013 | 9999 |  |  | N | Solar | [13 empty] | 0 | 0 | 0 | 0 | [11 empty] | AZ Solar 1 LLC | 100 | Global Atlantic Financial Group | 100
Roll Delano 2 | 58296_G_ROL6 | 58296 | G | ROL6 |  | Fuel Cell |  | WECC_SCE | California | 6 | Kern | 29 | 06029 | 1 | 7669 | 2012 | 9999 |  |  | N | Natural Gas | [13 empty] | 0 | 0 | 0 | 0 | [11 empty] | Roll Global Inc | 100 | Roll Global Inc | 100
Roll Delano | 58297_G_ROL4 | 58297 | G | ROL4 |  | Fuel Cell |  | WECC_SCE | California | 6 | Kern | 29 | 06029 | 1 | 7336 | 2012 | 9999 |  |  | N | Natural Gas | [13 empty] | 0 | 0 | 0 | 0 | [11 empty] | Roll Global Inc | 100 | Roll Global Inc | 100
Roll Lost Hills | 58298_G_ROL3 | 58298 | G | ROL3 |  | Fuel Cell |  | WECC_SCE | California | 6 | Kern | 29 | 06029 | 1 | 7480 | 2012 | 9999 |  |  | N | Natural Gas | [13 empty] | 0 | 0 | 0 | 0 | [11 empty] | Roll Global Inc | 100 | Roll Global Inc | 100
Honda Torrance | 58300_G_HON | 58300 | G | HON |  | Fuel Cell |  | WEC_LADW | California | 6 | Los Angeles | 37 | 06037 | 1 | 7595 | 2012 | 9999 |  |  | N | Natural Gas | [13 empty] | 0 | 0 | 0 | 0 | [11 empty] | Honda of America Manufacturing Inc | 100 | Honda Motor Co Ltd | 100
Juniper Networks Sunnyvale | 58301_G_JPR | 58301 | G | JPR |  | Fuel Cell |  | WEC_CALN | California | 6 | Santa Clara | 85 | 06085 | 1 | 7248 | 2012 | 9999 |  |  | N | Natural Gas | [13 empty] | 0 | 0 | 0 | 0 | [11 empty] | Juniper Networks Inc | 100 | Juniper Networks Inc | 100
Life Technologies Carlsbad | 58302_G_LFT | 58302 | G | LFT |  | Fuel Cell |  | WEC_SDGE | California | 6 | San Diego | 73 | 06073 | 1 | 7356 | 2012 | 9999 |  |  | N | Natural Gas | [13 empty] | 0 | 0 | 0 | 0 | [11 empty] | Life Technologies Corp | 100 | Life Technologies Corp | 100
Taylor Farms Salinas | 58303_G_TLR | 58303 | G | TLR |  | Fuel Cell |  | WEC_CALN | California | 6 | Monterey | 53 | 06053 | 1 | 7324 | 2012 | 9999 |  |  | N | Natural Gas | [13 empty] | 0 | 0 | 0 | 0 | [11 empty] | Taylor Fresh Foods Inc | 100 | Taylor Fresh Foods Inc | 100
Kingsburg Solar | 58304_G_1 | 58304 | G | 1 |  | Solar PV |  | WECC_SCE | California | 6 | Tulare | 107 | 06107 | 1.5 | 0 | 2013 | 9999 |  |  | N | Solar | [13 empty] | 0 | 0 | 0 | 0 | [11 empty] | Tulare PV II LLC | 100 | Immodo Group | 100
Kingsburg Solar | 58304_G_2 | 58304 | G | 2 |  | Solar PV |  | WECC_SCE | California | 6 | Tulare | 107 | 06107 | 1.5 | 0 | 2013 | 9999 |  |  | N | Solar | [13 empty] | 0 | 0 | 0 | 0 | [11 empty] | Tulare PV II LLC | 100 | Immodo Group | 100
Kingsburg Solar | 58304_G_3 | 58304 | G | 3 |  | Solar PV |  | WECC_SCE | California | 6 | Tulare | 107 | 06107 | 0.7 | 0 | 2013 | 9999 |  |  | N | Solar | [13 empty] | 0 | 0 | 0 | 0 | [11 empty] | Tulare PV II LLC | 100 | Immodo Group | 100
PCIP Solar | 58305_G_PCIP | 58305 | G | PCIP |  | Solar PV |  | S_VACA | North Carolina | 37 | Person | 145 | 37145 | 1 | 0 | 2011 | 9999 |  |  | N | Solar | [13 empty] | 0 | 0 | 0 | 0 | [11 empty] | Pcip Solar LLC | 100 | Gehrlicher Solar America Corp | 100
Exeter Solar | 58306_G_1 | 58306 | G | 1 |  | Solar PV |  | WECC_SCE | California | 6 | Tulare | 107 | 06107 | 1 | 0 | 2014 | 9999 |  |  | N | Solar | [13 empty] | 0 | 0 | 0 | 0 | [11 empty] | Tulare PV 1 LLC | 100 | Immodo Group | 100
Exeter Solar | 58306_G_2 | 58306 | G | 2 |  | Solar PV |  | WECC_SCE | California | 6 | Tulare | 107 | 06107 | 1 | 0 | 2014 | 9999 |  |  | N | Solar | [13 empty] | 0 | 0 | 0 | 0 | [11 empty] | Tulare PV 1 LLC | 100 | Immodo Group | 100
Exeter Solar | 58306_G_3 | 58306 | G | 3 |  | Solar PV |  | WECC_SCE | California | 6 | Tulare | 107 | 06107 | 1.5 | 0 | 2014 | 9999 |  |  | N | Solar | [13 empty] | 0 | 0 | 0 | 0 | [11 empty] | Tulare PV 1 LLC | 100 | Immodo Group | 100
Ivanhoe Solar | 58307_G_1 | 58307 | G | 1 |  | Solar PV |  | WECC_SCE | California | 6 | Tulare | 107 | 06107 | 1.5 | 0 | 2014 | 9999 |  |  | N | Solar | [13 empty] | 0 | 0 | 0 | 0 | [11 empty] | Tulare PV 1 LLC | 100 | Immodo Group | 100
Ivanhoe Solar | 58307_G_2 | 58307 | G | 2 |  | Solar PV |  | WECC_SCE | California | 6 | Tulare | 107 | 06107 | 0.5 | 0 | 2014 | 9999 |  |  | N | Solar | [13 empty] | 0 | 0 | 0 | 0 | [11 empty] | Tulare PV 1 LLC | 100 | Immodo Group | 100
Ivanhoe Solar | 58307_G_3 | 58307 | G | 3 |  | Solar PV |  | WECC_SCE | California | 6 | Tulare | 107 | 06107 | 1.5 | 0 | 2014 | 9999 |  |  | N | Solar | [13 empty] | 0 | 0 | 0 | 0 | [11 empty] | Tulare PV 1 LLC | 100 | Immodo Group | 100
Lindsay Solar | 58308_G_1 | 58308 | G | 1 |  | Solar PV |  | WECC_SCE | California | 6 | Tulare | 107 | 06107 | 1.5 | 0 | 2014 | 9999 |  |  | N | Solar | [13 empty] | 0 | 0 | 0 | 0 | [11 empty] | Tulare PV 1 LLC | 100 | Immodo Group | 100
Lindsay Solar | 58308_G_3 | 58308 | G | 3 |  | Solar PV |  | WECC_SCE | California | 6 | Tulare | 107 | 06107 | 1.5 | 0 | 2014 | 9999 |  |  | N | Solar | [13 empty] | 0 | 0 | 0 | 0 | [11 empty] | Tulare PV 1 LLC | 100 | Immodo Group | 100
Lindsay Solar | 58308_G_4 | 58308 | G | 4 |  | Solar PV |  | WECC_SCE | California | 6 | Tulare | 107 | 06107 | 1 | 0 | 2014 | 9999 |  |  | N | Solar | [13 empty] | 0 | 0 | 0 | 0 | [11 empty] | Tulare PV 1 LLC | 100 | Immodo Group | 100
Porterville Solar | 58309_G_1 | 58309 | G | 1 |  | Solar PV |  | WECC_SCE | California | 6 | Tulare | 107 | 06107 | 1 | 0 | 2014 | 9999 |  |  | N | Solar | [13 empty] | 0 | 0 | 0 | 0 | [11 empty] | Tulare PV 1 LLC | 100 | Immodo Group | 100
Porterville Solar | 58309_G_2 | 58309 | G | 2 |  | Solar PV |  | WECC_SCE | California | 6 | Tulare | 107 | 06107 | 1 | 0 | 2014 | 9999 |  |  | N | Solar | [13 empty] | 0 | 0 | 0 | 0 | [11 empty] | Tulare PV 1 LLC | 100 | Immodo Group | 100
Porterville Solar | 58309_G_5 | 58309 | G | 5 |  | Solar PV |  | WECC_SCE | California | 6 | Tulare | 107 | 06107 | 1.5 | 0 | 2014 | 9999 |  |  | N | Solar | [13 empty] | 0 | 0 | 0 | 0 | [11 empty] | Tulare PV 1 LLC | 100 | Immodo Group | 100
Lake Charles Plant | 58310_B_B-1 | 58310 | B | B-1 |  | Non-Fossil Waste |  | MIS_WOTA | Louisiana | 22 | Calcasieu | 19 | 22019 | 28 | 11084 | 2012 | 9999 |  |  | N | Non-Fossil Waste | Dry Scrubber | 2013 | 0.9 |  |  |  |  | B | NA |  |  |  |  | 0 | 0 | 0 | 0 | [11 empty] | Rain CII Carbon LLC | 100 | Rain CII Carbon LLC | 100
Chadbourn Farm | 58311_G_1 | 58311 | G | 1 |  | Solar PV |  | S_VACA | North Carolina | 37 | Columbus | 47 | 37047 | 5 | 0 | 2012 | 9999 |  |  | N | Solar | [13 empty] | 0 | 0 | 0 | 0 | [11 empty] | Chadbourne Farm LLC | 100 | Strata Solar LLC | 100
Warrenton Farm | 58312_G_1 | 58312 | G | 1 |  | Solar PV |  | S_VACA | North Carolina | 37 | Warren | 185 | 37185 | 4 | 0 | 2012 | 9999 |  |  | N | Solar | [13 empty] | 0 | 0 | 0 | 0 | [11 empty] | Warrenton Farm LLC | 100 | Strata Solar LLC | 100
Mocksville Farm | 58313_G_1 | 58313 | G | 1 |  | Solar PV |  | S_VACA | North Carolina | 37 | Davie | 59 | 37059 | 5 | 0 | 2012 | 9999 |  |  | N | Solar | [13 empty] | 0 | 0 | 0 | 0 | [11 empty] | Mocksville Farm LLC | 100 | Mocksville Farm LLC | 100
Belwood Farm | 58314_G_1 | 58314 | G | 1 |  | Solar PV |  | S_VACA | North Carolina | 37 | Cleveland | 45 | 37045 | 4 | 0 | 2012 | 9999 |  |  | N | Solar | [13 empty] | 0 | 0 | 0 | 0 | [11 empty] | Belwood Farm LLC | 100 | Strata Solar LLC | 100
Arndt Farm | 58315_G_1 | 58315 | G | 1 |  | Solar PV |  | S_VACA | North Carolina | 37 | Catawba | 35 | 37035 | 5 | 0 | 2012 | 9999 |  |  | N | Solar | [13 empty] | 0 | 0 | 0 | 0 | [11 empty] | Arndt Farm LLC | 100 | Strata Solar LLC | 100
Railroad Farm | 58316_G_1 | 58316 | G | 1 |  | Solar PV |  | S_VACA | North Carolina | 37 | Robeson | 155 | 37155 | 5 | 0 | 2012 | 9999 |  |  | N | Solar | [13 empty] | 0 | 0 | 0 | 0 | [11 empty] | Railroad Farm LLC | 100 | Railroad Farm LLC | 100
Watts Farm | 58317_G_1 | 58317 | G | 1 |  | Solar PV |  | S_VACA | North Carolina | 37 | Robeson | 155 | 37155 | 5 | 0 | 2012 | 9999 |  |  | N | Solar | [13 empty] | 0 | 0 | 0 | 0 | [11 empty] | Watts Farm LLC | 100 | Watts Farm LLC | 100
Farrington Farm | 58318_G_1 | 58318 | G | 1 |  | Solar PV |  | S_VACA | North Carolina | 37 | Chatham | 37 | 37037 | 1 | 0 | 2012 | 9999 |  |  | N | Solar | [13 empty] | 0 | 0 | 0 | 0 | [11 empty] | NC Renewable Investor 1 LLC | 100 | NC Renewable Investor 1 LLC | 100
Patua Acquisition Project, LLC | 58319_G_1 | 58319 | G | 1 |  | Geothermal |  | WECC_NNV | Nevada | 32 | Churchill | 1 | 32001 | 10 | 9771 | 2013 | 9999 |  |  | N | Geothermal | [13 empty] | 0 | 0 | 0 | 0 | 0.4563 | 0.4563 | 0.4563 | [8 empty] | Patua Acquisition Co LLC | 100 | Gradient Resources Inc | 100
Patua Acquisition Project, LLC | 58319_G_3 | 58319 | G | 3 |  | Geothermal |  | WECC_NNV | Nevada | 32 | Churchill | 1 | 32001 | 10 | 9771 | 2013 | 9999 |  |  | N | Geothermal | [13 empty] | 0 | 0 | 0 | 0 | 0.4563 | 0.4563 | 0.4563 | [8 empty] | Patua Acquisition Co LLC | 100 | Gradient Resources Inc | 100
Patua Acquisition Project, LLC | 58319_G_5 | 58319 | G | 5 |  | Geothermal |  | WECC_NNV | Nevada | 32 | Churchill | 1 | 32001 | 10 | 9771 | 2013 | 9999 |  |  | N | Geothermal | [13 empty] | 0 | 0 | 0 | 0 | 0.4563 | 0.4563 | 0.4563 | [8 empty] | Patua Acquisition Co LLC | 100 | Gradient Resources Inc | 100
Patua Acquisition Project, LLC | 58319_G_PV-01 | 58319 | G | PV-01 |  | Solar PV |  | WECC_NNV | Nevada | 32 | Churchill | 1 | 32001 | 10.6 | 0 | 2017 | 9999 |  |  | N | Solar | [13 empty] | 0 | 0 | 0 | 0 | [11 empty] | Gradient Resources | 100 | Gradient Resources Inc | 100
G2 Energy Hay Rd | 58320_G_362 | 58320 | G | 362 |  | Landfill Gas |  | WEC_CALN | California | 6 | Solano | 95 | 06095 | 1.5 | 13500 | 2013 | 9999 |  |  | N | Landfill Gas | [13 empty] | 0.10706 | 0.10706 | 0.10706 | 0.10706 | [11 empty] | G2 Energy Hay Road LLC | 100 | FORTISTAR | 100
Goldthwaite Wind Energy Facility | 58321_G_1 | 58321 | G | 1 |  | Onshore Wind |  | ERC_REST | Texas | 48 | Mills | 333 | 48333 | 150 | 0 | 2013 | 9999 |  |  | N | Wind | [13 empty] | 0 | 0 | 0 | 0 | [11 empty] | Goldthwaite Wind Energy LLC | 100 | Invenergy LLC | 100
Prairie Breeze | 58322_G_1 | 58322 | G | 1 |  | Onshore Wind |  | SPP_NEBR | Nebraska | 31 | Antelope | 3 | 31003 | 206.5 | 0 | 2014 | 9999 |  |  | N | Wind | [13 empty] | 0 | 0 | 0 | 0 | [11 empty] | Prairie Breeze Wind Energy LLC | 100 | Brookfield Asset Management Inc | 100
Shannon Farm | 58323_G_1 | 58323 | G | 1 |  | Solar PV |  | S_VACA | North Carolina | 37 | Robeson | 155 | 37155 | 5 | 0 | 2012 | 9999 |  |  | N | Solar | [13 empty] | 0 | 0 | 0 | 0 | [11 empty] | Shannon Farm LLC | 100 | Shannon Farm LLC | 100
Vansycle II Wind Energy Center | 58324_G_SIE23 | 58324 | G | SIE23 |  | Onshore Wind |  | WECC_PNW | Oregon | 41 | Umatilla | 59 | 41059 | 98.9 | 0 | 2009 | 9999 |  |  | N | Wind | [13 empty] | 0 | 0 | 0 | 0 | [11 empty] | FPL Energy Stateline II Inc | 100 | NextEra Energy Inc | 100
Charles D. Lamb Energy Center | 58325_G_1 | 58325 | G | 1 | 90933 | Combustion Turbine |  | SPP_WEST | Oklahoma | 40 | Kay | 71 | 40071 | 122 | 13086 | 2015 | 9999 |  |  | N | Natural Gas | [13 empty] | 0.03606 | 0.03606 | 0.03606 | 0.03606 | [11 empty] | Oklahoma Municipal Power Authority | 100 | Oklahoma Municipal Power Authority | 100
PWD Northeast WPCP Biogas Cogen Plant | 58326_G_NBG1 | 58326 | G | NBG1 |  | Non-Fossil Waste |  | PJM_EMAC | Pennsylvania | 42 | Philadelphia | 101 | 42101 | 1.4 | 9526 | 2013 | 9999 |  |  | Y | Non-Fossil Waste | [13 empty] | 0 | 0 | 0 | 0 | [11 empty] | Ameresco Inc | 100 | Ameresco Inc | 100
PWD Northeast WPCP Biogas Cogen Plant | 58326_G_NBG2 | 58326 | G | NBG2 |  | Non-Fossil Waste |  | PJM_EMAC | Pennsylvania | 42 | Philadelphia | 101 | 42101 | 1.4 | 9526 | 2013 | 9999 |  |  | Y | Non-Fossil Waste | [13 empty] | 0 | 0 | 0 | 0 | [11 empty] | Ameresco Inc | 100 | Ameresco Inc | 100
PWD Northeast WPCP Biogas Cogen Plant | 58326_G_NBG3 | 58326 | G | NBG3 |  | Non-Fossil Waste |  | PJM_EMAC | Pennsylvania | 42 | Philadelphia | 101 | 42101 | 1.4 | 9526 | 2013 | 9999 |  |  | Y | Non-Fossil Waste | [13 empty] | 0 | 0 | 0 | 0 | [11 empty] | Ameresco Inc | 100 | Ameresco Inc | 100
PWD Northeast WPCP Biogas Cogen Plant | 58326_G_NBG4 | 58326 | G | NBG4 |  | Non-Fossil Waste |  | PJM_EMAC | Pennsylvania | 42 | Philadelphia | 101 | 42101 | 1.4 | 9526 | 2013 | 9999 |  |  | Y | Non-Fossil Waste | [13 empty] | 0 | 0 | 0 | 0 | [11 empty] | Ameresco Inc | 100 | Ameresco Inc | 100
Bradley Energy Center | 58327_G_UNIT1 | 58327 | G | UNIT1 |  | Combustion Turbine | IC Engine | NENG_CT | Connecticut | 9 | Hartford | 3 | 09003 | 1.5 | 8700 | 2002 | 9999 |  |  | Y | Natural Gas | [13 empty] | 1.061 | 1.061 | 1.061 | 1.061 | [11 empty] | Ameresco Select Inc | 100 | Ameresco Inc | 100
Bradley Energy Center | 58327_G_UNIT2 | 58327 | G | UNIT2 |  | Combustion Turbine | IC Engine | NENG_CT | Connecticut | 9 | Hartford | 3 | 09003 | 1.2 | 8700 | 2002 | 9999 |  |  | Y | Natural Gas | [13 empty] | 1.061 | 1.061 | 1.061 | 1.061 | [11 empty] | Ameresco Select Inc | 100 | Ameresco Inc | 100
Bradley Energy Center | 58327_G_UNIT3 | 58327 | G | UNIT3 |  | Combustion Turbine | IC Engine | NENG_CT | Connecticut | 9 | Hartford | 3 | 09003 | 1.2 | 8700 | 2002 | 9999 |  |  | Y | Natural Gas | [13 empty] | 1.061 | 1.061 | 1.061 | 1.061 | [11 empty] | Ameresco Select Inc | 100 | Ameresco Inc | 100
Bradley Energy Center | 58327_G_UNIT4 | 58327 | G | UNIT4 |  | Combustion Turbine | IC Engine | NENG_CT | Connecticut | 9 | Hartford | 3 | 09003 | 1.9 | 8700 | 2010 | 9999 |  |  | Y | Natural Gas | [13 empty] | 1.061 | 1.061 | 1.061 | 1.061 | [11 empty] | Ameresco Select Inc | 100 | Ameresco Inc | 100
UMMS at Pocomoke | 58329_G_PV1 | 58329 | G | PV1 |  | Solar PV |  | PJM_EMAC | Maryland | 24 | Somerset | 39 | 24039 | 2.8 | 0 | 2013 | 9999 |  |  | N | Solar | [13 empty] | 0 | 0 | 0 | 0 | [11 empty] | Constellation Solar Maryland II LLC | 100 | Exelon Corp | 100
Haynes Farm | 58332_G_1 | 58332 | G | 1 |  | Solar PV |  | S_VACA | North Carolina | 37 | Lincoln | 109 | 37109 | 5 | 0 | 2013 | 9999 |  |  | N | Solar | [13 empty] | 0 | 0 | 0 | 0 | [11 empty] | Haynes Farm LLC | 100 | Strata Solar LLC | 100
Lenoir Farm | 58333_G_1 | 58333 | G | 1 |  | Solar PV |  | S_VACA | North Carolina | 37 | Lenoir | 107 | 37107 | 5 | 0 | 2013 | 9999 |  |  | N | Solar | [13 empty] | 0 | 0 | 0 | 0 | [11 empty] | Lenoir Farm LLC | 100 | Strata Solar LLC | 100
Lenoir Farm 2 | 58334_G_1 | 58334 | G | 1 |  | Solar PV |  | S_VACA | North Carolina | 37 | Lenoir | 107 | 37107 | 5 | 0 | 2013 | 9999 |  |  | N | Solar | [13 empty] | 0 | 0 | 0 | 0 | [11 empty] | Lenoir Farm 2 LLC | 100 | Strata Solar LLC | 100
Marshville Farm | 58335_G_1 | 58335 | G | 1 |  | Solar PV |  | S_VACA | North Carolina | 37 | Union | 179 | 37179 | 5 | 0 | 2013 | 9999 |  |  | N | Solar | [13 empty] | 0 | 0 | 0 | 0 | [11 empty] | Marshville Farm LLC | 100 | Strata Solar LLC | 100
Mile Farm | 58336_G_1 | 58336 | G | 1 |  | Solar PV |  | S_VACA | North Carolina | 37 | Durham | 63 | 37063 | 5 | 0 | 2014 | 9999 |  |  | N | Solar | [13 empty] | 0 | 0 | 0 | 0 | [11 empty] | Mile Farm LLC | 100 | Strata Solar LLC | 100
Moore Solar Farm | 58337_G_1 | 58337 | G | 1 |  | Solar PV |  | S_VACA | North Carolina | 37 | Rockingham | 157 | 37157 | 5 | 0 | 2013 | 9999 |  |  | N | Solar | [13 empty] | 0 | 0 | 0 | 0 | [11 empty] | Moore Solar Farm LLC | 100 | Strata Solar LLC | 100
Moorings Farm | 58338_G_1 | 58338 | G | 1 |  | Solar PV |  | S_VACA | North Carolina | 37 | Wayne | 191 | 37191 | 5 | 0 | 2013 | 9999 |  |  | N | Solar | [13 empty] | 0 | 0 | 0 | 0 | [11 empty] | Moorings Farm LLC | 100 | Strata Solar LLC | 100
New Bern Farm | 58339_G_1 | 58339 | G | 1 |  | Solar PV |  | S_VACA | North Carolina | 37 | Craven | 49 | 37049 | 5 | 0 | 2014 | 9999 |  |  | N | Solar | [13 empty] | 0 | 0 | 0 | 0 | [11 empty] | New Bern Farm LLC | 100 | Strata Solar LLC | 100
Roxboro Farm | 58340_G_1 | 58340 | G | 1 |  | Solar PV |  | S_VACA | North Carolina | 37 | Person | 145 | 37145 | 5 | 0 | 2014 | 9999 |  |  | N | Solar | [13 empty] | 0 | 0 | 0 | 0 | [11 empty] | Roxboro Farm LLC | 100 | Strata Solar LLC | 100
White Cross Farm | 58341_G_1 | 58341 | G | 1 |  | Solar PV |  | S_VACA | North Carolina | 37 | Orange | 135 | 37135 | 5 | 0 | 2013 | 9999 |  |  | N | Solar | [13 empty] | 0 | 0 | 0 | 0 | [11 empty] | White Cross Farm LLC | 100 | Strata Solar LLC | 100
Wilson Farm 1 | 58342_G_1 | 58342 | G | 1 |  | Solar PV |  | S_VACA | North Carolina | 37 | Wilson | 195 | 37195 | 5 | 0 | 2013 | 9999 |  |  | N | Solar | [13 empty] | 0 | 0 | 0 | 0 | [11 empty] | Wilson Farm 1 LLC | 100 | Strata Solar LLC | 100
Yanceyville Farm | 58343_G_1 | 58343 | G | 1 |  | Solar PV |  | S_VACA | North Carolina | 37 | Caswell | 33 | 37033 | 5 | 0 | 2013 | 9999 |  |  | N | Solar | [13 empty] | 0 | 0 | 0 | 0 | [11 empty] | Yanceyville Farm LLC | 100 | Strata Solar LLC | 100
AM Best Farm | 58344_G_1 | 58344 | G | 1 |  | Solar PV |  | S_VACA | North Carolina | 37 | Wayne | 191 | 37191 | 5 | 0 | 2013 | 9999 |  |  | N | Solar | [13 empty] | 0 | 0 | 0 | 0 | [11 empty] | Am Best Farm LLC | 100 | Am Best LLC | 100
Mt Olive Farm 2 | 58345_G_1 | 58345 | G | 1 |  | Solar PV |  | S_VACA | North Carolina | 37 | Wayne | 191 | 37191 | 5 | 0 | 2013 | 9999 |  |  | N | Solar | [13 empty] | 0 | 0 | 0 | 0 | [11 empty] | Mt Olive Farm 2 LLC | 100 | Strata Solar LLC | 100
Dibrell Farm | 58346_G_1 | 58346 | G | 1 |  | Solar PV |  | S_VACA | North Carolina | 37 | Rockingham | 157 | 37157 | 5 | 0 | 2013 | 9999 |  |  | N | Solar | [13 empty] | 0 | 0 | 0 | 0 | [11 empty] | Dibrell Farm LLC | 100 | Strata Solar LLC | 100
Rock Farm | 58347_G_1 | 58347 | G | 1 |  | Solar PV |  | S_VACA | North Carolina | 37 | Richmond | 153 | 37153 | 5 | 0 | 2013 | 9999 |  |  | N | Solar | [13 empty] | 0 | 0 | 0 | 0 | [11 empty] | Rock Farm LLC | 100 | Strata Solar LLC | 100
Two Lines Farm | 58348_G_1 | 58348 | G | 1 |  | Solar PV |  | S_VACA | North Carolina | 37 | Catawba | 35 | 37035 | 5 | 0 | 2013 | 9999 |  |  | N | Solar | [13 empty] | 0 | 0 | 0 | 0 | [11 empty] | Strata Solar Development LLC | 100 | Strata Solar LLC | 100
Bolton Farm | 58349_G_1 | 58349 | G | 1 |  | Solar PV |  | S_VACA | North Carolina | 37 | Warren | 185 | 37185 | 5 | 0 | 2013 | 9999 |  |  | N | Solar | [13 empty] | 0 | 0 | 0 | 0 | [11 empty] | Bolton Farm LLC | 100 | Bolton Farm LLC | 100
McCallum Farm | 58350_G_1 | 58350 | G | 1 |  | Solar PV |  | S_VACA | North Carolina | 37 | Robeson | 155 | 37155 | 5 | 0 | 2013 | 9999 |  |  | N | Solar | [13 empty] | 0 | 0 | 0 | 0 | [11 empty] | Solar Management Services LLC | 100 | Solar Management Services LLC | 100
Tuscola Bay Wind | 58351_G_GE16 | 58351 | G | GE16 |  | Onshore Wind |  | MIS_LMI | Michigan | 26 | Tuscola | 157 | 26157 | 120 | 0 | 2012 | 9999 |  |  | N | Wind | [13 empty] | 0 | 0 | 0 | 0 | [11 empty] | Tuscola Bay Wind LLC | 100 | NextEra Energy Inc | 100
McKinley Paper Co. - Washington Mill | 58352_B_B-11 | 58352 | B | B-11 |  | Biomass |  | WECC_PNW | Washington | 53 | Clallam | 9 | 53009 | 20 | 8707 | 2013 | 9999 |  |  | Y | Biomass |  |  |  | AA + NH3 | SNCR |  |  | ESPC | No |  |  |  |  | 0.13 | 0.13 | 0.13 | 0.13 | [11 empty] | McKinley Paper Co. - Washington Mill | 100 | McKinley Paper Co. - Washington Mill | 100
Radiance Solar 4 | 58354_G_1 | 58354 | G | 1 |  | Solar PV |  | WEC_LADW | California | 6 | Los Angeles | 37 | 06037 | 1.5 | 0 | 2013 | 9999 |  |  | N | Solar | [13 empty] | 0 | 0 | 0 | 0 | [11 empty] | Radiance Solar 4 LLC | 100 | Eosol Energy SL | 100
Radiance Solar 5 | 58355_G_1 | 58355 | G | 1 |  | Solar PV |  | WEC_LADW | California | 6 | Los Angeles | 37 | 06037 | 1.5 | 0 | 2013 | 9999 |  |  | N | Solar | [13 empty] | 0 | 0 | 0 | 0 | [11 empty] | Radiance Solar 5 LLC | 100 | Eosol Energy SL | 100
The Lawrenceville School Solar Facility | 58356_G_TLS | 58356 | G | TLS |  | Solar PV |  | PJM_EMAC | New Jersey | 34 | Mercer | 21 | 34021 | 5.2 | 0 | 2012 | 9999 |  |  | N | Solar | [13 empty] | 0 | 0 | 0 | 0 | [11 empty] | CVI CleanCapital Solar 4 LLC | 100 | CleanCapital | 100
Amazon | 58357_G_WR | 58357 | G | WR |  | Solar PV |  | PJM_EMAC | New Jersey | 34 | Middlesex | 23 | 34023 | 4.2 | 0 | 2011 | 9999 |  |  | N | Solar | [13 empty] | 0 | 0 | 0 | 0 | [11 empty] | CVI CleanCapital Solar 4 LLC | 100 | CleanCapital | 100
North Jersey Media Group Solar Facility | 58358_G_NJMG | 58358 | G | NJMG |  | Solar PV |  | PJM_EMAC | New Jersey | 34 | Morris | 27 | 34027 | 4.1 | 0 | 2013 | 9999 |  |  | N | Solar | [13 empty] | 0 | 0 | 0 | 0 | [11 empty] | CVI CleanCapital Solar 4 LLC | 100 | CleanCapital | 100
Corning Pharmaceutical Glass | 58359_G_GG | 58359 | G | GG |  | Solar PV |  | PJM_EMAC | New Jersey | 34 | Cumberland | 11 | 34011 | 2.3 | 0 | 2012 | 9999 |  |  | N | Solar | [13 empty] | 0 | 0 | 0 | 0 | [11 empty] | CVI CleanCapital Solar 4 LLC | 100 | CleanCapital | 100
Atlantic Coast Freezers Solar Facility | 58360_G_ACF | 58360 | G | ACF |  | Solar PV |  | PJM_EMAC | New Jersey | 34 | Cumberland | 11 | 34011 | 2.2 | 0 | 2012 | 9999 |  |  | N | Solar | [13 empty] | 0 | 0 | 0 | 0 | [11 empty] | CVI CleanCapital Solar 4 LLC | 100 | CleanCapital | 100
Williams-Sonoma Solar Facility | 58361_G_WS | 58361 | G | WS |  | Solar PV |  | PJM_EMAC | New Jersey | 34 | Middlesex | 23 | 34023 | 3 | 0 | 2011 | 9999 |  |  | N | Solar | [13 empty] | 0 | 0 | 0 | 0 | [11 empty] | CVI CleanCapital Solar 4 LLC | 100 | CleanCapital | 100
Quittacas Pond Solar | 58362_G_QPMA | 58362 | G | QPMA |  | Solar PV |  | NENGREST | Massachusetts | 25 | Plymouth | 23 | 25023 | 3.5 | 0 | 2013 | 9999 |  |  | N | Solar | [13 empty] | 0 | 0 | 0 | 0 | [11 empty] | Consolidated Edison Solutions Inc | 100 | Consolidated Edison Inc | 100
Majestic II Wind | 58363_G_WND1 | 58363 | G | WND1 |  | Onshore Wind |  | SPP_SPS | Texas | 48 | Carson | 65 | 48065 | 79.6 | 0 | 2012 | 9999 |  |  | N | Wind | [13 empty] | 0 | 0 | 0 | 0 | [11 empty] | High Majestic Wind II LLC | 100 | NextEra Energy Inc | 100
CJTS Energy Center | 58365_G_UNIT7 | 58365 | G | UNIT7 |  | Fuel Cell |  | NENG_CT | Connecticut | 9 | Middlesex | 7 | 09007 | 0.4 | 8508 | 2013 | 9999 |  |  | N | Natural Gas | [13 empty] | 0 | 0 | 0 | 0 | [11 empty] | Ameresco Select Inc | 100 | Ameresco Inc | 100
Atwell Island | 58366_G_1 | 58366 | G | 1 |  | Solar PV |  | WECC_SCE | California | 6 | Tulare | 107 | 06107 | 20.2 | 0 | 2013 | 9999 |  |  | N | Solar | [13 empty] | 0 | 0 | 0 | 0 | [11 empty] | SPS Atwell Island LLC | 100 | SunEdison | 100
Gridley Main | 58370_G_GEN1 | 58370 | G | GEN1 |  | Solar PV |  | WEC_CALN | California | 6 | Butte | 7 | 06007 | 1 | 0 | 2013 | 9999 |  |  | N | Solar | [13 empty] | 0 | 0 | 0 | 0 | [11 empty] | Lightbeam Energy Inc | 100 | Lightbeam Energy Inc | 100
Gridley Main Two | 58371_G_GEN1 | 58371 | G | GEN1 |  | Solar PV |  | WEC_CALN | California | 6 | Butte | 7 | 06007 | 2.5 | 0 | 2013 | 9999 |  |  | N | Solar | [13 empty] | 0 | 0 | 0 | 0 | [11 empty] | Lightbeam Energy Inc | 100 | Lightbeam Energy Inc | 100
Blue Summit Wind LLC | 58372_G_GEN1 | 58372 | G | GEN1 |  | Onshore Wind |  | ERC_WEST | Texas | 48 | Wilbarger | 487 | 48487 | 135.4 | 0 | 2012 | 9999 |  |  | N | Wind | [13 empty] | 0 | 0 | 0 | 0 | [11 empty] | Blue Summit Wind LLC | 100 | NextEra Energy Inc | 100
White River Solar | 58373_G_WRCA | 58373 | G | WRCA |  | Solar PV |  | WECC_SCE | California | 6 | Tulare | 107 | 06107 | 20 | 0 | 2013 | 9999 |  |  | N | Solar | [13 empty] | 0 | 0 | 0 | 0 | [11 empty] | CED White River Solar LLC | 100 | Sempra Energy | 100
Corcoran Solar | 58374_G_CSCA | 58374 | G | CSCA |  | Solar PV |  | WEC_CALN | California | 6 | Kings | 31 | 06031 | 20 | 0 | 2013 | 9999 |  |  | N | Solar | [13 empty] | 0 | 0 | 0 | 0 | [11 empty] | CED Corcoran Solar LLC | 100 | Sempra Energy | 100
Oakley Solar Project | 58376_G_1 | 58376 | G | 1 |  | Solar PV |  | WEC_CALN | California | 6 | Contra Costa | 13 | 06013 | 1.5 | 0 | 2013 | 9999 |  |  | N | Solar | [13 empty] | 0 | 0 | 0 | 0 | [11 empty] | Hayworth Fabian LLC | 100 | Hayworth Fabian LLC | 100
Rochelle Energy Center | 58377_G_REC1 | 58377 | G | REC1 |  | Landfill Gas |  | PJM_COMD | Illinois | 17 | Ogle | 141 | 17141 | 1.6 | 13500 | 2011 | 9999 |  |  | N | Landfill Gas | [13 empty] | 0.22117 | 0.22117 | 0.22117 | 0.22117 | [11 empty] | Rochelle Energy Center LLC | 100 | Charles J Howard 2000 Dyn Trust | 100
Rochelle Energy Center | 58377_G_REC3 | 58377 | G | REC3 |  | Landfill Gas |  | PJM_COMD | Illinois | 17 | Ogle | 141 | 17141 | 1.6 | 13500 | 2011 | 9999 |  |  | N | Landfill Gas | [13 empty] | 0.22117 | 0.22117 | 0.22117 | 0.22117 | [11 empty] | Rochelle Energy Center LLC | 100 | Charles J Howard 2000 Dyn Trust | 100
W.A. Parish Carbon Capture Plant | 58378_G_GT2 | 58378 | G | GT2 | 90816 | Combustion Turbine |  | ERC_REST | Texas | 48 | Fort Bend | 157 | 48157 | 74 | 20499 | 2013 | 9999 |  |  | N | Natural Gas |  |  |  | DLNB | [9 empty] | 0.00637 | 0.00637 | 0.00637 | 0.00637 | [11 empty] | Petra Nova Power I LLC | 100 | Global Infrastructure Partners | 100
Cold Canyon 1 | 58379_G_W3998 | 58379 | G | W3998 |  | Landfill Gas |  | WEC_CALN | California | 6 | San Luis Obispo | 79 | 06079 | 1.5 | 13500 | 2013 | 9999 |  |  | N | Landfill Gas | [13 empty] | 0.02028 | 0.02028 | 0.02028 | 0.02028 | [11 empty] | Toro Energy of California Slo LLC | 100 | Toro Energy | 100
Bryan Solar Field | 58381_G_1 | 58381 | G | 1 |  | Solar PV |  | PJM_ATSI | Ohio | 39 | Williams | 171 | 39171 | 1.8 | 0 | 2012 | 9999 |  |  | N | Solar | [13 empty] | 0 | 0 | 0 | 0 | [11 empty] | Bryan Municipal Utilities | 100 | Bryan OH (City of) | 100
Threemile Digester | 58382_G_GEN1 | 58382 | G | GEN1 |  | Non-Fossil Waste |  | WECC_PNW | Oregon | 41 | Morrow | 49 | 41049 | 1.6 | 5019 | 2012 | 9999 |  |  | Y | Non-Fossil Waste | [13 empty] | 0 | 0 | 0 | 0 | [11 empty] | Threemile Canyon Farm | 100 | Threemile Canyon Farms LLC | 100
Threemile Digester | 58382_G_GEN2 | 58382 | G | GEN2 |  | Non-Fossil Waste |  | WECC_PNW | Oregon | 41 | Morrow | 49 | 41049 | 1.6 | 5019 | 2012 | 9999 |  |  | Y | Non-Fossil Waste | [13 empty] | 0 | 0 | 0 | 0 | [11 empty] | TMF Biomass LLC | 100 | Threemile Canyon Farms LLC | 100
Threemile Digester | 58382_G_GEN3 | 58382 | G | GEN3 |  | Non-Fossil Waste |  | WECC_PNW | Oregon | 41 | Morrow | 49 | 41049 | 1.6 | 5019 | 2012 | 9999 |  |  | Y | Non-Fossil Waste | [13 empty] | 0 | 0 | 0 | 0 | [11 empty] | TMF Biomass LLC | 100 | Threemile Canyon Farms LLC | 100
Hyder II | 58383_G_PV1 | 58383 | G | PV1 |  | Solar PV |  | WECC_AZ | Arizona | 4 | Yuma | 27 | 04027 | 14 | 0 | 2013 | 9999 |  |  | N | Solar | [13 empty] | 0 | 0 | 0 | 0 | [11 empty] | Arizona Public Service Co | 100 | Pinnacle West Capital Corp | 100
Fargo Drop | 58384_G_GEN1 | 58384 | G | GEN1 |  | Hydro |  | WECC_ID | Idaho | 16 | Canyon | 27 | 16027 | 1.1 | 0 | 2013 | 9999 |  |  | N | Hydro | [13 empty] | 0 | 0 | 0 | 0 | [11 empty] | Boise Project Board of Control | 100 | Boise Project Board of Control | 100
Northbridge Solar | 58385_G_NSMA | 58385 | G | NSMA |  | Solar PV |  | NENGREST | Massachusetts | 25 | Worcester | 27 | 25027 | 1.9 | 0 | 2013 | 9999 |  |  | N | Solar | [13 empty] | 0 | 0 | 0 | 0 | [11 empty] | Gehrlicher Solar America Corp | 100 | Gehrlicher Solar America Corp | 100
CU Solar Plant | 58386_G_CU | 58386 | G | CU |  | Solar PV |  | PJM_West | Ohio | 39 | Greene | 57 | 39057 | 1.8 | 0 | 2013 | 9999 |  |  | N | Solar | [13 empty] | 0 | 0 | 0 | 0 | [11 empty] | Cu Solar LLC | 100 | Cu Solar LLC | 100
CES Sterling LLC | 58387_G_1 | 58387 | G | 1 |  | Solar PV |  | NENGREST | Massachusetts | 25 | Worcester | 27 | 25027 | 2 | 0 | 2013 | 9999 |  |  | N | Solar | [13 empty] | 0 | 0 | 0 | 0 | [11 empty] | Sterling Solar LLC | 100 | Indu Solar Holdings | 100
Solar Star 1 | 58388_G_AVS1 | 58388 | G | AVS1 |  | Solar PV |  | WECC_SCE | California | 6 | Kern | 29 | 06029 | 38 | 0 | 2014 | 9999 |  |  | N | Solar | [13 empty] | 0 | 0 | 0 | 0 | [11 empty] | Solar Star California XIX LLC | 100 | Berkshire Hathaway Inc | 100
Solar Star 1 | 58388_G_SS13 | 58388 | G | SS13 |  | Solar PV |  | WECC_SCE | California | 6 | Kern | 29 | 06029 | 57 | 0 | 2014 | 9999 |  |  | N | Solar | [13 empty] | 0 | 0 | 0 | 0 | [11 empty] | Solar Star California XIX LLC | 100 | Berkshire Hathaway Inc | 100
Solar Star 1 | 58388_G_SS15 | 58388 | G | SS15 |  | Solar PV |  | WECC_SCE | California | 6 | Kern | 29 | 06029 | 14.6 | 0 | 2014 | 9999 |  |  | N | Solar | [13 empty] | 0 | 0 | 0 | 0 | [11 empty] | Solar Star California XIX LLC | 100 | Berkshire Hathaway Inc | 100
Solar Star 1 | 58388_G_SS16 | 58388 | G | SS16 |  | Solar PV |  | WECC_SCE | California | 6 | Kern | 29 | 06029 | 62.9 | 0 | 2014 | 9999 |  |  | N | Solar | [13 empty] | 0 | 0 | 0 | 0 | [11 empty] | Solar Star California XIX LLC | 100 | Berkshire Hathaway Inc | 100
Solar Star 1 | 58388_G_SS11 | 58388 | G | SS11 |  | Solar PV |  | WECC_SCE | California | 6 | Kern | 29 | 06029 | 52.6 | 0 | 2015 | 9999 |  |  | N | Solar | [13 empty] | 0 | 0 | 0 | 0 | [11 empty] | Solar Star California XIX LLC | 100 | Berkshire Hathaway Inc | 100
Solar Star 1 | 58388_G_SS12 | 58388 | G | SS12 |  | Solar PV |  | WECC_SCE | California | 6 | Kern | 29 | 06029 | 52.6 | 0 | 2015 | 9999 |  |  | N | Solar | [13 empty] | 0 | 0 | 0 | 0 | [11 empty] | Solar Star California XIX LLC | 100 | Berkshire Hathaway Inc | 100
Solar Star 1 | 58388_G_SS14 | 58388 | G | SS14 |  | Solar PV |  | WECC_SCE | California | 6 | Kern | 29 | 06029 | 32.2 | 0 | 2015 | 9999 |  |  | N | Solar | [13 empty] | 0 | 0 | 0 | 0 | [11 empty] | Solar Star California XIX LLC | 100 | Berkshire Hathaway Inc | 100
Solar Star 2 | 58389_G_AVS2 | 58389 | G | AVS2 |  | Solar PV |  | WECC_SCE | California | 6 | Kern | 29 | 06029 | 19 | 0 | 2014 | 9999 |  |  | N | Solar | [13 empty] | 0 | 0 | 0 | 0 | [11 empty] | Solar Star California XX LLC | 100 | Berkshire Hathaway Inc | 100
Solar Star 2 | 58389_G_SS21 | 58389 | G | SS21 |  | Solar PV |  | WECC_SCE | California | 6 | Kern | 29 | 06029 | 59 | 0 | 2014 | 9999 |  |  | N | Solar | [13 empty] | 0 | 0 | 0 | 0 | [11 empty] | Solar Star California XX LLC | 100 | Berkshire Hathaway Inc | 100
Solar Star 2 | 58389_G_SS22 | 58389 | G | SS22 |  | Solar PV |  | WECC_SCE | California | 6 | Kern | 29 | 06029 | 55 | 0 | 2014 | 9999 |  |  | N | Solar | [13 empty] | 0 | 0 | 0 | 0 | [11 empty] | Solar Star California XX LLC | 100 | Berkshire Hathaway Inc | 100
Solar Star 2 | 58389_G_SS23 | 58389 | G | SS23 |  | Solar PV |  | WECC_SCE | California | 6 | Kern | 29 | 06029 | 47 | 0 | 2014 | 9999 |  |  | N | Solar | [13 empty] | 0 | 0 | 0 | 0 | [11 empty] | Solar Star California XX LLC | 100 | Berkshire Hathaway Inc | 100
Solar Star 2 | 58389_G_SS25 | 58389 | G | SS25 |  | Solar PV |  | WECC_SCE | California | 6 | Kern | 29 | 06029 | 52 | 0 | 2014 | 9999 |  |  | N | Solar | [13 empty] | 0 | 0 | 0 | 0 | [11 empty] | Solar Star California XX LLC | 100 | Berkshire Hathaway Inc | 100
Solar Star 2 | 58389_G_SS24 | 58389 | G | SS24 |  | Solar PV |  | WECC_SCE | California | 6 | Kern | 29 | 06029 | 43 | 0 | 2015 | 9999 |  |  | N | Solar | [13 empty] | 0 | 0 | 0 | 0 | [11 empty] | Solar Star California XX LLC | 100 | Berkshire Hathaway Inc | 100
Jordan Hydroelectric Project | 58390_G_EMOD | 58390 | G | EMOD |  | Hydro |  | S_VACA | North Carolina | 37 | Chatham | 37 | 37037 | 2.2 | 0 | 2012 | 9999 |  |  | N | Hydro | [13 empty] | 0 | 0 | 0 | 0 | [11 empty] | Jordan Hydroelectric LP | 100 | Hydro Matrix LP | 100
Jordan Hydroelectric Project | 58390_G_WMOD | 58390 | G | WMOD |  | Hydro |  | S_VACA | North Carolina | 37 | Chatham | 37 | 37037 | 2.2 | 0 | 2012 | 9999 |  |  | N | Hydro | [13 empty] | 0 | 0 | 0 | 0 | [11 empty] | Jordan Hydroelectric LP | 100 | Hydro Matrix LP | 100
IND Community Solar Farm 1st Phase | 58391_G_1 | 58391 | G | 1 |  | Solar PV |  | MIS_INKY | Indiana | 18 | Marion | 97 | 18097 | 10 | 0 | 2013 | 9999 |  |  | N | Solar | [13 empty] | 0 | 0 | 0 | 0 | [11 empty] | et Energy Solutions LLC | 100 | James Wesley Taylor | 100
Flint Creek Hydroelectric LLC | 58392_G_GEN1 | 58392 | G | GEN1 |  | Hydro |  | WECC_MT | Montana | 30 | Granite | 39 | 30039 | 2 | 0 | 2013 | 9999 |  |  | N | Hydro | [13 empty] | 0 | 0 | 0 | 0 | [11 empty] | Granite County (MT) | 100 | Hydrodynamics Inc | 100
Alta Wind X | 58394_G_AW10 | 58394 | G | AW10 |  | Onshore Wind |  | WECC_SCE | California | 6 | Kern | 29 | 06029 | 138 | 0 | 2014 | 9999 |  |  | N | Wind | [13 empty] | 0 | 0 | 0 | 0 | [11 empty] | Alta Wind X LLC | 50 | Global Infrastructure Partners | 50
Alta Wind XI | 58395_G_AW11 | 58395 | G | AW11 |  | Onshore Wind |  | WECC_SCE | California | 6 | Kern | 29 | 06029 | 90 | 0 | 2014 | 9999 |  |  | N | Wind | [13 empty] | 0 | 0 | 0 | 0 | [11 empty] | Alta Wind XI LLC | 50 | Global Infrastructure Partners | 50
Ameresco Johnson Canyon | 58397_G_ENG1 | 58397 | G | ENG1 |  | Landfill Gas |  | WEC_CALN | California | 6 | Monterey | 53 | 06053 | 1.4 | 13500 | 2013 | 9999 |  |  | N | Landfill Gas | [13 empty] | 0.14698 | 0.14698 | 0.14698 | 0.14698 | [11 empty] | Salinas Valley Solid Waste Authority | 100 | Salinas Valley Solid Waste Authority | 100
Heber Solar | 58398_G_1 | 58398 | G | 1 |  | Solar PV |  | WECC_IID | California | 6 | Imperial | 25 | 06025 | 10 | 0 | 2014 | 9999 |  |  | N | Solar | [13 empty] | 0 | 0 | 0 | 0 | [11 empty] | Imperial Solar LLC | 100 | Ormat Technologies Inc | 100
Volkswagen Solar System | 58401_G_1 | 58401 | G | 1 |  | Solar PV |  | S_C_TVA | Tennessee | 47 | Hamilton | 65 | 47065 | 7.6 | 0 | 2012 | 9999 |  |  | N | Solar | [13 empty] | 0 | 0 | 0 | 0 | [11 empty] | Volkswagen Group of America Inc | 100 | Volkswagen AG | 100
Solar Star New Jersey NJ LLC | 58402_G_1 | 58402 | G | 1 |  | Solar PV |  | PJM_EMAC | New Jersey | 34 | Somerset | 35 | 34035 | 1.5 | 0 | 2012 | 9999 |  |  | N | Solar | [13 empty] | 0 | 0 | 0 | 0 | [11 empty] | Solar Star New Jersey VI LLC | 100 | WEC Energy Group Inc | 100
Bellingham PV | 58403_G_SO032 | 58403 | G | SO032 |  | Solar PV |  | NENGREST | Massachusetts | 25 | Worcester | 27 | 25027 | 3 | 0 | 2013 | 9999 |  |  | N | Solar | [13 empty] | 0 | 0 | 0 | 0 | [11 empty] | Terraform Power Inc | 100 | Brookfield Asset Management Inc | 100
Pantex | 58404_G_1 | 58404 | G | 1 |  | Onshore Wind |  | SPP_SPS | Texas | 48 | Carson | 65 | 48065 | 11.5 | 0 | 2014 | 9999 |  |  | N | Wind | [13 empty] | 0 | 0 | 0 | 0 | [11 empty] | US Dept of Energy | 100 | US Dept of Energy | 100
Chilocco Wind Farm | 58406_G_1 | 58406 | G | 1 |  | Onshore Wind |  | SPP_WEST | Oklahoma | 40 | Kay | 71 | 40071 | 200 | 0 | 2020 | 9999 |  |  | N | Wind | [13 empty] | 0 | 0 | 0 | 0 | [11 empty] | Chilocco Wind Farm LLC | 100 | PNE Wind AG | 100
Luther College Wind Project | 58407_G_WTG01 | 58407 | G | WTG01 |  | Onshore Wind |  | MIS_IA | Iowa | 19 | Winneshiek | 191 | 19191 | 1.6 | 0 | 2011 | 9999 |  |  | N | Wind | [13 empty] | 0 | 0 | 0 | 0 | [11 empty] | Luther College Wind Energy Center LLC | 100 | Luther College Wind Energy Center LLC | 100
Maryland Solar | 58408_G_MSH1 | 58408 | G | MSH1 |  | Solar PV |  | PJM_AP | Maryland | 24 | Washington | 43 | 24043 | 20.9 | 0 | 2013 | 9999 |  |  | N | Solar | [13 empty] | 0 | 0 | 0 | 0 | [11 empty] | Maryland Solar LLC | 100 | First Solar Inc | 100
Marshfield PV | 58410_G_SO032 | 58410 | G | SO032 |  | Solar PV |  | NENGREST | Massachusetts | 25 | Plymouth | 23 | 25023 | 3 | 0 | 2013 | 9999 |  |  | N | Solar | [13 empty] | 0 | 0 | 0 | 0 | [11 empty] | Terraform Power Inc | 100 | Brookfield Asset Management Inc | 100
Orange PV | 58411_G_SO023 | 58411 | G | SO023 |  | Solar PV |  | NENGREST | Massachusetts | 25 | Franklin | 11 | 25011 | 2 | 0 | 2013 | 9999 |  |  | N | Solar | [13 empty] | 0 | 0 | 0 | 0 | [11 empty] | Terraform Power Inc | 100 | Brookfield Asset Management Inc | 100
Maynard PV | 58412_G_SO026 | 58412 | G | SO026 |  | Solar PV |  | NENGREST | Massachusetts | 25 | Middlesex | 17 | 25017 | 1 | 0 | 2014 | 9999 |  |  | N | Solar | [13 empty] | 0 | 0 | 0 | 0 | [11 empty] | Terraform Power Inc | 100 | Brookfield Asset Management Inc | 100
NLMU Wind | 58414_G_NLMU | 58414 | G | NLMU |  | Onshore Wind |  | MIS_IA | Iowa | 19 | Henry | 87 | 19087 | 1.5 | 0 | 2011 | 9999 |  |  | N | Wind | [13 empty] | 0 | 0 | 0 | 0 | [11 empty] | New London Municipal Utilities | 100 | New London Municipal Utilities | 100
Headwaters Wind Farm LLC | 58416_G_1 | 58416 | G | 1 |  | Onshore Wind |  | PJM_West | Indiana | 18 | Randolph | 135 | 18135 | 200 | 0 | 2014 | 9999 |  |  | N | Wind | [13 empty] | 0 | 0 | 0 | 0 | [11 empty] | Headwaters Wind Farm LLC | 100 | Energias de Portugal SA | 100
Lone Valley Solar Park I LLC | 58417_G_CP1 | 58417 | G | CP1 |  | Solar PV |  | WECC_SCE | California | 6 | San Bernardino | 71 | 06071 | 10 | 0 | 2014 | 9999 |  |  | N | Solar | [13 empty] | 0 | 0 | 0 | 0 | [11 empty] | Lone Valley Solar Park II LLC | 100 | Munchener Rückversicherungs Gesellschaft Aktiengesellschaft | 100
Victor Dry Farm Ranch A | 58418_G_1 | 58418 | G | 1 |  | Solar PV |  | WECC_SCE | California | 6 | San Bernardino | 71 | 06071 | 5 | 0 | 2015 | 9999 |  |  | N | Solar | [13 empty] | 0 | 0 | 0 | 0 | [11 empty] | Victor Dry Farm Ranch A LLC | 100 | Sustainable Power Group LLC | 100
Victor Dry Farm Ranch B | 58419_G_1 | 58419 | G | 1 |  | Solar PV |  | WECC_SCE | California | 6 | San Bernardino | 71 | 06071 | 5 | 0 | 2015 | 9999 |  |  | N | Solar | [13 empty] | 0 | 0 | 0 | 0 | [11 empty] | Victor Dry Farm Ranch B LLC | 100 | Sustainable Power Group LLC | 100
Panda Liberty Generation Plant | 58420_G_GEN1 | 58420 | G | GEN1 | 90864 | Combined Cycle |  | PJM_PENE | Pennsylvania | 42 | Bradford | 15 | 42015 | 378 | 7050 | 2016 | 9999 |  |  | N | Natural Gas |  |  |  | LNB + NH3 | SCR | [8 empty] | 0.0060864 | 0.0060864 | 0.0060864 | 0.0060864 | [11 empty] | Panda Liberty LLC | 100 | Panda Power Funds | 100
Panda Liberty Generation Plant | 58420_G_GEN2 | 58420 | G | GEN2 | 90865 | Combined Cycle |  | PJM_PENE | Pennsylvania | 42 | Bradford | 15 | 42015 | 378 | 7050 | 2016 | 9999 |  |  | N | Natural Gas |  |  |  | LNB + NH3 | SCR | [8 empty] | 0.0063356 | 0.0063356 | 0.0063356 | 0.0063356 | [11 empty] | Panda Liberty LLC | 100 | Panda Power Funds | 100
Southbridge PV | 58423_G_SO022 | 58423 | G | SO022 |  | Solar PV |  | NENGREST | Massachusetts | 25 | Worcester | 27 | 25027 | 3 | 0 | 2014 | 9999 |  |  | N | Solar | [13 empty] | 0 | 0 | 0 | 0 | [11 empty] | Terraform Power Inc | 100 | Brookfield Asset Management Inc | 100
Panda Patriot Generation Plant | 58426_G_GEN1 | 58426 | G | GEN1 | 90868 | Combined Cycle |  | PJM_WMAC | Pennsylvania | 42 | Lycoming | 81 | 42081 | 382.5 | 7050 | 2016 | 9999 |  |  | N | Natural Gas |  |  |  | DLNB | SCR | [8 empty] | 0.0070895 | 0.0070895 | 0.0070895 | 0.0070895 | [11 empty] | Panda Patriot LLC | 100 | Panda Power Funds | 100
Panda Patriot Generation Plant | 58426_G_GEN2 | 58426 | G | GEN2 | 90869 | Combined Cycle |  | PJM_WMAC | Pennsylvania | 42 | Lycoming | 81 | 42081 | 382.5 | 7050 | 2016 | 9999 |  |  | N | Natural Gas |  |  |  | DLNB | SCR | [8 empty] | 0.006325 | 0.006325 | 0.006325 | 0.006325 | [11 empty] | Panda Patriot LLC | 100 | Panda Power Funds | 100
Lansing BWL REO Town Plant | 58427_G_CTG1 | 58427 | G | CTG1 | 90870 | Combined Cycle |  | MIS_LMI | Michigan | 26 | Ingham | 65 | 26065 | 31 | 5528 | 2013 | 9999 |  |  | Y | Natural Gas | [13 empty] | 0.044427 | 0.044427 | 0.044427 | 0.044427 | [11 empty] | Lansing Board of Water & Light | 100 | Lansing Board of Water & Light | 100
Lansing BWL REO Town Plant | 58427_G_CTG2 | 58427 | G | CTG2 | 90871 | Combined Cycle |  | MIS_LMI | Michigan | 26 | Ingham | 65 | 26065 | 31 | 5528 | 2013 | 9999 |  |  | Y | Natural Gas | [13 empty] | 0.044427 | 0.044427 | 0.044427 | 0.044427 | [11 empty] | Lansing Board of Water & Light | 100 | Lansing Board of Water & Light | 100
Lansing BWL REO Town Plant | 58427_G_ST | 58427 | G | ST | 90870 | Combined Cycle |  | MIS_LMI | Michigan | 26 | Ingham | 65 | 26065 | 12.9 | 5528 | 2013 | 9999 |  |  | Y | Natural Gas |  |  |  | LNB | [9 empty] | 0.044427 | 0.044427 | 0.044427 | 0.044427 | [11 empty] | Lansing Board of Water & Light | 100 | Lansing Board of Water & Light | 100
Sunshine Gas Producers | 58429_G_1 | 58429 | G | 1 |  | Landfill Gas |  | WEC_LADW | California | 6 | Los Angeles | 37 | 06037 | 4 | 13500 | 2014 | 9999 |  |  | N | Landfill Gas | [13 empty] | 0.0205 | 0.0205 | 0.0205 | 0.0205 | [11 empty] | Sunshine Gas Producers LLC | 100 | Archaea Energy Inc | 100
Sunshine Gas Producers | 58429_G_2 | 58429 | G | 2 |  | Landfill Gas |  | WEC_LADW | California | 6 | Los Angeles | 37 | 06037 | 4 | 13500 | 2014 | 9999 |  |  | N | Landfill Gas | [13 empty] | 0.0205 | 0.0205 | 0.0205 | 0.0205 | [11 empty] | Sunshine Gas Producers LLC | 100 | Archaea Energy Inc | 100
Sunshine Gas Producers | 58429_G_3 | 58429 | G | 3 |  | Landfill Gas |  | WEC_LADW | California | 6 | Los Angeles | 37 | 06037 | 4 | 13500 | 2014 | 9999 |  |  | N | Landfill Gas | [13 empty] | 0.0205 | 0.0205 | 0.0205 | 0.0205 | [11 empty] | Sunshine Gas Producers LLC | 100 | Archaea Energy Inc | 100
Sunshine Gas Producers | 58429_G_4 | 58429 | G | 4 |  | Landfill Gas |  | WEC_LADW | California | 6 | Los Angeles | 37 | 06037 | 4 | 13500 | 2014 | 9999 |  |  | N | Landfill Gas | [13 empty] | 0.0205 | 0.0205 | 0.0205 | 0.0205 | [11 empty] | Sunshine Gas Producers LLC | 100 | Archaea Energy Inc | 100
Sunshine Gas Producers | 58429_G_5 | 58429 | G | 5 |  | Landfill Gas |  | WEC_LADW | California | 6 | Los Angeles | 37 | 06037 | 4 | 13500 | 2014 | 9999 |  |  | N | Landfill Gas | [13 empty] | 0.0205 | 0.0205 | 0.0205 | 0.0205 | [11 empty] | Sunshine Gas Producers LLC | 100 | Archaea Energy Inc | 100
Centinela Solar Energy | 58430_G_CSE1 | 58430 | G | CSE1 |  | Solar PV |  | WECC_IID | California | 6 | Imperial | 25 | 06025 | 33.4 | 0 | 2013 | 9999 |  |  | N | Solar | [13 empty] | 0 | 0 | 0 | 0 | [11 empty] | Centinela Solar Energy LLC | 100 | Nighthawk Solar Holdings LLC | 100
Centinela Solar Energy | 58430_G_CSE2 | 58430 | G | CSE2 |  | Solar PV |  | WECC_IID | California | 6 | Imperial | 25 | 06025 | 25.6 | 0 | 2013 | 9999 |  |  | N | Solar | [13 empty] | 0 | 0 | 0 | 0 | [11 empty] | Centinela Solar Energy LLC | 100 | Nighthawk Solar Holdings LLC | 100
Centinela Solar Energy | 58430_G_CSE3 | 58430 | G | CSE3 |  | Solar PV |  | WECC_IID | California | 6 | Imperial | 25 | 06025 | 33.4 | 0 | 2013 | 9999 |  |  | N | Solar | [13 empty] | 0 | 0 | 0 | 0 | [11 empty] | Centinela Solar Energy LLC | 100 | Nighthawk Solar Holdings LLC | 100
Centinela Solar Energy | 58430_G_CSE4 | 58430 | G | CSE4 |  | Solar PV |  | WECC_IID | California | 6 | Imperial | 25 | 06025 | 33.4 | 0 | 2013 | 9999 |  |  | N | Solar | [13 empty] | 0 | 0 | 0 | 0 | [11 empty] | Centinela Solar Energy LLC | 100 | Nighthawk Solar Holdings LLC | 100
Centinela Solar Energy | 58430_G_CSE5 | 58430 | G | CSE5 |  | Solar PV |  | WECC_IID | California | 6 | Imperial | 25 | 06025 | 18.6 | 0 | 2014 | 9999 |  |  | N | Solar | [13 empty] | 0 | 0 | 0 | 0 | [11 empty] | Centinela Solar Energy LLC | 100 | Nighthawk Solar Holdings LLC | 100
Centinela Solar Energy | 58430_G_CSE6 | 58430 | G | CSE6 |  | Solar PV |  | WECC_IID | California | 6 | Imperial | 25 | 06025 | 25.6 | 0 | 2014 | 9999 |  |  | N | Solar | [13 empty] | 0 | 0 | 0 | 0 | [11 empty] | Centinela Solar Energy LLC | 100 | Nighthawk Solar Holdings LLC | 100
West Tennessee Solar Farm | 58431_G_SNVA | 58431 | G | SNVA |  | Solar PV |  | S_C_TVA | Tennessee | 47 | Haywood | 75 | 47075 | 4.2 | 0 | 2012 | 9999 |  |  | N | Solar | [13 empty] | 0 | 0 | 0 | 0 | [11 empty] | University of Tennessee | 100 | University of Tennessee | 100
Houweling Nurseries | 58432_G_COG1 | 58432 | G | COG1 |  | Combustion Turbine | IC Engine | WECC_SCE | California | 6 | Ventura | 111 | 06111 | 4.4 | 9249 | 2012 | 9999 |  |  | Y | Natural Gas | [13 empty] | 0.01745 | 0.01745 | 0.01745 | 0.01745 | [11 empty] | Houweling Nurseries Oxnard Inc | 100 | Houwelings Tomatoes | 100
Houweling Nurseries | 58432_G_COG2 | 58432 | G | COG2 |  | Combustion Turbine | IC Engine | WECC_SCE | California | 6 | Ventura | 111 | 06111 | 4.4 | 9249 | 2012 | 9999 |  |  | Y | Natural Gas | [13 empty] | 0.01745 | 0.01745 | 0.01745 | 0.01745 | [11 empty] | Houweling Nurseries Oxnard Inc | 100 | Houwelings Tomatoes | 100
Houweling Nurseries | 58432_G_COG3 | 58432 | G | COG3 |  | Combustion Turbine | IC Engine | WECC_SCE | California | 6 | Ventura | 111 | 06111 | 4.4 | 9249 | 2013 | 9999 |  |  | Y | Natural Gas | [13 empty] | 0.01745 | 0.01745 | 0.01745 | 0.01745 | [11 empty] | Houweling Nurseries Oxnard Inc | 100 | Houwelings Tomatoes | 100
Red Lion Energy Center | 58433_G_RED1 | 58433 | G | RED1 |  | Fuel Cell |  | PJM_EMAC | Delaware | 10 | New Castle | 3 | 10003 | 5.8 | 7539 | 2012 | 9999 |  |  | N | Natural Gas | [13 empty] | 0 | 0 | 0 | 0 | [11 empty] | Diamond State Generation Partners LLC | 100 | Bloom Energy Corp | 100
Red Lion Energy Center | 58433_G_RED2 | 58433 | G | RED2 |  | Fuel Cell |  | PJM_EMAC | Delaware | 10 | New Castle | 3 | 10003 | 6.4 | 7539 | 2013 | 9999 |  |  | N | Natural Gas | [13 empty] | 0 | 0 | 0 | 0 | [11 empty] | Diamond State Generation Partners LLC | 100 | Bloom Energy Corp | 100
Red Lion Energy Center | 58433_G_RED3 | 58433 | G | RED3 |  | Fuel Cell |  | PJM_EMAC | Delaware | 10 | New Castle | 3 | 10003 | 3.7 | 7539 | 2013 | 9999 |  |  | N | Natural Gas | [13 empty] | 0 | 0 | 0 | 0 | [11 empty] | Diamond State Generation Partners LLC | 100 | Bloom Energy Corp | 100
Red Lion Energy Center | 58433_G_RED4 | 58433 | G | RED4 |  | Fuel Cell |  | PJM_EMAC | Delaware | 10 | New Castle | 3 | 10003 | 3.7 | 7539 | 2013 | 9999 |  |  | N | Natural Gas | [13 empty] | 0 | 0 | 0 | 0 | [11 empty] | Diamond State Generation Partners LLC | 100 | Bloom Energy Corp | 100
Red Lion Energy Center | 58433_G_RED5 | 58433 | G | RED5 |  | Fuel Cell |  | PJM_EMAC | Delaware | 10 | New Castle | 3 | 10003 | 3.7 | 7539 | 2013 | 9999 |  |  | N | Natural Gas | [13 empty] | 0 | 0 | 0 | 0 | [11 empty] | Diamond State Generation Partners LLC | 100 | Bloom Energy Corp | 100
Red Lion Energy Center | 58433_G_RED6 | 58433 | G | RED6 |  | Fuel Cell |  | PJM_EMAC | Delaware | 10 | New Castle | 3 | 10003 | 3.7 | 7539 | 2013 | 9999 |  |  | N | Natural Gas | [13 empty] | 0 | 0 | 0 | 0 | [11 empty] | Yellow Jacket Energy LLC | 100 | Bloom Energy Corp | 100
Red Rock Hydro Plant | 58434_G_1 | 58434 | G | 1 |  | Hydro |  | MIS_MIDA | Iowa | 19 | Marion | 125 | 19125 | 27.5 | 0 | 2020 | 9999 |  |  | N | Hydro | [13 empty] | 0 | 0 | 0 | 0 | [11 empty] | Western Minnesota Municipal Power Agency | 100 | Western Minnesota Municipal Power Agency | 100
Red Rock Hydro Plant | 58434_G_2 | 58434 | G | 2 |  | Hydro |  | MIS_MIDA | Iowa | 19 | Marion | 125 | 19125 | 27.5 | 0 | 2020 | 9999 |  |  | N | Hydro | [13 empty] | 0 | 0 | 0 | 0 | [11 empty] | Western Minnesota Municipal Power Agency | 100 | Western Minnesota Municipal Power Agency | 100
Ameresco Vasco Road | 58435_G_ENG1 | 58435 | G | ENG1 |  | Landfill Gas |  | WEC_CALN | California | 6 | Alameda | 1 | 06001 | 2.1 | 13500 | 2014 | 9999 |  |  | N | Landfill Gas | [13 empty] | 0.0696 | 0.0696 | 0.0696 | 0.0696 | [11 empty] | Ameresco Vasco Road LLC | 100 | Ameresco Inc | 100
Ameresco Vasco Road | 58435_G_ENG2 | 58435 | G | ENG2 |  | Landfill Gas |  | WEC_CALN | California | 6 | Alameda | 1 | 06001 | 2.1 | 13500 | 2014 | 9999 |  |  | N | Landfill Gas | [13 empty] | 0.0696 | 0.0696 | 0.0696 | 0.0696 | [11 empty] | Ameresco Vasco Road LLC | 100 | Ameresco Inc | 100
Ameresco San Joaquin | 58436_G_ENG1 | 58436 | G | ENG1 |  | Landfill Gas |  | WEC_CALN | California | 6 | San Joaquin | 77 | 06077 | 2.1 | 13500 | 2014 | 9999 |  |  | N | Landfill Gas | [13 empty] | 0.03259 | 0.03259 | 0.03259 | 0.03259 | [11 empty] | Ameresco San Joaquin LLC | 100 | Ameresco Inc | 100
Ameresco San Joaquin | 58436_G_ENG2 | 58436 | G | ENG2 |  | Landfill Gas |  | WEC_CALN | California | 6 | San Joaquin | 77 | 06077 | 2.1 | 13500 | 2014 | 9999 |  |  | N | Landfill Gas | [13 empty] | 0.03259 | 0.03259 | 0.03259 | 0.03259 | [11 empty] | Ameresco San Joaquin LLC | 100 | Ameresco Inc | 100
Ameresco Forward | 58437_G_ENG1 | 58437 | G | ENG1 |  | Landfill Gas |  | WEC_CALN | California | 6 | San Joaquin | 77 | 06077 | 2.1 | 13500 | 2014 | 9999 |  |  | N | Landfill Gas | [13 empty] | 0.03193 | 0.03193 | 0.03193 | 0.03193 | [11 empty] | Ameresco Forward LLC | 100 | Ameresco Inc | 100
Ameresco Forward | 58437_G_ENG2 | 58437 | G | ENG2 |  | Landfill Gas |  | WEC_CALN | California | 6 | San Joaquin | 77 | 06077 | 2.1 | 13500 | 2014 | 9999 |  |  | N | Landfill Gas | [13 empty] | 0.03193 | 0.03193 | 0.03193 | 0.03193 | [11 empty] | Ameresco Forward LLC | 100 | Ameresco Inc | 100
Spearfish Hydro | 58438_G_TURB1 | 58438 | G | TURB1 |  | Hydro |  | WECC_WY | South Dakota | 46 | Lawrence | 81 | 46081 | 2 | 0 | 1912 | 9999 |  |  | N | Hydro | [13 empty] | 0 | 0 | 0 | 0 | [11 empty] | Spearfish SD (City of) | 100 | Spearfish SD (City of) | 100
Spearfish Hydro | 58438_G_TURB2 | 58438 | G | TURB2 |  | Hydro |  | WECC_WY | South Dakota | 46 | Lawrence | 81 | 46081 | 2 | 0 | 1912 | 9999 |  |  | N | Hydro | [13 empty] | 0 | 0 | 0 | 0 | [11 empty] | Spearfish SD (City of) | 100 | Spearfish SD (City of) | 100
CBS Studio Center | 58440_G_9560 | 58440 | G | 9560 |  | Fuel Cell |  | WEC_LADW | California | 6 | Los Angeles | 37 | 06037 | 0.4 | 8508 | 2013 | 9999 |  |  | N | Natural Gas | [13 empty] | 0 | 0 | 0 | 0 | [11 empty] | CBS Corp | 100 | CBS Corp | 100
CBS Studio Center | 58440_G_9580 | 58440 | G | 9580 |  | Fuel Cell |  | WEC_LADW | California | 6 | Los Angeles | 37 | 06037 | 0.4 | 8508 | 2013 | 9999 |  |  | N | Natural Gas | [13 empty] | 0 | 0 | 0 | 0 | [11 empty] | CBS Corp | 100 | CBS Corp | 100
CBS Studio Center | 58440_G_9581 | 58440 | G | 9581 |  | Fuel Cell |  | WEC_LADW | California | 6 | Los Angeles | 37 | 06037 | 0.4 | 8508 | 2013 | 9999 |  |  | N | Natural Gas | [13 empty] | 0 | 0 | 0 | 0 | [11 empty] | CBS Corp | 100 | CBS Corp | 100
CBS Studio Center | 58440_G_9583 | 58440 | G | 9583 |  | Fuel Cell |  | WEC_LADW | California | 6 | Los Angeles | 37 | 06037 | 0.4 | 8508 | 2013 | 9999 |  |  | N | Natural Gas | [13 empty] | 0 | 0 | 0 | 0 | [11 empty] | CBS Corp | 100 | CBS Corp | 100
CBS Studio Center | 58440_G_9585 | 58440 | G | 9585 |  | Fuel Cell |  | WEC_LADW | California | 6 | Los Angeles | 37 | 06037 | 0.4 | 8508 | 2013 | 9999 |  |  | N | Natural Gas | [13 empty] | 0 | 0 | 0 | 0 | [11 empty] | CBS Corp | 100 | CBS Corp | 100
CBS Studio Center | 58440_G_9587 | 58440 | G | 9587 |  | Fuel Cell |  | WEC_LADW | California | 6 | Los Angeles | 37 | 06037 | 0.4 | 8508 | 2013 | 9999 |  |  | N | Natural Gas | [13 empty] | 0 | 0 | 0 | 0 | [11 empty] | CBS Corp | 100 | CBS Corp | 100
Swauk Wind LLC | 58441_G_SW | 58441 | G | SW |  | Onshore Wind |  | WECC_PNW | Washington | 53 | Kittitas | 37 | 53037 | 4.3 | 0 | 2012 | 9999 |  |  | N | Wind | [13 empty] | 0 | 0 | 0 | 0 | [11 empty] | Swauk Wind LLC | 100 | Swauk Wind LLC | 100
Martin Limestone Solar Array | 58443_G_GEN1 | 58443 | G | GEN1 |  | Solar PV |  | PJM_EMAC | Pennsylvania | 42 | Lancaster | 71 | 42071 | 1 | 0 | 2012 | 9999 |  |  | N | Solar | [13 empty] | 0 | 0 | 0 | 0 | [11 empty] | Sunstream Energy | 100 | Sunstream Energy | 100
Junction Hilltop Wind Farm | 58444_G_JHW | 58444 | G | JHW |  | Onshore Wind |  | MIS_IA | Iowa | 19 | Greene | 73 | 19073 | 8 | 0 | 2012 | 9999 |  |  | N | Wind | [13 empty] | 0 | 0 | 0 | 0 | [11 empty] | Junction Hilltop Wind 1 LLC | 20 | Junction Hilltop Wind LLC | 100
Arrache 4006 | 58445_G_1 | 58445 | G | 1 |  | Solar PV |  | WEC_LADW | California | 6 | Los Angeles | 37 | 06037 | 1 | 0 | 2013 | 9999 |  |  | N | Solar | [13 empty] | 0 | 0 | 0 | 0 | [11 empty] | CD US Solar PO 2 LLC | 100 | Capital Dynamics | 100
Arrache 4006 | 58445_G_2 | 58445 | G | 2 |  | Solar PV |  | WEC_LADW | California | 6 | Los Angeles | 37 | 06037 | 1 | 0 | 2013 | 9999 |  |  | N | Solar | [13 empty] | 0 | 0 | 0 | 0 | [11 empty] | CD US Solar PO 2 LLC | 100 | Capital Dynamics | 100
Arrache 4013 | 58446_G_1 | 58446 | G | 1 |  | Solar PV |  | WEC_LADW | California | 6 | Los Angeles | 37 | 06037 | 1.5 | 0 | 2013 | 9999 |  |  | N | Solar | [13 empty] | 0 | 0 | 0 | 0 | [11 empty] | CD US Solar PO 2 LLC | 100 | Capital Dynamics | 100
Arrache 8083 | 58447_G_1 | 58447 | G | 1 |  | Solar PV |  | WEC_LADW | California | 6 | Los Angeles | 37 | 06037 | 1.5 | 0 | 2013 | 9999 |  |  | N | Solar | [13 empty] | 0 | 0 | 0 | 0 | [11 empty] | CD US Solar PO 2 LLC | 100 | Capital Dynamics | 100
Arrache 8083 | 58447_G_2 | 58447 | G | 2 |  | Solar PV |  | WEC_LADW | California | 6 | Los Angeles | 37 | 06037 | 1.5 | 0 | 2013 | 9999 |  |  | N | Solar | [13 empty] | 0 | 0 | 0 | 0 | [11 empty] | CD US Solar PO 2 LLC | 100 | Capital Dynamics | 100
Arrache 8083 | 58447_G_3 | 58447 | G | 3 |  | Solar PV |  | WEC_LADW | California | 6 | Los Angeles | 37 | 06037 | 1 | 0 | 2013 | 9999 |  |  | N | Solar | [13 empty] | 0 | 0 | 0 | 0 | [11 empty] | CD US Solar PO 2 LLC | 100 | Capital Dynamics | 100
Nunn | 58448_G_1 | 58448 | G | 1 |  | Solar PV |  | WECC_SCE | California | 6 | San Bernardino | 71 | 06071 | 1 | 0 | 2013 | 9999 |  |  | N | Solar | [13 empty] | 0 | 0 | 0 | 0 | [11 empty] | CD US Solar PO 2 LLC | 100 | Capital Dynamics | 100
Rutan | 58449_G_1 | 58449 | G | 1 |  | Solar PV |  | WEC_LADW | California | 6 | Los Angeles | 37 | 06037 | 1.5 | 0 | 2014 | 9999 |  |  | N | Solar | [13 empty] | 0 | 0 | 0 | 0 | [11 empty] | CD US Solar PO 2 LLC | 100 | Capital Dynamics | 100
Rutan | 58449_G_2 | 58449 | G | 2 |  | Solar PV |  | WEC_LADW | California | 6 | Los Angeles | 37 | 06037 | 1.5 | 0 | 2014 | 9999 |  |  | N | Solar | [13 empty] | 0 | 0 | 0 | 0 | [11 empty] | CD US Solar PO 2 LLC | 100 | Capital Dynamics | 100
Rutan | 58449_G_3 | 58449 | G | 3 |  | Solar PV |  | WEC_LADW | California | 6 | Los Angeles | 37 | 06037 | 1 | 0 | 2014 | 9999 |  |  | N | Solar | [13 empty] | 0 | 0 | 0 | 0 | [11 empty] | CD US Solar PO 2 LLC | 100 | Capital Dynamics | 100
Vinam | 58450_G_1 | 58450 | G | 1 |  | Solar PV |  | WEC_LADW | California | 6 | Los Angeles | 37 | 06037 | 1.5 | 0 | 2013 | 9999 |  |  | N | Solar | [13 empty] | 0 | 0 | 0 | 0 | [11 empty] | CD US Solar PO 2 LLC | 100 | Capital Dynamics | 100
Ma | 58451_G_1 | 58451 | G | 1 |  | Solar PV |  | WEC_LADW | California | 6 | Los Angeles | 37 | 06037 | 1.5 | 0 | 2013 | 9999 |  |  | N | Solar | [13 empty] | 0 | 0 | 0 | 0 | [11 empty] | CD US Solar PO 2 LLC | 100 | Capital Dynamics | 100
Horn | 58452_G_1 | 58452 | G | 1 |  | Solar PV |  | WEC_LADW | California | 6 | Los Angeles | 37 | 06037 | 1.5 | 0 | 2013 | 9999 |  |  | N | Solar | [13 empty] | 0 | 0 | 0 | 0 | [11 empty] | CD US Solar PO 2 LLC | 100 | Capital Dynamics | 100
Dixon Dairy Road Solar | 58453_G_1 | 58453 | G | 1 |  | Solar PV |  | S_VACA | North Carolina | 37 | Cleveland | 45 | 37045 | 4 | 0 | 2011 | 9999 |  |  | N | Solar | [13 empty] | 0 | 0 | 0 | 0 | [11 empty] | Dixon Dairy Road LLC | 100 | Strata Solar LLC | 100
Watts 3115 | 58454_G_1 | 58454 | G | 1 |  | Solar PV |  | WECC_SCE | California | 6 | San Bernardino | 71 | 06071 | 1.5 | 0 | 2013 | 9999 |  |  | N | Solar | [13 empty] | 0 | 0 | 0 | 0 | [11 empty] | CD US Solar PO 2 LLC | 100 | Capital Dynamics | 100
Watts 3115 | 58454_G_2 | 58454 | G | 2 |  | Solar PV |  | WECC_SCE | California | 6 | San Bernardino | 71 | 06071 | 0.5 | 0 | 2013 | 9999 |  |  | N | Solar | [13 empty] | 0 | 0 | 0 | 0 | [11 empty] | CD US Solar PO 2 LLC | 100 | Capital Dynamics | 100
45 Mile Hydroelectric Project | 58455_G_0001 | 58455 | G | 0001 |  | Hydro |  | WECC_PNW | Oregon | 41 | Jefferson | 31 | 41031 | 1 | 0 | 2015 | 9999 |  |  | N | Hydro | [13 empty] | 0 | 0 | 0 | 0 | [11 empty] | Apple Inc | 100 | Apple Inc | 100
45 Mile Hydroelectric Project | 58455_G_0002 | 58455 | G | 0002 |  | Hydro |  | WECC_PNW | Oregon | 41 | Jefferson | 31 | 41031 | 1 | 0 | 2015 | 9999 |  |  | N | Hydro | [13 empty] | 0 | 0 | 0 | 0 | [11 empty] | Apple Inc | 100 | Apple Inc | 100
45 Mile Hydroelectric Project | 58455_G_0003 | 58455 | G | 0003 |  | Hydro |  | WECC_PNW | Oregon | 41 | Jefferson | 31 | 41031 | 1 | 0 | 2015 | 9999 |  |  | N | Hydro | [13 empty] | 0 | 0 | 0 | 0 | [11 empty] | Apple Inc | 100 | Apple Inc | 100
Cumberland Rose | 58456_G_1 | 58456 | G | 1 |  | Onshore Wind |  | MIS_MIDA | Iowa | 19 | Adair | 1 | 19001 | 1.6 | 0 | 2012 | 9999 |  |  | N | Wind | [13 empty] | 0 | 0 | 0 | 0 | [11 empty] | Cumberland Rose Wind Energy LLC | 100 | Cumberland Rose Wind Energy LLC | 100
Fontanelle | 58457_G_1 | 58457 | G | 1 |  | Onshore Wind |  | MIS_MIDA | Iowa | 19 | Adair | 1 | 19001 | 1.6 | 0 | 2012 | 9999 |  |  | N | Wind | [13 empty] | 0 | 0 | 0 | 0 | [11 empty] | Forward Fontanelle Power LLC | 100 | Forward Fontanelle Power LLC | 100
Greenfield Wind | 58458_G_1 | 58458 | G | 1 |  | Onshore Wind |  | MIS_MIDA | Iowa | 19 | Adair | 1 | 19001 | 1.6 | 0 | 2012 | 9999 |  |  | N | Wind | [13 empty] | 0 | 0 | 0 | 0 | [11 empty] | Greenfield Wind Power LLC | 100 | Greenfield Wind Power LLC | 100
Meadow Ridge | 58459_G_1 | 58459 | G | 1 |  | Onshore Wind |  | MIS_MIDA | Iowa | 19 | Adair | 1 | 19001 | 1.6 | 0 | 2012 | 9999 |  |  | N | Wind | [13 empty] | 0 | 0 | 0 | 0 | [11 empty] | Meadow Ridge Wind Energy LLC | 100 | Meadow Ridge Wind Energy LLC | 100
Sky Volt | 58460_G_1 | 58460 | G | 1 |  | Onshore Wind |  | MIS_MIDA | Iowa | 19 | Adair | 1 | 19001 | 1.6 | 0 | 2012 | 9999 |  |  | N | Wind | [13 empty] | 0 | 0 | 0 | 0 | [11 empty] | Sky Volt LLC | 100 | Sky Volt LLC | 100
Wiota | 58461_G_1 | 58461 | G | 1 |  | Onshore Wind |  | MIS_MIDA | Iowa | 19 | Cass | 29 | 19029 | 1.6 | 0 | 2012 | 9999 |  |  | N | Wind | [13 empty] | 0 | 0 | 0 | 0 | [11 empty] | Wiota Wind Energy LLC No 1 | 100 | Wiota Wind Energy LLC No 1 | 100
McCoy Solar Energy Project | 58462_G_BLK4 | 58462 | G | BLK4 |  | Solar PV |  | WECC_SCE | California | 6 | Riverside | 65 | 06065 | 31.4 | 0 | 2015 | 9999 |  |  | N | Solar | [13 empty] | 0 | 0 | 0 | 0 | [11 empty] | McCoy Solar LLC | 100 | NextEra Energy Inc | 100
McCoy Solar Energy Project | 58462_G_BLK5 | 58462 | G | BLK5 |  | Solar PV |  | WECC_SCE | California | 6 | Riverside | 65 | 06065 | 31.4 | 0 | 2015 | 9999 |  |  | N | Solar | [13 empty] | 0 | 0 | 0 | 0 | [11 empty] | McCoy Solar LLC | 100 | NextEra Energy Inc | 100
McCoy Solar Energy Project | 58462_G_BLK6 | 58462 | G | BLK6 |  | Solar PV |  | WECC_SCE | California | 6 | Riverside | 65 | 06065 | 26.9 | 0 | 2015 | 9999 |  |  | N | Solar | [13 empty] | 0 | 0 | 0 | 0 | [11 empty] | McCoy Solar LLC | 100 | NextEra Energy Inc | 100
McCoy Solar Energy Project | 58462_G_BLK8 | 58462 | G | BLK8 |  | Solar PV |  | WECC_SCE | California | 6 | Riverside | 65 | 06065 | 36.5 | 0 | 2015 | 9999 |  |  | N | Solar | [13 empty] | 0 | 0 | 0 | 0 | [11 empty] | McCoy Solar LLC | 100 | NextEra Energy Inc | 100
McCoy Solar Energy Project | 58462_G_1 | 58462 | G | 1 |  | Solar PV |  | WECC_SCE | California | 6 | Riverside | 65 | 06065 | 41.9 | 0 | 2016 | 9999 |  |  | N | Solar | [13 empty] | 0 | 0 | 0 | 0 | [11 empty] | McCoy Solar LLC | 100 | NextEra Energy Inc | 100
McCoy Solar Energy Project | 58462_G_BLK2 | 58462 | G | BLK2 |  | Solar PV |  | WECC_SCE | California | 6 | Riverside | 65 | 06065 | 21 | 0 | 2016 | 9999 |  |  | N | Solar | [13 empty] | 0 | 0 | 0 | 0 | [11 empty] | McCoy Solar LLC | 100 | NextEra Energy Inc | 100
McCoy Solar Energy Project | 58462_G_BLK3 | 58462 | G | BLK3 |  | Solar PV |  | WECC_SCE | California | 6 | Riverside | 65 | 06065 | 39.6 | 0 | 2016 | 9999 |  |  | N | Solar | [13 empty] | 0 | 0 | 0 | 0 | [11 empty] | McCoy Solar LLC | 100 | NextEra Energy Inc | 100
McCoy Solar Energy Project | 58462_G_BLK7 | 58462 | G | BLK7 |  | Solar PV |  | WECC_SCE | California | 6 | Riverside | 65 | 06065 | 41.9 | 0 | 2016 | 9999 |  |  | N | Solar | [13 empty] | 0 | 0 | 0 | 0 | [11 empty] | McCoy Solar LLC | 100 | NextEra Energy Inc | 100
Herbert Farm Solar | 58463_G_1 | 58463 | G | 1 |  | Solar PV |  | PJM_SMAC | Maryland | 24 | Charles | 17 | 24017 | 5.5 | 0 | 2012 | 9999 |  |  | N | Solar | [13 empty] | 0 | 0 | 0 | 0 | [11 empty] | SMECO Solar LLC | 100 | Southern Maryland Electric Coop Inc | 100
Broadview Energy Prime LLC | 58464_G_0001 | 58464 | G | 0001 |  | Onshore Wind |  | SPP_SPS | New Mexico | 35 | Curry | 9 | 35009 | 9.9 | 0 | 2014 | 9999 |  |  | N | Wind | [13 empty] | 0 | 0 | 0 | 0 | [11 empty] | Brahms Wind LLC | 100 | Macquarie Bank Limited | 100
Broadview Energy Prime 2 LLC | 58465_G_0002 | 58465 | G | 0002 |  | Onshore Wind |  | SPP_SPS | New Mexico | 35 | Curry | 9 | 35009 | 9.9 | 0 | 2014 | 9999 |  |  | N | Wind | [13 empty] | 0 | 0 | 0 | 0 | [11 empty] | Brahms Wind LLC | 100 | Macquarie Bank Limited | 100
Campo Verde Solar | 58467_G_CVS1 | 58467 | G | CVS1 |  | Solar PV |  | WECC_IID | California | 6 | Imperial | 25 | 06025 | 139 | 0 | 2013 | 9999 |  |  | N | Solar | [13 empty] | 0 | 0 | 0 | 0 | [11 empty] | Campo Verde Solar LLC | 100 | Southern Co | 100
C-Drop Hydro | 58470_G_GEN1 | 58470 | G | GEN1 |  | Hydro |  | WECC_PNW | Oregon | 41 | Klamath | 35 | 41035 | 1.1 | 0 | 2012 | 9999 |  |  | N | Hydro | [13 empty] | 0 | 0 | 0 | 0 | [11 empty] | C Drop Hydro LLC | 100 | Warm Springs Hydro LLC | 100
Ector County Energy Center | 58471_G_CTG1 | 58471 | G | CTG1 | 90984 | Combustion Turbine |  | ERC_WEST | Texas | 48 | Ector | 135 | 48135 | 150 | 11532 | 2015 | 9999 |  |  | N | Natural Gas |  |  |  | DLNB | [9 empty] | 0.03331 | 0.03331 | 0.03331 | 0.03331 | [11 empty] | Ector County Energy Center LLC | 100 | Invenergy LLC | 100
Ector County Energy Center | 58471_G_CTG2 | 58471 | G | CTG2 | 90985 | Combustion Turbine |  | ERC_WEST | Texas | 48 | Ector | 135 | 48135 | 150 | 11532 | 2015 | 9999 |  |  | N | Natural Gas |  |  |  | DLNB | [9 empty] | 0.03276 | 0.03276 | 0.03276 | 0.03276 | [11 empty] | Ector County Energy Center LLC | 100 | Invenergy LLC | 100
Bruce A Henry Solar Farm | 58473_G_BHSF | 58473 | G | BHSF |  | Solar PV |  | PJM_EMAC | Delaware | 10 | Sussex | 5 | 10005 | 3.9 | 0 | 2013 | 9999 |  |  | N | Solar | [13 empty] | 0 | 0 | 0 | 0 | [11 empty] | Delaware Electric Coop Inc | 100 | Delaware Electric Coop Inc | 100
Buffalo Dunes Wind Project | 58474_G_GE1 | 58474 | G | GE1 |  | Onshore Wind |  | SPP_N | Kansas | 20 | Haskell | 81 | 20081 | 249.8 | 0 | 2013 | 9999 |  |  | N | Wind | [13 empty] | 0 | 0 | 0 | 0 | [11 empty] | Buffalo Dunes Wind Project LLC | 100 | Starwood Capital Group Global LLC | 100
Battery Utility of Ohio | 58475_G_BOU | 58475 | G | BOU |  | Energy Storage |  | PJM_West | Ohio | 39 | Delaware | 41 | 39041 | 4 | 0 | 2014 | 9999 |  |  | N | Energy Storage | [13 empty] | 0 | 0 | 0 | 0 | [11 empty] | Battery Utility of Ohio LLC | 100 | RES Group | 100
Dart Container Corp | 58476_G_LFGT1 | 58476 | G | LFGT1 |  | Landfill Gas |  | PJM_EMAC | Pennsylvania | 42 | Lancaster | 71 | 42071 | 4.6 | 11705 | 2012 | 9999 |  |  | Y | Landfill Gas | [13 empty] | 0.22117 | 0.22117 | 0.22117 | 0.22117 | [11 empty] | Dart Container Corp of Pennsylvania | 100 | Dart Container Corp | 100
Dart Container Corp | 58476_G_LFGT2 | 58476 | G | LFGT2 |  | Landfill Gas |  | PJM_EMAC | Pennsylvania | 42 | Lancaster | 71 | 42071 | 4.6 | 11705 | 2012 | 9999 |  |  | Y | Landfill Gas | [13 empty] | 0.22117 | 0.22117 | 0.22117 | 0.22117 | [11 empty] | Dart Container Corp of Pennsylvania | 100 | Dart Container Corp | 100
Las Vegas WPCF Solar Plant | 58477_G_1 | 58477 | G | 1 |  | Solar PV |  | WECC_SNV | Nevada | 32 | Clark | 3 | 32003 | 3.3 | 0 | 2013 | 9999 |  |  | N | Solar | [13 empty] | 0 | 0 | 0 | 0 | [11 empty] | Las Vegas NV (City of) | 100 | Las Vegas NV (City of) | 100
LEPA Unit No. 1 | 58478_G_LEPA1 | 58478 | G | LEPA1 | 91024 | Combined Cycle |  | MIS_LA | Louisiana | 22 | St Mary | 101 | 22101 | 48 | 8516 | 2016 | 9999 |  |  | N | Natural Gas |  |  |  | H2O | SCR | [8 empty] | 0.015948 | 0.015948 | 0.015948 | 0.015948 | [11 empty] | Morgan City LA (City of) | 100 | Morgan City LA (City of) | 100
LEPA Unit No. 1 | 58478_G_LEPA2 | 58478 | G | LEPA2 |  | Combined Cycle |  | MIS_LA | Louisiana | 22 | St Mary | 101 | 22101 | 16 | 8516 | 2016 | 9999 |  |  | N | Natural Gas |  |  |  |  | SCR | [8 empty] | 0.015948 | 0.015948 | 0.015948 | 0.015948 | [11 empty] | Morgan City LA (City of) | 100 | Morgan City LA (City of) | 100
SEV NM Phase 2 | 58479_G_NMP2 | 58479 | G | NMP2 |  | Solar PV |  | SPP_SPS | New Mexico | 35 | Chaves | 5 | 35005 | 1.4 | 0 | 2013 | 9999 |  |  | N | Solar | [13 empty] | 0 | 0 | 0 | 0 | [11 empty] | SEV NM Phase 2 LLC | 100 | Bluenrgy Group | 100
Plymouth Solar LLC | 58480_G_1 | 58480 | G | 1 |  | Solar PV |  | PJM_Dom | North Carolina | 37 | Washington | 187 | 37187 | 5 | 0 | 2012 | 9999 |  |  | N | Solar | [13 empty] | 0 | 0 | 0 | 0 | [11 empty] | Plymouth Solar LLC | 100 | Plymouth Solar LLC | 100
CSU Pueblo | 58481_G_CSU1 | 58481 | G | CSU1 |  | Solar PV |  | WECC_CO | Colorado | 8 | Pueblo | 101 | 08101 | 1 | 0 | 2008 | 9999 |  |  | N | Solar | [13 empty] | 0 | 0 | 0 | 0 | [11 empty] | SSA Solar of CO 1 LLC | 100 | SSA Solar of CO 1 LLC | 100
Azalea Solar, LLC | 58482_G_1 | 58482 | G | 1 |  | Solar PV |  | S_SOU | Georgia | 13 | Washington | 303 | 13303 | 7.7 | 0 | 2013 | 9999 |  |  | N | Solar | [13 empty] | 0 | 0 | 0 | 0 | [11 empty] | Azalea Solar LLC | 100 | Dominion Energy Inc | 100
Tinton Falls Solar Farm | 58483_G_UNIT1 | 58483 | G | UNIT1 |  | Solar PV |  | PJM_EMAC | New Jersey | 34 | Monmouth | 25 | 34025 | 16 | 0 | 2012 | 9999 |  |  | N | Solar | [13 empty] | 0 | 0 | 0 | 0 | [11 empty] | Tinton Falls Solar Farm LLC | 100 | Zongyi Solar America Co Ltd | 100
MAS ASB Cogen Plant | 58484_G_1 | 58484 | G | 1 |  | Landfill Gas |  | S_SOU | Georgia | 13 | Fulton | 121 | 13121 | 2.2 | 9021 | 2012 | 9999 |  |  | Y | Landfill Gas | [13 empty] | 0.22117 | 0.22117 | 0.22117 | 0.22117 | [11 empty] | Mas Asb Cogen LLC | 100 | Coca Cola Co (The) | 100
MAS ASB Cogen Plant | 58484_G_2 | 58484 | G | 2 |  | Landfill Gas |  | S_SOU | Georgia | 13 | Fulton | 121 | 13121 | 2.2 | 9021 | 2012 | 9999 |  |  | Y | Landfill Gas | [13 empty] | 0.22117 | 0.22117 | 0.22117 | 0.22117 | [11 empty] | Mas Asb Cogen LLC | 100 | Coca Cola Co (The) | 100
MAS ASB Cogen Plant | 58484_G_3 | 58484 | G | 3 |  | Landfill Gas |  | S_SOU | Georgia | 13 | Fulton | 121 | 13121 | 2.2 | 9021 | 2012 | 9999 |  |  | Y | Landfill Gas | [13 empty] | 0.22117 | 0.22117 | 0.22117 | 0.22117 | [11 empty] | Mas Asb Cogen LLC | 100 | Coca Cola Co (The) | 100
Upson Rocky Creek Solar Plant | 58485_G_PV1 | 58485 | G | PV1 |  | Solar PV |  | S_SOU | Georgia | 13 | Upson | 293 | 13293 | 1 | 0 | 2012 | 9999 |  |  | N | Solar | [13 empty] | 0 | 0 | 0 | 0 | [11 empty] | SDD Solar Project 4 LLC | 100 | Origis Energy | 100
Picture Rocks Solar, LLC | 58486_G_1 | 58486 | G | 1 |  | Solar PV |  | WECC_AZ | Arizona | 4 | Pima | 19 | 04019 | 20 | 0 | 2012 | 9999 |  |  | N | Solar | [13 empty] | 0 | 0 | 0 | 0 | [11 empty] | Picture Rocks Solar LLC | 100 | Macquarie Bank Limited | 100
Granville Solar PV Power Project | 58487_G_1 | 58487 | G | 1 |  | Solar PV |  | S_VACA | North Carolina | 37 | Granville | 77 | 37077 | 2.5 | 0 | 2012 | 9999 |  |  | N | Solar | [13 empty] | 0 | 0 | 0 | 0 | [11 empty] | Granville Solar LLC | 100 | Southern Co | 100
Bryan Solar, LLC | 58488_G_1 | 58488 | G | 1 |  | Solar PV |  | ERC_WEST | Texas | 48 | Presidio | 377 | 48377 | 10 | 0 | 2013 | 9999 |  |  | N | Solar | [13 empty] | 0 | 0 | 0 | 0 | [11 empty] | Bryan Solar LLC | 100 | Macquarie Bank Limited | 100
Apex Solar PV Power Project | 58489_G_1 | 58489 | G | 1 |  | Solar PV |  | WECC_SNV | Nevada | 32 | Clark | 3 | 32003 | 20 | 0 | 2012 | 9999 |  |  | N | Solar | [13 empty] | 0 | 0 | 0 | 0 | [11 empty] | Southern Turner Renewable Energy LLC | 100 | Southern Co | 100
Spectrum Solar PV Power Project | 58490_G_1 | 58490 | G | 1 |  | Solar PV |  | WECC_SNV | Nevada | 32 | Clark | 3 | 32003 | 30 | 0 | 2013 | 9999 |  |  | N | Solar | [13 empty] | 0 | 0 | 0 | 0 | [11 empty] | Spectrum Nevada Solar LLC | 100 | Southern Co | 100
Sandy Cross Solar, LLC | 58491_G_SANDY | 58491 | G | SANDY |  | Solar PV |  | S_VACA | North Carolina | 37 | Nash | 127 | 37127 | 1.2 | 0 | 2012 | 9999 |  |  | N | Solar | [13 empty] | 0 | 0 | 0 | 0 | [11 empty] | Sandy Cross Solar LLC | 100 | Sandy Cross Solar LLC | 100
Ararat Rock Solar, LLC | 58492_G_ARARR | 58492 | G | ARARR |  | Solar PV |  | S_VACA | North Carolina | 37 | Surry | 171 | 37171 | 3.5 | 0 | 2012 | 9999 |  |  | N | Solar | [13 empty] | 0 | 0 | 0 | 0 | [11 empty] | Ararat Rock Solar LLC | 100 | O2Energies | 100
Progress Solar 1, LLC | 58493_G_PRO1 | 58493 | G | PRO1 |  | Solar PV |  | S_VACA | North Carolina | 37 | Franklin | 69 | 37069 | 4 | 0 | 2012 | 9999 |  |  | N | Solar | [13 empty] | 0 | 0 | 0 | 0 | [11 empty] | Progress Solar 1 LLC | 100 | O2Energies | 100
Progress Solar II, LLC | 58494_G_PROG2 | 58494 | G | PROG2 |  | Solar PV |  | S_VACA | North Carolina | 37 | Robeson | 155 | 37155 | 3.5 | 0 | 2012 | 9999 |  |  | N | Solar | [13 empty] | 0 | 0 | 0 | 0 | [11 empty] | Progress Solar II LLC | 100 | O2Energies | 100
Progress Solar III, LLC | 58495_G_PROG3 | 58495 | G | PROG3 |  | Solar PV |  | S_VACA | North Carolina | 37 | Robeson | 155 | 37155 | 3.5 | 0 | 2012 | 9999 |  |  | N | Solar | [13 empty] | 0 | 0 | 0 | 0 | [11 empty] | Progress Solar III LLC | 100 | O2Energies | 100
Lincoln Solar | 58496_G_PV2 | 58496 | G | PV2 |  | Solar PV |  | MIS_INKY | Indiana | 18 | Lake | 89 | 18089 | 1.5 | 0 | 2012 | 9999 |  |  | N | Solar | [13 empty] | 0 | 0 | 0 | 0 | [11 empty] | Lincoln Solar LLC | 100 | Allco Renewable Energy Limited | 100
L&S Sweetners | 58497_G_GEN1 | 58497 | G | GEN1 |  | Landfill Gas |  | PJM_EMAC | Pennsylvania | 42 | Lancaster | 71 | 42071 | 1.6 | 13500 | 2013 | 9999 |  |  | N | Landfill Gas | [13 empty] | 0.22117 | 0.22117 | 0.22117 | 0.22117 | [11 empty] | L&S Sweeteners | 100 | L&S Sweeteners | 100
L&S Sweetners | 58497_G_GEN2 | 58497 | G | GEN2 |  | Landfill Gas |  | PJM_EMAC | Pennsylvania | 42 | Lancaster | 71 | 42071 | 1.6 | 13500 | 2013 | 9999 |  |  | N | Landfill Gas | [13 empty] | 0.22117 | 0.22117 | 0.22117 | 0.22117 | [11 empty] | L&S Sweeteners | 100 | L&S Sweeteners | 100
Rosamond One | 58498_G_RONE | 58498 | G | RONE |  | Solar PV |  | WECC_SCE | California | 6 | Kern | 29 | 06029 | 20 | 0 | 2014 | 9999 |  |  | N | Solar | [13 empty] | 0 | 0 | 0 | 0 | [11 empty] | RE Rosamond One LLC | 100 | KKR Global Infrastructure Investors LP | 100
Rosamond Two | 58499_G_RTWO | 58499 | G | RTWO |  | Solar PV |  | WECC_SCE | California | 6 | Kern | 29 | 06029 | 20 | 0 | 2014 | 9999 |  |  | N | Solar | [13 empty] | 0 | 0 | 0 | 0 | [11 empty] | RE Rosamond Two LLC | 100 | KKR Global Infrastructure Investors LP | 100
Rio Grande Solar | 58500_G_RIO | 58500 | G | RIO |  | Solar PV |  | WECC_SCE | California | 6 | Kern | 29 | 06029 | 5 | 0 | 2013 | 9999 |  |  | N | Solar | [13 empty] | 0 | 0 | 0 | 0 | [11 empty] | RE Rio Grande LLC | 100 | Google Inc | 100
Gillespie 1 | 58501_G_GILL1 | 58501 | G | GILL1 |  | Solar PV |  | WECC_AZ | Arizona | 4 | Maricopa | 13 | 04013 | 15 | 0 | 2013 | 9999 |  |  | N | Solar | [13 empty] | 0 | 0 | 0 | 0 | [11 empty] | RE Gillespie 1 LLC | 100 | Google Inc | 100
Columbia 3 | 58502_G_COL3 | 58502 | G | COL3 |  | Solar PV |  | WECC_SCE | California | 6 | Kern | 29 | 06029 | 10 | 0 | 2014 | 9999 |  |  | N | Solar | [13 empty] | 0 | 0 | 0 | 0 | [11 empty] | RE Columbia 3 LLC | 100 | Google Inc | 100
Carty Generating Station | 58503_G_GEN1 | 58503 | G | GEN1 | 90906 | Combined Cycle |  | WECC_PNW | Oregon | 41 | Morrow | 49 | 41049 | 246.7 | 7050 | 2016 | 9999 |  |  | N | Natural Gas |  |  |  |  | SCR | [8 empty] | 0.0067344 | 0.0067344 | 0.0067344 | 0.0067344 | [11 empty] | Portland General Electric Co | 100 | Portland General Electric Co | 100
Carty Generating Station | 58503_G_GEN2 | 58503 | G | GEN2 | 90906 | Combined Cycle |  | WECC_PNW | Oregon | 41 | Morrow | 49 | 41049 | 166.3 | 7050 | 2016 | 9999 |  |  | N | Natural Gas |  |  |  | LNB + NH3 | SCR | [8 empty] | 0.0067344 | 0.0067344 | 0.0067344 | 0.0067344 | [11 empty] | Portland General Electric Co | 100 | Portland General Electric Co | 100
Livingston Solar Farm | 58504_G_LVSF | 58504 | G | LVSF |  | Solar PV |  | PJM_EMAC | New Jersey | 34 | Middlesex | 23 | 34023 | 1.2 | 0 | 2009 | 9999 |  |  | N | Solar | [13 empty] | 0 | 0 | 0 | 0 | [11 empty] | Rutgers University | 100 | Rutgers University | 100
Livingston Solar Canopies | 58505_G_LVSC | 58505 | G | LVSC |  | Solar PV |  | PJM_EMAC | New Jersey | 34 | Middlesex | 23 | 34023 | 6.4 | 0 | 2013 | 9999 |  |  | N | Solar | [13 empty] | 0 | 0 | 0 | 0 | [11 empty] | Rutgers University | 100 | Rutgers University | 100
Chuckawalla Solar | 58506_G_0937 | 58506 | G | 0937 |  | Solar PV |  | WECC_SCE | California | 6 | Riverside | 65 | 06065 | 4 | 0 | 2012 | 9999 |  |  | N | Solar | [13 empty] | 0 | 0 | 0 | 0 | [11 empty] | SunE CPA CDC1 LLC | 100 | SunEdison | 100
Bear Creek Solar | 58508_G_PV3 | 58508 | G | PV3 |  | Solar PV |  | WEC_CALN | California | 6 | San Joaquin | 77 | 06077 | 1.5 | 0 | 2014 | 9999 |  |  | N | Solar | [13 empty] | 0 | 0 | 0 | 0 | [11 empty] | Bear Creek Solar LLC | 100 | Allco Renewable Energy Limited | 100
Vintner Solar | 58509_G_PV4 | 58509 | G | PV4 |  | Solar PV |  | WEC_CALN | California | 6 | San Luis Obispo | 79 | 06079 | 1.5 | 0 | 2014 | 9999 |  |  | N | Solar | [13 empty] | 0 | 0 | 0 | 0 | [11 empty] | Vintner Solar LLC | 100 | Allco Renewable Energy Limited | 100
Kettleman Solar Project | 58510_G_PV5 | 58510 | G | PV5 |  | Solar PV |  | WEC_CALN | California | 6 | San Joaquin | 77 | 06077 | 1 | 0 | 2014 | 9999 |  |  | N | Solar | [13 empty] | 0 | 0 | 0 | 0 | [11 empty] | Kettleman Solar LLC | 100 | Allco Renewable Energy Limited | 100
Cornerstone Power Vineland I LLC | 58512_G_PV1 | 58512 | G | PV1 |  | Solar PV |  | PJM_EMAC | New Jersey | 34 | Cumberland | 11 | 34011 | 3.1 | 0 | 2012 | 9999 |  |  | N | Solar | [13 empty] | 0 | 0 | 0 | 0 | [11 empty] | OCI Solar Power LLC | 100 | OCI Company Ltd | 100
Ironwood Solar LLC | 58513_G_0937 | 58513 | G | 0937 |  | Solar PV |  | WECC_SCE | California | 6 | Riverside | 65 | 06065 | 4 | 0 | 2012 | 9999 |  |  | N | Solar | [13 empty] | 0 | 0 | 0 | 0 | [11 empty] | Ironwood Solar LLC | 100 | SunEdison | 100
Desert Hot Springs Solar | 58514_G_DHCA | 58514 | G | DHCA |  | Solar PV |  | WECC_SCE | California | 6 | Riverside | 65 | 06065 | 2.2 | 0 | 2013 | 9999 |  |  | N | Solar | [13 empty] | 0 | 0 | 0 | 0 | [11 empty] | CES DHS Solar LLC | 100 | Consolidated Edison Inc | 100
Chattanooga Metropolitan Airport Solar | 58515_G_GEN1 | 58515 | G | GEN1 |  | Solar PV |  | S_C_TVA | Tennessee | 47 | Hamilton | 65 | 47065 | 0.7 | 0 | 2011 | 9999 |  |  | N | Solar | [13 empty] | 0 | 0 | 0 | 0 | [11 empty] | Chattanooga Metropolitan Arpt Authority | 100 | Chattanooga Metropolitan Arpt Authority | 100
Chattanooga Metropolitan Airport Solar | 58515_G_GEN2 | 58515 | G | GEN2 |  | Solar PV |  | S_C_TVA | Tennessee | 47 | Hamilton | 65 | 47065 | 0.8 | 0 | 2013 | 9999 |  |  | N | Solar | [13 empty] | 0 | 0 | 0 | 0 | [11 empty] | Chattanooga Metropolitan Arpt Authority | 100 | Chattanooga Metropolitan Arpt Authority | 100
Chattanooga Metropolitan Airport Solar | 58515_G_GEN3 | 58515 | G | GEN3 |  | Solar PV |  | S_C_TVA | Tennessee | 47 | Hamilton | 65 | 47065 | 0.4 | 0 | 2019 | 9999 |  |  | N | Solar | [13 empty] | 0 | 0 | 0 | 0 | [11 empty] | Chattanooga Metropolitan Arpt Authority | 100 | Chattanooga Metropolitan Arpt Authority | 100
Union HS at Casa Grande | 58516_G_PV1 | 58516 | G | PV1 |  | Solar PV |  | WECC_AZ | Arizona | 4 | Pinal | 21 | 04021 | 1.6 | 0 | 2012 | 9999 |  |  | N | Solar | [13 empty] | 0 | 0 | 0 | 0 | [11 empty] | Constellation Solar Arizona LLC | 100 | Exelon Corp | 100
Vista Grande HS at Casa Grande | 58517_G_PV1 | 58517 | G | PV1 |  | Solar PV |  | WECC_AZ | Arizona | 4 | Pinal | 21 | 04021 | 1.4 | 0 | 2012 | 9999 |  |  | N | Solar | [13 empty] | 0 | 0 | 0 | 0 | [11 empty] | Constellation Solar Arizona LLC | 100 | Exelon Corp | 100
Alethea I | 58519_G_1 | 58519 | G | 1 |  | Solar PV |  | PJM_EMAC | New Jersey | 34 | Burlington | 5 | 34005 | 2.8 | 0 | 2011 | 9999 |  |  | N | Solar | [13 empty] | 0 | 0 | 0 | 0 | [11 empty] | Joan A Turnure Irrevocable Trust | 100 | Joan A Turnure Irrevocable Trust | 100
Otero Solar | 58520_G_OTE1 | 58520 | G | OTE1 |  | Solar PV |  | WECC_NM | New Mexico | 35 | Otero | 35 | 35035 | 8 | 0 | 2013 | 9999 |  |  | N | Solar | [13 empty] | 0 | 0 | 0 | 0 | [11 empty] | Public Service Co of New Mexico | 100 | PNM Resources Inc | 100
Manzano Solar | 58521_G_MAN1 | 58521 | G | MAN1 |  | Solar PV |  | WECC_NM | New Mexico | 35 | Valencia | 61 | 35061 | 8.4 | 0 | 2013 | 9999 |  |  | N | Solar | [13 empty] | 0 | 0 | 0 | 0 | [11 empty] | Public Service Co of New Mexico | 100 | PNM Resources Inc | 100
Madera Community Hospital | 58522_G_1 | 58522 | G | 1 |  | Solar PV |  | WEC_CALN | California | 6 | Madera | 39 | 06039 | 1 | 0 | 2011 | 9999 |  |  | N | Solar | [13 empty] | 0 | 0 | 0 | 0 | [11 empty] | GLC (CA) Madera LLC | 100 | US Bancorp | 100
Stoltze CoGen1 | 58523_G_STL2 | 58523 | G | STL2 |  | Biomass |  | WECC_MT | Montana | 30 | Flathead | 29 | 30029 | 3 | 11725 | 2013 | 9999 |  |  | Y | Biomass | [13 empty] | 0.22033 | 0.22033 | 0.22033 | 0.22033 | [11 empty] | FH Stoltze Land & Lumber Co | 100 | FH Stoltze Land & Lumber Co | 100
Neuse River Solar Farm | 58524_G_1 | 58524 | G | 1 |  | Solar PV |  | S_VACA | North Carolina | 37 | Wake | 183 | 37183 | 1.1 | 0 | 2011 | 9999 |  |  | N | Solar | [13 empty] | 0 | 0 | 0 | 0 | [11 empty] | NxGen Power | 100 | Nxgen Power | 100
City of Hayward WWTP | 58525_G_1 | 58525 | G | 1 |  | Solar PV |  | WEC_CALN | California | 6 | Alameda | 1 | 06001 | 1.7 | 0 | 2010 | 9999 |  |  | N | Solar | [13 empty] | 0 | 0 | 0 | 0 | [11 empty] | Hayward CA (City of) | 100 | Hayward CA (City of) | 100
City of Hayward WWTP | 58525_G_COGEN | 58525 | G | COGEN |  | Non-Fossil Waste |  | WEC_CALN | California | 6 | Alameda | 1 | 06001 | 1.1 | 9528 | 2014 | 9999 |  |  | Y | Non-Fossil Waste | [13 empty] | 0 | 0 | 0 | 0 | [11 empty] | Hayward CA (City of) | 100 | Hayward CA (City of) | 100
Uwharrie Mountain Renewable | 58526_G_1 | 58526 | G | 1 |  | Landfill Gas |  | S_VACA | North Carolina | 37 | Montgomery | 123 | 37123 | 1.6 | 13500 | 2014 | 9999 |  |  | N | Landfill Gas | [13 empty] | 0.22117 | 0.22117 | 0.22117 | 0.22117 | [11 empty] | Uwharrie Mountain Renewable Energy LLC | 100 | DTE Energy Co | 100
Uwharrie Mountain Renewable | 58526_G_2 | 58526 | G | 2 |  | Landfill Gas |  | S_VACA | North Carolina | 37 | Montgomery | 123 | 37123 | 1.6 | 13500 | 2014 | 9999 |  |  | N | Landfill Gas | [13 empty] | 0.22117 | 0.22117 | 0.22117 | 0.22117 | [11 empty] | Uwharrie Mountain Renewable Energy LLC | 100 | DTE Energy Co | 100
Uwharrie Mountain Renewable | 58526_G_3 | 58526 | G | 3 |  | Landfill Gas |  | S_VACA | North Carolina | 37 | Montgomery | 123 | 37123 | 1.6 | 13500 | 2014 | 9999 |  |  | N | Landfill Gas | [13 empty] | 0.22117 | 0.22117 | 0.22117 | 0.22117 | [11 empty] | Uwharrie Mountain Renewable Energy LLC | 100 | DTE Energy Co | 100
Uwharrie Mountain Renewable | 58526_G_4 | 58526 | G | 4 |  | Landfill Gas |  | S_VACA | North Carolina | 37 | Montgomery | 123 | 37123 | 1.6 | 13500 | 2014 | 9999 |  |  | N | Landfill Gas | [13 empty] | 0.22117 | 0.22117 | 0.22117 | 0.22117 | [11 empty] | Uwharrie Mountain Renewable Energy LLC | 100 | DTE Energy Co | 100
Uwharrie Mountain Renewable | 58526_G_5 | 58526 | G | 5 |  | Landfill Gas |  | S_VACA | North Carolina | 37 | Montgomery | 123 | 37123 | 1.6 | 13500 | 2014 | 9999 |  |  | N | Landfill Gas | [13 empty] | 0.22117 | 0.22117 | 0.22117 | 0.22117 | [11 empty] | Uwharrie Mountain Renewable Energy LLC | 100 | DTE Energy Co | 100
Uwharrie Mountain Renewable | 58526_G_6 | 58526 | G | 6 |  | Landfill Gas |  | S_VACA | North Carolina | 37 | Montgomery | 123 | 37123 | 1.6 | 13500 | 2014 | 9999 |  |  | N | Landfill Gas | [13 empty] | 0.22117 | 0.22117 | 0.22117 | 0.22117 | [11 empty] | Uwharrie Mountain Renewable Energy LLC | 100 | DTE Energy Co | 100
Crown Cooling Facility | 58527_G_1 | 58527 | G | 1 |  | Solar PV |  | WECC_IID | California | 6 | Imperial | 25 | 06025 | 1 | 0 | 2011 | 9999 |  |  | N | Solar | [13 empty] | 0 | 0 | 0 | 0 | [11 empty] | Five Crowns Marketing | 100 | Five Crown Marketing | 100
Garnet Solar Generation Station I LLC | 58528_G_WDT44 | 58528 | G | WDT44 |  | Solar PV |  | WECC_SCE | California | 6 | Riverside | 65 | 06065 | 4 | 0 | 2014 | 9999 |  |  | N | Solar | [13 empty] | 0 | 0 | 0 | 0 | [11 empty] | Garnet Solar Power Generation Station 1 LLC | 100 | Hanwha Group | 100
Progress Manis I | 58529_G_P11A | 58529 | G | P11A |  | Solar PV |  | S_VACA | North Carolina | 37 | Scotland | 165 | 37165 | 0.5 | 0 | 2012 | 9999 |  |  | N | Solar | [13 empty] | 0 | 0 | 0 | 0 | [11 empty] | North Carolina Solar I LLC | 100 | Blu Leaf Energy Inc | 100
Progress Manis I | 58529_G_P11B | 58529 | G | P11B |  | Solar PV |  | S_VACA | North Carolina | 37 | Scotland | 165 | 37165 | 0.5 | 0 | 2012 | 9999 |  |  | N | Solar | [13 empty] | 0 | 0 | 0 | 0 | [11 empty] | North Carolina Solar I LLC | 100 | Blu Leaf Energy Inc | 100
North Carolina Solar Bethea I | 58531_G_P22B | 58531 | G | P22B |  | Solar PV |  | S_VACA | North Carolina | 37 | Scotland | 165 | 37165 | 0.5 | 0 | 2012 | 9999 |  |  | N | Solar | [13 empty] | 0 | 0 | 0 | 0 | [11 empty] | North Carolina Solar II LLC | 100 | Blu Leaf Energy Inc | 100
North Carolina Solar Bethea I | 58531_G_P22A | 58531 | G | P22A |  | Solar PV |  | S_VACA | North Carolina | 37 | Scotland | 165 | 37165 | 0.5 | 0 | 2013 | 9999 |  |  | N | Solar | [13 empty] | 0 | 0 | 0 | 0 | [11 empty] | North Carolina Solar II LLC | 100 | Blu Leaf Energy Inc | 100
Don A Campbell 1 Geothermal | 58533_G_1 | 58533 | G | 1 |  | Geothermal |  | WECC_NNV | Nevada | 32 | Mineral | 21 | 32021 | 11.5 | 9771 | 2014 | 9999 |  |  | N | Geothermal | [13 empty] | 0 | 0 | 0 | 0 | 0.4563 | 0.4563 | 0.4563 | [8 empty] | ORNI 47 LLC | 100 | Northleaf Capital Partners | 100
Westford Solar Park | 58534_G_1 | 58534 | G | 1 |  | Solar PV |  | NENGREST | Massachusetts | 25 | Middlesex | 17 | 25017 | 4 | 0 | 2012 | 9999 |  |  | N | Solar | [13 empty] | 0 | 0 | 0 | 0 | [11 empty] | Canisteo Solar 1 LLC | 50 | Cathartes Private Investment | 50
Pickering Solar | 58535_G_1 | 58535 | G | 1 |  | Solar PV |  | PJM_EMAC | Pennsylvania | 42 | Chester | 29 | 42029 | 1.4 | 0 | 2012 | 9999 |  |  | N | Solar | [13 empty] | 0 | 0 | 0 | 0 | [11 empty] | Aqua Pennsylvania Inc | 100 | Aqua America Inc | 100
Cornerstone Power Holmdel LLC | 58536_G_1 | 58536 | G | 1 |  | Solar PV |  | PJM_EMAC | New Jersey | 34 | Monmouth | 25 | 34025 | 3 | 0 | 2013 | 9999 |  |  | N | Solar | [13 empty] | 0 | 0 | 0 | 0 | [11 empty] | Cornerstone Power Holmdel LLC | 100 | OCI Company Ltd | 100
OCI Alamo Solar I Hybrid | 58537_G_1 | 58537 | G | 1 |  | Solar PV |  | ERC_REST | Texas | 48 | Bexar | 29 | 48029 | 40.7 | 0 | 2013 | 9999 |  |  | N | Solar | [13 empty] | 0 | 0 | 0 | 0 | [11 empty] | OCI Solar Power LLC | 100 | OCI Company Ltd | 100
OCI Alamo Solar I Hybrid | 58537_G_ASTRO | 58537 | G | ASTRO |  | Energy Storage |  | ERC_REST | Texas | 48 | Bexar | 29 | 48029 | 1 | 0 | 2016 | 9999 |  |  | N | Energy Storage | [13 empty] | 0 | 0 | 0 | 0 | [11 empty] | OCI Alamo 1 LLC | 100 | OCI Company Ltd | 100
PCSP3 Airport | 58538_G_3 | 58538 | G | 3 |  | Solar PV |  | S_VACA | North Carolina | 37 | Person | 145 | 37145 | 2.5 | 0 | 2011 | 9999 |  |  | N | Solar | [13 empty] | 0 | 0 | 0 | 0 | [11 empty] | PCSP3 Arpt LLC | 100 | PCSP3 Arpt LLC | 100
Lake Pleasant WTP | 58539_G_1 | 58539 | G | 1 |  | Solar PV |  | WECC_AZ | Arizona | 4 | Maricopa | 13 | 04013 | 6 | 0 | 2012 | 9999 |  |  | N | Solar | [13 empty] | 0 | 0 | 0 | 0 | [11 empty] | Solar Star Arizona III LLC | 100 | SunPower Corp | 100
Silver City WWTP PV Project | 58540_G_PV-1 | 58540 | G | PV-1 |  | Solar PV |  | WECC_NM | New Mexico | 35 | Grant | 17 | 35017 | 1 | 0 | 2013 | 9999 |  |  | N | Solar | [13 empty] | 0 | 0 | 0 | 0 | [11 empty] | Affordable Solar Silver City LLC | 100 | Affordable Solar | 100
SunGen Sharon 1 LLC | 58541_G_1 | 58541 | G | 1 |  | Solar PV |  | NENGREST | Vermont | 50 | Windsor | 27 | 50027 | 1.8 | 0 | 2012 | 9999 |  |  | N | Solar | [13 empty] | 0 | 0 | 0 | 0 | [11 empty] | SunGen Sharon 1 LLC | 100 | Sungen | 100
Desert Sunlight 250, LLC | 58542_G_DSL12 | 58542 | G | DSL12 |  | Solar PV |  | WECC_SCE | California | 6 | Riverside | 65 | 06065 | 39.1 | 0 | 2013 | 9999 |  |  | N | Solar | [13 empty] | 0 | 0 | 0 | 0 | [11 empty] | Desert Sunlight 250 LLC | 100 | General Electric Co | 100
Desert Sunlight 250, LLC | 58542_G_DSL16 | 58542 | G | DSL16 |  | Solar PV |  | WECC_SCE | California | 6 | Riverside | 65 | 06065 | 22.7 | 0 | 2013 | 9999 |  |  | N | Solar | [13 empty] | 0 | 0 | 0 | 0 | [11 empty] | Desert Sunlight 250 LLC | 100 | General Electric Co | 100
Desert Sunlight 250, LLC | 58542_G_DSL17 | 58542 | G | DSL17 |  | Solar PV |  | WECC_SCE | California | 6 | Riverside | 65 | 06065 | 29 | 0 | 2013 | 9999 |  |  | N | Solar | [13 empty] | 0 | 0 | 0 | 0 | [11 empty] | Desert Sunlight 250 LLC | 100 | General Electric Co | 100
Desert Sunlight 250, LLC | 58542_G_DSL20 | 58542 | G | DSL20 |  | Solar PV |  | WECC_SCE | California | 6 | Riverside | 65 | 06065 | 25.2 | 0 | 2013 | 9999 |  |  | N | Solar | [13 empty] | 0 | 0 | 0 | 0 | [11 empty] | Desert Sunlight 250 LLC | 100 | General Electric Co | 100
Desert Sunlight 250, LLC | 58542_G_DSL13 | 58542 | G | DSL13 |  | Solar PV |  | WECC_SCE | California | 6 | Riverside | 65 | 06065 | 39.1 | 0 | 2014 | 9999 |  |  | N | Solar | [13 empty] | 0 | 0 | 0 | 0 | [11 empty] | Desert Sunlight 250 LLC | 100 | General Electric Co | 100
Desert Sunlight 250, LLC | 58542_G_DSL14 | 58542 | G | DSL14 |  | Solar PV |  | WECC_SCE | California | 6 | Riverside | 65 | 06065 | 26.5 | 0 | 2014 | 9999 |  |  | N | Solar | [13 empty] | 0 | 0 | 0 | 0 | [11 empty] | Desert Sunlight 250 LLC | 100 | General Electric Co | 100
Desert Sunlight 250, LLC | 58542_G_DSL15 | 58542 | G | DSL15 |  | Solar PV |  | WECC_SCE | California | 6 | Riverside | 65 | 06065 | 13.9 | 0 | 2014 | 9999 |  |  | N | Solar | [13 empty] | 0 | 0 | 0 | 0 | [11 empty] | Desert Sunlight 250 LLC | 100 | General Electric Co | 100
Desert Sunlight 250, LLC | 58542_G_DSL18 | 58542 | G | DSL18 |  | Solar PV |  | WECC_SCE | California | 6 | Riverside | 65 | 06065 | 29 | 0 | 2014 | 9999 |  |  | N | Solar | [13 empty] | 0 | 0 | 0 | 0 | [11 empty] | Desert Sunlight 250 LLC | 100 | General Electric Co | 100
Desert Sunlight 250, LLC | 58542_G_DSL19 | 58542 | G | DSL19 |  | Solar PV |  | WECC_SCE | California | 6 | Riverside | 65 | 06065 | 25.2 | 0 | 2014 | 9999 |  |  | N | Solar | [13 empty] | 0 | 0 | 0 | 0 | [11 empty] | Desert Sunlight 250 LLC | 100 | General Electric Co | 100
Gilbert Solar Facility I, LLC | 58543_G_1 | 58543 | G | 1 |  | Solar PV |  | WECC_AZ | Arizona | 4 | Maricopa | 13 | 04013 | 2.5 | 0 | 2011 | 9999 |  |  | N | Solar | [13 empty] | 0 | 0 | 0 | 0 | [11 empty] | Gilbert Solar Facility I LLC | 100 | WEC Energy Group Inc | 100
Mountain View Solar | 58544_G_1 | 58544 | G | 1 |  | Solar PV |  | WECC_SNV | Nevada | 32 | Clark | 3 | 32003 | 20 | 0 | 2014 | 9999 |  |  | N | Solar | [13 empty] | 0 | 0 | 0 | 0 | [11 empty] | Mountain View Solar LLC | 100 | NextEra Energy Inc | 100
Community Solar 1 | 58545_G_1 | 58545 | G | 1 |  | Solar PV |  | WECC_IID | California | 6 | Imperial | 25 | 06025 | 5.7 | 0 | 2014 | 9999 |  |  | N | Solar | [13 empty] | 0 | 0 | 0 | 0 | [11 empty] | NRG Solar Community I LLC | 100 | NRG Energy Inc | 100
Watervliet | 58546_G_GEN1 | 58546 | G | GEN1 |  | Landfill Gas |  | PJM_West | Michigan | 26 | Berrien | 21 | 26021 | 1.6 | 13500 | 2013 | 9999 |  |  | N | Landfill Gas | [13 empty] | 0.22117 | 0.22117 | 0.22117 | 0.22117 | [11 empty] | Granger Energy Services | 100 | Granger Electric Co | 100
Watervliet | 58546_G_GEN2 | 58546 | G | GEN2 |  | Landfill Gas |  | PJM_West | Michigan | 26 | Berrien | 21 | 26021 | 1.6 | 13500 | 2013 | 9999 |  |  | N | Landfill Gas | [13 empty] | 0.22117 | 0.22117 | 0.22117 | 0.22117 | [11 empty] | Granger Energy Services | 100 | Granger Electric Co | 100
SMPA Solar 1 Community Solar | 58547_G_1 | 58547 | G | 1 |  | Solar PV |  | WECC_CO | Colorado | 8 | Montrose | 85 | 08085 | 1 | 0 | 2012 | 9999 |  |  | N | Solar | [13 empty] | 0 | 0 | 0 | 0 | [11 empty] | SMPA Solar 1 LLC | 100 | San Miguel Power Association Inc | 100
Huerfano River Wind | 58548_G_WTG1 | 58548 | G | WTG1 |  | Onshore Wind |  | WECC_CO | Colorado | 8 | Huerfano | 55 | 08055 | 2 | 0 | 2013 | 9999 |  |  | N | Wind | [13 empty] | 0 | 0 | 0 | 0 | [11 empty] | Huerfano River Wind LLC | 100 | New Centennial Power LLC | 100
Huerfano River Wind | 58548_G_WTG2 | 58548 | G | WTG2 |  | Onshore Wind |  | WECC_CO | Colorado | 8 | Huerfano | 55 | 08055 | 2 | 0 | 2013 | 9999 |  |  | N | Wind | [13 empty] | 0 | 0 | 0 | 0 | [11 empty] | Huerfano River Wind LLC | 100 | New Centennial Power LLC | 100
Huerfano River Wind | 58548_G_WTG3 | 58548 | G | WTG3 |  | Onshore Wind |  | WECC_CO | Colorado | 8 | Huerfano | 55 | 08055 | 2 | 0 | 2013 | 9999 |  |  | N | Wind | [13 empty] | 0 | 0 | 0 | 0 | [11 empty] | Huerfano River Wind LLC | 100 | New Centennial Power LLC | 100
Huerfano River Wind | 58548_G_WTG4 | 58548 | G | WTG4 |  | Onshore Wind |  | WECC_CO | Colorado | 8 | Huerfano | 55 | 08055 | 2 | 0 | 2013 | 9999 |  |  | N | Wind | [13 empty] | 0 | 0 | 0 | 0 | [11 empty] | Huerfano River Wind LLC | 100 | New Centennial Power LLC | 100
Owens Corning at Bethlehem | 58550_G_PV1 | 58550 | G | PV1 |  | Solar PV |  | NY_Z_F | New York | 36 | Albany | 1 | 36001 | 2 | 0 | 2013 | 9999 |  |  | N | Solar | [13 empty] | 0 | 0 | 0 | 0 | [11 empty] | Luminace Solar New York LLC | 100 | Exelon Corp | 100
Bridgeport Fuel Cell Park | 58551_G_1 | 58551 | G | 1 |  | Fuel Cell |  | NENG_CT | Connecticut | 9 | Fairfield | 1 | 09001 | 13.7 | 8199 | 2013 | 9999 |  |  | N | Natural Gas | [13 empty] | 0 | 0 | 0 | 0 | [11 empty] | Bridgeport Fuel Cell LLC | 100 | FuelCell Energy Inc | 100
Indy Solar I, LLC | 58552_G_1 | 58552 | G | 1 |  | Solar PV |  | MIS_INKY | Indiana | 18 | Marion | 97 | 18097 | 10 | 0 | 2013 | 9999 |  |  | N | Solar | [13 empty] | 0 | 0 | 0 | 0 | [11 empty] | Indy Solar I LLC | 100 | Dominion Energy Inc | 100
Indy Solar III, LLC | 58553_G_1 | 58553 | G | 1 |  | Solar PV |  | MIS_INKY | Indiana | 18 | Marion | 97 | 18097 | 8.6 | 0 | 2013 | 9999 |  |  | N | Solar | [13 empty] | 0 | 0 | 0 | 0 | [11 empty] | Indy Solar III LLC | 100 | Dominion Energy Inc | 100
Somers Solar Center, LLC | 58554_G_1 | 58554 | G | 1 |  | Solar PV |  | NENG_CT | Connecticut | 9 | Tolland | 13 | 09013 | 5 | 0 | 2013 | 9999 |  |  | N | Solar | [13 empty] | 0 | 0 | 0 | 0 | [11 empty] | Somers Solar Center LLC | 100 | Dominion Energy Inc | 100
Indy Solar II, LLC | 58556_G_1 | 58556 | G | 1 |  | Solar PV |  | MIS_INKY | Indiana | 18 | Marion | 97 | 18097 | 10 | 0 | 2013 | 9999 |  |  | N | Solar | [13 empty] | 0 | 0 | 0 | 0 | [11 empty] | Indy Solar II LLC | 100 | Dominion Energy Inc | 100
Mesquite Generating Station Block 1 | 58557_G_GT1 | 58557 | G | GT1 | 4859 | Combined Cycle |  | WECC_AZ | Arizona | 4 | Maricopa | 13 | 04013 | 153 | 7452 | 2003 | 9999 |  |  | N | Natural Gas |  |  |  | DLNB | SCR | [8 empty] | 0.0087242 | 0.0087242 | 0.0087242 | 0.0087242 | [11 empty] | Salt River Project | 100 | Salt River Project | 100
Mesquite Generating Station Block 1 | 58557_G_GT2 | 58557 | G | GT2 | 4860 | Combined Cycle |  | WECC_AZ | Arizona | 4 | Maricopa | 13 | 04013 | 153 | 7452 | 2003 | 9999 |  |  | N | Natural Gas |  |  |  | DLNB | SCR | [8 empty] | 0.0087242 | 0.0087242 | 0.0087242 | 0.0087242 | [11 empty] | Salt River Project | 100 | Salt River Project | 100
Mesquite Generating Station Block 1 | 58557_G_ST1 | 58557 | G | ST1 | 4859 | Combined Cycle |  | WECC_AZ | Arizona | 4 | Maricopa | 13 | 04013 | 289 | 7452 | 2003 | 9999 |  |  | N | Natural Gas |  |  |  | LNB + NH3 | SCR | [8 empty] | 0.0087242 | 0.0087242 | 0.0087242 | 0.0087242 | [11 empty] | Salt River Project | 100 | Salt River Project | 100
Onslow Power Producers | 58558_G_GEN1 | 58558 | G | GEN1 |  | Landfill Gas |  | S_VACA | North Carolina | 37 | Onslow | 133 | 37133 | 1.9 | 13500 | 2013 | 9999 |  |  | N | Landfill Gas | [13 empty] | 0.22117 | 0.22117 | 0.22117 | 0.22117 | [11 empty] | Onslow Power Producers LLC | 100 | William Howard Brinker | 100
Bi-County Gas Producers | 58559_G_GEN1 | 58559 | G | GEN1 |  | Landfill Gas |  | S_C_TVA | Tennessee | 47 | Montgomery | 125 | 47125 | 0.9 | 13500 | 2011 | 9999 |  |  | N | Landfill Gas | [13 empty] | 0.22117 | 0.22117 | 0.22117 | 0.22117 | [11 empty] | Enerdyne LLC | 100 | Enerdyne LLC | 100
Bi-County Gas Producers | 58559_G_GEN2 | 58559 | G | GEN2 |  | Landfill Gas |  | S_C_TVA | Tennessee | 47 | Montgomery | 125 | 47125 | 1.9 | 13500 | 2013 | 9999 |  |  | N | Landfill Gas | [13 empty] | 0.22117 | 0.22117 | 0.22117 | 0.22117 | [11 empty] | Enerdyne Power Systems Inc | 100 | Wca Waste Corp | 100
Halifax County Biomass | 58560_B_BLR1 | 58560 | B | BLR1 |  | Biomass |  | PJM_Dom | Virginia | 51 | Halifax | 83 | 51083 | 44 | 13690 | 2013 | 9999 |  |  | N | Biomass |  |  | 0.999 | NH3 | SCR |  |  | ESPC | No |  |  |  |  | 0.10375 | 0.10375 | 0.10375 | 0.10375 |  |  |  |  | Yes | 2013 | [5 empty] | South Boston Energy LLC | 100 | NOVI Energy | 100
Merrimac Solar | 58561_G_MSMA | 58561 | G | MSMA |  | Solar PV |  | NENGREST | Massachusetts | 25 | Essex | 9 | 25009 | 1.5 | 0 | 2013 | 9999 |  |  | N | Solar | [13 empty] | 0 | 0 | 0 | 0 | [11 empty] | Merrimac Solar LLC | 100 | Consolidated Edison Inc | 100
Montana Power Station | 58562_G_GT-1 | 58562 | G | GT-1 | 90902 | Combustion Turbine |  | WECC_NM | Texas | 48 | El Paso | 141 | 48141 | 88.2 | 10745 | 2015 | 9999 |  |  | N | Natural Gas, Distillate Fuel Oil |  |  |  |  | SCR | [8 empty] | 0.01162 | 0.01154 | 0.01162 | 0.01154 | [11 empty] | El Paso Electric Co | 100 | JPMorgan Chase & Co | 100
Montana Power Station | 58562_G_GT-2 | 58562 | G | GT-2 | 90903 | Combustion Turbine |  | WECC_NM | Texas | 48 | El Paso | 141 | 48141 | 88.2 | 10745 | 2015 | 9999 |  |  | N | Natural Gas, Distillate Fuel Oil |  |  |  |  | SCR | [8 empty] | 0.01145 | 0.01141 | 0.01145 | 0.01141 | [11 empty] | El Paso Electric Co | 100 | JPMorgan Chase & Co | 100
Montana Power Station | 58562_G_GT-3 | 58562 | G | GT-3 | 90904 | Combustion Turbine |  | WECC_NM | Texas | 48 | El Paso | 141 | 48141 | 94.2 | 10745 | 2016 | 9999 |  |  | N | Natural Gas, Distillate Fuel Oil |  |  |  |  | SCR | [8 empty] | 0.01147 | 0.01142 | 0.01147 | 0.01142 | [11 empty] | El Paso Electric Co | 100 | JPMorgan Chase & Co | 100
Montana Power Station | 58562_G_GT-4 | 58562 | G | GT-4 | 90905 | Combustion Turbine |  | WECC_NM | Texas | 48 | El Paso | 141 | 48141 | 94.2 | 10745 | 2016 | 9999 |  |  | N | Natural Gas, Distillate Fuel Oil |  |  |  |  | SCR | [8 empty] | 0.01171 | 0.01159 | 0.01171 | 0.01159 | [11 empty] | El Paso Electric Co | 100 | JPMorgan Chase & Co | 100
Hometown Bio Energy LLC | 58563_G_HTBE | 58563 | G | HTBE |  | Non-Fossil Waste |  | MIS_MNWI | Minnesota | 27 | Le Sueur | 79 | 27079 | 7.6 | 11035 | 2013 | 9999 |  |  | Y | Non-Fossil Waste | [13 empty] | 0 | 0 | 0 | 0 | [11 empty] | Hometown Bio Energy LLC | 100 | Minnesota Municipal Power Agency | 100
Frenchtown III Solar | 58564_G_F3NJ | 58564 | G | F3NJ |  | Solar PV |  | PJM_EMAC | New Jersey | 34 | Hunterdon | 19 | 34019 | 7.9 | 0 | 2013 | 9999 |  |  | N | Solar | [13 empty] | 0 | 0 | 0 | 0 | [11 empty] | Frenchtown III Solar LLC | 100 | Consolidated Edison Inc | 100
Gettysburg Energy & Nutrient Rec Facility | 58565_G_GENRF | 58565 | G | GENRF |  | Biomass |  | PJM_WMAC | Pennsylvania | 42 | Adams | 1 | 42001 | 2.5 | 40000 | 2013 | 9999 |  |  | Y | Biomass | [13 empty] | 0.22033 | 0.22033 | 0.22033 | 0.22033 | [11 empty] | Energy Works North America LLC | 100 | Energyworks Group | 100
Cottage Street Solar Facility | 58568_G_PV-3 | 58568 | G | PV-3 |  | Solar PV |  | NENGREST | Massachusetts | 25 | Hampden | 13 | 25013 | 3.2 | 0 | 2014 | 9999 |  |  | N | Solar | [13 empty] | 0 | 0 | 0 | 0 | [11 empty] | NSTAR Co d/b/a Eversource Energy | 100 | Eversource Energy | 100
Paradise Solar Energy Center | 58569_G_1 | 58569 | G | 1 |  | Solar PV |  | PJM_EMAC | New Jersey | 34 | Gloucester | 15 | 34015 | 5 | 0 | 2011 | 9999 |  |  | N | Solar | [13 empty] | 0 | 0 | 0 | 0 | [11 empty] | Paradise Solar Urban Renewal LLC | 100 | NextEra Energy Inc | 100
Enel Cove Fort | 58570_G_1-G1A | 58570 | G | 1-G1A |  | Geothermal |  | WECC_UT | Utah | 49 | Beaver | 1 | 49001 | 12.5 | 9771 | 2013 | 9999 |  |  | N | Geothermal | [13 empty] | 0 | 0 | 0 | 0 | 0.4563 | 0.4563 | 0.4563 | [8 empty] | Enel Cove Fort LLC | 100 | Enel SpA | 100
Enel Cove Fort | 58570_G_2-GIA | 58570 | G | 2-GIA |  | Geothermal |  | WECC_UT | Utah | 49 | Beaver | 1 | 49001 | 12.5 | 9771 | 2013 | 9999 |  |  | N | Geothermal | [13 empty] | 0 | 0 | 0 | 0 | 0.4563 | 0.4563 | 0.4563 | [8 empty] | Enel Cove Fort LLC | 100 | Enel SpA | 100
Tucannon River Wind Farm | 58571_G_1 | 58571 | G | 1 |  | Onshore Wind |  | WECC_PNW | Washington | 53 | Columbia | 13 | 53013 | 266.8 | 0 | 2014 | 9999 |  |  | N | Wind | [13 empty] | 0 | 0 | 0 | 0 | [11 empty] | Portland General Electric Co | 100 | Portland General Electric Co | 100
Lakeland Solar Energy LLC | 58572_G_1 | 58572 | G | 1 |  | Solar PV |  | S_SOU | Georgia | 13 | Lanier | 173 | 13173 | 0.9 | 0 | 2013 | 9999 |  |  | N | Solar | [13 empty] | 0 | 0 | 0 | 0 | [11 empty] | Lakeland Solar Energy LLC | 100 | Invenergy LLC | 100
Lakeland Solar Energy LLC | 58572_G_2 | 58572 | G | 2 |  | Solar PV |  | S_SOU | Georgia | 13 | Lanier | 173 | 13173 | 0.9 | 0 | 2013 | 9999 |  |  | N | Solar | [13 empty] | 0 | 0 | 0 | 0 | [11 empty] | Lakeland Solar Energy LLC | 100 | Invenergy LLC | 100
Eagle Valley Clean Energy LLC Biomass | 58574_B_01 | 58574 | B | 01 |  | Biomass |  | WECC_CO | Colorado | 8 | Eagle | 37 | 08037 | 12.6 | 14608 | 2013 | 9999 |  |  | N | Biomass |  |  |  | NH3 | SNCR |  |  | ESPH + C | Yes |  |  |  |  | 0.03 | 0.03 | 0.03 | 0.03 | [11 empty] | Eagle Valley Clean Energy LLC | 100 | Greenbacker Renewable Energy Corp | 100
Smithfield Packaged Meats Corp. | 58575_G_1 | 58575 | G | 1 |  | Combustion Turbine | IC Engine | S_VACA | North Carolina | 37 | Lenoir | 107 | 37107 | 2.3 | 8700 | 2013 | 9999 |  |  | Y | Distillate Fuel Oil | [13 empty] | 1.6498 | 1.6498 | 1.6498 | 1.6498 | [11 empty] | Smithfield Packing Co | 100 | Smithfield Foods Inc | 100
Smithfield Packaged Meats Corp. | 58575_G_2 | 58575 | G | 2 |  | Combustion Turbine | IC Engine | S_VACA | North Carolina | 37 | Lenoir | 107 | 37107 | 2.3 | 8700 | 2013 | 9999 |  |  | Y | Distillate Fuel Oil | [13 empty] | 1.6498 | 1.6498 | 1.6498 | 1.6498 | [11 empty] | Smithfield Packing Co | 100 | Smithfield Foods Inc | 100
Smithfield Packaged Meats Corp. | 58575_G_3 | 58575 | G | 3 |  | Combustion Turbine | IC Engine | S_VACA | North Carolina | 37 | Lenoir | 107 | 37107 | 2.3 | 8700 | 2013 | 9999 |  |  | Y | Distillate Fuel Oil | [13 empty] | 1.6498 | 1.6498 | 1.6498 | 1.6498 | [11 empty] | Smithfield Packing Co | 100 | Smithfield Foods Inc | 100
Smithfield Packaged Meats Corp. | 58575_G_4 | 58575 | G | 4 |  | Combustion Turbine | IC Engine | S_VACA | North Carolina | 37 | Lenoir | 107 | 37107 | 2.3 | 8700 | 2013 | 9999 |  |  | Y | Distillate Fuel Oil | [13 empty] | 1.6498 | 1.6498 | 1.6498 | 1.6498 | [11 empty] | Smithfield Packing Co | 100 | Smithfield Foods Inc | 100
GSE NM1 | 58576_G_NMP1 | 58576 | G | NMP1 |  | Solar PV |  | SPP_SPS | New Mexico | 35 | Chaves | 5 | 35005 | 1.7 | 0 | 2011 | 9999 |  |  | N | Solar | [13 empty] | 0 | 0 | 0 | 0 | [11 empty] | GSE NM1 LLC | 100 | Bluenrgy Group | 100
Veolia ES Blackfoot Landfill Facility | 58577_G_BLG1 | 58577 | G | BLG1 |  | Landfill Gas |  | MIS_INKY | Indiana | 18 | Pike | 125 | 18125 | 1.1 | 13500 | 2009 | 9999 |  |  | N | Landfill Gas | [13 empty] | 0.22117 | 0.22117 | 0.22117 | 0.22117 | [11 empty] | Southern Indiana Gas & Electric Co | 100 | CenterPoint Energy Inc | 100
Veolia ES Blackfoot Landfill Facility | 58577_G_BLG2 | 58577 | G | BLG2 |  | Landfill Gas |  | MIS_INKY | Indiana | 18 | Pike | 125 | 18125 | 1.1 | 13500 | 2009 | 9999 |  |  | N | Landfill Gas | [13 empty] | 0.22117 | 0.22117 | 0.22117 | 0.22117 | [11 empty] | Southern Indiana Gas & Electric Co | 100 | CenterPoint Energy Inc | 100
Sonora 1 | 58578_G_SON1 | 58578 | G | SON1 |  | Solar PV |  | WEC_CALN | California | 6 | Tuolumne | 109 | 06109 | 1.5 | 0 | 2013 | 9999 |  |  | N | Solar | [13 empty] | 0 | 0 | 0 | 0 | [11 empty] | Fresh Air Energy IV LLC | 100 | Ecoplexus Inc | 100
Pheasant Run Wind LLC | 58580_G_1 | 58580 | G | 1 |  | Onshore Wind |  | MIS_LMI | Michigan | 26 | Huron | 63 | 26063 | 74.8 | 0 | 2013 | 9999 |  |  | N | Wind | [13 empty] | 0 | 0 | 0 | 0 | [11 empty] | Pheasant Run Wind LLC | 100 | NextEra Energy Inc | 100
Oltmans SCE at Champagne | 58581_G_1 | 58581 | G | 1 |  | Solar PV |  | WECC_SCE | California | 6 | San Bernardino | 71 | 06071 | 1 | 0 | 2013 | 9999 |  |  | N | Solar | [13 empty] | 0 | 0 | 0 | 0 | [11 empty] | California PV Energy LLC | 100 | Exelon Corp | 100
Oltmans SCE at Jurupa | 58582_G_1 | 58582 | G | 1 |  | Solar PV |  | WECC_SCE | California | 6 | San Bernardino | 71 | 06071 | 1.5 | 0 | 2013 | 9999 |  |  | N | Solar | [13 empty] | 0 | 0 | 0 | 0 | [11 empty] | California PV Energy LLC | 100 | Exelon Corp | 100
Forbes Street Solar | 58583_G_FSS1 | 58583 | G | FSS1 |  | Solar PV |  | NENGREST | Rhode Island | 44 | Providence | 7 | 44007 | 3 | 0 | 2013 | 9999 |  |  | N | Solar | [13 empty] | 0 | 0 | 0 | 0 | [11 empty] | Forbes Street Solar LLC | 100 | D E Shaw & Co LP | 100
Town of East Bridgewater CSG | 58586_G_1 | 58586 | G | 1 |  | Solar PV |  | NENGREST | Massachusetts | 25 | Plymouth | 23 | 25023 | 2 | 0 | 2013 | 9999 |  |  | N | Solar | [13 empty] | 0 | 0 | 0 | 0 | [11 empty] | Mound Solar Owner V LLC | 100 | SolarCity Corp | 100
Tuscola Wind II LLC | 58587_G_1 | 58587 | G | 1 |  | Onshore Wind |  | MIS_LMI | Michigan | 26 | Tuscola | 157 | 26157 | 100.3 | 0 | 2013 | 9999 |  |  | N | Wind | [13 empty] | 0 | 0 | 0 | 0 | [11 empty] | Tuscola Wind II LLC | 100 | NextEra Energy Inc | 100
Sue Cleveland High School | 58588_G_SCHS | 58588 | G | SCHS |  | Solar PV |  | WECC_NM | New Mexico | 35 | Sandoval | 43 | 35043 | 1 | 0 | 2013 | 9999 |  |  | N | Solar | [13 empty] | 0 | 0 | 0 | 0 | [11 empty] | Terraform Power Inc | 100 | Brookfield Asset Management Inc | 100
Rio Rancho High School | 58589_G_RRHS | 58589 | G | RRHS |  | Solar PV |  | WECC_NM | New Mexico | 35 | Sandoval | 43 | 35043 | 1 | 0 | 2013 | 9999 |  |  | N | Solar | [13 empty] | 0 | 0 | 0 | 0 | [11 empty] | Terraform Power Inc | 100 | Brookfield Asset Management Inc | 100
Cascade Solar | 58590_G_1 | 58590 | G | 1 |  | Solar PV |  | WECC_SCE | California | 6 | San Bernardino | 71 | 06071 | 18.5 | 0 | 2014 | 9999 |  |  | N | Solar | [13 empty] | 0 | 0 | 0 | 0 | [11 empty] | Cascade Solar LLC | 100 | SunEdison | 100
Solar Gen 2 | 58592_G_ALHM | 58592 | G | ALHM |  | Solar PV |  | WECC_IID | California | 6 | Imperial | 25 | 06025 | 50 | 0 | 2014 | 9999 |  |  | N | Solar | [13 empty] | 0 | 0 | 0 | 0 | [11 empty] | Southern Power Co | 100 | Southern Co | 100
Solar Gen 2 | 58592_G_ARK | 58592 | G | ARK |  | Solar PV |  | WECC_IID | California | 6 | Imperial | 25 | 06025 | 50 | 0 | 2014 | 9999 |  |  | N | Solar | [13 empty] | 0 | 0 | 0 | 0 | [11 empty] | Southern Power Co | 100 | Southern Co | 100
Solar Gen 2 | 58592_G_SONR | 58592 | G | SONR |  | Solar PV |  | WECC_IID | California | 6 | Imperial | 25 | 06025 | 50 | 0 | 2014 | 9999 |  |  | N | Solar | [13 empty] | 0 | 0 | 0 | 0 | [11 empty] | Southern Power Co | 100 | Southern Co | 100
Steele Flats Wind Project LLC | 58594_G_1 | 58594 | G | 1 |  | Onshore Wind |  | SPP_NEBR | Nebraska | 31 | Jefferson | 95 | 31095 | 74.8 | 0 | 2013 | 9999 |  |  | N | Wind | [13 empty] | 0 | 0 | 0 | 0 | [11 empty] | Steele Flats Wind Project LLC | 100 | NextEra Energy Inc | 100
Grandview Wind Farm, LLC | 58596_G_GRVWI | 58596 | G | GRVWI |  | Onshore Wind |  | ERC_PHDL | Texas | 48 | Carson | 65 | 48065 | 211.2 | 0 | 2014 | 9999 |  |  | N | Wind | [13 empty] | 0 | 0 | 0 | 0 | [11 empty] | Grandview Wind Farm LLC | 100 | RWE Group | 100
HTW Plant 303 COGEN | 58597_G_CGN1 | 58597 | G | CGN1 |  | Combustion Turbine |  | WECC_UT | Utah | 49 | Salt Lake | 35 | 49035 | 5.6 | 8700 | 2008 | 9999 |  |  | Y | Natural Gas | [13 empty] | 0.23894 | 0.23894 | 0.23894 | 0.23894 | [11 empty] | University of Utah | 100 | University of Utah | 100
Beryl Solar Plant | 58598_G_BSP1 | 58598 | G | BSP1 |  | Solar PV |  | WECC_UT | Utah | 49 | Iron | 21 | 49021 | 3 | 0 | 2015 | 9999 |  |  | N | Solar | [13 empty] | 0 | 0 | 0 | 0 | [11 empty] | Beryl Solar LLC | 100 | Brookfield Asset Management Inc | 100
Cedar Valley Solar Plant | 58599_G_CVSP1 | 58599 | G | CVSP1 |  | Solar PV |  | WECC_UT | Utah | 49 | Iron | 21 | 49021 | 3 | 0 | 2015 | 9999 |  |  | N | Solar | [13 empty] | 0 | 0 | 0 | 0 | [11 empty] | Cedar Valley Solar LLC | 100 | Brookfield Asset Management Inc | 100
Buckhorn Solar Plant | 58600_G_BSP1 | 58600 | G | BSP1 |  | Solar PV |  | WECC_UT | Utah | 49 | Iron | 21 | 49021 | 3 | 0 | 2015 | 9999 |  |  | N | Solar | [13 empty] | 0 | 0 | 0 | 0 | [11 empty] | Buckhorn Solar LLC | 100 | Brookfield Asset Management Inc | 100
Milford Flat Solar Plant | 58601_G_MFSP1 | 58601 | G | MFSP1 |  | Solar PV |  | WECC_UT | Utah | 49 | Beaver | 1 | 49001 | 3 | 0 | 2015 | 9999 |  |  | N | Solar | [13 empty] | 0 | 0 | 0 | 0 | [11 empty] | Milford Flat Solar LLC | 100 | Brookfield Asset Management Inc | 100
Laho Solar Plant | 58602_G_LSP1 | 58602 | G | LSP1 |  | Solar PV |  | WECC_UT | Utah | 49 | Beaver | 1 | 49001 | 3 | 0 | 2015 | 9999 |  |  | N | Solar | [13 empty] | 0 | 0 | 0 | 0 | [11 empty] | Laho Solar LLC | 100 | Brookfield Asset Management Inc | 100
Greenville Solar Plant | 58603_G_GVSP1 | 58603 | G | GVSP1 |  | Solar PV |  | WECC_UT | Utah | 49 | Beaver | 1 | 49001 | 2.2 | 0 | 2015 | 9999 |  |  | N | Solar | [13 empty] | 0 | 0 | 0 | 0 | [11 empty] | Greenville Solar LLC | 100 | Brookfield Asset Management Inc | 100
Granite Peak Solar Plant | 58604_G_GPSP1 | 58604 | G | GPSP1 |  | Solar PV |  | WECC_UT | Utah | 49 | Beaver | 1 | 49001 | 3 | 0 | 2015 | 9999 |  |  | N | Solar | [13 empty] | 0 | 0 | 0 | 0 | [11 empty] | Granite Peak Solar LLC | 100 | Brookfield Asset Management Inc | 100
Blueberry One | 58605_G_PV1 | 58605 | G | PV1 |  | Solar PV |  | S_VACA | North Carolina | 37 | Wayne | 191 | 37191 | 5 | 0 | 2016 | 9999 |  |  | N | Solar | [13 empty] | 0 | 0 | 0 | 0 | [11 empty] | Blueberry One LLC | 100 | Birdseye Renewable Energy | 100
One Market Plaza | 58607_G_1 | 58607 | G | 1 |  | Combustion Turbine | IC Engine | WEC_CALN | California | 6 | San Francisco | 75 | 06075 | 0.5 | 8700 | 2003 | 9999 |  |  | Y | Natural Gas | [13 empty] | 0.56489 | 0.56489 | 0.56489 | 0.56489 | [11 empty] | Northern Power Systems | 100 | Wind Power Holdings Inc | 100
One Market Plaza | 58607_G_2 | 58607 | G | 2 |  | Combustion Turbine | IC Engine | WEC_CALN | California | 6 | San Francisco | 75 | 06075 | 0.5 | 8700 | 2003 | 9999 |  |  | Y | Natural Gas | [13 empty] | 0.56489 | 0.56489 | 0.56489 | 0.56489 | [11 empty] | Northern Power Systems | 100 | Wind Power Holdings Inc | 100
One Market Plaza | 58607_G_3 | 58607 | G | 3 |  | Combustion Turbine | IC Engine | WEC_CALN | California | 6 | San Francisco | 75 | 06075 | 0.5 | 8700 | 2003 | 9999 |  |  | Y | Natural Gas | [13 empty] | 0.56489 | 0.56489 | 0.56489 | 0.56489 | [11 empty] | Northern Power Systems | 100 | Wind Power Holdings Inc | 100
Saddleback Ridge Wind Farm | 58608_G_SRW1 | 58608 | G | SRW1 |  | Onshore Wind |  | NENG_ME | Maine | 23 | Franklin | 7 | 23007 | 8.5 | 0 | 2014 | 9999 |  |  | N | Wind | [13 empty] | 0 | 0 | 0 | 0 | [11 empty] | Saddleback Ridge Wind LLC | 100 | Jay Cashman Inc | 100
Saddleback Ridge Wind Farm | 58608_G_SRW2 | 58608 | G | SRW2 |  | Onshore Wind |  | NENG_ME | Maine | 23 | Franklin | 7 | 23007 | 25.7 | 0 | 2015 | 9999 |  |  | N | Wind | [13 empty] | 0 | 0 | 0 | 0 | [11 empty] | Saddleback Ridge Wind LLC | 100 | Jay Cashman Inc | 100
Industry Solar Power Generation Station 1 LLC | 58609_G_ISP1 | 58609 | G | ISP1 |  | Solar PV |  | WECC_SCE | California | 6 | San Bernardino | 71 | 06071 | 1.5 | 0 | 2013 | 9999 |  |  | N | Solar | [13 empty] | 0 | 0 | 0 | 0 | [11 empty] | Industry Solar Power Generation Station 1 LLC | 100 | Sustainable Power Group LLC | 100
Navajo Solar Power Generation Station 1 LLC | 58610_G_NSP1 | 58610 | G | NSP1 |  | Solar PV |  | WEC_SDGE | California | 6 | San Bernardino | 71 | 06071 | 1.5 | 0 | 2013 | 9999 |  |  | N | Solar | [13 empty] | 0 | 0 | 0 | 0 | [11 empty] | Navajo Solar Power Generation Station 1 LLC | 100 | Sustainable Power Group LLC | 100
Powhatan Solar Power Generation Station 1 LLC | 58611_G_1 | 58611 | G | 1 |  | Solar PV |  | WECC_SCE | California | 6 | San Bernardino | 71 | 06071 | 1.5 | 0 | 2013 | 9999 |  |  | N | Solar | [13 empty] | 0 | 0 | 0 | 0 | [11 empty] | Powhatan Solar Power Generation Station 1 LLC | 100 | Sustainable Power Group LLC | 100
Otoe Solar Power Generation Station 1 LL | 58612_G_1 | 58612 | G | 1 |  | Solar PV |  | WECC_SCE | California | 6 | San Bernardino | 71 | 06071 | 1.5 | 0 | 2013 | 9999 |  |  | N | Solar | [13 empty] | 0 | 0 | 0 | 0 | [11 empty] | Otoe Solar Power Generation Station 1 LLC | 100 | Sustainable Power Group LLC | 100
Patriot Wind Farm | 58614_G_PAT1 | 58614 | G | PAT1 |  | Onshore Wind |  | ERC_REST | Texas | 48 | Nueces | 355 | 48355 | 226.1 | 0 | 2019 | 9999 |  |  | N | Wind | [13 empty] | 0 | 0 | 0 | 0 | [11 empty] | Patriot Wind Farm LLC | 100 | NRG Energy Inc | 100
Indianapolis Motor Speedway Solar PV | 58615_G_IMS | 58615 | G | IMS |  | Solar PV |  | MIS_INKY | Indiana | 18 | Marion | 97 | 18097 | 9 | 0 | 2014 | 9999 |  |  | N | Solar | [13 empty] | 0 | 0 | 0 | 0 | [11 empty] | Blue Renewable Energy IMS LLC | 100 | US Bancorp | 100
Westlands Solar PV Farm | 58616_G_WSF1 | 58616 | G | WSF1 |  | Solar PV |  | WEC_CALN | California | 6 | Fresno | 19 | 06019 | 18 | 0 | 2014 | 9999 |  |  | N | Solar | [13 empty] | 0 | 0 | 0 | 0 | [11 empty] | Westlands Solar Farms LLC | 100 | Boralex Inc | 100
Butler Plaza | 58618_G_1 | 58618 | G | 1 |  | Solar PV |  | FRCC | Florida | 12 | Alachua | 1 | 12001 | 1.2 | 0 | 2010 | 9999 |  |  | N | Solar | [13 empty] | 0 | 0 | 0 | 0 | [11 empty] | CF Gainesville Owner LLC | 100 | CF Gainesville Owner LLC | 100
Transamerica Pyramid | 58619_G_1 | 58619 | G | 1 |  | Combustion Turbine | IC Engine | WEC_CALN | California | 6 | San Francisco | 75 | 06075 | 0.5 | 8700 | 2007 | 9999 |  |  | Y | Natural Gas | [13 empty] | 1.061 | 1.061 | 1.061 | 1.061 | [11 empty] | Transamerica Pyramid Properties LLC | 100 | Transamerica Life Insurance Co | 100
Transamerica Pyramid | 58619_G_2 | 58619 | G | 2 |  | Combustion Turbine | IC Engine | WEC_CALN | California | 6 | San Francisco | 75 | 06075 | 0.5 | 8700 | 2007 | 9999 |  |  | Y | Natural Gas | [13 empty] | 1.061 | 1.061 | 1.061 | 1.061 | [11 empty] | Transamerica Pyramid Properties LLC | 100 | Transamerica Life Insurance Co | 100
Canton Mountain Wind | 58620_G_1 | 58620 | G | 1 |  | Onshore Wind |  | NENG_ME | Maine | 23 | Oxford | 17 | 23017 | 22.8 | 0 | 2017 | 9999 |  |  | N | Wind | [13 empty] | 0 | 0 | 0 | 0 | [11 empty] | Canton Mountain Wind LLC | 100 | Jay Cashman Inc | 100
Sol Orchard El Centro PV | 58621_G_ECPV | 58621 | G | ECPV |  | Solar PV |  | WECC_IID | California | 6 | Imperial | 25 | 06025 | 20 | 0 | 2013 | 9999 |  |  | N | Solar | [13 empty] | 0 | 0 | 0 | 0 | [11 empty] | Sol Orchard Imperial 1 LLC | 100 | Sol Orchard | 100
Carter Hydro | 58622_G_1 | 58622 | G | 1 |  | Hydro |  | WECC_CO | Colorado | 8 | Larimer | 69 | 08069 | 1.3 | 0 | 2012 | 9999 |  |  | N | Hydro | [13 empty] | 0 | 0 | 0 | 0 | [11 empty] | Northern Water | 100 | Northern Water | 100
Carter Hydro | 58622_G_2 | 58622 | G | 2 |  | Hydro |  | WECC_CO | Colorado | 8 | Larimer | 69 | 08069 | 1.3 | 0 | 2012 | 9999 |  |  | N | Hydro | [13 empty] | 0 | 0 | 0 | 0 | [11 empty] | Northern Water | 100 | Northern Water | 100
Holstein Plant | 58623_G_PV1 | 58623 | G | PV1 |  | Solar PV |  | S_VACA | North Carolina | 37 | Scotland | 165 | 37165 | 20 | 0 | 2015 | 9999 |  |  | N | Solar | [13 empty] | 0 | 0 | 0 | 0 | [11 empty] | Holstein Holdings LLC | 100 | Birdseye Renewable Energy | 100
Berkshire 1 | 58624_G_BER1 | 58624 | G | BER1 |  | Solar PV |  | NENGREST | Massachusetts | 25 | Berkshire | 3 | 25003 | 1.8 | 0 | 2011 | 9999 |  |  | N | Solar | [13 empty] | 0 | 0 | 0 | 0 | [11 empty] | PPS Berkshire Solar LLC | 100 | Powerplay Solar Development LLC | 100
Santa Rita Jail | 58625_G_SRPV2 | 58625 | G | SRPV2 |  | Solar PV |  | WEC_CALN | California | 6 | Alameda | 1 | 06001 | 1 | 0 | 2016 | 9999 |  |  | N | Solar | [13 empty] | 0 | 0 | 0 | 0 | [11 empty] | SRJFC LLC | 100 | FuelCell Energy Inc | 100
Santa Rita Jail | 58625_G_SRFC2 | 58625 | G | SRFC2 |  | Fuel Cell |  | WEC_CALN | California | 6 | Alameda | 1 | 06001 | 1.4 | 5991 | 2017 | 9999 |  |  | Y | Natural Gas | [13 empty] | 0 | 0 | 0 | 0 | [11 empty] | SRJFC LLC | 100 | FuelCell Energy Inc | 100
Santa Rita Jail | 58625_G_SRPV3 | 58625 | G | SRPV3 |  | Solar PV |  | WEC_CALN | California | 6 | Alameda | 1 | 06001 | 0.5 | 0 | 2017 | 9999 |  |  | N | Solar | [13 empty] | 0 | 0 | 0 | 0 | [11 empty] | SRJFC LLC | 100 | FuelCell Energy Inc | 100
Western Antelope Blue Sky Ranch A | 58626_G_WABSA | 58626 | G | WABSA |  | Solar PV |  | WEC_LADW | California | 6 | Los Angeles | 37 | 06037 | 19 | 0 | 2014 | 9999 |  |  | N | Solar | [13 empty] | 0 | 0 | 0 | 0 | [11 empty] | Western Antelope Blue Sky Ranch A LLC | 100 | Sustainable Power Group LLC | 100
Western Antelope Dry Ranch | 58627_G_WADR | 58627 | G | WADR |  | Solar PV |  | WEC_LADW | California | 6 | Los Angeles | 37 | 06037 | 10 | 0 | 2016 | 9999 |  |  | N | Solar | [13 empty] | 0 | 0 | 0 | 0 | [11 empty] | Martifer Solar | 50 | Martifer Solar | 50
Simon Solar Farm LLC | 58628_G_SRSSF | 58628 | G | SRSSF |  | Solar PV |  | S_SOU | Georgia | 13 | Walton | 297 | 13297 | 30 | 0 | 2013 | 9999 |  |  | N | Solar | [13 empty] | 0 | 0 | 0 | 0 | [11 empty] | Simon Solar Farm LLC | 100 | Steve Ivey | 100
Lightning Dock Geothermal HI-01, LLC | 58629_G_PB01 | 58629 | G | PB01 |  | Geothermal |  | WECC_NM | New Mexico | 35 | Hidalgo | 23 | 35023 | 0.4 | 9771 | 2013 | 9999 |  |  | N | Geothermal | [13 empty] | 0 | 0 | 0 | 0 | 0.3713 | 0.3713 | 0.3713 | [8 empty] | Geolectric Power Co NM LLC | 100 | Geolectric Power Co NM LLC | 100
Lightning Dock Geothermal HI-01, LLC | 58629_G_PB02 | 58629 | G | PB02 |  | Geothermal |  | WECC_NM | New Mexico | 35 | Hidalgo | 23 | 35023 | 0.4 | 9771 | 2013 | 9999 |  |  | N | Geothermal | [13 empty] | 0 | 0 | 0 | 0 | 0.3713 | 0.3713 | 0.3713 | [8 empty] | Geolectric Power Co NM LLC | 100 | Geolectric Power Co NM LLC | 100
Lightning Dock Geothermal HI-01, LLC | 58629_G_PB03 | 58629 | G | PB03 |  | Geothermal |  | WECC_NM | New Mexico | 35 | Hidalgo | 23 | 35023 | 0.4 | 9771 | 2013 | 9999 |  |  | N | Geothermal | [13 empty] | 0 | 0 | 0 | 0 | 0.3713 | 0.3713 | 0.3713 | [8 empty] | Geolectric Power Co NM LLC | 100 | Geolectric Power Co NM LLC | 100
Lightning Dock Geothermal HI-01, LLC | 58629_G_PB04 | 58629 | G | PB04 |  | Geothermal |  | WECC_NM | New Mexico | 35 | Hidalgo | 23 | 35023 | 0.4 | 9771 | 2013 | 9999 |  |  | N | Geothermal | [13 empty] | 0 | 0 | 0 | 0 | 0.3713 | 0.3713 | 0.3713 | [8 empty] | Geolectric Power Co NM LLC | 100 | Geolectric Power Co NM LLC | 100
Lightning Dock Geothermal HI-01, LLC | 58629_G_GEN-5 | 58629 | G | GEN-5 |  | Geothermal |  | WECC_NM | New Mexico | 35 | Hidalgo | 23 | 35023 | 7 | 9760 | 2018 | 9999 |  |  | N | Geothermal | [13 empty] | 0 | 0 | 0 | 0 | 0.3713 | 0.3713 | 0.3713 | [8 empty] | Geolectric Power Co NM LLC | 100 | Geolectric Power Co NM LLC | 100
RP Wind | 58630_G_RPOH | 58630 | G | RPOH |  | Onshore Wind |  | PJM_West | Ohio | 39 | Logan | 91 | 39091 | 3.4 | 0 | 2013 | 9999 |  |  | N | Wind | [13 empty] | 0 | 0 | 0 | 0 | [11 empty] | RP Wind LLC | 100 | Consolidated Edison Inc | 100
Queen Anne's County | 58631_G_1 | 58631 | G | 1 |  | Solar PV |  | PJM_EMAC | Maryland | 24 | Queen Annes | 35 | 24035 | 2 | 0 | 2013 | 9999 |  |  | N | Solar | [13 empty] | 0 | 0 | 0 | 0 | [11 empty] | SolarCity Corp | 100 | Tesla Inc | 100
Actus Lend Lease DMAFB | 58632_G_1 | 58632 | G | 1 |  | Solar PV |  | WECC_AZ | Arizona | 4 | Pima | 19 | 04019 | 3 | 0 | 2009 | 9999 |  |  | N | Solar | [13 empty] | 0 | 0 | 0 | 0 | [11 empty] | Actus Lend Lease | 100 | Vesper Energy Development LLC | 100
Monterey Regional Water Pollution Contro | 58633_G_1 | 58633 | G | 1 |  | Solar PV |  | WEC_CALN | California | 6 | Monterey | 53 | 06053 | 1 | 0 | 2010 | 9999 |  |  | N | Solar | [13 empty] | 0 | 0 | 0 | 0 | [11 empty] | SolarCity Corp | 100 | Tesla Inc | 100
Lancaster Baptist Church | 58634_G_1 | 58634 | G | 1 |  | Solar PV |  | WEC_LADW | California | 6 | Los Angeles | 37 | 06037 | 1 | 0 | 2011 | 9999 |  |  | N | Solar | [13 empty] | 0 | 0 | 0 | 0 | [11 empty] | SolarCity Corp | 100 | Tesla Inc | 100
Sacramento Fairbain Water Treatment Plan | 58636_G_1 | 58636 | G | 1 |  | Solar PV |  | WEC_BANC | California | 6 | Sacramento | 67 | 06067 | 1 | 0 | 2013 | 9999 |  |  | N | Solar | [13 empty] | 0 | 0 | 0 | 0 | [11 empty] | SolarCity Corp | 100 | Tesla Inc | 100
Orbit Energy Charlotte | 58638_G_1 | 58638 | G | 1 |  | Non-Fossil Waste |  | S_VACA | North Carolina | 37 | Mecklenburg | 119 | 37119 | 5.2 | 27653 | 2016 | 9999 |  |  | N | Non-Fossil Waste | [13 empty] | 0 | 0 | 0 | 0 | [11 empty] | Blue Sphere Corp | 75 | Blue Sphere Corp | 75
Tulare 1 and 2 | 58642_G_1 | 58642 | G | 1 |  | Solar PV |  | WECC_SCE | California | 6 | Tulare | 107 | 06107 | 1.5 | 0 | 2014 | 9999 |  |  | N | Solar | [13 empty] | 0 | 0 | 0 | 0 | [11 empty] | Sequoia PV 1 LLC | 100 | US Bancorp | 100
Tulare 1 and 2 | 58642_G_2 | 58642 | G | 2 |  | Solar PV |  | WECC_SCE | California | 6 | Tulare | 107 | 06107 | 1.5 | 0 | 2014 | 9999 |  |  | N | Solar | [13 empty] | 0 | 0 | 0 | 0 | [11 empty] | Sequoia PV 1 LLC | 100 | US Bancorp | 100
Rockford Solar Farm | 58643_G_1 | 58643 | G | 1 |  | Solar PV |  | PJM_COMD | Illinois | 17 | Winnebago | 201 | 17201 | 2.6 | 0 | 2012 | 9999 |  |  | N | Solar | [13 empty] | 0 | 0 | 0 | 0 | [11 empty] | Rockford Solar Partners LLC | 100 | New Generation Power | 100
Silver State Solar Power South | 58644_G_BLK1 | 58644 | G | BLK1 |  | Solar PV |  | WECC_SNV | Nevada | 32 | Clark | 3 | 32003 | 26.4 | 0 | 2015 | 9999 |  |  | N | Solar | [13 empty] | 0 | 0 | 0 | 0 | [11 empty] | Silver State Solar Power South LLC | 100 | NextEra Energy Inc | 100
Silver State Solar Power South | 58644_G_BLK2 | 58644 | G | BLK2 |  | Solar PV |  | WECC_SNV | Nevada | 32 | Clark | 3 | 32003 | 27.9 | 0 | 2015 | 9999 |  |  | N | Solar | [13 empty] | 0 | 0 | 0 | 0 | [11 empty] | Silver State Solar Power South LLC | 100 | NextEra Energy Inc | 100
Silver State Solar Power South | 58644_G_BLK3 | 58644 | G | BLK3 |  | Solar PV |  | WECC_SNV | Nevada | 32 | Clark | 3 | 32003 | 37.2 | 0 | 2015 | 9999 |  |  | N | Solar | [13 empty] | 0 | 0 | 0 | 0 | [11 empty] | Silver State Solar Power South LLC | 100 | NextEra Energy Inc | 100
Silver State Solar Power South | 58644_G_BLK4 | 58644 | G | BLK4 |  | Solar PV |  | WECC_SNV | Nevada | 32 | Clark | 3 | 32003 | 35.7 | 0 | 2016 | 9999 |  |  | N | Solar | [13 empty] | 0 | 0 | 0 | 0 | [11 empty] | Silver State Solar Power South LLC | 100 | NextEra Energy Inc | 100
Silver State Solar Power South | 58644_G_BLK5 | 58644 | G | BLK5 |  | Solar PV |  | WECC_SNV | Nevada | 32 | Clark | 3 | 32003 | 35 | 0 | 2016 | 9999 |  |  | N | Solar | [13 empty] | 0 | 0 | 0 | 0 | [11 empty] | Silver State Solar Power South LLC | 100 | NextEra Energy Inc | 100
Silver State Solar Power South | 58644_G_BLK6 | 58644 | G | BLK6 |  | Solar PV |  | WECC_SNV | Nevada | 32 | Clark | 3 | 32003 | 36.6 | 0 | 2016 | 9999 |  |  | N | Solar | [13 empty] | 0 | 0 | 0 | 0 | [11 empty] | Silver State Solar Power South LLC | 100 | NextEra Energy Inc | 100
Silver State Solar Power South | 58644_G_BLK7 | 58644 | G | BLK7 |  | Solar PV |  | WECC_SNV | Nevada | 32 | Clark | 3 | 32003 | 35 | 0 | 2016 | 9999 |  |  | N | Solar | [13 empty] | 0 | 0 | 0 | 0 | [11 empty] | Silver State Solar Power South LLC | 100 | NextEra Energy Inc | 100
Silver State Solar Power South | 58644_G_BLK8 | 58644 | G | BLK8 |  | Solar PV |  | WECC_SNV | Nevada | 32 | Clark | 3 | 32003 | 16.2 | 0 | 2016 | 9999 |  |  | N | Solar | [13 empty] | 0 | 0 | 0 | 0 | [11 empty] | Silver State Solar Power South LLC | 100 | NextEra Energy Inc | 100
RC Thomas Hydroelectric Project | 58645_G_RCT1 | 58645 | G | RCT1 |  | Hydro |  | MIS_WOTA | Texas | 48 | Polk | 373 | 48373 | 8.7 | 0 | 2020 | 9999 |  |  | N | Hydro | [13 empty] | 0 | 0 | 0 | 0 | [11 empty] | East Texas Electric Coop Inc | 100 | East Texas Electric Coop Inc | 100
RC Thomas Hydroelectric Project | 58645_G_RCT2 | 58645 | G | RCT2 |  | Hydro |  | MIS_WOTA | Texas | 48 | Polk | 373 | 48373 | 8.7 | 0 | 2020 | 9999 |  |  | N | Hydro | [13 empty] | 0 | 0 | 0 | 0 | [11 empty] | East Texas Electric Coop Inc | 100 | East Texas Electric Coop Inc | 100
RC Thomas Hydroelectric Project | 58645_G_RCT3 | 58645 | G | RCT3 |  | Hydro |  | MIS_WOTA | Texas | 48 | Polk | 373 | 48373 | 8.7 | 0 | 2020 | 9999 |  |  | N | Hydro | [13 empty] | 0 | 0 | 0 | 0 | [11 empty] | East Texas Electric Coop Inc | 100 | East Texas Electric Coop Inc | 100
Stateline Solar | 58646_G_STL | 58646 | G | STL |  | Solar PV |  | WECC_SCE | California | 6 | San Bernardino | 71 | 06071 | 76 | 0 | 2015 | 9999 |  |  | N | Solar | [13 empty] | 0 | 0 | 0 | 0 | [11 empty] | Desert Stateline LLC | 100 | Southern Co | 100
Stateline Solar | 58646_G_STL2 | 58646 | G | STL2 |  | Solar PV |  | WECC_SCE | California | 6 | San Bernardino | 71 | 06071 | 34 | 0 | 2015 | 9999 |  |  | N | Solar | [13 empty] | 0 | 0 | 0 | 0 | [11 empty] | Desert Stateline LLC | 100 | Southern Co | 100
Stateline Solar | 58646_G_STL3 | 58646 | G | STL3 |  | Solar PV |  | WECC_SCE | California | 6 | San Bernardino | 71 | 06071 | 38 | 0 | 2016 | 9999 |  |  | N | Solar | [13 empty] | 0 | 0 | 0 | 0 | [11 empty] | Desert Stateline LLC | 100 | Southern Co | 100
Stateline Solar | 58646_G_STL4 | 58646 | G | STL4 |  | Solar PV |  | WECC_SCE | California | 6 | San Bernardino | 71 | 06071 | 38 | 0 | 2016 | 9999 |  |  | N | Solar | [13 empty] | 0 | 0 | 0 | 0 | [11 empty] | Desert Stateline LLC | 100 | Southern Co | 100
Stateline Solar | 58646_G_STL5 | 58646 | G | STL5 |  | Solar PV |  | WECC_SCE | California | 6 | San Bernardino | 71 | 06071 | 38 | 0 | 2016 | 9999 |  |  | N | Solar | [13 empty] | 0 | 0 | 0 | 0 | [11 empty] | Desert Stateline LLC | 100 | Southern Co | 100
Stateline Solar | 58646_G_STL6 | 58646 | G | STL6 |  | Solar PV |  | WECC_SCE | California | 6 | San Bernardino | 71 | 06071 | 38 | 0 | 2016 | 9999 |  |  | N | Solar | [13 empty] | 0 | 0 | 0 | 0 | [11 empty] | Desert Stateline LLC | 100 | Southern Co | 100
Stateline Solar | 58646_G_STL7 | 58646 | G | STL7 |  | Solar PV |  | WECC_SCE | California | 6 | San Bernardino | 71 | 06071 | 38 | 0 | 2016 | 9999 |  |  | N | Solar | [13 empty] | 0 | 0 | 0 | 0 | [11 empty] | Desert Stateline LLC | 100 | Southern Co | 100
Port Richmond WWT Solar | 58647_G_1 | 58647 | G | 1 |  | Solar PV |  | NY_Z_J | New York | 36 | Richmond | 85 | 36085 | 1 | 0 | 2015 | 9999 |  |  | N | Solar | [13 empty] | 0 | 0 | 0 | 0 | [11 empty] | Consolidated Edison Solutions Inc | 100 | Consolidated Edison Inc | 100
Montgomery Solar LLC | 58649_G_1 | 58649 | G | 1 |  | Solar PV |  | S_VACA | North Carolina | 37 | Montgomery | 123 | 37123 | 20 | 0 | 2015 | 9999 |  |  | N | Solar | [13 empty] | 0 | 0 | 0 | 0 | [11 empty] | Montgomery Solar LLC | 100 | O2Energies | 100
North Brookfield | 58650_G_PV1 | 58650 | G | PV1 |  | Solar PV |  | NENGREST | Massachusetts | 25 | Worcester | 27 | 25027 | 3 | 0 | 2014 | 9999 |  |  | N | Solar | [13 empty] | 0 | 0 | 0 | 0 | [11 empty] | CVI Cleancapital Solar 6 | 100 | CleanCapital | 100
Jersey Gardens Phase 1 | 58653_G_1 | 58653 | G | 1 |  | Solar PV |  | PJM_EMAC | New Jersey | 34 | Union | 39 | 34039 | 1.7 | 0 | 2011 | 9999 |  |  | N | Solar | [13 empty] | 0 | 0 | 0 | 0 | [11 empty] | CGN Solar Energy USA Inc | 50 | CGN Solar Energy USA Inc | 50
Jersey Gardens Phase 2 | 58654_G_1 | 58654 | G | 1 |  | Solar PV |  | PJM_EMAC | New Jersey | 34 | Union | 39 | 34039 | 2.3 | 0 | 2012 | 9999 |  |  | N | Solar | [13 empty] | 0 | 0 | 0 | 0 | [11 empty] | CGN Solar Energy USA Inc | 50 | CGN Solar Energy USA Inc | 50
Odell Wind Farm | 58657_G_1 | 58657 | G | 1 |  | Onshore Wind |  | MIS_IA | Minnesota | 27 | Cottonwood | 33 | 27033 | 200 | 0 | 2016 | 9999 |  |  | N | Wind | [13 empty] | 0 | 0 | 0 | 0 | [11 empty] | Odell Wind Farm LLC | 100 | Algonquin Power & Utilities Corp | 100
Courtenay Wind Farm | 58658_G_1 | 58658 | G | 1 |  | Onshore Wind |  | MIS_MAPP | North Dakota | 38 | Stutsman | 93 | 38093 | 195 | 0 | 2016 | 9999 |  |  | N | Wind | [13 empty] | 0 | 0 | 0 | 0 | [11 empty] | Courtenay Wind Farm LLC | 100 | Xcel Energy Inc | 100
Utah Red Hills Renewable Energy Park | 58660_G_1 | 58660 | G | 1 |  | Solar PV |  | WECC_UT | Utah | 49 | Iron | 21 | 49021 | 80 | 0 | 2015 | 9999 |  |  | N | Solar | [13 empty] | 0 | 0 | 0 | 0 | [11 empty] | GSRP Carlo LLC | 100 | Goldman Sachs Group Inc (The) | 100
Cape Cod Air Force Station - 6 SWS | 58661_G_GE-3 | 58661 | G | GE-3 |  | Onshore Wind |  | NENGREST | Massachusetts | 25 | Barnstable | 1 | 25001 | 1.7 | 0 | 2014 | 9999 |  |  | N | Wind | [13 empty] | 0 | 0 | 0 | 0 | [11 empty] | Air Force Center For Engine & Environment | 100 | Air Force Center For Engine & Environment | 100
Cape Cod Air Force Station - 6 SWS | 58661_G_GE-4 | 58661 | G | GE-4 |  | Onshore Wind |  | NENGREST | Massachusetts | 25 | Barnstable | 1 | 25001 | 1.7 | 0 | 2014 | 9999 |  |  | N | Wind | [13 empty] | 0 | 0 | 0 | 0 | [11 empty] | Air Force Center For Engine & Environment | 100 | Air Force Center For Engine & Environment | 100
Celina Solar Project #1, LLC | 58665_G_CSP1 | 58665 | G | CSP1 |  | Solar PV |  | PJM_West | Ohio | 39 | Mercer | 107 | 39107 | 4 | 0 | 2012 | 9999 |  |  | N | Solar | [13 empty] | 0 | 0 | 0 | 0 | [11 empty] | Celina Solar Project 1 LLC | 100 | Solarvision | 100
Alexander Wind Farm LLC | 58666_G_1 | 58666 | G | 1 |  | Onshore Wind |  | SPP_N | Kansas | 20 | Rush | 165 | 20165 | 50.7 | 0 | 2015 | 9999 |  |  | N | Wind | [13 empty] | 0 | 0 | 0 | 0 | [11 empty] | Alexander Wind Farm LLC | 100 | New Jersey Resources Corp | 100
Biscoe Solar LLC | 58667_G_BISCO | 58667 | G | BISCO |  | Solar PV |  | S_VACA | North Carolina | 37 | Montgomery | 123 | 37123 | 4 | 0 | 2014 | 9999 |  |  | N | Solar | [13 empty] | 0 | 0 | 0 | 0 | [11 empty] | Biscoe Solar LLC | 100 | FLS Energy Inc | 100
Rockwell Solar LLC | 58668_G_ROCKW | 58668 | G | ROCKW |  | Solar PV |  | S_VACA | North Carolina | 37 | Rowan | 159 | 37159 | 3.5 | 0 | 2014 | 9999 |  |  | N | Solar | [13 empty] | 0 | 0 | 0 | 0 | [11 empty] | Rockwell Solar LLC | 100 | O2Energies | 100
Selma Solar LLC | 58669_G_SELMA | 58669 | G | SELMA |  | Solar PV |  | S_VACA | North Carolina | 37 | Johnston | 101 | 37101 | 4 | 0 | 2014 | 9999 |  |  | N | Solar | [13 empty] | 0 | 0 | 0 | 0 | [11 empty] | Selma Solar LLC | 100 | FLS Energy Inc | 100
Turkey Branch Solar LLC | 58670_G_TURKY | 58670 | G | TURKY |  | Solar PV |  | S_VACA | North Carolina | 37 | Robeson | 155 | 37155 | 4 | 0 | 2014 | 9999 |  |  | N | Solar | [13 empty] | 0 | 0 | 0 | 0 | [11 empty] | Turkey Branch Solar LLC | 100 | FLS Energy Inc | 100
Gates Solar LLC | 58673_G_GATES | 58673 | G | GATES |  | Solar PV |  | PJM_Dom | North Carolina | 37 | Gates | 73 | 37073 | 5 | 0 | 2015 | 9999 |  |  | N | Solar | [13 empty] | 0 | 0 | 0 | 0 | [11 empty] | Gates Solar LLC | 100 | O2Energies | 100
Cirrus Solar LLC | 58674_G_CIRRU | 58674 | G | CIRRU |  | Solar PV |  | S_VACA | North Carolina | 37 | Franklin | 69 | 37069 | 5 | 0 | 2014 | 9999 |  |  | N | Solar | [13 empty] | 0 | 0 | 0 | 0 | [11 empty] | Cirrus Solar LLC | 100 | O2Energies | 100
Chocowinity Solar LLC | 58675_G_CHOCO | 58675 | G | CHOCO |  | Solar PV |  | S_VACA | North Carolina | 37 | Beaufort | 13 | 37013 | 5 | 0 | 2014 | 9999 |  |  | N | Solar | [13 empty] | 0 | 0 | 0 | 0 | [11 empty] | Chocowinity Solar LLC | 100 | O2Energies | 100
Gratiot County Wind LLC | 58677_G_1 | 58677 | G | 1 |  | Onshore Wind |  | MIS_LMI | Michigan | 26 | Gratiot | 57 | 26057 | 110.4 | 0 | 2012 | 9999 |  |  | N | Wind | [13 empty] | 0 | 0 | 0 | 0 | [11 empty] | Gratiot County Wind LLC | 100 | Invenergy LLC | 100
Oswegatchie | 58678_G_1 | 58678 | G | 1 |  | Hydro |  | NY_Z_C&E | New York | 36 | St Lawrence | 89 | 36089 | 0.8 | 0 | 2002 | 9999 |  |  | N | Hydro | [13 empty] | 0 | 0 | 0 | 0 | [11 empty] | Brookfield Renewable Energy Partners LP | 100 | Brookfield Asset Management Inc | 100
Oswegatchie | 58678_G_2 | 58678 | G | 2 |  | Hydro |  | NY_Z_C&E | New York | 36 | St Lawrence | 89 | 36089 | 0.8 | 0 | 2002 | 9999 |  |  | N | Hydro | [13 empty] | 0 | 0 | 0 | 0 | [11 empty] | Brookfield Renewable Energy Partners LP | 100 | Brookfield Asset Management Inc | 100
Upper Newton Falls | 58679_G_2 | 58679 | G | 2 |  | Hydro |  | NY_Z_C&E | New York | 36 | St Lawrence | 89 | 36089 | 0.6 | 0 | 1927 | 9999 |  |  | N | Hydro | [13 empty] | 0 | 0 | 0 | 0 | [11 empty] | Brookfield Renewable Energy Partners LP | 100 | Brookfield Asset Management Inc | 100
Upper Newton Falls | 58679_G_3 | 58679 | G | 3 |  | Hydro |  | NY_Z_C&E | New York | 36 | St Lawrence | 89 | 36089 | 0.6 | 0 | 1927 | 9999 |  |  | N | Hydro | [13 empty] | 0 | 0 | 0 | 0 | [11 empty] | Brookfield Renewable Energy Partners LP | 100 | Brookfield Asset Management Inc | 100
Upper Newton Falls | 58679_G_4 | 58679 | G | 4 |  | Hydro |  | NY_Z_C&E | New York | 36 | St Lawrence | 89 | 36089 | 0.2 | 0 | 1927 | 9999 |  |  | N | Hydro | [13 empty] | 0 | 0 | 0 | 0 | [11 empty] | Brookfield Renewable Energy Partners LP | 100 | Brookfield Asset Management Inc | 100
Braley Road 2 | 58680_G_PV1 | 58680 | G | PV1 |  | Solar PV |  | NENGREST | Massachusetts | 25 | Bristol | 5 | 25005 | 2.6 | 0 | 2015 | 9999 |  |  | N | Solar | [13 empty] | 0 | 0 | 0 | 0 | [11 empty] | Braley Rd Solar 2 LLC | 100 | Rockland Capital | 100
Route 66 Wind Plant | 58681_G_RT661 | 58681 | G | RT661 |  | Onshore Wind |  | ERC_PHDL | Texas | 48 | Carson | 65 | 48065 | 150 | 0 | 2015 | 9999 |  |  | N | Wind | [13 empty] | 0 | 0 | 0 | 0 | [11 empty] | Route 66 Wind Power LLC | 100 | Brookfield Asset Management Inc | 100
Dartmouth | 58682_G_PV1 | 58682 | G | PV1 |  | Solar PV |  | NENGREST | Massachusetts | 25 | Bristol | 5 | 25005 | 6.3 | 0 | 2014 | 9999 |  |  | N | Solar | [13 empty] | 0 | 0 | 0 | 0 | [11 empty] | Dartmouth Solar LLC | 100 | Rockland Capital | 100
Osage Wind, LLC | 58683_G_1 | 58683 | G | 1 |  | Onshore Wind |  | SPP_WEST | Oklahoma | 40 | Osage | 113 | 40113 | 150.4 | 0 | 2015 | 9999 |  |  | N | Wind | [13 empty] | 0 | 0 | 0 | 0 | [11 empty] | Enel Green Power North America Inc | 50 | Enel SpA | 100
Mahoning Creek Hydroelectric Project | 58685_G_8107 | 58685 | G | 8107 |  | Hydro |  | PJM_PENE | Pennsylvania | 42 | Armstrong | 5 | 42005 | 6.7 | 0 | 2013 | 9999 |  |  | N | Hydro | [13 empty] | 0 | 0 | 0 | 0 | [11 empty] | Mahoning Creek Hydroelectric Co LLC | 100 | Advanced Hydro Solutions | 100
Hancock Wind Plant | 58686_G_HANC1 | 58686 | G | HANC1 |  | Onshore Wind |  | NENG_ME | Maine | 23 | Hancock | 9 | 23009 | 51 | 0 | 2016 | 9999 |  |  | N | Wind | [13 empty] | 0 | 0 | 0 | 0 | [11 empty] | Hancock Wind LLC | 100 | Brookfield Asset Management Inc | 100
Finley Buttes Landfill Gas | 58687_G_GEN1 | 58687 | G | GEN1 |  | Landfill Gas |  | WECC_PNW | Oregon | 41 | Morrow | 49 | 41049 | 1.6 | 13500 | 2007 | 9999 |  |  | N | Landfill Gas | [13 empty] | 0.22117 | 0.22117 | 0.22117 | 0.22117 | [11 empty] | Finley Bioenergy LLC | 100 | Finley Bioenergy LLC | 100
Finley Buttes Landfill Gas | 58687_G_GEN2 | 58687 | G | GEN2 |  | Landfill Gas |  | WECC_PNW | Oregon | 41 | Morrow | 49 | 41049 | 1.6 | 13500 | 2007 | 9999 |  |  | N | Landfill Gas | [13 empty] | 0.22117 | 0.22117 | 0.22117 | 0.22117 | [11 empty] | Finley Bioenergy LLC | 100 | Finley Bioenergy LLC | 100
Finley Buttes Landfill Gas | 58687_G_GEN3 | 58687 | G | GEN3 |  | Landfill Gas |  | WECC_PNW | Oregon | 41 | Morrow | 49 | 41049 | 1.6 | 13500 | 2007 | 9999 |  |  | N | Landfill Gas | [13 empty] | 0.22117 | 0.22117 | 0.22117 | 0.22117 | [11 empty] | Finley Bioenergy LLC | 100 | Finley Bioenergy LLC | 100
LRI LFGTE Facility | 58688_G_A | 58688 | G | A |  | Landfill Gas |  | WECC_PNW | Washington | 53 | Pierce | 53 | 53053 | 1.5 | 13500 | 2013 | 9999 |  |  | N | Landfill Gas | [13 empty] | 0.22117 | 0.22117 | 0.22117 | 0.22117 | [11 empty] | Emerald City Renewables LLC | 100 | Evensol LLC | 100
LRI LFGTE Facility | 58688_G_B | 58688 | G | B |  | Landfill Gas |  | WECC_PNW | Washington | 53 | Pierce | 53 | 53053 | 1.5 | 13500 | 2013 | 9999 |  |  | N | Landfill Gas | [13 empty] | 0.22117 | 0.22117 | 0.22117 | 0.22117 | [11 empty] | Emerald City Renewables LLC | 100 | Evensol LLC | 100
LRI LFGTE Facility | 58688_G_C | 58688 | G | C |  | Landfill Gas |  | WECC_PNW | Washington | 53 | Pierce | 53 | 53053 | 1.5 | 13500 | 2013 | 9999 |  |  | N | Landfill Gas | [13 empty] | 0.22117 | 0.22117 | 0.22117 | 0.22117 | [11 empty] | Emerald City Renewables LLC | 100 | Evensol LLC | 100
Blue Sky One | 58689_G_1 | 58689 | G | 1 |  | Solar PV |  | WECC_NM | New Mexico | 35 | Taos | 55 | 35055 | 1.3 | 0 | 2012 | 9999 |  |  | N | Solar | [13 empty] | 0 | 0 | 0 | 0 | [11 empty] | SSA Solar of NM 4 LLC | 100 | Sun Financial LLC | 100
Apple Blossom Wind Farm | 58690_G_APLB1 | 58690 | G | APLB1 |  | Onshore Wind |  | MIS_LMI | Michigan | 26 | Huron | 63 | 26063 | 100 | 0 | 2017 | 9999 |  |  | N | Wind | [13 empty] | 0 | 0 | 0 | 0 | [11 empty] | Apple Blossom Wind LLC | 100 | Sempra Energy | 100
South Fork Wind Farm | 58691_G_STFK1 | 58691 | G | STFK1 |  | Onshore Wind |  | MIS_MNWI | Minnesota | 27 | Jackson | 63 | 27063 | 13 | 0 | 2016 | 9999 |  |  | N | Wind | [13 empty] | 0 | 0 | 0 | 0 | [11 empty] | South Fork Wind LLC | 100 | Aspenall Energies Delaware | 100
Black Oak Wind Farm | 58692_G_1 | 58692 | G | 1 |  | Onshore Wind |  | MIS_MNWI | Minnesota | 27 | Stearns | 145 | 27145 | 78 | 0 | 2016 | 9999 |  |  | N | Wind | [13 empty] | 0 | 0 | 0 | 0 | [11 empty] | Black Oak Wind LLC | 100 | Sempra Energy | 100
Walnut Ridge Wind Farm | 58694_G_1 | 58694 | G | 1 |  | Onshore Wind |  | PJM_COMD | Illinois | 17 | Bureau | 11 | 17011 | 212 | 0 | 2018 | 9999 |  |  | N | Wind | [13 empty] | 0 | 0 | 0 | 0 | [11 empty] | Walnut Ridge Wind LLC | 100 | Berkshire Hathaway Inc | 100
Grande Prairie Wind Farm | 58695_G_1 | 58695 | G | 1 |  | Onshore Wind |  | SPP_NEBR | Nebraska | 31 | Holt | 89 | 31089 | 400 | 0 | 2016 | 9999 |  |  | N | Wind | [13 empty] | 0 | 0 | 0 | 0 | [11 empty] | Grande Prairie Wind LLC | 100 | Berkshire Hathaway Inc | 100
Nooksack Hydro | 58696_G_GEN1 | 58696 | G | GEN1 |  | Hydro |  | WECC_PNW | Washington | 53 | Whatcom | 73 | 53073 | 2.8 | 0 | 1906 | 9999 |  |  | N | Hydro | [13 empty] | 0 | 0 | 0 | 0 | [11 empty] | Puget Sound Energy Inc | 100 | Puget Energy Inc | 100
L V Sutton Combined Cycle | 58697_G_CA1 | 58697 | G | CA1 | 90667 | Combined Cycle |  | S_VACA | North Carolina | 37 | New Hanover | 129 | 37129 | 266 | 7092 | 2013 | 9999 |  |  | N | Natural Gas, Distillate Fuel Oil |  |  |  | DLNB + H2O | SCR | [8 empty] | 0.033474 | 0.033474 | 0.033474 | 0.033474 | [11 empty] | Duke Energy Progress | 100 | Duke Energy Corp | 100
L V Sutton Combined Cycle | 58697_G_CT1 | 58697 | G | CT1 | 90667 | Combined Cycle |  | S_VACA | North Carolina | 37 | New Hanover | 129 | 37129 | 170 | 7092 | 2013 | 9999 |  |  | N | Natural Gas, Distillate Fuel Oil |  |  |  | DLNB + H2O | SCR | [8 empty] | 0.033474 | 0.033474 | 0.033474 | 0.033474 | [11 empty] | Duke Energy Progress | 100 | Duke Energy Corp | 100
L V Sutton Combined Cycle | 58697_G_CT2 | 58697 | G | CT2 | 90668 | Combined Cycle |  | S_VACA | North Carolina | 37 | New Hanover | 129 | 37129 | 171 | 7092 | 2013 | 9999 |  |  | N | Natural Gas, Distillate Fuel Oil |  |  |  | DLNB + H2O | SCR | [8 empty] | 0.033474 | 0.033474 | 0.033474 | 0.033474 | [11 empty] | Duke Energy Progress | 100 | Duke Energy Corp | 100
L V Sutton Combined Cycle | 58697_G_CT004 | 58697 | G | CT004 |  | Combustion Turbine |  | S_VACA | North Carolina | 37 | New Hanover | 129 | 37129 | 39 | 10745 | 2017 | 9999 |  |  | N | Natural Gas, Distillate Fuel Oil | [13 empty] | 0.23894 | 0.23894 | 0.23894 | 0.23894 | [11 empty] | Duke Energy Progress | 100 | Duke Energy Corp | 100
L V Sutton Combined Cycle | 58697_G_CT005 | 58697 | G | CT005 |  | Combustion Turbine |  | S_VACA | North Carolina | 37 | New Hanover | 129 | 37129 | 39 | 10745 | 2017 | 9999 |  |  | N | Natural Gas, Distillate Fuel Oil | [13 empty] | 0.23894 | 0.23894 | 0.23894 | 0.23894 | [11 empty] | Duke Energy Progress | 100 | Duke Energy Corp | 100
Mira Loma | 58698_G_D960 | 58698 | G | D960 |  | Solar PV |  | WECC_SCE | California | 6 | Riverside | 65 | 06065 | 1 | 0 | 2011 | 9999 |  |  | N | Solar | [13 empty] | 0 | 0 | 0 | 0 | [11 empty] | Costco Wholesale Corp | 100 | Costco Wholesale Corp | 100
Mira Loma | 58698_G_D9611 | 58698 | G | D9611 |  | Solar PV |  | WECC_SCE | California | 6 | Riverside | 65 | 06065 | 1.5 | 0 | 2011 | 9999 |  |  | N | Solar | [13 empty] | 0 | 0 | 0 | 0 | [11 empty] | Costco Wholesale Corp | 100 | Costco Wholesale Corp | 100
Mira Loma | 58698_G_D9612 | 58698 | G | D9612 |  | Solar PV |  | WECC_SCE | California | 6 | Riverside | 65 | 06065 | 0.5 | 0 | 2011 | 9999 |  |  | N | Solar | [13 empty] | 0 | 0 | 0 | 0 | [11 empty] | Costco Wholesale Corp | 100 | Costco Wholesale Corp | 100
ABEC Bidart-Old River LLC | 58699_G_GEN 1 | 58699 | G | GEN 1 |  | Non-Fossil Waste |  | WECC_SCE | California | 6 | Kern | 29 | 06029 | 0.9 | 13500 | 2013 | 9999 |  |  | N | Non-Fossil Waste | [13 empty] | 0 | 0 | 0 | 0 | [11 empty] | ABEC Bidart Old River LLC | 100 | Es Alternatives LP | 100
ABEC Bidart-Old River LLC | 58699_G_GEN 2 | 58699 | G | GEN 2 |  | Non-Fossil Waste |  | WECC_SCE | California | 6 | Kern | 29 | 06029 | 0.9 | 13500 | 2013 | 9999 |  |  | N | Non-Fossil Waste | [13 empty] | 0 | 0 | 0 | 0 | [11 empty] | ABEC Bidart Old River LLC | 100 | Es Alternatives LP | 100
Colleton Solar Farm | 58700_G_CS300 | 58700 | G | CS300 |  | Solar PV |  | S_VACA | South Carolina | 45 | Colleton | 29 | 45029 | 2.5 | 0 | 2013 | 9999 |  |  | N | Solar | [13 empty] | 0 | 0 | 0 | 0 | [11 empty] | Tig Sun Energy I LLC | 100 | Intertech Group (The) | 100
Apple Data Center - PV2 | 58701_G_PV2 | 58701 | G | PV2 |  | Solar PV |  | S_VACA | North Carolina | 37 | Catawba | 35 | 37035 | 19.4 | 0 | 2013 | 9999 |  |  | N | Solar | [13 empty] | 0 | 0 | 0 | 0 | [11 empty] | Apple Inc | 100 | Apple Inc | 100
Axio Green LLC | 58702_G_1 | 58702 | G | 1 |  | Solar PV |  | NENGREST | Massachusetts | 25 | Franklin | 11 | 25011 | 2 | 0 | 2012 | 9999 |  |  | N | Solar | [13 empty] | 0 | 0 | 0 | 0 | [11 empty] | Axio Green LLC | 100 | SunEdison | 100
Lenape II | 58703_G_1 | 58703 | G | 1 |  | Solar PV |  | MIS_INKY | Indiana | 18 | Marion | 97 | 18097 | 4 | 0 | 2015 | 9999 |  |  | N | Solar | [13 empty] | 0 | 0 | 0 | 0 | [11 empty] | NGP Lenape Solar II | 100 | New Generation Power | 100
Zeeland Farm Services | 58704_G_CAT-1 | 58704 | G | CAT-1 |  | Non-Fossil Waste |  | MIS_LMI | Michigan | 26 | Ottawa | 139 | 26139 | 1.4 | 13500 | 2006 | 9999 |  |  | N | Non-Fossil Waste | [13 empty] | 0 | 0 | 0 | 0 | [11 empty] | Zeeland Farm Services Inc | 100 | Zeeland Farm Services Inc | 100
Zeeland Farm Services | 58704_G_CAT-2 | 58704 | G | CAT-2 |  | Non-Fossil Waste |  | MIS_LMI | Michigan | 26 | Ottawa | 139 | 26139 | 1.5 | 13500 | 2009 | 9999 |  |  | N | Non-Fossil Waste | [13 empty] | 0 | 0 | 0 | 0 | [11 empty] | Zeeland Farm Services Inc | 100 | Zeeland Farm Services Inc | 100
Allendale Biomass | 58706_B_B001 | 58706 | B | B001 |  | Biomass |  | S_VACA | South Carolina | 45 | Allendale | 5 | 45005 | 20 | 16335 | 2013 | 9999 |  |  | N | Biomass |  |  |  | NH3 | SNCR |  |  | ESPH | No |  |  |  |  | 0.18333 | 0.18333 | 0.18333 | 0.18333 | [11 empty] | Allendale Biomass LLC | 100 | I Squared Capital | 100
Dorchester Biomass | 58707_B_B001 | 58707 | B | B001 |  | Biomass |  | S_VACA | South Carolina | 45 | Dorchester | 35 | 45035 | 20 | 16836 | 2013 | 9999 |  |  | N | Biomass |  |  |  | NH3 | SNCR |  |  | ESPH | No |  |  |  |  | 0.15994 | 0.15994 | 0.15994 | 0.15994 | [11 empty] | Dorchester Biomass LLC | 100 | I Squared Capital | 100
Phoenix Airport East Economy Lot | 58708_G_PAEEL | 58708 | G | PAEEL |  | Solar PV |  | WECC_AZ | Arizona | 4 | Maricopa | 13 | 04013 | 1 | 0 | 2012 | 9999 |  |  | N | Solar | [13 empty] | 0 | 0 | 0 | 0 | [11 empty] | Solar Star Arizona II LLC | 100 | TOTAL SA | 100
Phoenix Airport Rental Car Center | 58709_G_PARCC | 58709 | G | PARCC |  | Solar PV |  | WECC_AZ | Arizona | 4 | Maricopa | 13 | 04013 | 1.4 | 0 | 2012 | 9999 |  |  | N | Solar | [13 empty] | 0 | 0 | 0 | 0 | [11 empty] | Solar Star Arizona II LLC | 100 | TOTAL SA | 100
Barilla Solar | 58710_G_BRLA | 58710 | G | BRLA |  | Solar PV |  | ERC_WEST | Texas | 48 | Pecos | 371 | 48371 | 30.2 | 0 | 2015 | 9999 |  |  | N | Solar | [13 empty] | 0 | 0 | 0 | 0 | [11 empty] | BNB Texas Solar LLC | 100 | BNB Renewable Energy Holdings | 100
Lost Hills/Blackwell | 58711_G_BLKW | 58711 | G | BLKW |  | Solar PV |  | WECC_SCE | California | 6 | Kern | 29 | 06029 | 12 | 0 | 2015 | 9999 |  |  | N | Solar | [13 empty] | 0 | 0 | 0 | 0 | [11 empty] | Blackwell Solar LLC | 100 | APG Asset Management US Inc | 100
Lost Hills/Blackwell | 58711_G_LTHL | 58711 | G | LTHL |  | Solar PV |  | WECC_SCE | California | 6 | Kern | 29 | 06029 | 20 | 0 | 2015 | 9999 |  |  | N | Solar | [13 empty] | 0 | 0 | 0 | 0 | [11 empty] | Lost Hills Solar LLC | 100 | APG Asset Management US Inc | 100
North Star Solar | 58713_G_NSTR | 58713 | G | NSTR |  | Solar PV |  | WEC_CALN | California | 6 | Fresno | 19 | 06019 | 60 | 0 | 2015 | 9999 |  |  | N | Solar | [13 empty] | 0 | 0 | 0 | 0 | [11 empty] | North Star Solar LLC | 100 | APG Asset Management US Inc | 100
Oxbow Creek | 58714_G_GEN1 | 58714 | G | GEN1 |  | Combustion Turbine | IC Engine | PJM_PENE | Pennsylvania | 42 | Wyoming | 131 | 42131 | 4.2 | 10745 | 2019 | 9999 |  |  | N | Natural Gas | [13 empty] | 1.061 | 1.061 | 1.061 | 1.061 | [11 empty] | Oxbow Creek Energy LLC | 100 | Iron Mountain Generation LLC | 100
Oxbow Creek | 58714_G_GEN2 | 58714 | G | GEN2 |  | Combustion Turbine | IC Engine | PJM_PENE | Pennsylvania | 42 | Wyoming | 131 | 42131 | 4.2 | 10745 | 2019 | 9999 |  |  | N | Natural Gas | [13 empty] | 1.061 | 1.061 | 1.061 | 1.061 | [11 empty] | IMG Mainstream LLC | 100 | Iron Mountain Generation LLC | 100
Oxbow Creek | 58714_G_GEN3 | 58714 | G | GEN3 |  | Combustion Turbine | IC Engine | PJM_PENE | Pennsylvania | 42 | Wyoming | 131 | 42131 | 4.2 | 10745 | 2019 | 9999 |  |  | N | Natural Gas | [13 empty] | 1.061 | 1.061 | 1.061 | 1.061 | [11 empty] | IMG Mainstream LLC | 100 | Iron Mountain Generation LLC | 100
Oxbow Creek | 58714_G_GEN4 | 58714 | G | GEN4 |  | Combustion Turbine | IC Engine | PJM_PENE | Pennsylvania | 42 | Wyoming | 131 | 42131 | 4.2 | 10745 | 2019 | 9999 |  |  | N | Natural Gas | [13 empty] | 1.061 | 1.061 | 1.061 | 1.061 | [11 empty] | IMG Mainstream LLC | 100 | Iron Mountain Generation LLC | 100
Oxbow Creek | 58714_G_GEN5 | 58714 | G | GEN5 |  | Combustion Turbine | IC Engine | PJM_PENE | Pennsylvania | 42 | Wyoming | 131 | 42131 | 4.2 | 10745 | 2019 | 9999 |  |  | N | Natural Gas | [13 empty] | 1.061 | 1.061 | 1.061 | 1.061 | [11 empty] | IMG Mainstream LLC | 100 | Iron Mountain Generation LLC | 100
Roundtop | 58715_G_GEN1 | 58715 | G | GEN1 |  | Combustion Turbine | IC Engine | PJM_PENE | Pennsylvania | 42 | Susquehanna | 115 | 42115 | 4.2 | 10745 | 2015 | 9999 |  |  | N | Natural Gas | [13 empty] | 1.2219 | 1.2219 | 1.2219 | 1.2219 | [11 empty] | Roundtop Energy LLC | 100 | Iron Mountain Generation LLC | 100
Roundtop | 58715_G_GEN2 | 58715 | G | GEN2 |  | Combustion Turbine | IC Engine | PJM_PENE | Pennsylvania | 42 | Susquehanna | 115 | 42115 | 4.2 | 10745 | 2015 | 9999 |  |  | N | Natural Gas | [13 empty] | 1.2219 | 1.2219 | 1.2219 | 1.2219 | [11 empty] | Roundtop Energy LLC | 100 | Iron Mountain Generation LLC | 100
Roundtop | 58715_G_GEN3 | 58715 | G | GEN3 |  | Combustion Turbine | IC Engine | PJM_PENE | Pennsylvania | 42 | Susquehanna | 115 | 42115 | 4.2 | 10745 | 2015 | 9999 |  |  | N | Natural Gas | [13 empty] | 1.2219 | 1.2219 | 1.2219 | 1.2219 | [11 empty] | Roundtop Energy LLC | 100 | Iron Mountain Generation LLC | 100
Roundtop | 58715_G_GEN4 | 58715 | G | GEN4 |  | Combustion Turbine | IC Engine | PJM_PENE | Pennsylvania | 42 | Susquehanna | 115 | 42115 | 4.2 | 10745 | 2015 | 9999 |  |  | N | Natural Gas | [13 empty] | 1.2219 | 1.2219 | 1.2219 | 1.2219 | [11 empty] | Roundtop Energy LLC | 100 | Iron Mountain Generation LLC | 100
Roundtop | 58715_G_GEN5 | 58715 | G | GEN5 |  | Combustion Turbine | IC Engine | PJM_PENE | Pennsylvania | 42 | Susquehanna | 115 | 42115 | 4.2 | 10745 | 2015 | 9999 |  |  | N | Natural Gas | [13 empty] | 1.2219 | 1.2219 | 1.2219 | 1.2219 | [11 empty] | Roundtop Energy LLC | 100 | Iron Mountain Generation LLC | 100
OCI Alamo 2, LLC | 58716_G_1 | 58716 | G | 1 |  | Solar PV |  | ERC_REST | Texas | 48 | Bexar | 29 | 48029 | 4.4 | 0 | 2014 | 9999 |  |  | N | Solar | [13 empty] | 0 | 0 | 0 | 0 | [11 empty] | OCI Alamo 2 LLC | 100 | OCI Company Ltd | 100
OCI Alamo 4, LLC | 58717_G_1 | 58717 | G | 1 |  | Solar PV |  | ERC_REST | Texas | 48 | Kinney | 271 | 48271 | 39.6 | 0 | 2014 | 9999 |  |  | N | Solar | [13 empty] | 0 | 0 | 0 | 0 | [11 empty] | OCI Alamo 4 LLC | 100 | Consolidated Edison Inc | 100
Orion Solar I | 58718_G_PV1 | 58718 | G | PV1 |  | Solar PV |  | WECC_SCE | California | 6 | Kern | 29 | 06029 | 12 | 0 | 2014 | 9999 |  |  | N | Solar | [13 empty] | 0 | 0 | 0 | 0 | [11 empty] | Orion Solar I LLC | 100 | SunEdison | 100
Brookfield | 58719_G_WPH2 | 58719 | G | WPH2 |  | Onshore Wind |  | MIS_LMI | Michigan | 26 | Huron | 63 | 26063 | 74.8 | 0 | 2014 | 9999 |  |  | N | Wind | [13 empty] | 0 | 0 | 0 | 0 | [11 empty] | DTE Electric Co | 100 | DTE Energy Co | 100
Pattern Panhandle Wind 2 LLC | 58720_G_1 | 58720 | G | 1 |  | Onshore Wind |  | ERC_PHDL | Texas | 48 | Carson | 65 | 48065 | 181.7 | 0 | 2014 | 9999 |  |  | N | Wind | [13 empty] | 0 | 0 | 0 | 0 | [11 empty] | Pattern Pandhandle Wind 2 LLC | 100 | Canadian Crown Corp | 100
Orion Solar II | 58721_G_ORION | 58721 | G | ORION |  | Solar PV |  | WECC_SCE | California | 6 | Kern | 29 | 06029 | 8 | 0 | 2014 | 9999 |  |  | N | Solar | [13 empty] | 0 | 0 | 0 | 0 | [11 empty] | Orion Solar II LLC | 100 | SunEdison | 100
Charlotte Solar | 58722_G_PV1 | 58722 | G | PV1 |  | Solar PV |  | S_VACA | North Carolina | 37 | Rutherford | 161 | 37161 | 5 | 0 | 2015 | 9999 |  |  | N | Solar | [13 empty] | 0 | 0 | 0 | 0 | [11 empty] | Charlotte Solar (NC) LLC | 100 | Cate Street Capital LLC | 100
Elliana Solar | 58725_G_PV1 | 58725 | G | PV1 |  | Solar PV |  | S_VACA | North Carolina | 37 | Alamance | 1 | 37001 | 5 | 0 | 2015 | 9999 |  |  | N | Solar | [13 empty] | 0 | 0 | 0 | 0 | [11 empty] | Elliana Solar LLC | 100 | Cate Street Capital Inc | 100
Flash Solar | 58726_G_PV1 | 58726 | G | PV1 |  | Solar PV |  | S_VACA | North Carolina | 37 | Catawba | 35 | 37035 | 5 | 0 | 2015 | 9999 |  |  | N | Solar | [13 empty] | 0 | 0 | 0 | 0 | [11 empty] | Flash Solar LLC | 100 | Cate Street Capital LLC | 100
Amethyst Solar | 58730_G_PV1 | 58730 | G | PV1 |  | Solar PV |  | S_VACA | North Carolina | 37 | Rutherford | 161 | 37161 | 3 | 0 | 2016 | 9999 |  |  | N | Solar | [13 empty] | 0 | 0 | 0 | 0 | [11 empty] | Amethyst Solar LLC | 100 | Cate Street Capital LLC | 100
Angel Solar | 58731_G_PV1 | 58731 | G | PV1 |  | Solar PV |  | S_VACA | North Carolina | 37 | Catawba | 35 | 37035 | 5 | 0 | 2015 | 9999 |  |  | N | Solar | [13 empty] | 0 | 0 | 0 | 0 | [11 empty] | Angel Solar LLC | 100 | Cate Street Capital Inc | 100
Audrey Solar | 58732_G_PV1 | 58732 | G | PV1 |  | Solar PV |  | S_VACA | North Carolina | 37 | Cleveland | 45 | 37045 | 3 | 0 | 2016 | 9999 |  |  | N | Solar | [13 empty] | 0 | 0 | 0 | 0 | [11 empty] | Audrey Solar LLC | 100 | Cate Street Capital Inc | 100
Buddy Solar | 58735_G_PV1 | 58735 | G | PV1 |  | Solar PV |  | S_VACA | North Carolina | 37 | Rowan | 159 | 37159 | 4 | 0 | 2015 | 9999 |  |  | N | Solar | [13 empty] | 0 | 0 | 0 | 0 | [11 empty] | Buddy Solar LLC | 100 | Cate Street Capital LLC | 100
Milo Solar | 58739_G_PV1 | 58739 | G | PV1 |  | Solar PV |  | S_VACA | North Carolina | 37 | Alamance | 1 | 37001 | 3 | 0 | 2016 | 9999 |  |  | N | Solar | [13 empty] | 0 | 0 | 0 | 0 | [11 empty] | Milo Solar LLC | 100 | Cate Street Capital Inc | 100
Minnie Solar | 58740_G_PV1 | 58740 | G | PV1 |  | Solar PV |  | S_VACA | North Carolina | 37 | Alamance | 1 | 37001 | 3 | 0 | 2016 | 9999 |  |  | N | Solar | [13 empty] | 0 | 0 | 0 | 0 | [11 empty] | Minnie Solar LLC | 100 | Cate Street Capital Inc | 100
Nick Solar | 58741_G_NICK | 58741 | G | NICK |  | Solar PV |  | S_VACA | North Carolina | 37 | Guilford | 81 | 37081 | 4 | 0 | 2014 | 9999 |  |  | N | Solar | [13 empty] | 0 | 0 | 0 | 0 | [11 empty] | Nick Solar LLC | 100 | Cate Street Capital Inc | 100
Owen Solar | 58742_G_PV1 | 58742 | G | PV1 |  | Solar PV |  | S_VACA | North Carolina | 37 | Catawba | 35 | 37035 | 5 | 0 | 2016 | 9999 |  |  | N | Solar | [13 empty] | 0 | 0 | 0 | 0 | [11 empty] | Owen Solar LLC | 100 | Cate Street Capital Inc | 100
Sophie Solar | 58745_G_PV1 | 58745 | G | PV1 |  | Solar PV |  | S_VACA | North Carolina | 37 | Cleveland | 45 | 37045 | 4.5 | 0 | 2016 | 9999 |  |  | N | Solar | [13 empty] | 0 | 0 | 0 | 0 | [11 empty] | Sophie Solar LLC | 100 | Cate Street Capital LLC | 100
Star Solar | 58746_G_PV1 | 58746 | G | PV1 |  | Solar PV |  | S_VACA | North Carolina | 37 | Durham | 63 | 37063 | 5 | 0 | 2016 | 9999 |  |  | N | Solar | [13 empty] | 0 | 0 | 0 | 0 | [11 empty] | Sunlight Partners LLC | 100 | Cate Street Capital Inc | 100
GreenWhey Energy Inc | 58747_G_GEN1 | 58747 | G | GEN1 |  | Non-Fossil Waste |  | MIS_MNWI | Wisconsin | 55 | Polk | 95 | 55095 | 1.6 | 4061 | 2013 | 9999 |  |  | Y | Non-Fossil Waste | [13 empty] | 0 | 0 | 0 | 0 | [11 empty] | Greenwhey Energy Inc | 100 | Thomas Ludy | 100
GreenWhey Energy Inc | 58747_G_GEN2 | 58747 | G | GEN2 |  | Non-Fossil Waste |  | MIS_MNWI | Wisconsin | 55 | Polk | 95 | 55095 | 1.6 | 13500 | 2013 | 9999 |  |  | N | Non-Fossil Waste | [13 empty] | 0 | 0 | 0 | 0 | [11 empty] | Greenwhey Energy Inc | 100 | Thomas Ludy | 100
North Bay Solar 1 | 58748_G_NBWT | 58748 | G | NBWT |  | Solar PV |  | WEC_CALN | California | 6 | Solano | 95 | 06095 | 1 | 0 | 2013 | 9999 |  |  | N | Solar | [13 empty] | 0 | 0 | 0 | 0 | [11 empty] | sPower | 100 | AES Corp (The) | 100
Tihonet Solar | 58749_G_TSMA | 58749 | G | TSMA |  | Solar PV |  | NENGREST | Massachusetts | 25 | Plymouth | 23 | 25023 | 1 | 0 | 2014 | 9999 |  |  | N | Solar | [13 empty] | 0 | 0 | 0 | 0 | [11 empty] | Consolidated Edison Solutions Inc | 100 | Consolidated Edison Inc | 100
Lancaster Dry Farm Ranch B | 58750_G_LDFRB | 58750 | G | LDFRB |  | Solar PV |  | WEC_LADW | California | 6 | Los Angeles | 37 | 06037 | 5 | 0 | 2014 | 9999 |  |  | N | Solar | [13 empty] | 0 | 0 | 0 | 0 | [11 empty] | Lancaster Dry Farm Ranch B LLC | 100 | Sustainable Power Group LLC | 100
Rodeo Solar C2 | 58751_G_RSC2 | 58751 | G | RSC2 |  | Solar PV |  | WEC_LADW | California | 6 | Los Angeles | 37 | 06037 | 1.5 | 0 | 2014 | 9999 |  |  | N | Solar | [13 empty] | 0 | 0 | 0 | 0 | [11 empty] | Rodeo Solar C2 LLC | 100 | Sustainable Power Group LLC | 100
Rodeo Solar D2 | 58752_G_RSD2 | 58752 | G | RSD2 |  | Solar PV |  | WEC_LADW | California | 6 | Los Angeles | 37 | 06037 | 1.5 | 0 | 2014 | 9999 |  |  | N | Solar | [13 empty] | 0 | 0 | 0 | 0 | [11 empty] | Rodeo Solar D2 LLC | 100 | Sustainable Power Group LLC | 100
Summer Solar A2 | 58753_G_SSA2 | 58753 | G | SSA2 |  | Solar PV |  | WEC_LADW | California | 6 | Los Angeles | 37 | 06037 | 1.5 | 0 | 2014 | 9999 |  |  | N | Solar | [13 empty] | 0 | 0 | 0 | 0 | [11 empty] | Summer Solar A2 LLC | 100 | Sustainable Power Group LLC | 100
Summer Solar B2 | 58754_G_SSB2 | 58754 | G | SSB2 |  | Solar PV |  | WEC_LADW | California | 6 | Los Angeles | 37 | 06037 | 1.5 | 0 | 2014 | 9999 |  |  | N | Solar | [13 empty] | 0 | 0 | 0 | 0 | [11 empty] | Summer Solar B2 LLC | 100 | Sustainable Power Group LLC | 100
Summer Solar C2 | 58755_G_SSC2 | 58755 | G | SSC2 |  | Solar PV |  | WEC_LADW | California | 6 | Los Angeles | 37 | 06037 | 1.5 | 0 | 2014 | 9999 |  |  | N | Solar | [13 empty] | 0 | 0 | 0 | 0 | [11 empty] | Summer Solar C2 LLC | 100 | Sustainable Power Group LLC | 100
Summer Solar D2 | 58756_G_SSD2 | 58756 | G | SSD2 |  | Solar PV |  | WEC_CALN | California | 6 | Los Angeles | 37 | 06037 | 1 | 0 | 2014 | 9999 |  |  | N | Solar | [13 empty] | 0 | 0 | 0 | 0 | [11 empty] | Summer Solar D2 LLC | 100 | Sustainable Power Group LLC | 100
Summer North Solar | 58757_G_UE2 | 58757 | G | UE2 |  | Solar PV |  | WEC_CALN | California | 6 | Los Angeles | 37 | 06037 | 1.5 | 0 | 2014 | 9999 |  |  | N | Solar | [13 empty] | 0 | 0 | 0 | 0 | [11 empty] | Summer Solar E2 LLC | 100 | Sustainable Power Group LLC | 100
Summer North Solar | 58757_G_UF2 | 58757 | G | UF2 |  | Solar PV |  | WEC_CALN | California | 6 | Los Angeles | 37 | 06037 | 2 | 0 | 2014 | 9999 |  |  | N | Solar | [13 empty] | 0 | 0 | 0 | 0 | [11 empty] | Summer Solar F2 LLC | 100 | Sustainable Power Group LLC | 100
Summer North Solar | 58757_G_UG2 | 58757 | G | UG2 |  | Solar PV |  | WEC_CALN | California | 6 | Los Angeles | 37 | 06037 | 1.5 | 0 | 2014 | 9999 |  |  | N | Solar | [13 empty] | 0 | 0 | 0 | 0 | [11 empty] | Summer Solar G2 LLC | 100 | Sustainable Power Group LLC | 100
Summer North Solar | 58757_G_UH2 | 58757 | G | UH2 |  | Solar PV |  | WEC_CALN | California | 6 | Los Angeles | 37 | 06037 | 1.5 | 0 | 2014 | 9999 |  |  | N | Solar | [13 empty] | 0 | 0 | 0 | 0 | [11 empty] | Summer Solar H2 LLC | 100 | Sustainable Power Group LLC | 100
Expressway Solar A | 58761_G_EXSA | 58761 | G | EXSA |  | Solar PV |  | WECC_SCE | California | 6 | San Bernardino | 71 | 06071 | 2 | 0 | 2014 | 9999 |  |  | N | Solar | [13 empty] | 0 | 0 | 0 | 0 | [11 empty] | Expressway Solar A LLC | 100 | Sustainable Power Group LLC | 100
Expressway Solar B | 58762_G_EXSB | 58762 | G | EXSB |  | Solar PV |  | WECC_SCE | California | 6 | San Bernardino | 71 | 06071 | 2 | 0 | 2014 | 9999 |  |  | N | Solar | [13 empty] | 0 | 0 | 0 | 0 | [11 empty] | Expressway Solar B LLC | 100 | Sustainable Power Group LLC | 100
Expressway Solar C2 | 58763_G_EXSC2 | 58763 | G | EXSC2 |  | Solar PV |  | WEC_CALN | California | 6 | San Bernardino | 71 | 06071 | 1.5 | 0 | 2014 | 9999 |  |  | N | Solar | [13 empty] | 0 | 0 | 0 | 0 | [11 empty] | Expressway Solar C2 LLC | 100 | Sustainable Power Group LLC | 100
Miami Wind Energy Center | 58765_G_1 | 58765 | G | 1 |  | Onshore Wind |  | ERC_PHDL | Texas | 48 | Roberts | 393 | 48393 | 288.6 | 0 | 2014 | 9999 |  |  | N | Wind | [13 empty] | 0 | 0 | 0 | 0 | [11 empty] | Miami Wind I LLC | 100 | Miami Wind I LLC | 100
Wake Wind Energy Center | 58766_G_1 | 58766 | G | 1 |  | Onshore Wind |  | ERC_REST | Texas | 48 | Crosby | 107 | 48107 | 257 | 0 | 2016 | 9999 |  |  | N | Wind | [13 empty] | 0 | 0 | 0 | 0 | [11 empty] | Southern Power Co | 100 | Southern Co | 100
Buckeye Wind Energy Center | 58767_G_1 | 58767 | G | 1 |  | Onshore Wind |  | SPP_N | Kansas | 20 | Ellis | 51 | 20051 | 205.7 | 0 | 2015 | 9999 |  |  | N | Wind | [13 empty] | 0 | 0 | 0 | 0 | [11 empty] | Buckeye Wind Energy LLC | 100 | Invenergy LLC | 100
Marsh Hill Wind Farm | 58768_G_1 | 58768 | G | 1 |  | Onshore Wind |  | NY_Z_C&E | New York | 36 | Steuben | 101 | 36101 | 16.2 | 0 | 2014 | 9999 |  |  | N | Wind | [13 empty] | 0 | 0 | 0 | 0 | [11 empty] | Marsh Hill Energy LLC | 100 | Invenergy LLC | 100
Spring Canyon Expansion Wind Energy Ctr | 58769_G_1 | 58769 | G | 1 |  | Onshore Wind |  | WECC_CO | Colorado | 8 | Logan | 75 | 08075 | 34 | 0 | 2014 | 9999 |  |  | N | Wind | [13 empty] | 0 | 0 | 0 | 0 | [11 empty] | Spring Canyon Energy II LLC | 100 | Global Infrastructure Partners | 100
Spring Canyon Expansion Wind Energy Ctr | 58769_G_SCIII | 58769 | G | SCIII |  | Onshore Wind |  | WECC_CO | Colorado | 8 | Logan | 75 | 08075 | 28.6 | 0 | 2014 | 9999 |  |  | N | Wind | [13 empty] | 0 | 0 | 0 | 0 | [11 empty] | Spring Canyon Energy II LLC | 100 | Global Infrastructure Partners | 100
Maywood Photovoltaic Project | 58770_G_1 | 58770 | G | 1 |  | Solar PV |  | MIS_INKY | Indiana | 18 | Marion | 97 | 18097 | 8 | 0 | 2014 | 9999 |  |  | N | Solar | [13 empty] | 0 | 0 | 0 | 0 | [11 empty] | HQC Maywood LLC | 100 | Hanwha Group | 100
Roosevelt County | 58771_G_GEN1 | 58771 | G | GEN1 |  | Onshore Wind |  | SPP_SPS | New Mexico | 35 | Roosevelt | 41 | 35041 | 250 | 0 | 2015 | 9999 |  |  | N | Wind | [13 empty] | 0 | 0 | 0 | 0 | [11 empty] | Roosevelt Wind Project LLC | 100 | EDF Group | 100
Longhorn Wind | 58772_G_GEN1 | 58772 | G | GEN1 |  | Onshore Wind |  | ERC_PHDL | Texas | 48 | Briscoe | 45 | 48045 | 200 | 0 | 2015 | 9999 |  |  | N | Wind | [13 empty] | 0 | 0 | 0 | 0 | [11 empty] | Longhorn Wind Project LLC | 100 | EDF Group | 100
TX Hereford Wind | 58773_G_GEN1 | 58773 | G | GEN1 |  | Onshore Wind |  | ERC_PHDL | Texas | 48 | Deaf Smith | 117 | 48117 | 200 | 0 | 2014 | 9999 |  |  | N | Wind | [13 empty] | 0 | 0 | 0 | 0 | [11 empty] | TX Hereford Wind LLC | 100 | EDF Group | 100
Spinning Spur Wind II | 58774_G_GEN1 | 58774 | G | GEN1 |  | Onshore Wind |  | ERC_PHDL | Texas | 48 | Oldham | 359 | 48359 | 161 | 0 | 2014 | 9999 |  |  | N | Wind | [13 empty] | 0 | 0 | 0 | 0 | [11 empty] | Spinning Spur Wind Two LLC | 100 | EDF Group | 100
Spinning Spur Wind III | 58775_G_GEN1 | 58775 | G | GEN1 |  | Onshore Wind |  | ERC_PHDL | Texas | 48 | Oldham | 359 | 48359 | 194 | 0 | 2015 | 9999 |  |  | N | Wind | [13 empty] | 0 | 0 | 0 | 0 | [11 empty] | Spinning Spur Wind LLC | 100 | EDF Group | 100
Sonne One | 58782_G_PV1 | 58782 | G | PV1 |  | Solar PV |  | S_VACA | North Carolina | 37 | Wayne | 191 | 37191 | 5 | 0 | 2016 | 9999 |  |  | N | Solar | [13 empty] | 0 | 0 | 0 | 0 | [11 empty] | Sonne One LLC | 100 | Birdseye Renewable Energy | 100
South Canal Hydro-1 | 58783_G_SC-1 | 58783 | G | SC-1 |  | Hydro |  | WECC_CO | Colorado | 8 | Montrose | 85 | 08085 | 3.8 | 0 | 2013 | 9999 |  |  | N | Hydro | [13 empty] | 0 | 0 | 0 | 0 | [11 empty] | Delta Montrose Electric Association | 100 | Delta Montrose Electric Association | 100
South Canal Hydro-3 | 58784_G_SC-3 | 58784 | G | SC-3 |  | Hydro |  | WECC_CO | Colorado | 8 | Montrose | 85 | 08085 | 3.3 | 0 | 2013 | 9999 |  |  | N | Hydro | [13 empty] | 0 | 0 | 0 | 0 | [11 empty] | Delta Montrose Electric Association | 100 | Delta Montrose Electric Association | 100
Brentwood Solar | 58785_G_BRT1 | 58785 | G | BRT1 |  | Solar PV |  | NY_Z_K | New York | 36 | Suffolk | 103 | 36103 | 1 | 0 | 2011 | 9999 |  |  | N | Solar | [13 empty] | 0 | 0 | 0 | 0 | [11 empty] | CD US Solar MT1 LLC | 100 | Capital Dynamics | 100
Deer Park | 58786_G_DRP1 | 58786 | G | DRP1 |  | Solar PV |  | NY_Z_K | New York | 36 | Suffolk | 103 | 36103 | 2.5 | 0 | 2012 | 9999 |  |  | N | Solar | [13 empty] | 0 | 0 | 0 | 0 | [11 empty] | CD US Solar MT1 LLC | 100 | Capital Dynamics | 100
Dennison | 58787_G_DNN1 | 58787 | G | DNN1 |  | Solar PV |  | NY_Z_K | New York | 36 | Suffolk | 103 | 36103 | 2 | 0 | 2011 | 9999 |  |  | N | Solar | [13 empty] | 0 | 0 | 0 | 0 | [11 empty] | CD US Solar MT1 LLC | 100 | Capital Dynamics | 100
North County | 58788_G_NRT1 | 58788 | G | NRT1 |  | Solar PV |  | NY_Z_K | New York | 36 | Suffolk | 103 | 36103 | 1 | 0 | 2011 | 9999 |  |  | N | Solar | [13 empty] | 0 | 0 | 0 | 0 | [11 empty] | CD US Solar MT1 LLC | 100 | Capital Dynamics | 100
Riverhead | 58789_G_RVH1 | 58789 | G | RVH1 |  | Solar PV |  | NY_Z_K | New York | 36 | Suffolk | 103 | 36103 | 1.5 | 0 | 2011 | 9999 |  |  | N | Solar | [13 empty] | 0 | 0 | 0 | 0 | [11 empty] | CD US Solar MT1 LLC | 100 | Capital Dynamics | 100
Cohalan | 58790_G_CLN1 | 58790 | G | CLN1 |  | Solar PV |  | NY_Z_K | New York | 36 | Suffolk | 103 | 36103 | 2.5 | 0 | 2012 | 9999 |  |  | N | Solar | [13 empty] | 0 | 0 | 0 | 0 | [11 empty] | CD US Solar MT1 LLC | 100 | Capital Dynamics | 100
Cohalan | 58790_G_CLN2 | 58790 | G | CLN2 |  | Solar PV |  | NY_Z_K | New York | 36 | Suffolk | 103 | 36103 | 1.5 | 0 | 2012 | 9999 |  |  | N | Solar | [13 empty] | 0 | 0 | 0 | 0 | [11 empty] | CD US Solar MT1 LLC | 100 | Capital Dynamics | 100
Kirkwall Holdings | 58791_G_PV1 | 58791 | G | PV1 |  | Solar PV |  | S_VACA | North Carolina | 37 | Duplin | 61 | 37061 | 5 | 0 | 2016 | 9999 |  |  | N | Solar | [13 empty] | 0 | 0 | 0 | 0 | [11 empty] | Kirkwall Holdings LLC | 100 | Birdseye Renewable Energy | 100
Ayrshire | 58792_G_PV1 | 58792 | G | PV1 |  | Solar PV |  | S_VACA | North Carolina | 37 | Cleveland | 45 | 37045 | 19.4 | 0 | 2017 | 9999 |  |  | N | Solar | [13 empty] | 0 | 0 | 0 | 0 | [11 empty] | Ayrshire Holdings LLC | 100 | Birdseye Renewable Energy | 100
JMB Mcguire-Dix-Lakehurst Solar Project | 58793_G_UCIV | 58793 | G | UCIV |  | Solar PV |  | PJM_EMAC | New Jersey | 34 | Burlington | 5 | 34005 | 11.4 | 0 | 2013 | 9999 |  |  | N | Solar | [13 empty] | 0 | 0 | 0 | 0 | [11 empty] | WR TGC Solar Generation IV LLC | 100 | True Green Capital Management LLC | 100
Storrie Lake Solar Project | 58794_G_MSMPV | 58794 | G | MSMPV |  | Solar PV |  | WECC_NM | New Mexico | 35 | San Miguel | 47 | 35047 | 1.5 | 0 | 2014 | 9999 |  |  | N | Solar | [13 empty] | 0 | 0 | 0 | 0 | [11 empty] | MSM Solar LLC | 100 | Mora San Miguel Electric Coop Inc | 100
Hobart Solar, LLC | 58795_G_HS | 58795 | G | HS |  | Solar PV |  | MIS_INKY | Indiana | 18 | Lake | 89 | 18089 | 1 | 0 | 2012 | 9999 |  |  | N | Solar | [13 empty] | 0 | 0 | 0 | 0 | [11 empty] | Hobart Solar LLC | 100 | Sustainable Power Group LLC | 100
Waterloo Solar, LLC | 58796_G_WS | 58796 | G | WS |  | Solar PV |  | MIS_INKY | Indiana | 18 | DeKalb | 33 | 18033 | 1 | 0 | 2012 | 9999 |  |  | N | Solar | [13 empty] | 0 | 0 | 0 | 0 | [11 empty] | Sustainable Power Group LLC | 100 | Sustainable Power Group LLC | 100
Valparaiso Solar, LLC | 58797_G_VS | 58797 | G | VS |  | Solar PV |  | MIS_INKY | Indiana | 18 | Porter | 127 | 18127 | 1 | 0 | 2012 | 9999 |  |  | N | Solar | [13 empty] | 0 | 0 | 0 | 0 | [11 empty] | Sustainable Power Group LLC | 100 | Sustainable Power Group LLC | 100
AC Criminal Courts Complex SPE2, LLC | 58798_G_ACCCC | 58798 | G | ACCCC |  | Solar PV |  | PJM_EMAC | New Jersey | 34 | Atlantic | 1 | 34001 | 1.3 | 0 | 2012 | 9999 |  |  | N | Solar | [13 empty] | 0 | 0 | 0 | 0 | [11 empty] | sPower | 100 | AES Corp (The) | 100
Pamlico Partners Solar | 58799_G_1 | 58799 | G | 1 |  | Solar PV |  | S_VACA | North Carolina | 37 | Beaufort | 13 | 37013 | 5 | 0 | 2013 | 9999 |  |  | N | Solar | [13 empty] | 0 | 0 | 0 | 0 | [11 empty] | Pamlico Partners Solar LLC | 100 | SunEnergy 1 LLC | 100
Arba Solar, LLC | 58801_G_INV1 | 58801 | G | INV1 |  | Solar PV |  | S_VACA | North Carolina | 37 | Greene | 79 | 37079 | 0.5 | 0 | 2014 | 9999 |  |  | N | Solar | [13 empty] | 0 | 0 | 0 | 0 | [11 empty] | Arba Solar LLC | 100 | Entropy Solar Integrators LLC | 100
Arba Solar, LLC | 58801_G_INV2 | 58801 | G | INV2 |  | Solar PV |  | S_VACA | North Carolina | 37 | Greene | 79 | 37079 | 0.5 | 0 | 2014 | 9999 |  |  | N | Solar | [13 empty] | 0 | 0 | 0 | 0 | [11 empty] | Arba Solar LLC | 100 | Entropy Solar Integrators LLC | 100
Arba Solar, LLC | 58801_G_INV3 | 58801 | G | INV3 |  | Solar PV |  | S_VACA | North Carolina | 37 | Greene | 79 | 37079 | 0.5 | 0 | 2014 | 9999 |  |  | N | Solar | [13 empty] | 0 | 0 | 0 | 0 | [11 empty] | Arba Solar LLC | 100 | Entropy Solar Integrators LLC | 100
Arba Solar, LLC | 58801_G_INV4 | 58801 | G | INV4 |  | Solar PV |  | S_VACA | North Carolina | 37 | Greene | 79 | 37079 | 0.5 | 0 | 2014 | 9999 |  |  | N | Solar | [13 empty] | 0 | 0 | 0 | 0 | [11 empty] | Arba Solar LLC | 100 | Entropy Solar Integrators LLC | 100
Franklin Solar, LLC | 58802_G_INV1 | 58802 | G | INV1 |  | Solar PV |  | S_VACA | North Carolina | 37 | Franklin | 69 | 37069 | 0.5 | 0 | 2013 | 9999 |  |  | N | Solar | [13 empty] | 0 | 0 | 0 | 0 | [11 empty] | Franklin Solar LLC | 100 | Entropy Solar Integrators LLC | 100
Franklin Solar, LLC | 58802_G_INV2 | 58802 | G | INV2 |  | Solar PV |  | S_VACA | North Carolina | 37 | Franklin | 69 | 37069 | 0.5 | 0 | 2013 | 9999 |  |  | N | Solar | [13 empty] | 0 | 0 | 0 | 0 | [11 empty] | Franklin Solar LLC | 100 | Entropy Solar Integrators LLC | 100
Franklin Solar, LLC | 58802_G_INV3 | 58802 | G | INV3 |  | Solar PV |  | S_VACA | North Carolina | 37 | Franklin | 69 | 37069 | 0.5 | 0 | 2013 | 9999 |  |  | N | Solar | [13 empty] | 0 | 0 | 0 | 0 | [11 empty] | Franklin Solar LLC | 100 | Entropy Solar Integrators LLC | 100
Franklin Solar, LLC | 58802_G_INV4 | 58802 | G | INV4 |  | Solar PV |  | S_VACA | North Carolina | 37 | Franklin | 69 | 37069 | 0.5 | 0 | 2013 | 9999 |  |  | N | Solar | [13 empty] | 0 | 0 | 0 | 0 | [11 empty] | Franklin Solar LLC | 100 | Entropy Solar Integrators LLC | 100
Kenansville Solar 2, LLC | 58803_G_INV1 | 58803 | G | INV1 |  | Solar PV |  | S_VACA | North Carolina | 37 | Duplin | 61 | 37061 | 2 | 0 | 2016 | 9999 |  |  | N | Solar | [13 empty] | 0 | 0 | 0 | 0 | [11 empty] | Kenansville Solar 2 LLC | 100 | Kenansville Solar 2 LLC | 100
Samarcand Solar Farm, LLC | 58805_G_INV1 | 58805 | G | INV1 |  | Solar PV |  | S_VACA | North Carolina | 37 | Moore | 125 | 37125 | 0.5 | 0 | 2014 | 9999 |  |  | N | Solar | [13 empty] | 0 | 0 | 0 | 0 | [11 empty] | Samarcand Solar Farm LLC | 100 | Entropy Solar Integrators LLC | 100
Samarcand Solar Farm, LLC | 58805_G_INV10 | 58805 | G | INV10 |  | Solar PV |  | S_VACA | North Carolina | 37 | Moore | 125 | 37125 | 0.5 | 0 | 2014 | 9999 |  |  | N | Solar | [13 empty] | 0 | 0 | 0 | 0 | [11 empty] | Samarcand Solar Farm LLC | 100 | Entropy Solar Integrators LLC | 100
Samarcand Solar Farm, LLC | 58805_G_INV2 | 58805 | G | INV2 |  | Solar PV |  | S_VACA | North Carolina | 37 | Moore | 125 | 37125 | 0.5 | 0 | 2014 | 9999 |  |  | N | Solar | [13 empty] | 0 | 0 | 0 | 0 | [11 empty] | Samarcand Solar Farm LLC | 100 | Entropy Solar Integrators LLC | 100
Samarcand Solar Farm, LLC | 58805_G_INV3 | 58805 | G | INV3 |  | Solar PV |  | S_VACA | North Carolina | 37 | Moore | 125 | 37125 | 0.5 | 0 | 2014 | 9999 |  |  | N | Solar | [13 empty] | 0 | 0 | 0 | 0 | [11 empty] | Samarcand Solar Farm LLC | 100 | Entropy Solar Integrators LLC | 100
Samarcand Solar Farm, LLC | 58805_G_INV4 | 58805 | G | INV4 |  | Solar PV |  | S_VACA | North Carolina | 37 | Moore | 125 | 37125 | 0.5 | 0 | 2014 | 9999 |  |  | N | Solar | [13 empty] | 0 | 0 | 0 | 0 | [11 empty] | Samarcand Solar Farm LLC | 100 | Entropy Solar Integrators LLC | 100
Samarcand Solar Farm, LLC | 58805_G_INV5 | 58805 | G | INV5 |  | Solar PV |  | S_VACA | North Carolina | 37 | Moore | 125 | 37125 | 0.5 | 0 | 2014 | 9999 |  |  | N | Solar | [13 empty] | 0 | 0 | 0 | 0 | [11 empty] | Samarcand Solar Farm LLC | 100 | Entropy Solar Integrators LLC | 100
Samarcand Solar Farm, LLC | 58805_G_INV6 | 58805 | G | INV6 |  | Solar PV |  | S_VACA | North Carolina | 37 | Moore | 125 | 37125 | 0.5 | 0 | 2014 | 9999 |  |  | N | Solar | [13 empty] | 0 | 0 | 0 | 0 | [11 empty] | Samarcand Solar Farm LLC | 100 | Entropy Solar Integrators LLC | 100
Samarcand Solar Farm, LLC | 58805_G_INV7 | 58805 | G | INV7 |  | Solar PV |  | S_VACA | North Carolina | 37 | Moore | 125 | 37125 | 0.5 | 0 | 2014 | 9999 |  |  | N | Solar | [13 empty] | 0 | 0 | 0 | 0 | [11 empty] | Samarcand Solar Farm LLC | 100 | Entropy Solar Integrators LLC | 100
Samarcand Solar Farm, LLC | 58805_G_INV8 | 58805 | G | INV8 |  | Solar PV |  | S_VACA | North Carolina | 37 | Moore | 125 | 37125 | 0.5 | 0 | 2014 | 9999 |  |  | N | Solar | [13 empty] | 0 | 0 | 0 | 0 | [11 empty] | Samarcand Solar Farm LLC | 100 | Entropy Solar Integrators LLC | 100
Samarcand Solar Farm, LLC | 58805_G_INV9 | 58805 | G | INV9 |  | Solar PV |  | S_VACA | North Carolina | 37 | Moore | 125 | 37125 | 0.5 | 0 | 2014 | 9999 |  |  | N | Solar | [13 empty] | 0 | 0 | 0 | 0 | [11 empty] | Samarcand Solar Farm LLC | 100 | Entropy Solar Integrators LLC | 100
Albemarle Solar Center LLC | 58806_G_ASC1 | 58806 | G | ASC1 |  | Solar PV |  | S_VACA | North Carolina | 37 | Lenoir | 107 | 37107 | 5 | 0 | 2014 | 9999 |  |  | N | Solar | [13 empty] | 0 | 0 | 0 | 0 | [11 empty] | Heliosage Energy LLC | 100 | Heliosage Energy LLC | 100
Boseman Solar Center LLC | 58807_G_BSC1 | 58807 | G | BSC1 |  | Solar PV |  | S_VACA | North Carolina | 37 | Nash | 127 | 37127 | 5 | 0 | 2014 | 9999 |  |  | N | Solar | [13 empty] | 0 | 0 | 0 | 0 | [11 empty] | Boseman Solar Center LLC | 100 | Heliosage Energy LLC | 100
Flemming Solar Center LLC | 58808_G_FSC1 | 58808 | G | FSC1 |  | Solar PV |  | S_VACA | North Carolina | 37 | Pitt | 147 | 37147 | 5 | 0 | 2014 | 9999 |  |  | N | Solar | [13 empty] | 0 | 0 | 0 | 0 | [11 empty] | Flemming Solar Center LLC | 100 | Heliosage Energy LLC | 100
Littlefield Solar Center LLC | 58809_G_LSC1 | 58809 | G | LSC1 |  | Solar PV |  | S_VACA | North Carolina | 37 | Pitt | 147 | 37147 | 5 | 0 | 2015 | 9999 |  |  | N | Solar | [13 empty] | 0 | 0 | 0 | 0 | [11 empty] | Littlefield Solar Center LLC | 100 | Heliosage Energy LLC | 100
Rams Horn Solar Center LLC | 58810_G_RHSC1 | 58810 | G | RHSC1 |  | Solar PV |  | S_VACA | North Carolina | 37 | Pitt | 147 | 37147 | 5 | 0 | 2014 | 9999 |  |  | N | Solar | [13 empty] | 0 | 0 | 0 | 0 | [11 empty] | Rams Horn Solar Center LLC | 100 | Heliosage Energy LLC | 100
Beaver Dam | 58811_G_GEN1 | 58811 | G | GEN1 |  | Combustion Turbine | IC Engine | PJM_PENE | Pennsylvania | 42 | Bradford | 15 | 42015 | 4.2 | 10745 | 2016 | 9999 |  |  | N | Natural Gas | [13 empty] | 1.2219 | 1.2219 | 1.2219 | 1.2219 | [11 empty] | Beaver Dam Energy LLC | 100 | Iron Mountain Generation LLC | 100
Beaver Dam | 58811_G_GEN2 | 58811 | G | GEN2 |  | Combustion Turbine | IC Engine | PJM_PENE | Pennsylvania | 42 | Bradford | 15 | 42015 | 4.2 | 10745 | 2016 | 9999 |  |  | N | Natural Gas | [13 empty] | 1.2219 | 1.2219 | 1.2219 | 1.2219 | [11 empty] | Beaver Dam Energy LLC | 100 | Iron Mountain Generation LLC | 100
Beaver Dam | 58811_G_GEN3 | 58811 | G | GEN3 |  | Combustion Turbine | IC Engine | PJM_PENE | Pennsylvania | 42 | Bradford | 15 | 42015 | 4.2 | 10745 | 2016 | 9999 |  |  | N | Natural Gas | [13 empty] | 1.2219 | 1.2219 | 1.2219 | 1.2219 | [11 empty] | Beaver Dam Energy LLC | 100 | Iron Mountain Generation LLC | 100
Beaver Dam | 58811_G_GEN4 | 58811 | G | GEN4 |  | Combustion Turbine | IC Engine | PJM_PENE | Pennsylvania | 42 | Bradford | 15 | 42015 | 4.2 | 10745 | 2016 | 9999 |  |  | N | Natural Gas | [13 empty] | 1.2219 | 1.2219 | 1.2219 | 1.2219 | [11 empty] | Beaver Dam Energy LLC | 100 | Iron Mountain Generation LLC | 100
Beaver Dam | 58811_G_GEN5 | 58811 | G | GEN5 |  | Combustion Turbine | IC Engine | PJM_PENE | Pennsylvania | 42 | Bradford | 15 | 42015 | 4.2 | 10745 | 2016 | 9999 |  |  | N | Natural Gas | [13 empty] | 1.2219 | 1.2219 | 1.2219 | 1.2219 | [11 empty] | Beaver Dam Energy LLC | 100 | Iron Mountain Generation LLC | 100
Upchurch Solar Center LLC | 58812_G_USC1 | 58812 | G | USC1 |  | Solar PV |  | S_VACA | North Carolina | 37 | Wilson | 195 | 37195 | 5 | 0 | 2014 | 9999 |  |  | N | Solar | [13 empty] | 0 | 0 | 0 | 0 | [11 empty] | Upchurch Solar Center LLC | 100 | Heliosage Energy LLC | 100
Alpaca | 58813_G_1 | 58813 | G | 1 |  | Combustion Turbine | IC Engine | PJM_PENE | Pennsylvania | 42 | Bradford | 15 | 42015 | 6.8 | 10745 | 2017 | 9999 |  |  | N | Natural Gas | [13 empty] | 1.1809 | 1.1809 | 1.1809 | 1.1809 | [11 empty] | Alpaca Energy LLC | 100 | Iron Mountain Generation LLC | 100
Alpaca | 58813_G_2 | 58813 | G | 2 |  | Combustion Turbine | IC Engine | PJM_PENE | Pennsylvania | 42 | Bradford | 15 | 42015 | 6.8 | 10745 | 2017 | 9999 |  |  | N | Natural Gas | [13 empty] | 1.1809 | 1.1809 | 1.1809 | 1.1809 | [11 empty] | Alpaca Energy LLC | 100 | Iron Mountain Generation LLC | 100
Alpaca | 58813_G_3 | 58813 | G | 3 |  | Combustion Turbine | IC Engine | PJM_PENE | Pennsylvania | 42 | Bradford | 15 | 42015 | 6.8 | 10745 | 2017 | 9999 |  |  | N | Natural Gas | [13 empty] | 1.1809 | 1.1809 | 1.1809 | 1.1809 | [11 empty] | Alpaca Energy LLC | 100 | Iron Mountain Generation LLC | 100
Shasta Solar Farm | 58814_G_GENA | 58814 | G | GENA |  | Solar PV |  | WEC_CALN | California | 6 | Shasta | 89 | 06089 | 1.5 | 0 | 2014 | 9999 |  |  | N | Solar | [13 empty] | 0 | 0 | 0 | 0 | [11 empty] | Ignite Solar Holdings 1 LLC | 100 | LS Power Group | 100
Shasta Solar Farm | 58814_G_GENB | 58814 | G | GENB |  | Solar PV |  | WEC_CALN | California | 6 | Shasta | 89 | 06089 | 1.5 | 0 | 2014 | 9999 |  |  | N | Solar | [13 empty] | 0 | 0 | 0 | 0 | [11 empty] | Ignite Solar Holdings 1 LLC | 100 | LS Power Group | 100
Hilton NY Co Gen Plant | 58815_G_1 | 58815 | G | 1 |  | Combustion Turbine | IC Engine | NY_Z_J | New York | 36 | New York | 61 | 36061 | 1.8 | 8700 | 2013 | 9999 |  |  | Y | Natural Gas | [13 empty] | 0.3827 | 0.3827 | 0.3827 | 0.3827 | [11 empty] | UTS Project Co HNY 1 LLC | 100 | UTS Energy Corp | 100
Milan | 58818_G_1 | 58818 | G | 1 |  | Combustion Turbine | IC Engine | PJM_PENE | Pennsylvania | 42 | Bradford | 15 | 42015 | 6.8 | 10745 | 2017 | 9999 |  |  | N | Natural Gas | [13 empty] | 1.1809 | 1.1809 | 1.1809 | 1.1809 | [11 empty] | Milan Energy LLC | 100 | Iron Mountain Generation LLC | 100
Milan | 58818_G_2 | 58818 | G | 2 |  | Combustion Turbine | IC Engine | PJM_PENE | Pennsylvania | 42 | Bradford | 15 | 42015 | 6.8 | 10745 | 2017 | 9999 |  |  | N | Natural Gas | [13 empty] | 1.1809 | 1.1809 | 1.1809 | 1.1809 | [11 empty] | Milan Energy LLC | 100 | Iron Mountain Generation LLC | 100
Milan | 58818_G_3 | 58818 | G | 3 |  | Combustion Turbine | IC Engine | PJM_PENE | Pennsylvania | 42 | Bradford | 15 | 42015 | 6.8 | 10745 | 2017 | 9999 |  |  | N | Natural Gas | [13 empty] | 1.1809 | 1.1809 | 1.1809 | 1.1809 | [11 empty] | Milan Energy LLC | 100 | Iron Mountain Generation LLC | 100
Millville City Sewer Auth WTP | 58822_G_U1BB | 58822 | G | U1BB |  | Solar PV |  | PJM_EMAC | New Jersey | 34 | Cumberland | 11 | 34011 | 0.8 | 0 | 2013 | 9999 |  |  | N | Solar | [13 empty] | 0 | 0 | 0 | 0 | [11 empty] | Millville NJ (City of) | 100 | Millville NJ (City of) | 100
Millville City Sewer Auth WTP | 58822_G_U2DB | 58822 | G | U2DB |  | Solar PV |  | PJM_EMAC | New Jersey | 34 | Cumberland | 11 | 34011 | 0.5 | 0 | 2013 | 9999 |  |  | N | Solar | [13 empty] | 0 | 0 | 0 | 0 | [11 empty] | Millville NJ (City of) | 100 | Millville NJ (City of) | 100
Sheldon Solar | 58824_G_I402 | 58824 | G | I402 |  | Solar PV |  | NENGREST | Vermont | 50 | Franklin | 11 | 50011 | 2.3 | 0 | 2013 | 9999 |  |  | N | Solar | [13 empty] | 0 | 0 | 0 | 0 | [11 empty] | EGP Solar 1 LLC | 100 | Enel SpA | 100
MTHS Co-Gen Buildings | 58825_G_STH1 | 58825 | G | STH1 |  | Combustion Turbine | IC Engine | PJM_COMD | Illinois | 17 | Cook | 31 | 17031 | 0.6 | 8700 | 1992 | 2045 |  |  | Y | Natural Gas | [13 empty] | 1.061 | 1.061 | 1.061 | 1.061 | [11 empty] | Maine South High School | 100 | Maine South High School | 100
MTHS Co-Gen Buildings | 58825_G_STH2 | 58825 | G | STH2 |  | Combustion Turbine | IC Engine | PJM_COMD | Illinois | 17 | Cook | 31 | 17031 | 0.6 | 8700 | 1992 | 2045 |  |  | Y | Natural Gas | [13 empty] | 1.061 | 1.061 | 1.061 | 1.061 | [11 empty] | Maine South High School | 100 | Maine South High School | 100
Apple One | 58828_G_PV1 | 58828 | G | PV1 |  | Solar PV |  | S_VACA | North Carolina | 37 | Catawba | 35 | 37035 | 5 | 0 | 2015 | 9999 |  |  | N | Solar | [13 empty] | 0 | 0 | 0 | 0 | [11 empty] | Apple One LLC | 100 | Birdseye Renewable Energy | 100
Sonne Two | 58829_G_PV1 | 58829 | G | PV1 |  | Solar PV |  | S_VACA | North Carolina | 37 | Catawba | 35 | 37035 | 5 | 0 | 2016 | 9999 |  |  | N | Solar | [13 empty] | 0 | 0 | 0 | 0 | [11 empty] | Sonne Two LLC | 100 | Birdseye Renewable Energy | 100
Cross Winds Energy Park | 58830_G_CWEP | 58830 | G | CWEP |  | Onshore Wind |  | MIS_LMI | Michigan | 26 | Tuscola | 157 | 26157 | 111 | 0 | 2014 | 9999 |  |  | N | Wind | [13 empty] | 0 | 0 | 0 | 0 | [11 empty] | Consumers Energy Co | 100 | CMS Energy Corp | 100
Cross Winds Energy Park | 58830_G_CWEP2 | 58830 | G | CWEP2 |  | Onshore Wind |  | MIS_LMI | Michigan | 26 | Tuscola | 157 | 26157 | 44 | 0 | 2018 | 9999 |  |  | N | Wind | [13 empty] | 0 | 0 | 0 | 0 | [11 empty] | Consumers Energy Co | 100 | CMS Energy Corp | 100
Redcrest Solar Farm | 58831_G_PV-1 | 58831 | G | PV-1 |  | Solar PV |  | WECC_SCE | California | 6 | Kern | 29 | 06029 | 16 | 0 | 2015 | 9999 |  |  | N | Solar | [13 empty] | 0 | 0 | 0 | 0 | [11 empty] | 67RK 8ME LLC | 100 | 8 Minute Solar Energy | 100
Cogenra - TEP | 58832_G_CTEP | 58832 | G | CTEP |  | Solar PV |  | WECC_AZ | Arizona | 4 | Pima | 19 | 04019 | 1 | 0 | 2014 | 9999 |  |  | N | Solar | [13 empty] | 0 | 0 | 0 | 0 | [11 empty] | Terraform Power Inc | 100 | Brookfield Asset Management Inc | 100
Red Horse 2 | 58833_G_RH2S | 58833 | G | RH2S |  | Solar PV |  | WECC_AZ | Arizona | 4 | Cochise | 3 | 04003 | 51 | 0 | 2015 | 9999 |  |  | N | Solar | [13 empty] | 0 | 0 | 0 | 0 | [11 empty] | Red Horse Wind 2 LLC | 100 | D E Shaw & Co LP | 100
Red Horse 2 | 58833_G_RH2W | 58833 | G | RH2W |  | Onshore Wind |  | WECC_AZ | Arizona | 4 | Cochise | 3 | 04003 | 30 | 0 | 2015 | 9999 |  |  | N | Wind | [13 empty] | 0 | 0 | 0 | 0 | [11 empty] | Red Horse Wind 2 LLC | 100 | D E Shaw & Co LP | 100
Richland Center Renewable Energy LLC | 58834_G_UNIT1 | 58834 | G | UNIT1 |  | Non-Fossil Waste |  | MIS_MNWI | Wisconsin | 55 | Richland | 103 | 55103 | 0.8 | 11006 | 2013 | 9999 |  |  | Y | Non-Fossil Waste | [13 empty] | 0 | 0 | 0 | 0 | [11 empty] | Richland Center Renewable Energy | 100 | Foremost Farms USA | 100
Richland Center Renewable Energy LLC | 58834_G_UNIT2 | 58834 | G | UNIT2 |  | Non-Fossil Waste |  | MIS_MNWI | Wisconsin | 55 | Richland | 103 | 55103 | 0.8 | 11006 | 2013 | 9999 |  |  | Y | Non-Fossil Waste | [13 empty] | 0 | 0 | 0 | 0 | [11 empty] | Richland Center Renewable Energy | 100 | Foremost Farms USA | 100
Elk Station | 58835_G_ELK1 | 58835 | G | ELK1 |  | Combustion Turbine |  | SPP_SPS | Texas | 48 | Hale | 189 | 48189 | 195 | 10955 | 2015 | 9999 |  |  | N | Natural Gas | [13 empty] | 0.011 | 0.011 | 0.011 | 0.011 | [11 empty] | Golden Spread Electric Coop Inc | 100 | Golden Spread Electric Coop Inc | 100
Elk Station | 58835_G_ELK2 | 58835 | G | ELK2 |  | Combustion Turbine |  | SPP_SPS | Texas | 48 | Hale | 189 | 48189 | 195 | 10761 | 2016 | 9999 |  |  | N | Natural Gas | [13 empty] | 0.011 | 0.011 | 0.011 | 0.011 | [11 empty] | Golden Spread Electric Coop Inc | 100 | Golden Spread Electric Coop Inc | 100
Elk Station | 58835_G_ELK3 | 58835 | G | ELK3 |  | Combustion Turbine |  | SPP_SPS | Texas | 48 | Hale | 189 | 48189 | 195 | 10766 | 2016 | 9999 |  |  | N | Natural Gas | [13 empty] | 0.011 | 0.011 | 0.011 | 0.011 | [11 empty] | Golden Spread Electric Coop Inc | 100 | Golden Spread Electric Coop Inc | 100
Lakeswind Power Partners | 58836_G_LW1 | 58836 | G | LW1 |  | Onshore Wind |  | SPP_WAUE | Minnesota | 27 | Clay | 27 | 27027 | 50 | 0 | 2014 | 9999 |  |  | N | Wind | [13 empty] | 0 | 0 | 0 | 0 | [11 empty] | Lakeswind Power Partners LLC | 100 | TransAlta Corp | 100
Keechi Wind | 58838_G_KW1 | 58838 | G | KW1 |  | Onshore Wind |  | ERC_WEST | Texas | 48 | Jack | 237 | 48237 | 110 | 0 | 2015 | 9999 |  |  | N | Wind | [13 empty] | 0 | 0 | 0 | 0 | [11 empty] | Keechi Wind LLC | 100 | Enbridge Inc | 100
Sudbury Landfill | 58839_G_INV1 | 58839 | G | INV1 |  | Solar PV |  | NENGREST | Massachusetts | 25 | Middlesex | 17 | 25017 | 0.5 | 0 | 2013 | 9999 |  |  | N | Solar | [13 empty] | 0 | 0 | 0 | 0 | [11 empty] | Solar Sudbury One LF LLC | 100 | Ameresco Inc | 100
Sudbury Landfill | 58839_G_INV2 | 58839 | G | INV2 |  | Solar PV |  | NENGREST | Massachusetts | 25 | Middlesex | 17 | 25017 | 0.3 | 0 | 2013 | 9999 |  |  | N | Solar | [13 empty] | 0 | 0 | 0 | 0 | [11 empty] | Solar Sudbury One LF LLC | 100 | Ameresco Inc | 100
Sudbury Landfill | 58839_G_INV3 | 58839 | G | INV3 |  | Solar PV |  | NENGREST | Massachusetts | 25 | Middlesex | 17 | 25017 | 0.5 | 0 | 2013 | 9999 |  |  | N | Solar | [13 empty] | 0 | 0 | 0 | 0 | [11 empty] | Solar Sudbury One LF LLC | 100 | Ameresco Inc | 100
Kenansville Solar Farm, LLC | 58840_G_INV1 | 58840 | G | INV1 |  | Solar PV |  | S_VACA | North Carolina | 37 | Duplin | 61 | 37061 | 0.5 | 0 | 2014 | 9999 |  |  | N | Solar | [13 empty] | 0 | 0 | 0 | 0 | [11 empty] | Kenansville Solar Farm LLC | 100 | Entropy Solar Integrators LLC | 100
Kenansville Solar Farm, LLC | 58840_G_INV2 | 58840 | G | INV2 |  | Solar PV |  | S_VACA | North Carolina | 37 | Duplin | 61 | 37061 | 0.5 | 0 | 2014 | 9999 |  |  | N | Solar | [13 empty] | 0 | 0 | 0 | 0 | [11 empty] | Kenansville Solar Farm LLC | 100 | Entropy Solar Integrators LLC | 100
Kenansville Solar Farm, LLC | 58840_G_INV3 | 58840 | G | INV3 |  | Solar PV |  | S_VACA | North Carolina | 37 | Duplin | 61 | 37061 | 0.5 | 0 | 2014 | 9999 |  |  | N | Solar | [13 empty] | 0 | 0 | 0 | 0 | [11 empty] | Kenansville Solar Farm LLC | 100 | Entropy Solar Integrators LLC | 100
Kenansville Solar Farm, LLC | 58840_G_INV4 | 58840 | G | INV4 |  | Solar PV |  | S_VACA | North Carolina | 37 | Duplin | 61 | 37061 | 0.5 | 0 | 2014 | 9999 |  |  | N | Solar | [13 empty] | 0 | 0 | 0 | 0 | [11 empty] | Kenansville Solar Farm LLC | 100 | Entropy Solar Integrators LLC | 100
Kenansville Solar Farm, LLC | 58840_G_INV5 | 58840 | G | INV5 |  | Solar PV |  | S_VACA | North Carolina | 37 | Duplin | 61 | 37061 | 0.5 | 0 | 2014 | 9999 |  |  | N | Solar | [13 empty] | 0 | 0 | 0 | 0 | [11 empty] | Kenansville Solar Farm LLC | 100 | Entropy Solar Integrators LLC | 100
Kenansville Solar Farm, LLC | 58840_G_INV6 | 58840 | G | INV6 |  | Solar PV |  | S_VACA | North Carolina | 37 | Duplin | 61 | 37061 | 0.5 | 0 | 2014 | 9999 |  |  | N | Solar | [13 empty] | 0 | 0 | 0 | 0 | [11 empty] | Kenansville Solar Farm LLC | 100 | Entropy Solar Integrators LLC | 100
Kenansville Solar Farm, LLC | 58840_G_INV7 | 58840 | G | INV7 |  | Solar PV |  | S_VACA | North Carolina | 37 | Duplin | 61 | 37061 | 0.5 | 0 | 2014 | 9999 |  |  | N | Solar | [13 empty] | 0 | 0 | 0 | 0 | [11 empty] | Kenansville Solar Farm LLC | 100 | Entropy Solar Integrators LLC | 100
Kenansville Solar Farm, LLC | 58840_G_INV8 | 58840 | G | INV8 |  | Solar PV |  | S_VACA | North Carolina | 37 | Duplin | 61 | 37061 | 0.5 | 0 | 2014 | 9999 |  |  | N | Solar | [13 empty] | 0 | 0 | 0 | 0 | [11 empty] | Kenansville Solar Farm LLC | 100 | Entropy Solar Integrators LLC | 100
Kenansville Solar Farm, LLC | 58840_G_INV9 | 58840 | G | INV9 |  | Solar PV |  | S_VACA | North Carolina | 37 | Duplin | 61 | 37061 | 0.5 | 0 | 2014 | 9999 |  |  | N | Solar | [13 empty] | 0 | 0 | 0 | 0 | [11 empty] | Kenansville Solar Farm LLC | 100 | Entropy Solar Integrators LLC | 100
Gato Montes Solar, LLC | 58842_G_1 | 58842 | G | 1 |  | Solar PV |  | WECC_AZ | Arizona | 4 | Pima | 19 | 04019 | 5 | 0 | 2012 | 9999 |  |  | N | Solar | [13 empty] | 0 | 0 | 0 | 0 | [11 empty] | Gato Montes Solar LLC | 100 | Duke Energy Corp | 100
Bethel Price Solar, LLC | 58843_G_1 | 58843 | G | 1 |  | Solar PV |  | S_VACA | North Carolina | 37 | Pitt | 147 | 37147 | 3.2 | 0 | 2014 | 9999 |  |  | N | Solar | [13 empty] | 0 | 0 | 0 | 0 | [11 empty] | Bethel Price Solar LLC | 100 | Duke Energy Corp | 100
Dogwood Solar, LLC | 58844_G_1 | 58844 | G | 1 |  | Solar PV |  | PJM_Dom | North Carolina | 37 | Halifax | 83 | 37083 | 20 | 0 | 2014 | 9999 |  |  | N | Solar | [13 empty] | 0 | 0 | 0 | 0 | [11 empty] | Dogwood Solar LLC | 100 | Duke Energy Corp | 100
Washington Airport Solar LLC | 58845_G_1 | 58845 | G | 1 |  | Solar PV |  | S_VACA | North Carolina | 37 | Beaufort | 13 | 37013 | 5 | 0 | 2014 | 9999 |  |  | N | Solar | [13 empty] | 0 | 0 | 0 | 0 | [11 empty] | Washington Arpt Solar LLC | 100 | Duke Energy Corp | 100
Washington Millfield Solar, LLC | 58846_G_1 | 58846 | G | 1 |  | Solar PV |  | S_VACA | North Carolina | 37 | Beaufort | 13 | 37013 | 5 | 0 | 2013 | 9999 |  |  | N | Solar | [13 empty] | 0 | 0 | 0 | 0 | [11 empty] | Washington Millfield Solar LLC | 100 | Duke Energy Corp | 100
Windsor Cooper HIill Solar, LLC | 58847_G_1 | 58847 | G | 1 |  | Solar PV |  | PJM_Dom | North Carolina | 37 | Bertie | 15 | 37015 | 5 | 0 | 2015 | 9999 |  |  | N | Solar | [13 empty] | 0 | 0 | 0 | 0 | [11 empty] | Windsor Cooper Hills Solar LLC | 100 | Duke Energy Corp | 100
Warsaw Farm | 58848_G_1 | 58848 | G | 1 |  | Solar PV |  | S_VACA | North Carolina | 37 | Duplin | 61 | 37061 | 65 | 0 | 2015 | 9999 |  |  | N | Solar | [13 empty] | 0 | 0 | 0 | 0 | [11 empty] | Warsaw Farm LLC | 100 | Strata Solar LLC | 100
Castalia Solar | 58849_G_1 | 58849 | G | 1 |  | Solar PV |  | S_VACA | North Carolina | 37 | Nash | 127 | 37127 | 2 | 0 | 2014 | 9999 |  |  | N | Solar | [13 empty] | 0 | 0 | 0 | 0 | [11 empty] | Castalia Solar LLC | 100 | Castalia Solar LLC | 100
Oakboro Farm | 58851_G_1 | 58851 | G | 1 |  | Solar PV |  | S_VACA | North Carolina | 37 | Scotland | 165 | 37165 | 5 | 0 | 2014 | 9999 |  |  | N | Solar | [13 empty] | 0 | 0 | 0 | 0 | [11 empty] | Oakboro Farm LLC | 100 | Oakboro Farm LLC | 100
McKenzie Farm | 58853_G_1 | 58853 | G | 1 |  | Solar PV |  | S_VACA | North Carolina | 37 | Columbus | 47 | 37047 | 5 | 0 | 2013 | 9999 |  |  | N | Solar | [13 empty] | 0 | 0 | 0 | 0 | [11 empty] | McKenzie Farm LLC | 100 | McKenzie Farm LLC | 100
Nash 58 Farm | 58854_G_1 | 58854 | G | 1 |  | Solar PV |  | S_VACA | North Carolina | 37 | Nash | 127 | 37127 | 5 | 0 | 2013 | 9999 |  |  | N | Solar | [13 empty] | 0 | 0 | 0 | 0 | [11 empty] | Nash 58 Farm LLC | 100 | Strata Solar LLC | 100
Nash 64 Farm | 58855_G_1 | 58855 | G | 1 |  | Solar PV |  | S_VACA | North Carolina | 37 | Nash | 127 | 37127 | 5 | 0 | 2014 | 9999 |  |  | N | Solar | [13 empty] | 0 | 0 | 0 | 0 | [11 empty] | Nash 64 Farm LLC | 100 | Nash 64 Farm LLC | 100
Pate Farm | 58856_G_1 | 58856 | G | 1 |  | Solar PV |  | S_VACA | North Carolina | 37 | Robeson | 155 | 37155 | 5 | 0 | 2013 | 9999 |  |  | N | Solar | [13 empty] | 0 | 0 | 0 | 0 | [11 empty] | Pate Farm LLC | 100 | Pate Farm LLC | 100
Erwin Farm | 58859_G_1 | 58859 | G | 1 |  | Solar PV |  | S_VACA | North Carolina | 37 | Harnett | 85 | 37085 | 5 | 0 | 2014 | 9999 |  |  | N | Solar | [13 empty] | 0 | 0 | 0 | 0 | [11 empty] | Erwin Farm LLC | 100 | Strata Solar LLC | 100
Sigmon Catawba Farm | 58861_G_1 | 58861 | G | 1 |  | Solar PV |  | S_VACA | North Carolina | 37 | Catawba | 35 | 37035 | 5 | 0 | 2014 | 9999 |  |  | N | Solar | [13 empty] | 0 | 0 | 0 | 0 | [11 empty] | Sigmon Catawba Farm LLC | 100 | Strata Solar LLC | 100
Wagstaff Farm 1 | 58862_G_1 | 58862 | G | 1 |  | Solar PV |  | S_VACA | North Carolina | 37 | Person | 145 | 37145 | 5 | 0 | 2013 | 9999 |  |  | N | Solar | [13 empty] | 0 | 0 | 0 | 0 | [11 empty] | Wagstaff Farm 1 LLC | 100 | Wagstaff Farm 1 LLC | 100
Waco Farm | 58863_G_1 | 58863 | G | 1 |  | Solar PV |  | S_VACA | North Carolina | 37 | Cleveland | 45 | 37045 | 5 | 0 | 2013 | 9999 |  |  | N | Solar | [13 empty] | 0 | 0 | 0 | 0 | [11 empty] | Waco Farm LLC | 100 | Strata Solar LLC | 100
Sunfish Farm | 58864_G_1 | 58864 | G | 1 |  | Solar PV |  | S_VACA | North Carolina | 37 | Wake | 183 | 37183 | 5 | 0 | 2015 | 9999 |  |  | N | Solar | [13 empty] | 0 | 0 | 0 | 0 | [11 empty] | Sunfish Farm LLC | 100 | Strata Solar LLC | 100
Reventure Park | 58865_G_LFG | 58865 | G | LFG |  | Landfill Gas |  | S_VACA | North Carolina | 37 | Mecklenburg | 119 | 37119 | 1.9 | 4210 | 2014 | 9999 |  |  | Y | Landfill Gas | [13 empty] | 0.22117 | 0.22117 | 0.22117 | 0.22117 | [11 empty] | Forsite Development Inc | 100 | Forsite Development Inc | 100
Reventure Park | 58865_G_RNG | 58865 | G | RNG |  | Landfill Gas |  | S_VACA | North Carolina | 37 | Mecklenburg | 119 | 37119 | 1.6 | 4210 | 2015 | 9999 |  |  | Y | Landfill Gas | [13 empty] | 0.22117 | 0.22117 | 0.22117 | 0.22117 | [11 empty] | Forsite Development Inc | 100 | Forsite Development Inc | 100
Garrell Solar Farm | 58866_G_1 | 58866 | G | 1 |  | Solar PV |  | S_VACA | North Carolina | 37 | Columbus | 47 | 37047 | 5 | 0 | 2013 | 9999 |  |  | N | Solar | [13 empty] | 0 | 0 | 0 | 0 | [11 empty] | Garrell Solar Farm LLC | 100 | Entropy Solar Integrators LLC | 100
Angier Farm | 58867_G_1 | 58867 | G | 1 |  | Solar PV |  | S_VACA | North Carolina | 37 | Harnett | 85 | 37085 | 5 | 0 | 2013 | 9999 |  |  | N | Solar | [13 empty] | 0 | 0 | 0 | 0 | [11 empty] | Angier Farm LLC | 100 | Angier Farm LLC | 100
Bladenboro Farm | 58868_G_1 | 58868 | G | 1 |  | Solar PV |  | S_VACA | North Carolina | 37 | Bladen | 17 | 37017 | 5 | 0 | 2013 | 9999 |  |  | N | Solar | [13 empty] | 0 | 0 | 0 | 0 | [11 empty] | Bladenboro Farm LLC | 100 | Bladenboro Farm LLC | 100
Rentech Nitrogen Pasadena Cogeneration | 58870_G_MG202 | 58870 | G | MG202 |  | Non-Fossil Waste |  | ERC_REST | Texas | 48 | Harris | 201 | 48201 | 14 | 9195 | 2015 | 9999 |  |  | Y | Non-Fossil Waste | [13 empty] | 0 | 0 | 0 | 0 | [11 empty] | Rentech Nitgrogen Pasadena LLC | 100 | Rentech Inc | 100
Berkley East Solar LLC | 58871_G_1 | 58871 | G | 1 |  | Solar PV |  | NENGREST | Massachusetts | 25 | Bristol | 5 | 25005 | 2.9 | 0 | 2013 | 9999 |  |  | N | Solar | [13 empty] | 0 | 0 | 0 | 0 | [11 empty] | Berkley East Solar LLC | 100 | Indu Solar Holdings | 100
Bison 4 Wind Energy Center | 58872_G_BISO4 | 58872 | G | BISO4 |  | Onshore Wind |  | MIS_MAPP | North Dakota | 38 | Morton | 59 | 38059 | 205 | 0 | 2015 | 9999 |  |  | N | Wind | [13 empty] | 0 | 0 | 0 | 0 | [11 empty] | ALLETE Inc | 100 | ALLETE Inc | 100
Stuyvesant Falls | 58873_G_UNIT1 | 58873 | G | UNIT1 |  | Hydro |  | NY_Z_F | New York | 36 | Columbia | 21 | 36021 | 2 | 0 | 2012 | 9999 |  |  | N | Hydro | [13 empty] | 0 | 0 | 0 | 0 | [11 empty] | Albany Engineering Corp | 100 | Albany Engineering Corp | 100
Stuyvesant Falls | 58873_G_UNIT2 | 58873 | G | UNIT2 |  | Hydro |  | NY_Z_F | New York | 36 | Columbia | 21 | 36021 | 2 | 0 | 2012 | 9999 |  |  | N | Hydro | [13 empty] | 0 | 0 | 0 | 0 | [11 empty] | Albany Engineering Corp | 100 | Albany Engineering Corp | 100
Dement Farm LLC | 58874_G_DF1 | 58874 | G | DF1 |  | Solar PV |  | S_VACA | North Carolina | 37 | Vance | 181 | 37181 | 4.9 | 0 | 2013 | 9999 |  |  | N | Solar | [13 empty] | 0 | 0 | 0 | 0 | [11 empty] | Dement Farm LLC | 100 | Dement Farm LLC | 100
Fusion Solar Center LLC | 58876_G_PV | 58876 | G | PV |  | Solar PV |  | NENG_CT | Connecticut | 9 | New London | 11 | 09011 | 20 | 0 | 2018 | 9999 |  |  | N | Solar | [13 empty] | 0 | 0 | 0 | 0 | [11 empty] | Fusion Solar Center LLC | 100 | Coronal Group LLC | 100
Kinsley Landfill Solar | 58877_G_KINS | 58877 | G | KINS |  | Solar PV |  | PJM_EMAC | New Jersey | 34 | Gloucester | 15 | 34015 | 8.6 | 0 | 2015 | 9999 |  |  | N | Solar | [13 empty] | 0 | 0 | 0 | 0 | [11 empty] | Public Service Electric & Gas Co | 100 | Public Service Enterprise Group Inc | 100
Duplin Solar LLC | 58879_G_DF | 58879 | G | DF |  | Solar PV |  | S_VACA | North Carolina | 37 | Duplin | 61 | 37061 | 4.9 | 0 | 2013 | 9999 |  |  | N | Solar | [13 empty] | 0 | 0 | 0 | 0 | [11 empty] | Duplin Solar II LLC | 100 | NARENCO | 100
North Carolina Solar III LLC | 58880_G_NCIII | 58880 | G | NCIII |  | Solar PV |  | S_VACA | North Carolina | 37 | Scotland | 165 | 37165 | 4.9 | 0 | 2013 | 9999 |  |  | N | Solar | [13 empty] | 0 | 0 | 0 | 0 | [11 empty] | North Carolina Solar III LLC | 100 | Blu Leaf Energy Inc | 100
County College of Morris | 58881_G_PV01 | 58881 | G | PV01 |  | Solar PV |  | PJM_EMAC | New Jersey | 34 | Morris | 27 | 34027 | 2.9 | 0 | 2013 | 9999 |  |  | N | Solar | [13 empty] | 0 | 0 | 0 | 0 | [11 empty] | Sunlight General Morris Solar LLC | 100 | Sunlight General Solar LLC | 100
Mercer County Community College | 58882_G_PV01 | 58882 | G | PV01 |  | Solar PV |  | PJM_EMAC | New Jersey | 34 | Mercer | 21 | 34021 | 7.5 | 0 | 2013 | 9999 |  |  | N | Solar | [13 empty] | 0 | 0 | 0 | 0 | [11 empty] | Sunlight General Mercer Solar LLC | 100 | Sunlight General Solar LLC | 100
Highland Wind Project (IA) | 58883_G_HLWF | 58883 | G | HLWF |  | Onshore Wind |  | MIS_MIDA | Iowa | 19 | O'Brien | 141 | 19141 | 15.5 | 0 | 2015 | 9999 |  |  | N | Wind | [13 empty] | 0 | 0 | 0 | 0 | [11 empty] | MidAmerican Energy Co | 100 | Berkshire Hathaway Inc | 100
Highland Wind Project (IA) | 58883_G_HLWF2 | 58883 | G | HLWF2 |  | Onshore Wind |  | MIS_MIDA | Iowa | 19 | O'Brien | 141 | 19141 | 95.4 | 0 | 2015 | 9999 |  |  | N | Wind | [13 empty] | 0 | 0 | 0 | 0 | [11 empty] | MidAmerican Energy Co | 100 | Berkshire Hathaway Inc | 100
Highland Wind Project (IA) | 58883_G_HLWF3 | 58883 | G | HLWF3 |  | Onshore Wind |  | MIS_MIDA | Iowa | 19 | O'Brien | 141 | 19141 | 84.3 | 0 | 2015 | 9999 |  |  | N | Wind | [13 empty] | 0 | 0 | 0 | 0 | [11 empty] | MidAmerican Energy Co | 100 | Berkshire Hathaway Inc | 100
Highland Wind Project (IA) | 58883_G_HLWF4 | 58883 | G | HLWF4 |  | Onshore Wind |  | MIS_MIDA | Iowa | 19 | O'Brien | 141 | 19141 | 89.2 | 0 | 2015 | 9999 |  |  | N | Wind | [13 empty] | 0 | 0 | 0 | 0 | [11 empty] | MidAmerican Energy Co | 100 | Berkshire Hathaway Inc | 100
Highland Wind Project (IA) | 58883_G_HLWF5 | 58883 | G | HLWF5 |  | Onshore Wind |  | MIS_MIDA | Iowa | 19 | O'Brien | 141 | 19141 | 115 | 0 | 2015 | 9999 |  |  | N | Wind | [13 empty] | 0 | 0 | 0 | 0 | [11 empty] | MidAmerican Energy Co | 100 | Berkshire Hathaway Inc | 100
Highland Wind Project (IA) | 58883_G_HLWF6 | 58883 | G | HLWF6 |  | Onshore Wind |  | MIS_MIDA | Iowa | 19 | O'Brien | 141 | 19141 | 86.8 | 0 | 2015 | 9999 |  |  | N | Wind | [13 empty] | 0 | 0 | 0 | 0 | [11 empty] | MidAmerican Energy Co | 100 | Berkshire Hathaway Inc | 100
Highland Wind Project (IA) | 58883_G_HLWF7 | 58883 | G | HLWF7 |  | Onshore Wind |  | MIS_MIDA | Iowa | 19 | O'Brien | 141 | 19141 | 4.7 | 0 | 2015 | 9999 |  |  | N | Wind | [13 empty] | 0 | 0 | 0 | 0 | [11 empty] | MidAmerican Energy Co | 100 | Berkshire Hathaway Inc | 100
Lundgren Wind Project | 58884_G_LGWF | 58884 | G | LGWF |  | Onshore Wind |  | MIS_IA | Iowa | 19 | Webster | 187 | 19187 | 251 | 0 | 2014 | 9999 |  |  | N | Wind | [13 empty] | 0 | 0 | 0 | 0 | [11 empty] | MidAmerican Energy Co | 100 | Berkshire Hathaway Inc | 100
Macksburg Wind Project | 58885_G_MBWF | 58885 | G | MBWF |  | Onshore Wind |  | MIS_IA | Iowa | 19 | Madison | 121 | 19121 | 119.6 | 0 | 2014 | 9999 |  |  | N | Wind | [13 empty] | 0 | 0 | 0 | 0 | [11 empty] | MidAmerican Energy Co | 100 | Berkshire Hathaway Inc | 100
Wellsburg Wind Project | 58886_G_WBWF | 58886 | G | WBWF |  | Onshore Wind |  | MIS_IA | Iowa | 19 | Grundy | 75 | 19075 | 138.6 | 0 | 2014 | 9999 |  |  | N | Wind | [13 empty] | 0 | 0 | 0 | 0 | [11 empty] | MidAmerican Energy Co | 100 | Berkshire Hathaway Inc | 100
Com Adam 1WF-1 | 58887_G_ADAM | 58887 | G | ADAM |  | Onshore Wind |  | PJM_COMD | Illinois | 17 | Lee | 103 | 17103 | 2.5 | 0 | 2007 | 9999 |  |  | N | Wind | [13 empty] | 0 | 0 | 0 | 0 | [11 empty] | GSG 7 LLC | 100 | GSG Wind | 100
Com Adam 1WF-1 | 58887_G_EVE | 58887 | G | EVE |  | Onshore Wind |  | PJM_COMD | Illinois | 17 | Lee | 103 | 17103 | 2.5 | 0 | 2007 | 9999 |  |  | N | Wind | [13 empty] | 0 | 0 | 0 | 0 | [11 empty] | GSG 7 LLC | 100 | GSG Wind | 100
ASTI | 58889_G_ASTI | 58889 | G | ASTI |  | Solar PV |  | WEC_CALN | California | 6 | Sonoma | 97 | 06097 | 1 | 0 | 2009 | 9999 |  |  | N | Solar | [13 empty] | 0 | 0 | 0 | 0 | [11 empty] | Perpetual Energy Systems LLC | 100 | Perpetual Energy Systems LLC | 100
Beringer | 58890_G_BERI | 58890 | G | BERI |  | Solar PV |  | WEC_CALN | California | 6 | Sonoma | 97 | 06097 | 1.1 | 0 | 2009 | 9999 |  |  | N | Solar | [13 empty] | 0 | 0 | 0 | 0 | [11 empty] | Perpetual Energy Systems LLC | 100 | Perpetual Energy Systems LLC | 100
Big Turtle Wind Farm, LLC | 58891_G_BTWF1 | 58891 | G | BTWF1 |  | Onshore Wind |  | MIS_LMI | Michigan | 26 | Huron | 63 | 26063 | 20 | 0 | 2014 | 9999 |  |  | N | Wind | [13 empty] | 0 | 0 | 0 | 0 | [11 empty] | DTE Big Turtle Wind Farm I LLC | 100 | DTE Energy Co | 100
Big Turtle Wind Farm, LLC | 58891_G_BTWF2 | 58891 | G | BTWF2 |  | Onshore Wind |  | MIS_LMI | Michigan | 26 | Huron | 63 | 26063 | 29.4 | 0 | 2016 | 9999 |  |  | N | Wind | [13 empty] | 0 | 0 | 0 | 0 | [11 empty] | Terrapin Energy LLC | 100 | Heritage Sustainable Energy LLC | 100
Camilla Solar Plant | 58892_G_CMLA | 58892 | G | CMLA |  | Solar PV |  | S_SOU | Georgia | 13 | Mitchell | 205 | 13205 | 16 | 0 | 2013 | 9999 |  |  | N | Solar | [13 empty] | 0 | 0 | 0 | 0 | [11 empty] | SDD Solar Project 1 LLC | 100 | Origis Energy | 100
Camp Solar Plant | 58893_G_CAMP | 58893 | G | CAMP |  | Solar PV |  | S_SOU | Georgia | 13 | Meriwether | 199 | 13199 | 2.4 | 0 | 2013 | 9999 |  |  | N | Solar | [13 empty] | 0 | 0 | 0 | 0 | [11 empty] | SDD Solar Project 2 LLC | 100 | Origis Energy | 100
Patriots Stadium | 58896_G_PV01 | 58896 | G | PV01 |  | Solar PV |  | PJM_EMAC | New Jersey | 34 | Somerset | 35 | 34035 | 1 | 0 | 2013 | 9999 |  |  | N | Solar | [13 empty] | 0 | 0 | 0 | 0 | [11 empty] | Sunlight General Somerset Solar LLC | 100 | Sunlight General Solar LLC | 100
Temple SEGF | 58897_G_19G01 | 58897 | G | 19G01 |  | Combustion Turbine | IC Engine | PJM_EMAC | Pennsylvania | 42 | Philadelphia | 101 | 42101 | 1.6 | 11686 | 1993 | 9999 |  |  | N | Natural Gas | [13 empty] | 1.061 | 1.061 | 1.061 | 1.061 | [11 empty] | Temple University | 100 | Temple University | 100
Temple SEGF | 58897_G_19G02 | 58897 | G | 19G02 |  | Combustion Turbine | IC Engine | PJM_EMAC | Pennsylvania | 42 | Philadelphia | 101 | 42101 | 1.6 | 11686 | 1993 | 9999 |  |  | N | Natural Gas | [13 empty] | 1.061 | 1.061 | 1.061 | 1.061 | [11 empty] | Temple University | 100 | Temple University | 100
Temple SEGF | 58897_G_19G03 | 58897 | G | 19G03 |  | Combustion Turbine | IC Engine | PJM_EMAC | Pennsylvania | 42 | Philadelphia | 101 | 42101 | 1.6 | 11686 | 1993 | 9999 |  |  | N | Natural Gas | [13 empty] | 1.061 | 1.061 | 1.061 | 1.061 | [11 empty] | Temple University | 100 | Temple University | 100
Temple SEGF | 58897_G_19G04 | 58897 | G | 19G04 |  | Combustion Turbine | IC Engine | PJM_EMAC | Pennsylvania | 42 | Philadelphia | 101 | 42101 | 1.6 | 11686 | 1993 | 9999 |  |  | N | Natural Gas | [13 empty] | 1.061 | 1.061 | 1.061 | 1.061 | [11 empty] | Temple University | 100 | Temple University | 100
Temple SEGF | 58897_G_19G05 | 58897 | G | 19G05 |  | Combustion Turbine | IC Engine | PJM_EMAC | Pennsylvania | 42 | Philadelphia | 101 | 42101 | 1.6 | 11686 | 1993 | 9999 |  |  | N | Natural Gas | [13 empty] | 1.061 | 1.061 | 1.061 | 1.061 | [11 empty] | Temple University | 100 | Temple University | 100
Temple SEGF | 58897_G_19G06 | 58897 | G | 19G06 |  | Combustion Turbine | IC Engine | PJM_EMAC | Pennsylvania | 42 | Philadelphia | 101 | 42101 | 1.6 | 11686 | 1993 | 9999 |  |  | N | Natural Gas | [13 empty] | 1.061 | 1.061 | 1.061 | 1.061 | [11 empty] | Temple University | 100 | Temple University | 100
Temple SEGF | 58897_G_19G07 | 58897 | G | 19G07 |  | Combustion Turbine | IC Engine | PJM_EMAC | Pennsylvania | 42 | Philadelphia | 101 | 42101 | 1.6 | 11686 | 1993 | 9999 |  |  | N | Natural Gas | [13 empty] | 1.061 | 1.061 | 1.061 | 1.061 | [11 empty] | Temple University | 100 | Temple University | 100
Temple SEGF | 58897_G_19G08 | 58897 | G | 19G08 |  | Combustion Turbine | IC Engine | PJM_EMAC | Pennsylvania | 42 | Philadelphia | 101 | 42101 | 1.6 | 11686 | 1993 | 9999 |  |  | N | Natural Gas | [13 empty] | 1.061 | 1.061 | 1.061 | 1.061 | [11 empty] | Temple University | 100 | Temple University | 100
Temple SEGF | 58897_G_19G09 | 58897 | G | 19G09 |  | Combustion Turbine | IC Engine | PJM_EMAC | Pennsylvania | 42 | Philadelphia | 101 | 42101 | 1.6 | 11686 | 1993 | 9999 |  |  | N | Natural Gas | [13 empty] | 1.061 | 1.061 | 1.061 | 1.061 | [11 empty] | Temple University | 100 | Temple University | 100
Temple SEGF | 58897_G_19G10 | 58897 | G | 19G10 |  | Combustion Turbine | IC Engine | PJM_EMAC | Pennsylvania | 42 | Philadelphia | 101 | 42101 | 1.6 | 11686 | 1993 | 9999 |  |  | N | Natural Gas | [13 empty] | 1.061 | 1.061 | 1.061 | 1.061 | [11 empty] | Temple University | 100 | Temple University | 100
Pilot Hill Wind Farm | 58898_G_K4-1 | 58898 | G | K4-1 |  | Onshore Wind |  | PJM_COMD | Illinois | 17 | Kankakee | 91 | 17091 | 175 | 0 | 2015 | 9999 |  |  | N | Wind | [13 empty] | 0 | 0 | 0 | 0 | [11 empty] | K4 Wind Farm LLC | 100 | EDF Group | 100
Prosperity Energy Storage Facility Hybrid | 58899_G_GEN-1 | 58899 | G | GEN-1 |  | Solar PV |  | WECC_NM | New Mexico | 35 | Bernalillo | 1 | 35001 | 0.5 | 0 | 2011 | 9999 |  |  | N | Solar | [13 empty] | 0 | 0 | 0 | 0 | [11 empty] | Public Service Co of New Mexico | 100 | PNM Resources Inc | 100
Prosperity Energy Storage Facility Hybrid | 58899_G_GEN-2 | 58899 | G | GEN-2 |  | Energy Storage |  | WECC_NM | New Mexico | 35 | Bernalillo | 1 | 35001 | 0.8 | 0 | 2011 | 9999 |  |  | N | Energy Storage | [13 empty] | 0 | 0 | 0 | 0 | [11 empty] | Public Service Co of New Mexico | 100 | PNM Resources Inc | 100
Balko Wind LLC | 58900_G_BAL1 | 58900 | G | BAL1 |  | Onshore Wind |  | SPP_SPS | Oklahoma | 40 | Beaver | 7 | 40007 | 299.7 | 0 | 2015 | 9999 |  |  | N | Wind | [13 empty] | 0 | 0 | 0 | 0 | [11 empty] | Balko Wind LLC | 100 | D E Shaw & Co LP | 100
Tri-County Water Hydropower Project | 58901_G_TCWG1 | 58901 | G | TCWG1 |  | Hydro |  | WECC_CO | Colorado | 8 | Ouray | 91 | 08091 | 7.2 | 0 | 2014 | 9999 |  |  | N | Hydro | [13 empty] | 0 | 0 | 0 | 0 | [11 empty] | Tri County Water Conservancy District (Co) | 100 | Tri County Water Conservancy District (Co) | 100
Tri-County Water Hydropower Project | 58901_G_TCWG2 | 58901 | G | TCWG2 |  | Hydro |  | WECC_CO | Colorado | 8 | Ouray | 91 | 08091 | 0.8 | 0 | 2014 | 9999 |  |  | N | Hydro | [13 empty] | 0 | 0 | 0 | 0 | [11 empty] | Tri County Water Conservancy District (Co) | 100 | Tri County Water Conservancy District (Co) | 100
Kingfisher Wind LLC | 58902_G_KNG1 | 58902 | G | KNG1 |  | Onshore Wind |  | SPP_WEST | Oklahoma | 40 | Kingfisher | 73 | 40073 | 298 | 0 | 2016 | 9999 |  |  | N | Wind | [13 empty] | 0 | 0 | 0 | 0 | [11 empty] | Kingfisher Wind LLC | 100 | First Reserve Corp | 100
Marseilles Lock and Dam Hydro | 58903_G_UNIT1 | 58903 | G | UNIT1 |  | Hydro |  | PJM_COMD | Illinois | 17 | LaSalle | 99 | 17099 | 2.6 | 0 | 2020 | 9999 |  |  | N | Hydro | [13 empty] | 0 | 0 | 0 | 0 | [11 empty] | Marseilles Land & Water Co | 100 | Marseilles Land & Water Co | 100
Marseilles Lock and Dam Hydro | 58903_G_UNIT2 | 58903 | G | UNIT2 |  | Hydro |  | PJM_COMD | Illinois | 17 | LaSalle | 99 | 17099 | 2.6 | 0 | 2020 | 9999 |  |  | N | Hydro | [13 empty] | 0 | 0 | 0 | 0 | [11 empty] | Marseilles Land & Water Co | 100 | Marseilles Land & Water Co | 100
Marseilles Lock and Dam Hydro | 58903_G_UNIT3 | 58903 | G | UNIT3 |  | Hydro |  | PJM_COMD | Illinois | 17 | LaSalle | 99 | 17099 | 2.6 | 0 | 2020 | 9999 |  |  | N | Hydro | [13 empty] | 0 | 0 | 0 | 0 | [11 empty] | Marseilles Land & Water Co | 100 | Marseilles Land & Water Co | 100
Marseilles Lock and Dam Hydro | 58903_G_UNIT4 | 58903 | G | UNIT4 |  | Hydro |  | PJM_COMD | Illinois | 17 | LaSalle | 99 | 17099 | 2.6 | 0 | 2020 | 9999 |  |  | N | Hydro | [13 empty] | 0 | 0 | 0 | 0 | [11 empty] | Marseilles Land & Water Co | 100 | Marseilles Land & Water Co | 100
Fourmile Ridge | 58904_G_1 | 58904 | G | 1 |  | Onshore Wind |  | PJM_AP | Maryland | 24 | Garrett | 23 | 24023 | 40 | 0 | 2014 | 9999 |  |  | N | Wind | [13 empty] | 0 | 0 | 0 | 0 | [11 empty] | Fourmile Wind Energy LLC | 100 | Synergics Inc | 100
Valley Center 1 | 58906_G_VC1 | 58906 | G | VC1 |  | Solar PV |  | WEC_SDGE | California | 6 | San Diego | 73 | 06073 | 2.5 | 0 | 2013 | 9999 |  |  | N | Solar | [13 empty] | 0 | 0 | 0 | 0 | [11 empty] | Sol Orchard San Diego 22 LLC | 100 | Macquarie Bank Limited | 100
Valley Center 2 | 58907_G_VC2 | 58907 | G | VC2 |  | Solar PV |  | WEC_SDGE | California | 6 | San Diego | 73 | 06073 | 5 | 0 | 2013 | 9999 |  |  | N | Solar | [13 empty] | 0 | 0 | 0 | 0 | [11 empty] | Sol Orchard San Diego 23 LLC | 100 | Macquarie Bank Limited | 100
Beebe 1B | 58908_G_1 | 58908 | G | 1 |  | Onshore Wind |  | MIS_LMI | Michigan | 26 | Gratiot | 57 | 26057 | 50.4 | 0 | 2014 | 9999 |  |  | N | Wind | [13 empty] | 0 | 0 | 0 | 0 | [11 empty] | Beebe 1B Renewable Energy LLC | 100 | Exelon Corp | 100
Ramona 1 | 58909_G_RAM1 | 58909 | G | RAM1 |  | Solar PV |  | WEC_SDGE | California | 6 | San Diego | 73 | 06073 | 2 | 0 | 2013 | 9999 |  |  | N | Solar | [13 empty] | 0 | 0 | 0 | 0 | [11 empty] | Sol Orchard San Diego 20 LLC | 100 | Macquarie Bank Limited | 100
Ramona 2 | 58911_G_RAM2 | 58911 | G | RAM2 |  | Solar PV |  | WEC_SDGE | California | 6 | San Diego | 73 | 06073 | 5 | 0 | 2013 | 9999 |  |  | N | Solar | [13 empty] | 0 | 0 | 0 | 0 | [11 empty] | Sol Orchard San Diego 21 LLC | 100 | Macquarie Bank Limited | 100
Santa Fe Springs Rooftop Solar BLDG M | 58912_G_1 | 58912 | G | 1 |  | Solar PV |  | WEC_LADW | California | 6 | Los Angeles | 37 | 06037 | 1.8 | 0 | 2015 | 9999 |  |  | N | Solar | [13 empty] | 0 | 0 | 0 | 0 | [11 empty] | Golden Springs Development Co LLC | 100 | Golden Springs Development Co LLC | 100
Santa Fe Springs Rooftop Solar BLDG H | 58913_G_1 | 58913 | G | 1 |  | Solar PV |  | WEC_LADW | California | 6 | Los Angeles | 37 | 06037 | 1.5 | 0 | 2015 | 9999 |  |  | N | Solar | [13 empty] | 0 | 0 | 0 | 0 | [11 empty] | Golden Springs Development Co LLC | 100 | Golden Springs Development Co LLC | 100
MCAGCC Cogen Plant | 58914_G_CG1 | 58914 | G | CG1 |  | Combustion Turbine |  | WECC_SCE | California | 6 | San Bernardino | 71 | 06071 | 7 | 8700 | 2003 | 9999 |  |  | Y | Natural Gas, Distillate Fuel Oil | [13 empty] | 0.79549 | 0.79549 | 0.79549 | 0.79549 | [11 empty] | USMC Air Ground Combat Center | 100 | US Marine Corps | 100
MCAGCC Cogen Plant | 58914_G_CG100 | 58914 | G | CG100 |  | Combustion Turbine |  | WECC_SCE | California | 6 | San Bernardino | 71 | 06071 | 4.6 | 25000 | 2014 | 9999 |  |  | N | Natural Gas | [13 empty] | 0.79549 | 0.79549 | 0.79549 | 0.79549 | [11 empty] | USMC Air Ground Combat Center | 100 | US Marine Corps | 100
MCAGCC Cogen Plant | 58914_G_CG200 | 58914 | G | CG200 |  | Combustion Turbine |  | WECC_SCE | California | 6 | San Bernardino | 71 | 06071 | 4.6 | 25000 | 2014 | 9999 |  |  | N | Natural Gas | [13 empty] | 0.79549 | 0.79549 | 0.79549 | 0.79549 | [11 empty] | USMC Air Ground Combat Center | 100 | US Marine Corps | 100
Copper Mountain Solar 3 | 58915_G_1 | 58915 | G | 1 |  | Solar PV |  | WECC_SNV | Nevada | 32 | Clark | 3 | 32003 | 26 | 0 | 2014 | 9999 |  |  | N | Solar | [13 empty] | 0 | 0 | 0 | 0 | [11 empty] | Copper Mountain Solar 3 LLC | 100 | Sempra Energy | 100
Copper Mountain Solar 3 | 58915_G_2 | 58915 | G | 2 |  | Solar PV |  | WECC_SNV | Nevada | 32 | Clark | 3 | 32003 | 27 | 0 | 2014 | 9999 |  |  | N | Solar | [13 empty] | 0 | 0 | 0 | 0 | [11 empty] | Copper Mountain Solar 3 LLC | 100 | Sempra Energy | 100
Copper Mountain Solar 3 | 58915_G_3 | 58915 | G | 3 |  | Solar PV |  | WECC_SNV | Nevada | 32 | Clark | 3 | 32003 | 26 | 0 | 2014 | 9999 |  |  | N | Solar | [13 empty] | 0 | 0 | 0 | 0 | [11 empty] | Copper Mountain Solar 3 LLC | 100 | Sempra Energy | 100
Copper Mountain Solar 3 | 58915_G_4 | 58915 | G | 4 |  | Solar PV |  | WECC_SNV | Nevada | 32 | Clark | 3 | 32003 | 28 | 0 | 2014 | 9999 |  |  | N | Solar | [13 empty] | 0 | 0 | 0 | 0 | [11 empty] | Copper Mountain Solar 3 LLC | 100 | Sempra Energy | 100
Copper Mountain Solar 3 | 58915_G_5 | 58915 | G | 5 |  | Solar PV |  | WECC_SNV | Nevada | 32 | Clark | 3 | 32003 | 25 | 0 | 2014 | 9999 |  |  | N | Solar | [13 empty] | 0 | 0 | 0 | 0 | [11 empty] | Copper Mountain Solar 3 LLC | 100 | Sempra Energy | 100
Copper Mountain Solar 3 | 58915_G_6 | 58915 | G | 6 |  | Solar PV |  | WECC_SNV | Nevada | 32 | Clark | 3 | 32003 | 26 | 0 | 2014 | 9999 |  |  | N | Solar | [13 empty] | 0 | 0 | 0 | 0 | [11 empty] | Copper Mountain Solar 3 LLC | 100 | Sempra Energy | 100
Copper Mountain Solar 3 | 58915_G_7 | 58915 | G | 7 |  | Solar PV |  | WECC_SNV | Nevada | 32 | Clark | 3 | 32003 | 26 | 0 | 2014 | 9999 |  |  | N | Solar | [13 empty] | 0 | 0 | 0 | 0 | [11 empty] | Copper Mountain Solar 3 LLC | 100 | Sempra Energy | 100
Copper Mountain Solar 3 | 58915_G_8 | 58915 | G | 8 |  | Solar PV |  | WECC_SNV | Nevada | 32 | Clark | 3 | 32003 | 26 | 0 | 2014 | 9999 |  |  | N | Solar | [13 empty] | 0 | 0 | 0 | 0 | [11 empty] | Copper Mountain Solar 3 LLC | 100 | Sempra Energy | 100
Copper Mountain Solar 3 | 58915_G_10 | 58915 | G | 10 |  | Solar PV |  | WECC_SNV | Nevada | 32 | Clark | 3 | 32003 | 21 | 0 | 2015 | 9999 |  |  | N | Solar | [13 empty] | 0 | 0 | 0 | 0 | [11 empty] | Copper Mountain Solar 3 LLC | 100 | Sempra Energy | 100
Copper Mountain Solar 3 | 58915_G_9 | 58915 | G | 9 |  | Solar PV |  | WECC_SNV | Nevada | 32 | Clark | 3 | 32003 | 24 | 0 | 2015 | 9999 |  |  | N | Solar | [13 empty] | 0 | 0 | 0 | 0 | [11 empty] | Copper Mountain Solar 3 LLC | 100 | Sempra Energy | 100
Tioga Solar Morris County 1 LLC | 58917_G_MMIR | 58917 | G | MMIR |  | Solar PV |  | PJM_EMAC | New Jersey | 34 | Morris | 27 | 34027 | 1 | 0 | 2011 | 9999 |  |  | N | Solar | [13 empty] | 0 | 0 | 0 | 0 | [11 empty] | sPower | 100 | AES Corp (The) | 100
2081 Terzian Solar Project | 58918_G_2081 | 58918 | G | 2081 |  | Solar PV |  | WEC_CALN | California | 6 | Fresno | 19 | 06019 | 1.2 | 0 | 2014 | 9999 |  |  | N | Solar | [13 empty] | 0 | 0 | 0 | 0 | [11 empty] | Pristine Sun Fund 2 LLC | 100 | Veresen Inc | 100
2127 Harris Solar Project | 58919_G_2127 | 58919 | G | 2127 |  | Solar PV |  | WEC_CALN | California | 6 | Butte | 7 | 06007 | 1.3 | 0 | 2014 | 9999 |  |  | N | Solar | [13 empty] | 0 | 0 | 0 | 0 | [11 empty] | Pristine Sun Fund 2 LLC | 100 | Veresen Inc | 100
2097 Helton Solar Project | 58920_G_2097 | 58920 | G | 2097 |  | Solar PV |  | WEC_CALN | California | 6 | Merced | 47 | 06047 | 1.5 | 0 | 2014 | 9999 |  |  | N | Solar | [13 empty] | 0 | 0 | 0 | 0 | [11 empty] | Pristine Sun Fund 2 LLC | 100 | Veresen Inc | 100
Napoleon Biogas | 58921_G_GEN1 | 58921 | G | GEN1 |  | Non-Fossil Waste |  | PJM_ATSI | Ohio | 39 | Henry | 69 | 39069 | 1.2 | 13500 | 2013 | 9999 |  |  | N | Non-Fossil Waste | [13 empty] | 0 | 0 | 0 | 0 | [11 empty] | Napoleon Biogas LLC | 100 | CH4 Biogas LLC | 100
Napoleon Biogas | 58921_G_GEN2 | 58921 | G | GEN2 |  | Non-Fossil Waste |  | PJM_ATSI | Ohio | 39 | Henry | 69 | 39069 | 1.2 | 13500 | 2013 | 9999 |  |  | N | Non-Fossil Waste | [13 empty] | 0 | 0 | 0 | 0 | [11 empty] | Napoleon Biogas LLC | 100 | CH4 Biogas LLC | 100
Story City Wind Project | 58927_G_WT01 | 58927 | G | WT01 |  | Onshore Wind |  | MIS_MIDA | Iowa | 19 | Story | 169 | 19169 | 1.5 | 0 | 2010 | 9999 |  |  | N | Wind | [13 empty] | 0 | 0 | 0 | 0 | [11 empty] | Hamilton Wind Energy LLC | 100 | Hamilton Wind Energy LLC | 100
Melrose 2 | 58929_G_12286 | 58929 | G | 12286 |  | Combustion Turbine | IC Engine | MIS_MNWI | Minnesota | 27 | Stearns | 145 | 27145 | 0.9 | 25000 | 2014 | 9999 |  |  | N | Distillate Fuel Oil | [13 empty] | 1.6498 | 1.6498 | 1.6498 | 1.6498 | [11 empty] | Melrose Public Utilities | 100 | Melrose Public Utilities | 100
Traer Wind Project | 58932_G_WT01 | 58932 | G | WT01 |  | Onshore Wind |  | MIS_MIDA | Iowa | 19 | Tama | 171 | 19171 | 1.5 | 0 | 2010 | 9999 |  |  | N | Wind | [13 empty] | 0 | 0 | 0 | 0 | [11 empty] | Norsemen Wind Energy LLC | 100 | Norsemen Wind Energy LLC | 100
Shell Chemical Appalachia LLC | 58933_G_GTG1 | 58933 | G | GTG1 |  | Combined Cycle |  | PJM_ATSI | Pennsylvania | 42 | Beaver | 7 | 42007 | 37.1 | 6590 | 2020 | 9999 |  |  | Y | Natural Gas | [13 empty] | 0.011 | 0.011 | 0.011 | 0.011 | [11 empty] | Shell Chemical Appalachia LLC | 100 | Royal Dutch Shell plc | 100
Shell Chemical Appalachia LLC | 58933_G_GTG2 | 58933 | G | GTG2 |  | Combined Cycle |  | PJM_ATSI | Pennsylvania | 42 | Beaver | 7 | 42007 | 37.1 | 6590 | 2020 | 9999 |  |  | Y | Natural Gas | [13 empty] | 0.011 | 0.011 | 0.011 | 0.011 | [11 empty] | Shell Chemical Appalachia LLC | 100 | Royal Dutch Shell plc | 100
Shell Chemical Appalachia LLC | 58933_G_GTG3 | 58933 | G | GTG3 |  | Combined Cycle |  | PJM_ATSI | Pennsylvania | 42 | Beaver | 7 | 42007 | 37.1 | 6590 | 2020 | 9999 |  |  | Y | Natural Gas | [13 empty] | 0.011 | 0.011 | 0.011 | 0.011 | [11 empty] | Shell Chemical Appalachia LLC | 100 | Royal Dutch Shell plc | 100
Shell Chemical Appalachia LLC | 58933_G_STG1 | 58933 | G | STG1 |  | Combined Cycle |  | PJM_ATSI | Pennsylvania | 42 | Beaver | 7 | 42007 | 72.7 | 6590 | 2020 | 9999 |  |  | Y | Natural Gas | [13 empty] | 0.011 | 0.011 | 0.011 | 0.011 | [11 empty] | Shell Chemical Appalachia LLC | 100 | Royal Dutch Shell plc | 100
Shell Chemical Appalachia LLC | 58933_G_STG2 | 58933 | G | STG2 |  | Combined Cycle |  | PJM_ATSI | Pennsylvania | 42 | Beaver | 7 | 42007 | 72.7 | 6590 | 2020 | 9999 |  |  | Y | Natural Gas | [13 empty] | 0.011 | 0.011 | 0.011 | 0.011 | [11 empty] | Shell Chemical Appalachia LLC | 100 | Royal Dutch Shell plc | 100
Integrys MA Solar, LLC - Ashburnham Site | 58934_G_ASH10 | 58934 | G | ASH10 |  | Solar PV |  | NENGREST | Massachusetts | 25 | Worcester | 27 | 25027 | 0.3 | 0 | 2013 | 9999 |  |  | N | Solar | [13 empty] | 0 | 0 | 0 | 0 | [11 empty] | Integrys MA Solar LLC | 100 | WEC Energy Group Inc | 100
Integrys MA Solar, LLC - Ashburnham Site | 58934_G_ASH-R | 58934 | G | ASH-R |  | Solar PV |  | NENGREST | Massachusetts | 25 | Worcester | 27 | 25027 | 2.6 | 0 | 2013 | 9999 |  |  | N | Solar | [13 empty] | 0 | 0 | 0 | 0 | [11 empty] | Integrys MA Solar LLC | 100 | WEC Energy Group Inc | 100
Open View Solar Farm | 58935_G_PV | 58935 | G | PV |  | Solar PV |  | NENGREST | Vermont | 50 | Addison | 1 | 50001 | 1.9 | 0 | 2013 | 9999 |  |  | N | Solar | [13 empty] | 0 | 0 | 0 | 0 | [11 empty] | Cross Pollination Inc | 100 | Paul Lekstutis | 100
Walpole Solar 2 | 58936_G_WLPL1 | 58936 | G | WLPL1 |  | Solar PV |  | NENGREST | Massachusetts | 25 | Norfolk | 21 | 25021 | 2.4 | 0 | 2014 | 9999 |  |  | N | Solar | [13 empty] | 0 | 0 | 0 | 0 | [11 empty] | Walpole Solar 2 LLC | 100 | Soltage LLC | 100
Gardner Solar 1 | 58937_G_GRDN1 | 58937 | G | GRDN1 |  | Solar PV |  | NENGREST | Massachusetts | 25 | Worcester | 27 | 25027 | 2 | 0 | 2014 | 9999 |  |  | N | Solar | [13 empty] | 0 | 0 | 0 | 0 | [11 empty] | Gardner Solar 1 LLC | 100 | National Grid Plc | 100
Origin Wind | 58938_G_WT | 58938 | G | WT |  | Onshore Wind |  | SPP_WEST | Oklahoma | 40 | Murray | 99 | 40099 | 150 | 0 | 2014 | 9999 |  |  | N | Wind | [13 empty] | 0 | 0 | 0 | 0 | [11 empty] | Origin Wind Energy LLC | 100 | Enel SpA | 100
Anderson Wind I | 58939_G_AND1 | 58939 | G | AND1 |  | Onshore Wind |  | SPP_SPS | New Mexico | 35 | Chaves | 5 | 35005 | 5 | 0 | 2014 | 9999 |  |  | N | Wind | [13 empty] | 0 | 0 | 0 | 0 | [11 empty] | Anderson Wind I LLC | 100 | BayWa AG | 100
Anderson Wind II | 58940_G_AND2 | 58940 | G | AND2 |  | Onshore Wind |  | SPP_SPS | New Mexico | 35 | Chaves | 5 | 35005 | 10 | 0 | 2014 | 9999 |  |  | N | Wind | [13 empty] | 0 | 0 | 0 | 0 | [11 empty] | Anderson Wind II LLC | 100 | BayWa AG | 100
Rockville Solar I LLC | 58942_G_RVSI | 58942 | G | RVSI |  | Solar PV |  | MIS_INKY | Indiana | 18 | Marion | 97 | 18097 | 2.8 | 0 | 2014 | 9999 |  |  | N | Solar | [13 empty] | 0 | 0 | 0 | 0 | [11 empty] | Rockville Solar I LLC | 100 | Greenbacker Renewable Energy Corp | 100
Halifax | 58943_G_1 | 58943 | G | 1 |  | Solar PV |  | PJM_Dom | North Carolina | 37 | Halifax | 83 | 37083 | 20 | 0 | 2014 | 9999 |  |  | N | Solar | [13 empty] | 0 | 0 | 0 | 0 | [11 empty] | Duke Energy Renewables NC Solar LLC | 100 | Duke Energy Corp | 100
Ameresco Dallas LLC | 58946_G_ENG1 | 58946 | G | ENG1 |  | Landfill Gas |  | ERC_REST | Texas | 48 | Dallas | 113 | 48113 | 1.4 | 13500 | 2011 | 9999 |  |  | N | Landfill Gas | [13 empty] | 0.08961 | 0.08961 | 0.08961 | 0.08961 | [11 empty] | Ameresco Dallas LLC | 100 | Ameresco Inc | 100
Ameresco Dallas LLC | 58946_G_ENG2 | 58946 | G | ENG2 |  | Landfill Gas |  | ERC_REST | Texas | 48 | Dallas | 113 | 48113 | 1.4 | 13500 | 2011 | 9999 |  |  | N | Landfill Gas | [13 empty] | 0.08961 | 0.08961 | 0.08961 | 0.08961 | [11 empty] | Ameresco Dallas LLC | 100 | Ameresco Inc | 100
Ameresco Dallas LLC | 58946_G_ENG3 | 58946 | G | ENG3 |  | Landfill Gas |  | ERC_REST | Texas | 48 | Dallas | 113 | 48113 | 1.4 | 13500 | 2011 | 9999 |  |  | N | Landfill Gas | [13 empty] | 0.08961 | 0.08961 | 0.08961 | 0.08961 | [11 empty] | Ameresco Dallas LLC | 100 | Ameresco Inc | 100
Bristol Myers Squibb Lawrenceville | 58947_G_DG101 | 58947 | G | DG101 |  | Combustion Turbine | IC Engine | PJM_EMAC | New Jersey | 34 | Mercer | 21 | 34021 | 0.9 | 25000 | 1991 | 9999 |  |  | N | Distillate Fuel Oil | [13 empty] | 1.6498 | 1.6498 | 1.6498 | 1.6498 | [11 empty] | Bristol Myers Squibb Co | 100 | Bristol Myers Squibb Co | 100
Bristol Myers Squibb Lawrenceville | 58947_G_TG101 | 58947 | G | TG101 |  | Combustion Turbine |  | PJM_EMAC | New Jersey | 34 | Mercer | 21 | 34021 | 4 | 17075 | 1995 | 9999 |  |  | N | Natural Gas, Distillate Fuel Oil | [13 empty] | 0.23894 | 0.23894 | 0.23894 | 0.23894 | [11 empty] | Bristol Myers Squibb Co | 100 | Bristol Myers Squibb Co | 100
Cloverdale Solar I | 58949_G_TBD | 58949 | G | TBD |  | Solar PV |  | WEC_CALN | California | 6 | Sonoma | 97 | 06097 | 1.5 | 0 | 2014 | 9999 |  |  | N | Solar | [13 empty] | 0 | 0 | 0 | 0 | [11 empty] | GLT Cloverdale Solar LLC | 100 | BAP Power Corp | 100
Delilah Road Landfill | 58951_G_DRLS | 58951 | G | DRLS |  | Solar PV |  | PJM_EMAC | New Jersey | 34 | Atlantic | 1 | 34001 | 8.5 | 0 | 2016 | 9999 |  |  | N | Solar | [13 empty] | 0 | 0 | 0 | 0 | [11 empty] | Clean Capital Partners LLC | 100 | Clean Capital Partners LLC | 100
Dessie Solar Center LLC | 58952_G_DESS | 58952 | G | DESS |  | Solar PV |  | S_VACA | North Carolina | 37 | Columbus | 47 | 37047 | 4.8 | 0 | 2014 | 9999 |  |  | N | Solar | [13 empty] | 0 | 0 | 0 | 0 | [11 empty] | Dessie Solar Center LLC | 100 | Brookfield Asset Management Inc | 100
Rockville Solar II, LLC | 58953_G_RVSII | 58953 | G | RVSII |  | Solar PV |  | MIS_INKY | Indiana | 18 | Marion | 97 | 18097 | 2.7 | 0 | 2014 | 9999 |  |  | N | Solar | [13 empty] | 0 | 0 | 0 | 0 | [11 empty] | Rockville Solar II LLC | 100 | Greenbacker Renewable Energy Corp | 100
Intel Folsom Phase 2 | 58954_G_PV | 58954 | G | PV |  | Solar PV |  | WEC_BANC | California | 6 | Sacramento | 67 | 06067 | 1 | 0 | 2012 | 9999 |  |  | N | Solar | [13 empty] | 0 | 0 | 0 | 0 | [11 empty] | SolarCity LMC Series I LLC | 100 | SolarCity Corp | 100
BearPond Solar Center LLC | 58955_G_BEAR | 58955 | G | BEAR |  | Solar PV |  | S_VACA | North Carolina | 37 | Vance | 181 | 37181 | 4.8 | 0 | 2014 | 9999 |  |  | N | Solar | [13 empty] | 0 | 0 | 0 | 0 | [11 empty] | Bearpond Solar Center LLC | 100 | SunEdison | 100
Shankle Solar Center LLC | 58956_G_SHAN | 58956 | G | SHAN |  | Solar PV |  | S_VACA | North Carolina | 37 | Hoke | 93 | 37093 | 4.8 | 0 | 2015 | 9999 |  |  | N | Solar | [13 empty] | 0 | 0 | 0 | 0 | [11 empty] | Shankle Solar Center LLC | 100 | SunEdison | 100
Graham Solar Center LLC | 58957_G_GRAH | 58957 | G | GRAH |  | Solar PV |  | S_VACA | North Carolina | 37 | Columbus | 47 | 37047 | 4.8 | 0 | 2014 | 9999 |  |  | N | Solar | [13 empty] | 0 | 0 | 0 | 0 | [11 empty] | Graham Solar Center LLC | 100 | SunEdison | 100
Camelot Wind LLC | 58958_G_CMLTW | 58958 | G | CMLTW |  | Onshore Wind |  | NENGREST | Massachusetts | 25 | Plymouth | 23 | 25023 | 1.5 | 0 | 2012 | 9999 |  |  | N | Wind | [13 empty] | 0 | 0 | 0 | 0 | [11 empty] | Camelot Wind LLC | 100 | Camelot Wind LLC | 100
Butler Solar Power Project | 58959_G_BSF1 | 58959 | G | BSF1 |  | Solar PV |  | SPP_N | Missouri | 29 | Bates | 13 | 29013 | 2.8 | 0 | 2014 | 9999 |  |  | N | Solar | [13 empty] | 0 | 0 | 0 | 0 | [11 empty] | MCP Butler LP | 100 | MC Power Companies | 100
Oregon University System OIT Klamath Fal | 58961_G_PV | 58961 | G | PV |  | Solar PV |  | WECC_PNW | Oregon | 41 | Klamath | 35 | 41035 | 2 | 0 | 2014 | 9999 |  |  | N | Solar | [13 empty] | 0 | 0 | 0 | 0 | [11 empty] | Mound Solar Owner VI LLC | 100 | SolarCity Corp | 100
Las Virgenes Municipal Water District | 58963_G_PV | 58963 | G | PV |  | Solar PV |  | WEC_LADW | California | 6 | Los Angeles | 37 | 06037 | 1 | 0 | 2014 | 9999 |  |  | N | Solar | [13 empty] | 0 | 0 | 0 | 0 | [11 empty] | SolarCity Corp | 100 | Tesla Inc | 100
Technology Drive Solar | 58964_G_PV1 | 58964 | G | PV1 |  | Solar PV |  | NENGREST | Vermont | 50 | Windham | 25 | 50025 | 2 | 0 | 2014 | 9999 |  |  | N | Solar | [13 empty] | 0 | 0 | 0 | 0 | [11 empty] | We 90 Technology Drive LLC | 100 | We 90 Technology Drive LLC | 100
Thunder Spirit Wind, LLC | 58965_G_THNDR | 58965 | G | THNDR |  | Onshore Wind |  | MIS_MAPP | North Dakota | 38 | Adams | 1 | 38001 | 107.5 | 0 | 2015 | 9999 |  |  | N | Wind | [13 empty] | 0 | 0 | 0 | 0 | [11 empty] | MDU Resources Group Inc | 100 | MDU Resources Group Inc | 100
Thunder Spirit Wind, LLC | 58965_G_2 | 58965 | G | 2 |  | Onshore Wind |  | MIS_MAPP | North Dakota | 38 | Adams | 1 | 38001 | 48 | 0 | 2018 | 9999 |  |  | N | Wind | [13 empty] | 0 | 0 | 0 | 0 | [11 empty] | MDU Resources Group Inc | 100 | MDU Resources Group Inc | 100
Fairfield Wind | 58966_G_T 1-6 | 58966 | G | T 1-6 |  | Onshore Wind |  | WECC_MT | Montana | 30 | Teton | 99 | 30099 | 10 | 0 | 2014 | 9999 |  |  | N | Wind | [13 empty] | 0 | 0 | 0 | 0 | [11 empty] | Greenbacker Renewable Energy Co LLC | 100 | Greenbacker Renewable Energy Corp | 100
Fort Huachuca Solar PV Project | 58972_G_FHUAC | 58972 | G | FHUAC |  | Solar PV |  | WECC_AZ | Arizona | 4 | Cochise | 3 | 04003 | 13.6 | 0 | 2014 | 9999 |  |  | N | Solar | [13 empty] | 0 | 0 | 0 | 0 | [11 empty] | Tucson Electric Power Co | 100 | Uns Energy Corp | 100
Fort Huachuca Solar PV Project | 58972_G_FHUA2 | 58972 | G | FHUA2 |  | Solar PV |  | WECC_AZ | Arizona | 4 | Cochise | 3 | 04003 | 4.1 | 0 | 2017 | 9999 |  |  | N | Solar | [13 empty] | 0 | 0 | 0 | 0 | [11 empty] | Tucson Electric Power Co | 100 | Uns Energy Corp | 100
White River Solar 2 | 58973_G_W2CA | 58973 | G | W2CA |  | Solar PV |  | WECC_SCE | California | 6 | Tulare | 107 | 06107 | 19.8 | 0 | 2014 | 9999 |  |  | N | Solar | [13 empty] | 0 | 0 | 0 | 0 | [11 empty] | CED White River Solar 2 LLC | 100 | Consolidated Edison Inc | 100
Fairview Farms Solar | 58974_G_PV1 | 58974 | G | PV1 |  | Solar PV |  | NENGREST | Massachusetts | 25 | Franklin | 11 | 25011 | 2.3 | 0 | 2014 | 9999 |  |  | N | Solar | [13 empty] | 0 | 0 | 0 | 0 | [11 empty] | Fairview Farms Solar LLC | 100 | Nugen Capital Management LLC | 100
Henrietta Solar Project | 58975_G_PV1 | 58975 | G | PV1 |  | Solar PV |  | WEC_CALN | California | 6 | Kings | 31 | 06031 | 102 | 0 | 2016 | 9999 |  |  | N | Solar | [13 empty] | 0 | 0 | 0 | 0 | [11 empty] | Parrey LLC | 51 | SunPower Corp | 51
Central Valley Ag Power | 58978_G_CVAP | 58978 | G | CVAP |  | Non-Fossil Waste |  | WEC_CALN | California | 6 | Stanislaus | 99 | 06099 | 1.5 | 19125 | 2014 | 9999 |  |  | N | Non-Fossil Waste | [13 empty] | 0 | 0 | 0 | 0 | [11 empty] | Central Valley Ag Power LLC | 100 | Central Valley Ag Power LLC | 100
Copenhagen Wind Farm | 58979_G_CPHGN | 58979 | G | CPHGN |  | Onshore Wind |  | NY_Z_C&E | New York | 36 | Lewis | 49 | 36049 | 79.9 | 0 | 2018 | 9999 |  |  | N | Wind | [13 empty] | 0 | 0 | 0 | 0 | [11 empty] | Copenhagen Wind Farm LLC | 100 | EDF Group | 100
Akron WRF | 58980_G_2G-1 | 58980 | G | 2G-1 |  | Non-Fossil Waste |  | PJM_ATSI | Ohio | 39 | Summit | 153 | 39153 | 0.6 | 12020 | 2014 | 9999 |  |  | Y | Non-Fossil Waste | [13 empty] | 0 | 0 | 0 | 0 | [11 empty] | Akron (City of) | 100 | Akron (City of) | 100
Akron WRF | 58980_G_2G-2 | 58980 | G | 2G-2 |  | Non-Fossil Waste |  | PJM_ATSI | Ohio | 39 | Summit | 153 | 39153 | 0.6 | 12020 | 2014 | 9999 |  |  | Y | Non-Fossil Waste | [13 empty] | 0 | 0 | 0 | 0 | [11 empty] | Akron (City of) | 100 | Akron (City of) | 100
Akron WRF | 58980_G_2G-3 | 58980 | G | 2G-3 |  | Non-Fossil Waste |  | PJM_ATSI | Ohio | 39 | Summit | 153 | 39153 | 0.6 | 12020 | 2014 | 9999 |  |  | Y | Non-Fossil Waste | [13 empty] | 0 | 0 | 0 | 0 | [11 empty] | Akron (City of) | 100 | Akron (City of) | 100
Broken Bow Wind II, LLC | 58981_G_BBII | 58981 | G | BBII |  | Onshore Wind |  | SPP_NEBR | Nebraska | 31 | Custer | 41 | 31041 | 73.1 | 0 | 2014 | 9999 |  |  | N | Wind | [13 empty] | 0 | 0 | 0 | 0 | [11 empty] | Broken Bow Wind II LLC | 100 | Consolidated Edison Inc | 100
RE Camelot LLC | 58983_G_1 | 58983 | G | 1 |  | Solar PV |  | WECC_SCE | California | 6 | Kern | 29 | 06029 | 45 | 0 | 2014 | 9999 |  |  | N | Solar | [13 empty] | 0 | 0 | 0 | 0 | [11 empty] | Dominion Resources Inc | 100 | Dominion Energy Inc | 100
RE Adams East, LLC | 58984_G_1 | 58984 | G | 1 |  | Solar PV |  | WEC_CALN | California | 6 | Fresno | 19 | 06019 | 19 | 0 | 2014 | 9999 |  |  | N | Solar | [13 empty] | 0 | 0 | 0 | 0 | [11 empty] | RE Adams East LLC | 100 | Dominion Energy Inc | 100
RE Kansas Solar, LLC | 58985_G_1 | 58985 | G | 1 |  | Solar PV |  | WEC_CALN | California | 6 | Kings | 31 | 06031 | 20 | 0 | 2014 | 9999 |  |  | N | Solar | [13 empty] | 0 | 0 | 0 | 0 | [11 empty] | Dominion Resources Inc | 100 | Dominion Energy Inc | 100
RE Old River One, LLC | 58986_G_1 | 58986 | G | 1 |  | Solar PV |  | WECC_SCE | California | 6 | Kern | 29 | 06029 | 20 | 0 | 2014 | 9999 |  |  | N | Solar | [13 empty] | 0 | 0 | 0 | 0 | [11 empty] | Dominion Resources Inc | 100 | Dominion Energy Inc | 100
Chokecherry and Sierra Madre Wind | 58987_G_I-A | 58987 | G | I-A |  | Onshore Wind |  | WECC_WY | Wyoming | 56 | Carbon | 7 | 56007 | 500 | 0 | 2022 | 9999 |  |  | N | Wind | [13 empty] | 0 | 0 | 0 | 0 | [11 empty] | Power Co of Wyoming LLC | 100 | Anschutz Co (The) | 100
Chokecherry and Sierra Madre Wind | 58987_G_I-B | 58987 | G | I-B |  | Onshore Wind |  | WECC_WY | Wyoming | 56 | Carbon | 7 | 56007 | 500 | 0 | 2023 | 9999 |  |  | N | Wind | [13 empty] | 0 | 0 | 0 | 0 | [11 empty] | Power Co of Wyoming LLC | 100 | Anschutz Co (The) | 100
Chokecherry and Sierra Madre Wind | 58987_G_I-C | 58987 | G | I-C |  | Onshore Wind |  | WECC_WY | Wyoming | 56 | Carbon | 7 | 56007 | 500 | 0 | 2024 | 9999 |  |  | N | Wind | [13 empty] | 0 | 0 | 0 | 0 | [11 empty] | Power Co of Wyoming LLC | 100 | Anschutz Co (The) | 100
RE Columbia Two, LLC | 58990_G_1 | 58990 | G | 1 |  | Solar PV |  | WECC_SCE | California | 6 | Kern | 29 | 06029 | 15 | 0 | 2014 | 9999 |  |  | N | Solar | [13 empty] | 0 | 0 | 0 | 0 | [11 empty] | Dominion Resources Inc | 100 | Dominion Energy Inc | 100
RE Kent South, LLC | 58991_G_1 | 58991 | G | 1 |  | Solar PV |  | WEC_CALN | California | 6 | Kings | 31 | 06031 | 20 | 0 | 2014 | 9999 |  |  | N | Solar | [13 empty] | 0 | 0 | 0 | 0 | [11 empty] | RE Kent South LLC | 100 | Dominion Energy Inc | 100
Dept of Corrections NCCI Wind | 58992_G_WND-1 | 58992 | G | WND-1 |  | Onshore Wind |  | NENGREST | Massachusetts | 25 | Worcester | 27 | 25027 | 1.7 | 0 | 2013 | 9999 |  |  | N | Wind | [13 empty] | 0 | 0 | 0 | 0 | [11 empty] | Massachusetts Dept of Corrections | 100 | Massachusetts Dept of Corrections | 100
Dept of Corrections NCCI Wind | 58992_G_WND-2 | 58992 | G | WND-2 |  | Onshore Wind |  | NENGREST | Massachusetts | 25 | Worcester | 27 | 25027 | 1.7 | 0 | 2013 | 9999 |  |  | N | Wind | [13 empty] | 0 | 0 | 0 | 0 | [11 empty] | Massachusetts Dept of Corrections | 100 | Massachusetts Dept of Corrections | 100
Breckinridge Wind Project LLC | 58994_G_BWP | 58994 | G | BWP |  | Onshore Wind |  | SPP_WEST | Oklahoma | 40 | Garfield | 47 | 40047 | 98.8 | 0 | 2015 | 9999 |  |  | N | Wind | [13 empty] | 0 | 0 | 0 | 0 | [11 empty] | Breckinridge Wind Project LLC | 100 | NextEra Energy Inc | 100
St. Olaf Wind Turbine | 58995_G_OLFWT | 58995 | G | OLFWT |  | Onshore Wind |  | MIS_MNWI | Minnesota | 27 | Rice | 131 | 27131 | 1.6 | 0 | 2006 | 9999 |  |  | N | Wind | [13 empty] | 0 | 0 | 0 | 0 | [11 empty] | St Olaf College | 100 | St Olaf College | 100
St. Olaf StandBy Generators | 58996_G_SBIC1 | 58996 | G | SBIC1 |  | Combustion Turbine | IC Engine | MIS_MNWI | Minnesota | 27 | Rice | 131 | 27131 | 0.4 | 12575 | 1999 | 9999 |  |  | N | Distillate Fuel Oil | [13 empty] | 1.6498 | 1.6498 | 1.6498 | 1.6498 | [11 empty] | St Olaf College | 100 | St Olaf College | 100
St. Olaf StandBy Generators | 58996_G_SBIC2 | 58996 | G | SBIC2 |  | Combustion Turbine | IC Engine | MIS_MNWI | Minnesota | 27 | Rice | 131 | 27131 | 1.7 | 12522 | 1999 | 9999 |  |  | N | Distillate Fuel Oil | [13 empty] | 1.6498 | 1.6498 | 1.6498 | 1.6498 | [11 empty] | St Olaf College | 100 | St Olaf College | 100
St. Olaf StandBy Generators | 58996_G_SBIC3 | 58996 | G | SBIC3 |  | Combustion Turbine | IC Engine | MIS_MNWI | Minnesota | 27 | Rice | 131 | 27131 | 1.7 | 12553 | 1999 | 9999 |  |  | N | Distillate Fuel Oil | [13 empty] | 1.6498 | 1.6498 | 1.6498 | 1.6498 | [11 empty] | St Olaf College | 100 | St Olaf College | 100
SRF Sorghum to Ethanol Advanced Biorefin | 58997_G_G1001 | 58997 | G | G1001 |  | Biomass |  | FRCC | Florida | 12 | Hendry | 51 | 12051 | 12 | 15307 | 2021 | 9999 |  |  | N | Biomass | [13 empty] | 0.02 | 0.02 | 0.02 | 0.02 | [11 empty] | Southeast Renewable Fuels LLC | 100 | Southeast Renewable Fuels LLC | 100
Goodwell Wind Project LLC | 58998_G_GWWP | 58998 | G | GWWP |  | Onshore Wind |  | SPP_SPS | Oklahoma | 40 | Texas | 139 | 40139 | 200 | 0 | 2015 | 9999 |  |  | N | Wind | [13 empty] | 0 | 0 | 0 | 0 | [11 empty] | Goodwell Wind Project LLC | 100 | Enel SpA | 100
Little Elk Wind Project LLC | 58999_G_LEWP | 58999 | G | LEWP |  | Onshore Wind |  | SPP_WEST | Oklahoma | 40 | Washita | 149 | 40149 | 74 | 0 | 2015 | 9999 |  |  | N | Wind | [13 empty] | 0 | 0 | 0 | 0 | [11 empty] | Little Elk Wind Project LLC | 100 | Enel SpA | 100
Parkland Landfill Solar | 59001_G_PARK | 59001 | G | PARK |  | Solar PV |  | PJM_EMAC | New Jersey | 34 | Burlington | 5 | 34005 | 7.8 | 0 | 2015 | 9999 |  |  | N | Solar | [13 empty] | 0 | 0 | 0 | 0 | [11 empty] | Public Service Electric & Gas Co | 100 | Public Service Enterprise Group Inc | 100
Carlsbad Energy Center | 59002_G_CEC 6 | 59002 | G | CEC 6 |  | Combustion Turbine |  | WEC_SDGE | California | 6 | San Diego | 73 | 06073 | 105.5 | 10745 | 2018 | 9999 |  |  | N | Natural Gas | [13 empty] | 0.011 | 0.011 | 0.011 | 0.011 | [11 empty] | Carlsbad Energy Center LLC | 100 | Global Infrastructure Partners | 100
Carlsbad Energy Center | 59002_G_CEC 7 | 59002 | G | CEC 7 |  | Combustion Turbine |  | WEC_SDGE | California | 6 | San Diego | 73 | 06073 | 105.5 | 10745 | 2018 | 9999 |  |  | N | Natural Gas | [13 empty] | 0.011 | 0.011 | 0.011 | 0.011 | [11 empty] | Carlsbad Energy Center LLC | 100 | Global Infrastructure Partners | 100
Carlsbad Energy Center | 59002_G_CEC 8 | 59002 | G | CEC 8 |  | Combustion Turbine |  | WEC_SDGE | California | 6 | San Diego | 73 | 06073 | 105.5 | 10745 | 2018 | 9999 |  |  | N | Natural Gas | [13 empty] | 0.011 | 0.011 | 0.011 | 0.011 | [11 empty] | Carlsbad Energy Center LLC | 100 | Global Infrastructure Partners | 100
Carlsbad Energy Center | 59002_G_CEC 9 | 59002 | G | CEC 9 |  | Combustion Turbine |  | WEC_SDGE | California | 6 | San Diego | 73 | 06073 | 105.5 | 10745 | 2018 | 9999 |  |  | N | Natural Gas | [13 empty] | 0.011 | 0.011 | 0.011 | 0.011 | [11 empty] | Carlsbad Energy Center LLC | 100 | Global Infrastructure Partners | 100
Carlsbad Energy Center | 59002_G_CEC10 | 59002 | G | CEC10 |  | Combustion Turbine |  | WEC_SDGE | California | 6 | San Diego | 73 | 06073 | 105.5 | 10745 | 2018 | 9999 |  |  | N | Natural Gas | [13 empty] | 0.011 | 0.011 | 0.011 | 0.011 | [11 empty] | Carlsbad Energy Center LLC | 100 | Global Infrastructure Partners | 100
Two Dot Wind Farm | 59003_G_1 | 59003 | G | 1 |  | Onshore Wind |  | WECC_MT | Montana | 30 | Wheatland | 107 | 30107 | 9.7 | 0 | 2014 | 9999 |  |  | N | Wind | [13 empty] | 0 | 0 | 0 | 0 | [11 empty] | Two Dot Wind Farm LLC | 100 | NorthWestern Corp | 100
Stonewall | 59004_G_GEN1 | 59004 | G | GEN1 | 91025 | Combined Cycle |  | PJM_Dom | Virginia | 51 | Loudoun | 107 | 51107 | 220 | 7050 | 2017 | 9999 |  |  | N | Natural Gas |  |  |  | DLNB | SCR | [8 empty] | 0.004622 | 0.004622 | 0.004622 | 0.004622 | [11 empty] | Panda Stonewall LLC | 100 | Panda Energy Intl Inc | 100
Stonewall | 59004_G_GEN2 | 59004 | G | GEN2 | 91026 | Combined Cycle |  | PJM_Dom | Virginia | 51 | Loudoun | 107 | 51107 | 220 | 7050 | 2017 | 9999 |  |  | N | Natural Gas |  |  |  | DLNB | SCR | [8 empty] | 0.004622 | 0.004622 | 0.004622 | 0.004622 | [11 empty] | Panda Stonewall LLC | 100 | Panda Energy Intl Inc | 100
Stonewall | 59004_G_GEN3 | 59004 | G | GEN3 | 91025 | Combined Cycle |  | PJM_Dom | Virginia | 51 | Loudoun | 107 | 51107 | 326 | 7050 | 2017 | 9999 |  |  | N | Natural Gas |  |  |  |  | SCR | [8 empty] | 0.004622 | 0.004622 | 0.004622 | 0.004622 | [11 empty] | Panda Stonewall LLC | 100 | Panda Energy Intl Inc | 100
Mariah del Norte | 59005_G_MAR1 | 59005 | G | MAR1 |  | Onshore Wind |  | ERC_PHDL | Texas | 48 | Parmer | 369 | 48369 | 230.4 | 0 | 2016 | 9999 |  |  | N | Wind | [13 empty] | 0 | 0 | 0 | 0 | [11 empty] | Mariah Del Norte LLC | 100 | First Reserve Corp | 100
Woodmere Solar Farm | 59008_G_PV1 | 59008 | G | PV1 |  | Solar PV |  | WECC_SCE | California | 6 | Kern | 29 | 06029 | 15 | 0 | 2015 | 9999 |  |  | N | Solar | [13 empty] | 0 | 0 | 0 | 0 | [11 empty] | 87RL 8ME LLC | 100 | 8 Minute Solar Energy | 100
Hayworth Solar | 59009_G_PV1 | 59009 | G | PV1 |  | Solar PV |  | WECC_SCE | California | 6 | Kern | 29 | 06029 | 26 | 0 | 2015 | 9999 |  |  | N | Solar | [13 empty] | 0 | 0 | 0 | 0 | [11 empty] | 8 Minute Solar Energy | 100 | 8 Minute Solar Energy | 100
Macho Springs | 59010_G_MSS1 | 59010 | G | MSS1 |  | Solar PV |  | WECC_NM | New Mexico | 35 | Luna | 29 | 35029 | 52.2 | 0 | 2014 | 9999 |  |  | N | Solar | [13 empty] | 0 | 0 | 0 | 0 | [11 empty] | Macho Springs Solar LLC | 100 | Southern Co | 100
Southbridge Landfill Gas-to-Energy | 59011_G_CAT | 59011 | G | CAT |  | Landfill Gas |  | NENGREST | Massachusetts | 25 | Worcester | 27 | 25027 | 1.5 | 13500 | 2011 | 9999 |  |  | N | Landfill Gas | [13 empty] | 0.22117 | 0.22117 | 0.22117 | 0.22117 | [11 empty] | Casella Waste Systems Inc | 100 | Casella Waste Systems Inc | 100
DC Water CHP | 59012_G_TURB1 | 59012 | G | TURB1 |  | Non-Fossil Waste |  | PJM_SMAC | District of Columbia | 11 | District of Columbia | 1 | 11001 | 4 | 10135 | 2015 | 9999 |  |  | Y | Non-Fossil Waste | [13 empty] | 0 | 0 | 0 | 0 | [11 empty] | District of Columbia Water & Sewer Authority | 100 | District of Columbia Water & Sewer Authority | 100
DC Water CHP | 59012_G_TURB2 | 59012 | G | TURB2 |  | Non-Fossil Waste |  | PJM_SMAC | District of Columbia | 11 | District of Columbia | 1 | 11001 | 4 | 10135 | 2015 | 9999 |  |  | Y | Non-Fossil Waste | [13 empty] | 0 | 0 | 0 | 0 | [11 empty] | District of Columbia Water & Sewer Authority | 100 | District of Columbia Water & Sewer Authority | 100
DC Water CHP | 59012_G_TURB3 | 59012 | G | TURB3 |  | Non-Fossil Waste |  | PJM_SMAC | District of Columbia | 11 | District of Columbia | 1 | 11001 | 4 | 10135 | 2015 | 9999 |  |  | Y | Non-Fossil Waste | [13 empty] | 0 | 0 | 0 | 0 | [11 empty] | District of Columbia Water & Sewer Authority | 100 | District of Columbia Water & Sewer Authority | 100
Scituate PV | 59013_G_SCT | 59013 | G | SCT |  | Solar PV |  | NENGREST | Massachusetts | 25 | Plymouth | 23 | 25023 | 2.5 | 0 | 2013 | 9999 |  |  | N | Solar | [13 empty] | 0 | 0 | 0 | 0 | [11 empty] | Scituate Solar I LLC | 100 | Main Street Power Co Inc | 100
Bolton PV | 59014_G_BLT | 59014 | G | BLT |  | Solar PV |  | NENGREST | Massachusetts | 25 | Worcester | 27 | 25027 | 4.9 | 0 | 2013 | 9999 |  |  | N | Solar | [13 empty] | 0 | 0 | 0 | 0 | [11 empty] | Syncarpha Bolton LLC | 100 | Main Street Power Co Inc | 100
Stow PV | 59015_G_STW | 59015 | G | STW |  | Solar PV |  | NENGREST | Massachusetts | 25 | Middlesex | 17 | 25017 | 2 | 0 | 2013 | 9999 |  |  | N | Solar | [13 empty] | 0 | 0 | 0 | 0 | [11 empty] | Syncarpha Stow LLC | 100 | Main Street Power Co Inc | 100
Carol Jean Solar | 59017_G_GEN 1 | 59017 | G | GEN 1 |  | Solar PV |  | S_VACA | North Carolina | 37 | Stokes | 169 | 37169 | 4 | 0 | 2016 | 9999 |  |  | N | Solar | [13 empty] | 0 | 0 | 0 | 0 | [11 empty] | Carol Jean Solar LLC | 100 | Cate Street Capital LLC | 100
East Chicago | 59018_G_1 | 59018 | G | 1 |  | Solar PV |  | MIS_INKY | Indiana | 18 | Lake | 89 | 18089 | 2 | 0 | 2013 | 9999 |  |  | N | Solar | [13 empty] | 0 | 0 | 0 | 0 | [11 empty] | Lake County Solar LLC | 100 | D E Shaw & Co LP | 100
Griffith | 59019_G_1 | 59019 | G | 1 |  | Solar PV |  | MIS_INKY | Indiana | 18 | Lake | 89 | 18089 | 2 | 0 | 2013 | 9999 |  |  | N | Solar | [13 empty] | 0 | 0 | 0 | 0 | [11 empty] | Lake County Solar LLC | 100 | D E Shaw & Co LP | 100
Gila Bend Hybrid | 59020_G_PV1 | 59020 | G | PV1 |  | Solar PV |  | WECC_AZ | Arizona | 4 | Maricopa | 13 | 04013 | 32 | 0 | 2014 | 9999 |  |  | N | Solar | [13 empty] | 0 | 0 | 0 | 0 | [11 empty] | Arizona Public Service Co | 100 | Pinnacle West Capital Corp | 100
Hoopeston Wind LLC | 59021_G_HOO1 | 59021 | G | HOO1 |  | Onshore Wind |  | MIS_IL | Illinois | 17 | Vermilion | 183 | 17183 | 98 | 0 | 2015 | 9999 |  |  | N | Wind | [13 empty] | 0 | 0 | 0 | 0 | [11 empty] | Hoopeston Wind LLC | 100 | Ikea Systems BV | 100
Euclid Farm, Stamco N-54 | 59024_G_N-54 | 59024 | G | N-54 |  | Onshore Wind |  | PJM_ATSI | Ohio | 39 | Cuyahoga | 35 | 39035 | 1 | 0 | 2012 | 9999 |  |  | N | Wind | [13 empty] | 0 | 0 | 0 | 0 | [11 empty] | William Sopko & Sons Co Inc | 100 | William Sopko & Sons Co Inc | 100
Back River Waste Water Treatment | 59026_G_CHP 1 | 59026 | G | CHP 1 |  | Non-Fossil Waste |  | PJM_SMAC | Maryland | 24 | Baltimore City | 510 | 24510 | 0.9 | 16767 | 2009 | 9999 |  |  | N | Non-Fossil Waste | [13 empty] | 0 | 0 | 0 | 0 | [11 empty] | Baltimore County MD | 100 | Baltimore County MD | 100
Back River Waste Water Treatment | 59026_G_CHP 2 | 59026 | G | CHP 2 |  | Non-Fossil Waste |  | PJM_SMAC | Maryland | 24 | Baltimore City | 510 | 24510 | 0.9 | 16769 | 2009 | 9999 |  |  | N | Non-Fossil Waste | [13 empty] | 0 | 0 | 0 | 0 | [11 empty] | Baltimore County MD | 100 | Baltimore County MD | 100
Back River Waste Water Treatment | 59026_G_SOLAR | 59026 | G | SOLAR |  | Solar PV |  | PJM_SMAC | Maryland | 24 | Baltimore City | 510 | 24510 | 0.8 | 0 | 2012 | 9999 |  |  | N | Solar | [13 empty] | 0 | 0 | 0 | 0 | [11 empty] | Baltimore County MD | 100 | Baltimore County MD | 100
Agawam Solar | 59028_G_0028 | 59028 | G | 0028 |  | Solar PV |  | NENGREST | Massachusetts | 25 | Hampden | 13 | 25013 | 1.5 | 0 | 2012 | 9999 |  |  | N | Solar | [13 empty] | 0 | 0 | 0 | 0 | [11 empty] | Agawam Solar LLC | 100 | Citizens Enterprises Corp | 100
Rehoboth Solar | 59029_G_0040 | 59029 | G | 0040 |  | Solar PV |  | NENGREST | Massachusetts | 25 | Bristol | 5 | 25005 | 2 | 0 | 2013 | 9999 |  |  | N | Solar | [13 empty] | 0 | 0 | 0 | 0 | [11 empty] | Rehoboth Solar LLC | 100 | Citizens Enterprises Corp | 100
Chicopee Solar | 59030_G_0036 | 59030 | G | 0036 |  | Solar PV |  | NENGREST | Massachusetts | 25 | Hampden | 13 | 25013 | 3 | 0 | 2013 | 9999 |  |  | N | Solar | [13 empty] | 0 | 0 | 0 | 0 | [11 empty] | Chicope Solar LLC | 100 | Citizens Enterprises Corp | 100
Route 57 Solar | 59031_G_0027 | 59031 | G | 0027 |  | Solar PV |  | NENGREST | Massachusetts | 25 | Hampden | 13 | 25013 | 1.5 | 0 | 2013 | 9999 |  |  | N | Solar | [13 empty] | 0 | 0 | 0 | 0 | [11 empty] | Route 57 Solar LLC | 100 | Citizens Enterprises Corp | 100
EBZ Solar | 59032_G_0031 | 59032 | G | 0031 |  | Solar PV |  | NENGREST | Massachusetts | 25 | Middlesex | 17 | 25017 | 2.5 | 0 | 2013 | 9999 |  |  | N | Solar | [13 empty] | 0 | 0 | 0 | 0 | [11 empty] | EBZ Solar LLC | 100 | Citizens Enterprises Corp | 100
Whately Solar | 59033_G_0024 | 59033 | G | 0024 |  | Solar PV |  | NENGREST | Massachusetts | 25 | Franklin | 11 | 25011 | 1.5 | 0 | 2013 | 9999 |  |  | N | Solar | [13 empty] | 0 | 0 | 0 | 0 | [11 empty] | Whately Solar LLC | 100 | Citizens Enterprises Corp | 100
Shannon Wind | 59034_G_SHAN1 | 59034 | G | SHAN1 |  | Onshore Wind |  | ERC_WEST | Texas | 48 | Clay | 77 | 48077 | 204 | 0 | 2015 | 9999 |  |  | N | Wind | [13 empty] | 0 | 0 | 0 | 0 | [11 empty] | Shannon Wind LLC | 100 | Innergex Renewable Energy Inc | 100
Battleground | 59038_G_GEN1 | 59038 | G | GEN1 |  | Solar PV |  | S_VACA | North Carolina | 37 | Cleveland | 45 | 37045 | 3 | 0 | 2013 | 9999 |  |  | N | Solar | [13 empty] | 0 | 0 | 0 | 0 | [11 empty] | Battleground Solar I LLC | 100 | Brian Christopher Adams | 100
Beulaville | 59039_G_GEN 1 | 59039 | G | GEN 1 |  | Solar PV |  | S_VACA | North Carolina | 37 | Duplin | 61 | 37061 | 1.5 | 0 | 2013 | 9999 |  |  | N | Solar | [13 empty] | 0 | 0 | 0 | 0 | [11 empty] | Beulaville Solar LLC | 100 | FLS Energy Inc | 100
Ball Mountain Hydro | 59040_G_GEN 1 | 59040 | G | GEN 1 |  | Hydro |  | NENGREST | Vermont | 50 | Windham | 25 | 50025 | 0.2 | 0 | 2016 | 9999 |  |  | N | Hydro | [13 empty] | 0 | 0 | 0 | 0 | [11 empty] | Eagle Creek Renewable Energy LLC | 100 | Ontario Power Generation Inc | 100
Ball Mountain Hydro | 59040_G_GEN 2 | 59040 | G | GEN 2 |  | Hydro |  | NENGREST | Vermont | 50 | Windham | 25 | 50025 | 0.2 | 0 | 2016 | 9999 |  |  | N | Hydro | [13 empty] | 0 | 0 | 0 | 0 | [11 empty] | Eagle Creek Renewable Energy LLC | 100 | Ontario Power Generation Inc | 100
Ball Mountain Hydro | 59040_G_GEN 3 | 59040 | G | GEN 3 |  | Hydro |  | NENGREST | Vermont | 50 | Windham | 25 | 50025 | 0.2 | 0 | 2016 | 9999 |  |  | N | Hydro | [13 empty] | 0 | 0 | 0 | 0 | [11 empty] | Eagle Creek Renewable Energy LLC | 100 | Ontario Power Generation Inc | 100
Ball Mountain Hydro | 59040_G_GEN 5 | 59040 | G | GEN 5 |  | Hydro |  | NENGREST | Vermont | 50 | Windham | 25 | 50025 | 0.2 | 0 | 2016 | 9999 |  |  | N | Hydro | [13 empty] | 0 | 0 | 0 | 0 | [11 empty] | Eagle Creek Renewable Energy LLC | 100 | Ontario Power Generation Inc | 100
Ball Mountain Hydro | 59040_G_GEN 6 | 59040 | G | GEN 6 |  | Hydro |  | NENGREST | Vermont | 50 | Windham | 25 | 50025 | 0.2 | 0 | 2016 | 9999 |  |  | N | Hydro | [13 empty] | 0 | 0 | 0 | 0 | [11 empty] | Eagle Creek Renewable Energy LLC | 100 | Ontario Power Generation Inc | 100
Ball Mountain Hydro | 59040_G_GEN 7 | 59040 | G | GEN 7 |  | Hydro |  | NENGREST | Vermont | 50 | Windham | 25 | 50025 | 0.2 | 0 | 2016 | 9999 |  |  | N | Hydro | [13 empty] | 0 | 0 | 0 | 0 | [11 empty] | Eagle Creek Renewable Energy LLC | 100 | Ontario Power Generation Inc | 100
Ball Mountain Hydro | 59040_G_GEN 8 | 59040 | G | GEN 8 |  | Hydro |  | NENGREST | Vermont | 50 | Windham | 25 | 50025 | 0.2 | 0 | 2016 | 9999 |  |  | N | Hydro | [13 empty] | 0 | 0 | 0 | 0 | [11 empty] | Eagle Creek Renewable Energy LLC | 100 | Ontario Power Generation Inc | 100
Ball Mountain Hydro | 59040_G_GEN 9 | 59040 | G | GEN 9 |  | Hydro |  | NENGREST | Vermont | 50 | Windham | 25 | 50025 | 0.2 | 0 | 2016 | 9999 |  |  | N | Hydro | [13 empty] | 0 | 0 | 0 | 0 | [11 empty] | Eagle Creek Renewable Energy LLC | 100 | Ontario Power Generation Inc | 100
Ball Mountain Hydro | 59040_G_GEN10 | 59040 | G | GEN10 |  | Hydro |  | NENGREST | Vermont | 50 | Windham | 25 | 50025 | 0.2 | 0 | 2016 | 9999 |  |  | N | Hydro | [13 empty] | 0 | 0 | 0 | 0 | [11 empty] | Eagle Creek Renewable Energy LLC | 100 | Ontario Power Generation Inc | 100
Ball Mountain Hydro | 59040_G_GEN11 | 59040 | G | GEN11 |  | Hydro |  | NENGREST | Vermont | 50 | Windham | 25 | 50025 | 0.2 | 0 | 2016 | 9999 |  |  | N | Hydro | [13 empty] | 0 | 0 | 0 | 0 | [11 empty] | Eagle Creek Renewable Energy LLC | 100 | Ontario Power Generation Inc | 100
Ball Mountain Hydro | 59040_G_GEN12 | 59040 | G | GEN12 |  | Hydro |  | NENGREST | Vermont | 50 | Windham | 25 | 50025 | 0.2 | 0 | 2016 | 9999 |  |  | N | Hydro | [13 empty] | 0 | 0 | 0 | 0 | [11 empty] | Eagle Creek Renewable Energy LLC | 100 | Ontario Power Generation Inc | 100
Ball Mountain Hydro | 59040_G_GEN4 | 59040 | G | GEN4 |  | Hydro |  | NENGREST | Vermont | 50 | Windham | 25 | 50025 | 0.2 | 0 | 2016 | 9999 |  |  | N | Hydro | [13 empty] | 0 | 0 | 0 | 0 | [11 empty] | Eagle Creek Renewable Energy LLC | 100 | Ontario Power Generation Inc | 100
Ellerbe | 59042_G_GEN 1 | 59042 | G | GEN 1 |  | Solar PV |  | S_VACA | North Carolina | 37 | Richmond | 153 | 37153 | 1.5 | 0 | 2013 | 9999 |  |  | N | Solar | [13 empty] | 0 | 0 | 0 | 0 | [11 empty] | FLS Solar 110 LLC | 100 | FLS Energy Inc | 100
West Davisville Solar | 59043_G_PV1 | 59043 | G | PV1 |  | Solar PV |  | NENGREST | Rhode Island | 44 | Washington | 9 | 44009 | 2 | 0 | 2013 | 9999 |  |  | N | Solar | [13 empty] | 0 | 0 | 0 | 0 | [11 empty] | WR TGC Solar Generation VI LLC | 100 | True Green Capital Management LLC | 100
Rio Rico Solar | 59044_G_RRSF | 59044 | G | RRSF |  | Solar PV |  | WECC_AZ | Arizona | 4 | Santa Cruz | 23 | 04023 | 6 | 0 | 2014 | 9999 |  |  | N | Solar | [13 empty] | 0 | 0 | 0 | 0 | [11 empty] | UNS Electric Inc | 100 | Uns Energy Corp | 100
Jameson Energy Center | 59045_G_JEC1 | 59045 | G | JEC1 |  | Combustion Turbine | IC Engine | SPP_N | Kansas | 20 | Finney | 55 | 20055 | 9 | 12179 | 2014 | 9999 |  |  | N | Natural Gas | [13 empty] | 1.061 | 1.061 | 1.061 | 1.061 | [11 empty] | Kansas Municipal Energy Agency | 100 | Kansas Municipal Energy Agency | 100
Jameson Energy Center | 59045_G_JEC2 | 59045 | G | JEC2 |  | Combustion Turbine | IC Engine | SPP_N | Kansas | 20 | Finney | 55 | 20055 | 9 | 12180 | 2014 | 9999 |  |  | N | Natural Gas | [13 empty] | 1.061 | 1.061 | 1.061 | 1.061 | [11 empty] | Kansas Municipal Energy Agency | 100 | Kansas Municipal Energy Agency | 100
Jameson Energy Center | 59045_G_JEC3 | 59045 | G | JEC3 |  | Combustion Turbine | IC Engine | SPP_N | Kansas | 20 | Finney | 55 | 20055 | 9 | 12180 | 2014 | 9999 |  |  | N | Natural Gas | [13 empty] | 1.061 | 1.061 | 1.061 | 1.061 | [11 empty] | Kansas Municipal Energy Agency | 100 | Kansas Municipal Energy Agency | 100
651 Chase Solar NG | 59046_G_PV1 | 59046 | G | PV1 |  | Solar PV |  | NENGREST | Massachusetts | 25 | Worcester | 27 | 25027 | 3.4 | 0 | 2014 | 9999 |  |  | N | Solar | [13 empty] | 0 | 0 | 0 | 0 | [11 empty] | 651 Chase Solar NG LLC | 100 | Nugen Capital Management LLC | 100
Gallegos Wind Farm, Phase 1 | 59047_G_GEN 1 | 59047 | G | GEN 1 |  | Onshore Wind |  | WECC_NM | New Mexico | 35 | Union | 59 | 35059 | 180 | 0 | 2025 | 9999 |  |  | N | Wind | [13 empty] | 0 | 0 | 0 | 0 | [11 empty] | Gallegos Wind Farm LLC | 100 | Gallegos Wind Farm LLC | 100
Whitcomb Solar Farm | 59049_G_PS01 | 59049 | G | PS01 |  | Solar PV |  | NENGREST | Vermont | 50 | Chittenden | 7 | 50007 | 2.2 | 0 | 2014 | 9999 |  |  | N | Solar | [13 empty] | 0 | 0 | 0 | 0 | [11 empty] | ERWR Whitcomb Farm Solar LLC | 100 | LS Power Group | 100
Wallace | 59050_G_GEN 1 | 59050 | G | GEN 1 |  | Solar PV |  | S_VACA | North Carolina | 37 | Duplin | 61 | 37061 | 1.6 | 0 | 2013 | 9999 |  |  | N | Solar | [13 empty] | 0 | 0 | 0 | 0 | [11 empty] | Wallace Solar LLC | 100 | Wallace Solar LLC | 100
Kenansville | 59051_G_GEN 1 | 59051 | G | GEN 1 |  | Solar PV |  | S_VACA | North Carolina | 37 | Duplin | 61 | 37061 | 1.6 | 0 | 2013 | 9999 |  |  | N | Solar | [13 empty] | 0 | 0 | 0 | 0 | [11 empty] | Kenansville Solar 2 LLC | 100 | Kenansville Solar 2 LLC | 100
Fairmont-FLS 100 | 59052_G_GEN 1 | 59052 | G | GEN 1 |  | Solar PV |  | S_VACA | North Carolina | 37 | Robeson | 155 | 37155 | 3 | 0 | 2013 | 9999 |  |  | N | Solar | [13 empty] | 0 | 0 | 0 | 0 | [11 empty] | FLS Solar 100 LLC | 100 | FLS Energy Inc | 100
Michelangelo Wind 3 LLC | 59053_G_WT1 | 59053 | G | WT1 |  | Onshore Wind |  | MIS_MIDA | Iowa | 19 | Story | 169 | 19169 | 3 | 0 | 2017 | 9999 |  |  | N | Wind | [13 empty] | 0 | 0 | 0 | 0 | [11 empty] | Michelangelo Wind 3 LLC | 100 | Optimum Renewables LLC | 100
Rariton OMP | 59055_G_CHP1 | 59055 | G | CHP1 |  | Combustion Turbine | IC Engine | PJM_EMAC | New Jersey | 34 | Somerset | 35 | 34035 | 3 | 10745 | 2009 | 9999 |  |  | N | Natural Gas | [13 empty] | 0.23772 | 0.23772 | 0.23772 | 0.23772 | [11 empty] | Global Pharma Co | 100 | Global Pharma Co | 100
Rariton OMP | 59055_G_PV1 | 59055 | G | PV1 |  | Solar PV |  | PJM_EMAC | New Jersey | 34 | Somerset | 35 | 34035 | 2.4 | 0 | 2012 | 9999 |  |  | N | Solar | [13 empty] | 0 | 0 | 0 | 0 | [11 empty] | Global Pharma Co | 100 | Global Pharma Co | 100
Spring House | 59056_G_GEN 1 | 59056 | G | GEN 1 |  | Combustion Turbine | IC Engine | PJM_EMAC | Pennsylvania | 42 | Montgomery | 91 | 42091 | 3.8 | 10745 | 2013 | 9999 |  |  | N | Natural Gas | [13 empty] | 1.2219 | 1.2219 | 1.2219 | 1.2219 | [11 empty] | Janssen Pharmaceuticals Inc | 100 | Johnson & Johnson | 100
Skillman | 59057_G_GEN 1 | 59057 | G | GEN 1 |  | Solar PV |  | PJM_EMAC | New Jersey | 34 | Somerset | 35 | 34035 | 2.7 | 0 | 2011 | 9999 |  |  | N | Solar | [13 empty] | 0 | 0 | 0 | 0 | [11 empty] | Janssen Pharmaceuticals Inc | 100 | Johnson & Johnson | 100
Vacaville | 59058_G_GEN 1 | 59058 | G | GEN 1 |  | Solar PV |  | WEC_CALN | California | 6 | Solano | 95 | 06095 | 1 | 0 | 2007 | 9999 |  |  | N | Solar | [13 empty] | 0 | 0 | 0 | 0 | [11 empty] | Janssen Pharmaceuticals Inc | 100 | Johnson & Johnson | 100
Raritan ITS | 59059_G_GEN 1 | 59059 | G | GEN 1 |  | Solar PV |  | PJM_EMAC | New Jersey | 34 | Somerset | 35 | 34035 | 2 | 0 | 2010 | 9999 |  |  | N | Solar | [13 empty] | 0 | 0 | 0 | 0 | [11 empty] | Global Pharma Co | 100 | Global Pharma Co | 100
Waste Water Treatment Plant | 59060_G_WWPV | 59060 | G | WWPV |  | Solar PV |  | NENGREST | Massachusetts | 25 | Berkshire | 3 | 25003 | 1.5 | 0 | 2012 | 9999 |  |  | N | Solar | [13 empty] | 0 | 0 | 0 | 0 | [11 empty] | Massachusetts Division of Energy Resources | 100 | Massachusetts Division of Energy Resources | 100
Radfords Run Wind Farm | 59061_G_WT1 | 59061 | G | WT1 |  | Onshore Wind |  | MIS_IL | Illinois | 17 | Dewitt | 39 | 17039 | 278 | 0 | 2017 | 9999 |  |  | N | Wind | [13 empty] | 0 | 0 | 0 | 0 | [11 empty] | Radfords Run Wind Farm LLC | 100 | RWE Group | 100
Stella Wind Farm | 59063_G_WT1 | 59063 | G | WT1 |  | Onshore Wind |  | ERC_REST | Texas | 48 | Kenedy | 261 | 48261 | 201 | 0 | 2018 | 9999 |  |  | N | Wind | [13 empty] | 0 | 0 | 0 | 0 | [11 empty] | Stella Wind LLC | 100 | Algonquin Power & Utilities Corp | 100
Drift Sand Wind Project LLC | 59065_G_WT1 | 59065 | G | WT1 |  | Onshore Wind |  | SPP_WEST | Oklahoma | 40 | Grady | 51 | 40051 | 108 | 0 | 2016 | 9999 |  |  | N | Wind | [13 empty] | 0 | 0 | 0 | 0 | [11 empty] | Drift Sand Wind Project LLC | 100 | Enel SpA | 100
Bruennings Breeze Wind Farm | 59066_G_MVII | 59066 | G | MVII |  | Onshore Wind |  | ERC_REST | Texas | 48 | Willacy | 489 | 48489 | 228 | 0 | 2017 | 9999 |  |  | N | Wind | [13 empty] | 0 | 0 | 0 | 0 | [11 empty] | Magic Valley Wind Farm II LLC | 100 | E.ON Group | 100
Colbec's Corner, LLC | 59068_G_GVII | 59068 | G | GVII |  | Onshore Wind |  | ERC_PHDL | Texas | 48 | Carson | 65 | 48065 | 200 | 0 | 2016 | 9999 |  |  | N | Wind | [13 empty] | 0 | 0 | 0 | 0 | [11 empty] | Colbecks Corner LLC | 100 | E.ON Group | 100
Jericho Power | 59070_G_WT 1 | 59070 | G | WT 1 |  | Onshore Wind |  | NENGREST | New Hampshire | 33 | Coos | 7 | 33007 | 12.1 | 0 | 2016 | 9999 |  |  | N | Wind | [13 empty] | 0 | 0 | 0 | 0 | [11 empty] | Jericho Mountain Wind Co | 100 | Jericho Mountain Wind Co | 100
Carroll Area Wind Farm | 59071_G_WT 1 | 59071 | G | WT 1 |  | Onshore Wind |  | MIS_MIDA | Iowa | 19 | Carroll | 27 | 19027 | 20.7 | 0 | 2015 | 9999 |  |  | N | Wind | [13 empty] | 0 | 0 | 0 | 0 | [11 empty] | Carroll Area Wind Farm LLC | 100 | V & S Windpower LLC | 100
SC 1 Data Center, Phase 2 | 59074_G_EG1A | 59074 | G | EG1A |  | Combustion Turbine | IC Engine | WEC_CALN | California | 6 | Santa Clara | 85 | 06085 | 2.2 | 13469 | 2011 | 9999 |  |  | N | Distillate Fuel Oil | [13 empty] | 0.05841 | 0.05841 | 0.05841 | 0.05841 | [11 empty] | Xeres Ventures LLC | 100 | Xeres Ventures LLC | 100
SC 1 Data Center, Phase 2 | 59074_G_EG1B | 59074 | G | EG1B |  | Combustion Turbine | IC Engine | WEC_CALN | California | 6 | Santa Clara | 85 | 06085 | 2.2 | 13469 | 2011 | 9999 |  |  | N | Distillate Fuel Oil | [13 empty] | 0.05841 | 0.05841 | 0.05841 | 0.05841 | [11 empty] | Xeres Ventures LLC | 100 | Xeres Ventures LLC | 100
SC 1 Data Center, Phase 2 | 59074_G_EG2A | 59074 | G | EG2A |  | Combustion Turbine | IC Engine | WEC_CALN | California | 6 | Santa Clara | 85 | 06085 | 2.2 | 13469 | 2011 | 9999 |  |  | N | Distillate Fuel Oil | [13 empty] | 0.05841 | 0.05841 | 0.05841 | 0.05841 | [11 empty] | Xeres Ventures LLC | 100 | Xeres Ventures LLC | 100
SC 1 Data Center, Phase 2 | 59074_G_EG2B | 59074 | G | EG2B |  | Combustion Turbine | IC Engine | WEC_CALN | California | 6 | Santa Clara | 85 | 06085 | 2.2 | 13469 | 2011 | 9999 |  |  | N | Distillate Fuel Oil | [13 empty] | 0.05841 | 0.05841 | 0.05841 | 0.05841 | [11 empty] | Xeres Ventures LLC | 100 | Xeres Ventures LLC | 100
SC 1 Data Center, Phase 2 | 59074_G_EG3A | 59074 | G | EG3A |  | Combustion Turbine | IC Engine | WEC_CALN | California | 6 | Santa Clara | 85 | 06085 | 2.2 | 13469 | 2011 | 9999 |  |  | N | Distillate Fuel Oil | [13 empty] | 0.05841 | 0.05841 | 0.05841 | 0.05841 | [11 empty] | Xeres Ventures LLC | 100 | Xeres Ventures LLC | 100
SC 1 Data Center, Phase 2 | 59074_G_EG3B | 59074 | G | EG3B |  | Combustion Turbine | IC Engine | WEC_CALN | California | 6 | Santa Clara | 85 | 06085 | 2.2 | 13469 | 2011 | 9999 |  |  | N | Distillate Fuel Oil | [13 empty] | 0.05841 | 0.05841 | 0.05841 | 0.05841 | [11 empty] | Xeres Ventures LLC | 100 | Xeres Ventures LLC | 100
SC 1 Data Center, Phase 2 | 59074_G_EG4A | 59074 | G | EG4A |  | Combustion Turbine | IC Engine | WEC_CALN | California | 6 | Santa Clara | 85 | 06085 | 2.2 | 13469 | 2011 | 9999 |  |  | N | Distillate Fuel Oil | [13 empty] | 0.05841 | 0.05841 | 0.05841 | 0.05841 | [11 empty] | Xeres Ventures LLC | 100 | Xeres Ventures LLC | 100
SC 1 Data Center, Phase 2 | 59074_G_EG4B | 59074 | G | EG4B |  | Combustion Turbine | IC Engine | WEC_CALN | California | 6 | Santa Clara | 85 | 06085 | 2.2 | 13469 | 2011 | 9999 |  |  | N | Distillate Fuel Oil | [13 empty] | 0.05841 | 0.05841 | 0.05841 | 0.05841 | [11 empty] | Xeres Ventures LLC | 100 | Xeres Ventures LLC | 100
SC 1 Data Center, Phase 2 | 59074_G_EG5A | 59074 | G | EG5A |  | Combustion Turbine | IC Engine | WEC_CALN | California | 6 | Santa Clara | 85 | 06085 | 2.2 | 13469 | 2011 | 9999 |  |  | N | Distillate Fuel Oil | [13 empty] | 0.05841 | 0.05841 | 0.05841 | 0.05841 | [11 empty] | Xeres Ventures LLC | 100 | Xeres Ventures LLC | 100
SC 1 Data Center, Phase 2 | 59074_G_EG5B | 59074 | G | EG5B |  | Combustion Turbine | IC Engine | WEC_CALN | California | 6 | Santa Clara | 85 | 06085 | 2.2 | 13469 | 2011 | 9999 |  |  | N | Distillate Fuel Oil | [13 empty] | 0.05841 | 0.05841 | 0.05841 | 0.05841 | [11 empty] | Xeres Ventures LLC | 100 | Xeres Ventures LLC | 100
SC 1 Data Center, Phase 2 | 59074_G_EG6A | 59074 | G | EG6A |  | Combustion Turbine | IC Engine | WEC_CALN | California | 6 | Santa Clara | 85 | 06085 | 2.2 | 13469 | 2011 | 9999 |  |  | N | Distillate Fuel Oil | [13 empty] | 0.05841 | 0.05841 | 0.05841 | 0.05841 | [11 empty] | Xeres Ventures LLC | 100 | Xeres Ventures LLC | 100
SC 1 Data Center, Phase 2 | 59074_G_EG6B | 59074 | G | EG6B |  | Combustion Turbine | IC Engine | WEC_CALN | California | 6 | Santa Clara | 85 | 06085 | 2.2 | 13469 | 2011 | 9999 |  |  | N | Distillate Fuel Oil | [13 empty] | 0.05841 | 0.05841 | 0.05841 | 0.05841 | [11 empty] | Xeres Ventures LLC | 100 | Xeres Ventures LLC | 100
SC 1 Data Center, Phase 2 | 59074_G_EG7A | 59074 | G | EG7A |  | Combustion Turbine | IC Engine | WEC_CALN | California | 6 | Santa Clara | 85 | 06085 | 2.2 | 13469 | 2011 | 9999 |  |  | N | Distillate Fuel Oil | [13 empty] | 0.05841 | 0.05841 | 0.05841 | 0.05841 | [11 empty] | Xeres Ventures LLC | 100 | Xeres Ventures LLC | 100
SC 1 Data Center, Phase 2 | 59074_G_EG7B | 59074 | G | EG7B |  | Combustion Turbine | IC Engine | WEC_CALN | California | 6 | Santa Clara | 85 | 06085 | 2.2 | 13469 | 2011 | 9999 |  |  | N | Distillate Fuel Oil | [13 empty] | 0.05841 | 0.05841 | 0.05841 | 0.05841 | [11 empty] | Xeres Ventures LLC | 100 | Xeres Ventures LLC | 100
SC 1 Data Center, Phase 2 | 59074_G_EG8B | 59074 | G | EG8B |  | Combustion Turbine | IC Engine | WEC_CALN | California | 6 | Santa Clara | 85 | 06085 | 2.2 | 13469 | 2011 | 9999 |  |  | N | Distillate Fuel Oil | [13 empty] | 0.05841 | 0.05841 | 0.05841 | 0.05841 | [11 empty] | Xeres Ventures LLC | 100 | Xeres Ventures LLC | 100
SC 1 Data Center, Phase 2 | 59074_G_EG10B | 59074 | G | EG10B |  | Combustion Turbine | IC Engine | WEC_CALN | California | 6 | Santa Clara | 85 | 06085 | 2.3 | 13469 | 2014 | 9999 |  |  | N | Distillate Fuel Oil | [13 empty] | 0.05841 | 0.05841 | 0.05841 | 0.05841 | [11 empty] | Xeres Ventures LLC | 100 | Xeres Ventures LLC | 100
SC 1 Data Center, Phase 2 | 59074_G_EG11A | 59074 | G | EG11A |  | Combustion Turbine | IC Engine | WEC_CALN | California | 6 | Santa Clara | 85 | 06085 | 2.3 | 13469 | 2014 | 9999 |  |  | N | Distillate Fuel Oil | [13 empty] | 0.05841 | 0.05841 | 0.05841 | 0.05841 | [11 empty] | Xeres Ventures LLC | 100 | Xeres Ventures LLC | 100
SC 1 Data Center, Phase 2 | 59074_G_EG11B | 59074 | G | EG11B |  | Combustion Turbine | IC Engine | WEC_CALN | California | 6 | Santa Clara | 85 | 06085 | 2.3 | 13469 | 2014 | 9999 |  |  | N | Distillate Fuel Oil | [13 empty] | 0.05841 | 0.05841 | 0.05841 | 0.05841 | [11 empty] | Xeres Ventures LLC | 100 | Xeres Ventures LLC | 100
SC 1 Data Center, Phase 2 | 59074_G_EG12A | 59074 | G | EG12A |  | Combustion Turbine | IC Engine | WEC_CALN | California | 6 | Santa Clara | 85 | 06085 | 2.3 | 13469 | 2014 | 9999 |  |  | N | Distillate Fuel Oil | [13 empty] | 0.05841 | 0.05841 | 0.05841 | 0.05841 | [11 empty] | Xeres Ventures LLC | 100 | Xeres Ventures LLC | 100
SC 1 Data Center, Phase 2 | 59074_G_EG12B | 59074 | G | EG12B |  | Combustion Turbine | IC Engine | WEC_CALN | California | 6 | Santa Clara | 85 | 06085 | 2.3 | 13469 | 2014 | 9999 |  |  | N | Distillate Fuel Oil | [13 empty] | 0.05841 | 0.05841 | 0.05841 | 0.05841 | [11 empty] | Xeres Ventures LLC | 100 | Xeres Ventures LLC | 100
SC 1 Data Center, Phase 2 | 59074_G_EG13A | 59074 | G | EG13A |  | Combustion Turbine | IC Engine | WEC_CALN | California | 6 | Santa Clara | 85 | 06085 | 2.3 | 13469 | 2014 | 9999 |  |  | N | Distillate Fuel Oil | [13 empty] | 0.05841 | 0.05841 | 0.05841 | 0.05841 | [11 empty] | Xeres Ventures LLC | 100 | Xeres Ventures LLC | 100
SC 1 Data Center, Phase 2 | 59074_G_EG14A | 59074 | G | EG14A |  | Combustion Turbine | IC Engine | WEC_CALN | California | 6 | Santa Clara | 85 | 06085 | 2.3 | 13469 | 2014 | 9999 |  |  | N | Distillate Fuel Oil | [13 empty] | 0.05841 | 0.05841 | 0.05841 | 0.05841 | [11 empty] | Xeres Ventures LLC | 100 | Xeres Ventures LLC | 100
SC 1 Data Center, Phase 2 | 59074_G_EG9B | 59074 | G | EG9B |  | Combustion Turbine | IC Engine | WEC_CALN | California | 6 | Santa Clara | 85 | 06085 | 2.3 | 13469 | 2014 | 9999 |  |  | N | Distillate Fuel Oil | [13 empty] | 0.05841 | 0.05841 | 0.05841 | 0.05841 | [11 empty] | Xeres Ventures LLC | 100 | Xeres Ventures LLC | 100
SC 1 Data Center, Phase 2 | 59074_G_EG15A | 59074 | G | EG15A |  | Combustion Turbine | IC Engine | WEC_CALN | California | 6 | Santa Clara | 85 | 06085 | 2.3 | 13469 | 2015 | 9999 |  |  | N | Distillate Fuel Oil | [13 empty] | 0.05841 | 0.05841 | 0.05841 | 0.05841 | [11 empty] | Xeres Ventures LLC | 100 | Xeres Ventures LLC | 100
SC 1 Data Center, Phase 2 | 59074_G_EG15B | 59074 | G | EG15B |  | Combustion Turbine | IC Engine | WEC_CALN | California | 6 | Santa Clara | 85 | 06085 | 2.3 | 13469 | 2015 | 9999 |  |  | N | Distillate Fuel Oil | [13 empty] | 0.05841 | 0.05841 | 0.05841 | 0.05841 | [11 empty] | Xeres Ventures LLC | 100 | Xeres Ventures LLC | 100
SC 1 Data Center, Phase 2 | 59074_G_EG16A | 59074 | G | EG16A |  | Combustion Turbine | IC Engine | WEC_CALN | California | 6 | Santa Clara | 85 | 06085 | 2.3 | 13469 | 2015 | 9999 |  |  | N | Distillate Fuel Oil | [13 empty] | 0.05841 | 0.05841 | 0.05841 | 0.05841 | [11 empty] | Xeres Ventures LLC | 100 | Xeres Ventures LLC | 100
SC 1 Data Center, Phase 2 | 59074_G_EG16B | 59074 | G | EG16B |  | Combustion Turbine | IC Engine | WEC_CALN | California | 6 | Santa Clara | 85 | 06085 | 2.3 | 13469 | 2015 | 9999 |  |  | N | Distillate Fuel Oil | [13 empty] | 0.05841 | 0.05841 | 0.05841 | 0.05841 | [11 empty] | Xeres Ventures LLC | 100 | Xeres Ventures LLC | 100
SC 1 Data Center, Phase 2 | 59074_G_EG9A | 59074 | G | EG9A |  | Combustion Turbine | IC Engine | WEC_CALN | California | 6 | Santa Clara | 85 | 06085 | 2.3 | 13469 | 2015 | 9999 |  |  | N | Distillate Fuel Oil | [13 empty] | 0.05841 | 0.05841 | 0.05841 | 0.05841 | [11 empty] | Xeres Ventures LLC | 100 | Xeres Ventures LLC | 100
SC 1 Data Center, Phase 2 | 59074_G_17A | 59074 | G | 17A |  | Combustion Turbine | IC Engine | WEC_CALN | California | 6 | Santa Clara | 85 | 06085 | 2.3 | 13469 | 2017 | 9999 |  |  | N | Distillate Fuel Oil | [13 empty] | 1.6498 | 1.6498 | 1.6498 | 1.6498 | [11 empty] | Xeres Ventures LLC | 100 | Xeres Ventures LLC | 100
SC 1 Data Center, Phase 2 | 59074_G_17B | 59074 | G | 17B |  | Combustion Turbine | IC Engine | WEC_CALN | California | 6 | Santa Clara | 85 | 06085 | 2.3 | 13469 | 2017 | 9999 |  |  | N | Distillate Fuel Oil | [13 empty] | 1.6498 | 1.6498 | 1.6498 | 1.6498 | [11 empty] | Xeres Ventures LLC | 100 | Xeres Ventures LLC | 100
SC 1 Data Center, Phase 2 | 59074_G_18A | 59074 | G | 18A |  | Combustion Turbine | IC Engine | WEC_CALN | California | 6 | Santa Clara | 85 | 06085 | 2.3 | 13469 | 2017 | 9999 |  |  | N | Distillate Fuel Oil | [13 empty] | 1.6498 | 1.6498 | 1.6498 | 1.6498 | [11 empty] | Xeres Ventures LLC | 100 | Xeres Ventures LLC | 100
SC 1 Data Center, Phase 2 | 59074_G_18B | 59074 | G | 18B |  | Combustion Turbine | IC Engine | WEC_CALN | California | 6 | Santa Clara | 85 | 06085 | 2.3 | 13469 | 2017 | 9999 |  |  | N | Distillate Fuel Oil | [13 empty] | 1.6498 | 1.6498 | 1.6498 | 1.6498 | [11 empty] | Xeres Ventures LLC | 100 | Xeres Ventures LLC | 100
SC 1 Data Center, Phase 2 | 59074_G_19A | 59074 | G | 19A |  | Combustion Turbine | IC Engine | WEC_CALN | California | 6 | Santa Clara | 85 | 06085 | 2.3 | 13469 | 2017 | 9999 |  |  | N | Distillate Fuel Oil | [13 empty] | 1.6498 | 1.6498 | 1.6498 | 1.6498 | [11 empty] | Xeres Ventures LLC | 100 | Xeres Ventures LLC | 100
SC 1 Data Center, Phase 2 | 59074_G_19B | 59074 | G | 19B |  | Combustion Turbine | IC Engine | WEC_CALN | California | 6 | Santa Clara | 85 | 06085 | 2.3 | 13469 | 2017 | 9999 |  |  | N | Distillate Fuel Oil | [13 empty] | 1.6498 | 1.6498 | 1.6498 | 1.6498 | [11 empty] | Xeres Ventures LLC | 100 | Xeres Ventures LLC | 100
SC 1 Data Center, Phase 2 | 59074_G_20A | 59074 | G | 20A |  | Combustion Turbine | IC Engine | WEC_CALN | California | 6 | Santa Clara | 85 | 06085 | 2.3 | 13469 | 2017 | 9999 |  |  | N | Distillate Fuel Oil | [13 empty] | 1.6498 | 1.6498 | 1.6498 | 1.6498 | [11 empty] | Xeres Ventures LLC | 100 | Xeres Ventures LLC | 100
SC 1 Data Center, Phase 2 | 59074_G_20B | 59074 | G | 20B |  | Combustion Turbine | IC Engine | WEC_CALN | California | 6 | Santa Clara | 85 | 06085 | 2.3 | 13469 | 2017 | 9999 |  |  | N | Distillate Fuel Oil | [13 empty] | 1.6498 | 1.6498 | 1.6498 | 1.6498 | [11 empty] | Xeres Ventures LLC | 100 | Xeres Ventures LLC | 100
SC 1 Data Center, Phase 2 | 59074_G_21A | 59074 | G | 21A |  | Combustion Turbine | IC Engine | WEC_CALN | California | 6 | Santa Clara | 85 | 06085 | 2.3 | 13469 | 2017 | 9999 |  |  | N | Distillate Fuel Oil | [13 empty] | 1.6498 | 1.6498 | 1.6498 | 1.6498 | [11 empty] | Xeres Ventures LLC | 100 | Xeres Ventures LLC | 100
SC 1 Data Center, Phase 2 | 59074_G_21B | 59074 | G | 21B |  | Combustion Turbine | IC Engine | WEC_CALN | California | 6 | Santa Clara | 85 | 06085 | 2.3 | 13469 | 2017 | 9999 |  |  | N | Distillate Fuel Oil | [13 empty] | 1.6498 | 1.6498 | 1.6498 | 1.6498 | [11 empty] | Xeres Ventures LLC | 100 | Xeres Ventures LLC | 100
SC 1 Data Center, Phase 2 | 59074_G_22A | 59074 | G | 22A |  | Combustion Turbine | IC Engine | WEC_CALN | California | 6 | Santa Clara | 85 | 06085 | 2.3 | 13469 | 2017 | 9999 |  |  | N | Distillate Fuel Oil | [13 empty] | 1.6498 | 1.6498 | 1.6498 | 1.6498 | [11 empty] | Xeres Ventures LLC | 100 | Xeres Ventures LLC | 100
SC 1 Data Center, Phase 2 | 59074_G_22B | 59074 | G | 22B |  | Combustion Turbine | IC Engine | WEC_CALN | California | 6 | Santa Clara | 85 | 06085 | 2.3 | 13469 | 2017 | 9999 |  |  | N | Distillate Fuel Oil | [13 empty] | 1.6498 | 1.6498 | 1.6498 | 1.6498 | [11 empty] | Xeres Ventures LLC | 100 | Xeres Ventures LLC | 100
Brewster Landfill | 59075_G_BRE1 | 59075 | G | BRE1 |  | Solar PV |  | NENGREST | Massachusetts | 25 | Barnstable | 1 | 25001 | 1 | 0 | 2014 | 9999 |  |  | N | Solar | [13 empty] | 0 | 0 | 0 | 0 | [11 empty] | CF CVEC Owner One LLC | 100 | Clean Focus Corp | 100
Chopin Wind LLC | 59076_G_WT1 | 59076 | G | WT1 |  | Onshore Wind |  | WECC_PNW | Oregon | 41 | Umatilla | 59 | 41059 | 10 | 0 | 2016 | 9999 |  |  | N | Wind | [13 empty] | 0 | 0 | 0 | 0 | [11 empty] | Chopin Wind LLC | 100 | BayWa AG | 100
Chatham Landfill | 59077_G_CHA | 59077 | G | CHA |  | Solar PV |  | NENGREST | Massachusetts | 25 | Barnstable | 1 | 25001 | 1.5 | 0 | 2014 | 9999 |  |  | N | Solar | [13 empty] | 0 | 0 | 0 | 0 | [11 empty] | CF CVEC Owner One LLC | 100 | Clean Focus Corp | 100
Harwich Landfill | 59078_G_HAR1 | 59078 | G | HAR1 |  | Solar PV |  | NENGREST | Massachusetts | 25 | Barnstable | 1 | 25001 | 4 | 0 | 2014 | 9999 |  |  | N | Solar | [13 empty] | 0 | 0 | 0 | 0 | [11 empty] | CF CVEC Owner One LLC | 100 | Clean Focus Corp | 100
Katama Farm | 59079_G_KAT1 | 59079 | G | KAT1 |  | Solar PV |  | NENGREST | Massachusetts | 25 | Dukes | 7 | 25007 | 1 | 0 | 2014 | 9999 |  |  | N | Solar | [13 empty] | 0 | 0 | 0 | 0 | [11 empty] | CF CVEC Owner One LLC | 100 | Clean Focus Corp | 100
Nunnepog | 59080_G_NUN1 | 59080 | G | NUN1 |  | Solar PV |  | NENGREST | Massachusetts | 25 | Dukes | 7 | 25007 | 1 | 0 | 2014 | 9999 |  |  | N | Solar | [13 empty] | 0 | 0 | 0 | 0 | [11 empty] | CF CVEC Owner One LLC | 100 | Clean Focus Corp | 100
Barnstable Landfill | 59081_G_HAR1 | 59081 | G | HAR1 |  | Solar PV |  | NENGREST | Massachusetts | 25 | Barnstable | 1 | 25001 | 4 | 0 | 2014 | 9999 |  |  | N | Solar | [13 empty] | 0 | 0 | 0 | 0 | [11 empty] | CF CVEC Owner One LLC | 100 | Clean Focus Corp | 100
Dennis Landfill | 59082_G_DEN1 | 59082 | G | DEN1 |  | Solar PV |  | NENGREST | Massachusetts | 25 | Barnstable | 1 | 25001 | 5 | 0 | 2014 | 9999 |  |  | N | Solar | [13 empty] | 0 | 0 | 0 | 0 | [11 empty] | CF CVEC Owner One LLC | 100 | Clean Focus Corp | 100
Limon III Wind LLC | 59083_G_WT1 | 59083 | G | WT1 |  | Onshore Wind |  | WECC_CO | Colorado | 8 | Lincoln | 73 | 08073 | 200.6 | 0 | 2014 | 9999 |  |  | N | Wind | [13 empty] | 0 | 0 | 0 | 0 | [11 empty] | Limon Wind III LLC | 100 | NextEra Energy Inc | 100
Marshall Wind Farm | 59084_G_RPMA | 59084 | G | RPMA |  | Onshore Wind |  | SPP_N | Kansas | 20 | Marshall | 117 | 20117 | 72 | 0 | 2016 | 9999 |  |  | N | Wind | [13 empty] | 0 | 0 | 0 | 0 | [11 empty] | Marshall Wind Energy LLC | 100 | Berkshire Hathaway Inc | 100
Lepomis PV Energy LLC | 59085_G_INV-1 | 59085 | G | INV-1 |  | Solar PV |  | NENGREST | Massachusetts | 25 | Plymouth | 23 | 25023 | 4.5 | 0 | 2014 | 9999 |  |  | N | Solar | [13 empty] | 0 | 0 | 0 | 0 | [11 empty] | Lepomis PV Energy LLC | 100 | EDF Group | 100
Cottonwood Solar, LLC (Goose Lake) | 59086_G_GEN1 | 59086 | G | GEN1 |  | Solar PV |  | WECC_SCE | California | 6 | Kern | 29 | 06029 | 12 | 0 | 2015 | 9999 |  |  | N | Solar | [13 empty] | 0 | 0 | 0 | 0 | [11 empty] | Goose Lake Solar LLC | 100 | Obsidian Finance Group LLC | 100
Cottonwood Solar, LLC (City of Corcoran) | 59087_G_GEN 1 | 59087 | G | GEN 1 |  | Solar PV |  | WEC_CALN | California | 6 | Kings | 31 | 06031 | 12 | 0 | 2015 | 9999 |  |  | N | Solar | [13 empty] | 0 | 0 | 0 | 0 | [11 empty] | Cottonwood Solar LLC (CA) | 100 | Dominion Energy Inc | 100
Calipatria Solar Farm | 59088_G_GEN 1 | 59088 | G | GEN 1 |  | Solar PV |  | WECC_IID | California | 6 | Imperial | 25 | 06025 | 20 | 0 | 2016 | 9999 |  |  | N | Solar | [13 empty] | 0 | 0 | 0 | 0 | [11 empty] | Southern Power Co | 100 | Southern Co | 100
Rockland Solar CSG | 59090_G_GEN1 | 59090 | G | GEN1 |  | Solar PV |  | NENGREST | Massachusetts | 25 | Plymouth | 23 | 25023 | 2 | 0 | 2013 | 9999 |  |  | N | Solar | [13 empty] | 0 | 0 | 0 | 0 | [11 empty] | Marina Energy LLC | 100 | Goldman Sachs Group Inc (The) | 100
Holland Energy Park | 59093_G_10 | 59093 | G | 10 | 91083 | Combined Cycle |  | MIS_LMI | Michigan | 26 | Ottawa | 139 | 26139 | 43.1 | 7285 | 2017 | 9999 |  |  | N | Natural Gas |  |  |  | DLNB | SCR | [8 empty] | 0.0099594 | 0.0099594 | 0.0099594 | 0.0099594 | [11 empty] | Holland Board of Public Works | 100 | Holland Board of Public Works | 100
Holland Energy Park | 59093_G_11 | 59093 | G | 11 | 91084 | Combined Cycle |  | MIS_LMI | Michigan | 26 | Ottawa | 139 | 26139 | 43.1 | 7285 | 2017 | 9999 |  |  | N | Natural Gas |  |  |  | DLNB | SCR | [8 empty] | 0.0099594 | 0.0099594 | 0.0099594 | 0.0099594 | [11 empty] | Holland Board of Public Works | 100 | Holland Board of Public Works | 100
Holland Energy Park | 59093_G_12 | 59093 | G | 12 |  | Combined Cycle |  | MIS_LMI | Michigan | 26 | Ottawa | 139 | 26139 | 40.9 | 7285 | 2017 | 9999 |  |  | N | Natural Gas |  |  |  |  | SCR | [8 empty] | 0.0099594 | 0.0099594 | 0.0099594 | 0.0099594 | [11 empty] | Holland Board of Public Works | 100 | Holland Board of Public Works | 100
Division 1 | 59094_G_GEN 1 | 59094 | G | GEN 1 |  | Solar PV |  | WEC_LADW | California | 6 | Los Angeles | 37 | 06037 | 1.5 | 0 | 2014 | 9999 |  |  | N | Solar | [13 empty] | 0 | 0 | 0 | 0 | [11 empty] | Mound Solar Owner VIII LLC | 100 | SolarCity Corp | 100
Division 2 | 59095_G_GEN 1 | 59095 | G | GEN 1 |  | Solar PV |  | WEC_LADW | California | 6 | Los Angeles | 37 | 06037 | 1 | 0 | 2014 | 9999 |  |  | N | Solar | [13 empty] | 0 | 0 | 0 | 0 | [11 empty] | Mound Solar Owner VIII LLC | 100 | SolarCity Corp | 100
Division 3 | 59096_G_GEN1 | 59096 | G | GEN1 |  | Solar PV |  | WEC_LADW | California | 6 | Los Angeles | 37 | 06037 | 1 | 0 | 2014 | 9999 |  |  | N | Solar | [13 empty] | 0 | 0 | 0 | 0 | [11 empty] | Mound Solar Owner VIII LLC | 100 | SolarCity Corp | 100
Berry Plastics Solar | 59097_G_PV1 | 59097 | G | PV1 |  | Solar PV |  | PJM_EMAC | New Jersey | 34 | Warren | 41 | 34041 | 9.8 | 0 | 2013 | 9999 |  |  | N | Solar | [13 empty] | 0 | 0 | 0 | 0 | [11 empty] | Berry Plastics Solar | 100 | East Coast Clean Energy | 100
Kettering Solar 1 | 59098_G_PV1 | 59098 | G | PV1 |  | Solar PV |  | WEC_LADW | California | 6 | Los Angeles | 37 | 06037 | 1 | 0 | 2014 | 9999 |  |  | N | Solar | [13 empty] | 0 | 0 | 0 | 0 | [11 empty] | Mound Solar Owner VIII LLC | 100 | SolarCity Corp | 100
Kettering Solar 2 | 59099_G_PV1 | 59099 | G | PV1 |  | Solar PV |  | WEC_LADW | California | 6 | Los Angeles | 37 | 06037 | 1 | 0 | 2014 | 9999 |  |  | N | Solar | [13 empty] | 0 | 0 | 0 | 0 | [11 empty] | Mound Solar Owner VIII LLC | 100 | SolarCity Corp | 100
Chauncey Farm LLC | 59100_G_1 | 59100 | G | 1 |  | Solar PV |  | S_VACA | North Carolina | 37 | Columbus | 47 | 37047 | 4.9 | 0 | 2014 | 9999 |  |  | N | Solar | [13 empty] | 0 | 0 | 0 | 0 | [11 empty] | Chauncey Farm LLC | 100 | Strata Solar LLC | 100
Dragstrip Farm | 59102_G_1 | 59102 | G | 1 |  | Solar PV |  | S_VACA | North Carolina | 37 | Burke | 23 | 37023 | 5 | 0 | 2014 | 9999 |  |  | N | Solar | [13 empty] | 0 | 0 | 0 | 0 | [11 empty] | Dragstrip Farm LLC | 100 | Strata Solar LLC | 100
Fremont Farm | 59103_G_1 | 59103 | G | 1 |  | Solar PV |  | S_VACA | North Carolina | 37 | Wayne | 191 | 37191 | 5 | 0 | 2017 | 9999 |  |  | N | Solar | [13 empty] | 0 | 0 | 0 | 0 | [11 empty] | Fremont Farm LLC | 100 | Dominion Energy Inc | 100
Market Farm | 59105_G_1 | 59105 | G | 1 |  | Solar PV |  | S_VACA | North Carolina | 37 | Rockingham | 157 | 37157 | 4.9 | 0 | 2014 | 9999 |  |  | N | Solar | [13 empty] | 0 | 0 | 0 | 0 | [11 empty] | Market Farm LLC | 100 | Strata Solar LLC | 100
Snow Hill Solar 2 LLC | 59106_G_1 | 59106 | G | 1 |  | Solar PV |  | S_VACA | North Carolina | 37 | Greene | 79 | 37079 | 2 | 0 | 2014 | 9999 |  |  | N | Solar | [13 empty] | 0 | 0 | 0 | 0 | [11 empty] | Snow Hill Solar 2 LLC | 100 | Snow Hill Solar 2 LLC | 100
Mount Olive Farm | 59107_G_1 | 59107 | G | 1 |  | Solar PV |  | S_VACA | North Carolina | 37 | Wayne | 191 | 37191 | 5 | 0 | 2014 | 9999 |  |  | N | Solar | [13 empty] | 0 | 0 | 0 | 0 | [11 empty] | Mount Olive Solar LLC | 100 | Mount Olive Solar LLC | 100
Spicewood Solar Farm LLC | 59109_G_1 | 59109 | G | 1 |  | Solar PV |  | S_VACA | North Carolina | 37 | Moore | 125 | 37125 | 5 | 0 | 2014 | 9999 |  |  | N | Solar | [13 empty] | 0 | 0 | 0 | 0 | [11 empty] | Spicewood Solar Farm LLC | 100 | Spicewood Solar Farm LLC | 100
Springfield Solar 1 LLC | 59110_G_1 | 59110 | G | 1 |  | Solar PV |  | SPP_N | Missouri | 29 | Greene | 77 | 29077 | 4.9 | 0 | 2014 | 9999 |  |  | N | Solar | [13 empty] | 0 | 0 | 0 | 0 | [11 empty] | Springfield Solar 1 LLC | 100 | Strata Solar LLC | 100
West Salisbury Farm LLC | 59111_G_1 | 59111 | G | 1 |  | Solar PV |  | S_VACA | North Carolina | 37 | Rowan | 159 | 37159 | 5 | 0 | 2015 | 9999 |  |  | N | Solar | [13 empty] | 0 | 0 | 0 | 0 | [11 empty] | West Salisbury Farm LLC | 100 | Strata Solar LLC | 100
West Siler Farm LLC | 59112_G_1 | 59112 | G | 1 |  | Solar PV |  | S_VACA | North Carolina | 37 | Chatham | 37 | 37037 | 5 | 0 | 2017 | 9999 |  |  | N | Solar | [13 empty] | 0 | 0 | 0 | 0 | [11 empty] | West Siler Farm LLC | 100 | Strata Solar LLC | 100
Yanceyville Farm 2 LLC | 59113_G_1 | 59113 | G | 1 |  | Solar PV |  | S_VACA | North Carolina | 37 | Caswell | 33 | 37033 | 5 | 0 | 2015 | 9999 |  |  | N | Solar | [13 empty] | 0 | 0 | 0 | 0 | [11 empty] | Yancyville Farm 2 LLC | 100 | Strata Solar LLC | 100
Redmon Solar Farm LLC | 59114_G_1 | 59114 | G | 1 |  | Solar PV |  | S_VACA | North Carolina | 37 | Rowan | 159 | 37159 | 2 | 0 | 2015 | 9999 |  |  | N | Solar | [13 empty] | 0 | 0 | 0 | 0 | [11 empty] | Redmon Solar Farm LLC | 100 | Entropy Solar Integrators LLC | 100
Anderson Farm LLC | 59115_G_1 | 59115 | G | 1 |  | Solar PV |  | S_VACA | North Carolina | 37 | Sampson | 163 | 37163 | 1.9 | 0 | 2014 | 9999 |  |  | N | Solar | [13 empty] | 0 | 0 | 0 | 0 | [11 empty] | Anderson Solar LLC | 100 | Solbridge Energy LLC | 100
Woodbine Landfill Plant | 59116_G_V1021 | 59116 | G | V1021 |  | Landfill Gas |  | PJM_EMAC | New Jersey | 34 | Cape May | 9 | 34009 | 2.1 | 14103 | 2013 | 9999 |  |  | N | Landfill Gas | [13 empty] | 0.22117 | 0.22117 | 0.22117 | 0.22117 | [11 empty] | Cape May County Municipal Utilities Authority | 100 | Cape May County Municipal Utilities Authority | 100
DD Fayetteville Solar NC LLC | 59117_G_PV1 | 59117 | G | PV1 |  | Solar PV |  | S_VACA | North Carolina | 37 | Bladen | 17 | 37017 | 23.1 | 0 | 2015 | 9999 |  |  | N | Solar | [13 empty] | 0 | 0 | 0 | 0 | [11 empty] | DD Fayetteville Solar NC LLC | 100 | Tangent Energy Solutions Inc | 100
Cameron Wind 1 LLC | 59118_G_CAM1 | 59118 | G | CAM1 |  | Onshore Wind |  | ERC_REST | Texas | 48 | Cameron | 61 | 48061 | 165 | 0 | 2015 | 9999 |  |  | N | Wind | [13 empty] | 0 | 0 | 0 | 0 | [11 empty] | Cameron Wind 1 LLC | 100 | Ikea Systems BV | 100
Warsaw I | 59119_G_PV1 | 59119 | G | PV1 |  | Solar PV |  | S_VACA | North Carolina | 37 | Duplin | 61 | 37061 | 2 | 0 | 2013 | 9999 |  |  | N | Solar | [13 empty] | 0 | 0 | 0 | 0 | [11 empty] | Warsaw Solar LLC (PA) | 100 | FLS Energy Inc | 100
Warsaw II | 59120_G_PV1 | 59120 | G | PV1 |  | Solar PV |  | S_VACA | North Carolina | 37 | Duplin | 61 | 37061 | 2 | 0 | 2013 | 9999 |  |  | N | Solar | [13 empty] | 0 | 0 | 0 | 0 | [11 empty] | Warsaw Solar 2 LLC | 100 | FLS Energy Inc | 100
Acushnet-Braley Road 1 | 59121_G_57449 | 59121 | G | 57449 |  | Solar PV |  | NENGREST | Massachusetts | 25 | Bristol | 5 | 25005 | 1.9 | 0 | 2013 | 9999 |  |  | N | Solar | [13 empty] | 0 | 0 | 0 | 0 | [11 empty] | GLC (MA) Acushnet Braley Road LLC | 100 | Green Lake Capital LLC | 100
Enerparc CA1 LLC | 59122_G_ECA11 | 59122 | G | ECA11 |  | Solar PV |  | WEC_CALN | California | 6 | San Benito | 69 | 06069 | 1.5 | 0 | 2014 | 9999 |  |  | N | Solar | [13 empty] | 0 | 0 | 0 | 0 | [11 empty] | Enerparc CA1 LLC | 100 | PNC Energy Capital LLC | 100
Moncure Farm LLC | 59123_G_1 | 59123 | G | 1 |  | Solar PV |  | S_VACA | North Carolina | 37 | Chatham | 37 | 37037 | 3 | 0 | 2014 | 9999 |  |  | N | Solar | [13 empty] | 0 | 0 | 0 | 0 | [11 empty] | Moncure Farm LLC | 100 | Strata Solar LLC | 100
Martin Creek Farm LLC | 59124_G_1 | 59124 | G | 1 |  | Solar PV |  | S_C_TVA | North Carolina | 37 | Vance | 181 | 37181 | 3 | 0 | 2014 | 9999 |  |  | N | Solar | [13 empty] | 0 | 0 | 0 | 0 | [11 empty] | Martin Creek Farm LLC | 100 | Strata Solar LLC | 100
Kinston | 59125_G_1 | 59125 | G | 1 |  | Solar PV |  | S_VACA | North Carolina | 37 | Lenoir | 107 | 37107 | 2 | 0 | 2014 | 9999 |  |  | N | Solar | [13 empty] | 0 | 0 | 0 | 0 | [11 empty] | Kinston Solar LLC | 100 | Strata Solar LLC | 100
Daniel Farm LLC | 59126_G_1 | 59126 | G | 1 |  | Solar PV |  | S_VACA | North Carolina | 37 | Davie | 59 | 37059 | 5 | 0 | 2014 | 9999 |  |  | N | Solar | [13 empty] | 0 | 0 | 0 | 0 | [11 empty] | Daniel Farm LLC | 100 | Daniel Farm LLC | 100
Bailey Farm LLC | 59127_G_1 | 59127 | G | 1 |  | Solar PV |  | S_VACA | North Carolina | 37 | Nash | 127 | 37127 | 5 | 0 | 2013 | 9999 |  |  | N | Solar | [13 empty] | 0 | 0 | 0 | 0 | [11 empty] | Bailey Farm LLC | 100 | Bailey Farm LLC | 100
Acushnet- High Hill | 59128_G_57449 | 59128 | G | 57449 |  | Solar PV |  | NENGREST | Massachusetts | 25 | Bristol | 5 | 25005 | 3.2 | 0 | 2013 | 9999 |  |  | N | Solar | [13 empty] | 0 | 0 | 0 | 0 | [11 empty] | GLC (MA) Acushnet High Hill Road LLC | 100 | Green Lake Capital LLC | 100
CSD 2- Freedom High | 59129_G_57449 | 59129 | G | 57449 |  | Solar PV |  | WEC_CALN | California | 6 | Contra Costa | 13 | 06013 | 1.1 | 0 | 2013 | 9999 |  |  | N | Solar | [13 empty] | 0 | 0 | 0 | 0 | [11 empty] | GLC (CA) CSD 2 LLC | 100 | US Bancorp | 100
CSD 2 - Heritage High | 59130_G_57449 | 59130 | G | 57449 |  | Solar PV |  | WEC_CALN | California | 6 | Contra Costa | 13 | 06013 | 1.3 | 0 | 2013 | 9999 |  |  | N | Solar | [13 empty] | 0 | 0 | 0 | 0 | [11 empty] | GLC (CA) CSD 2 LLC | 100 | US Bancorp | 100
Dartmouth Landfill | 59131_G_57449 | 59131 | G | 57449 |  | Solar PV |  | NENGREST | Massachusetts | 25 | Bristol | 5 | 25005 | 1.3 | 0 | 2013 | 9999 |  |  | N | Solar | [13 empty] | 0 | 0 | 0 | 0 | [11 empty] | GLC (MA) Dartmouth LLC | 100 | Green Lake Capital LLC | 100
EAFB - North Base | 59132_G_57449 | 59132 | G | 57449 |  | Solar PV |  | WECC_SCE | California | 6 | Kern | 29 | 06029 | 1.1 | 0 | 2012 | 9999 |  |  | N | Solar | [13 empty] | 0 | 0 | 0 | 0 | [11 empty] | GLC (CA) Edwards Afb LLC | 100 | Consolidated Edison Inc | 100
EAFB - South Base | 59133_G_57449 | 59133 | G | 57449 |  | Solar PV |  | WECC_SCE | California | 6 | Kern | 29 | 06029 | 1.1 | 0 | 2012 | 9999 |  |  | N | Solar | [13 empty] | 0 | 0 | 0 | 0 | [11 empty] | GLC (CA) Edwards Afb LLC | 100 | Consolidated Edison Inc | 100
Easton Landfill | 59134_G_57449 | 59134 | G | 57449 |  | Solar PV |  | NENGREST | Massachusetts | 25 | Bristol | 5 | 25005 | 1.9 | 0 | 2013 | 9999 |  |  | N | Solar | [13 empty] | 0 | 0 | 0 | 0 | [11 empty] | GLC (MA) Easton LLC | 100 | Green Lake Capital LLC | 100
Ludlow Landfill | 59135_G_57449 | 59135 | G | 57449 |  | Solar PV |  | NENGREST | Massachusetts | 25 | Hampden | 13 | 25013 | 2.6 | 0 | 2013 | 9999 |  |  | N | Solar | [13 empty] | 0 | 0 | 0 | 0 | [11 empty] | GLC (MA) Ludlow LLC | 100 | Green Lake Capital LLC | 100
Methuen Landfill | 59136_G_57449 | 59136 | G | 57449 |  | Solar PV |  | NENGREST | Massachusetts | 25 | Essex | 9 | 25009 | 1.3 | 0 | 2013 | 9999 |  |  | N | Solar | [13 empty] | 0 | 0 | 0 | 0 | [11 empty] | GLC (MA) Methuen LLC | 100 | Green Lake Capital LLC | 100
Plymouth Site 1 | 59137_G_57449 | 59137 | G | 57449 |  | Solar PV |  | NENGREST | Massachusetts | 25 | Plymouth | 23 | 25023 | 5.6 | 0 | 2013 | 9999 |  |  | N | Solar | [13 empty] | 0 | 0 | 0 | 0 | [11 empty] | GLC (MA) Plymouth Site 1 LLC | 100 | Green Lake Capital LLC | 100
SDCCD - Miramar | 59138_G_57449 | 59138 | G | 57449 |  | Solar PV |  | WEC_SDGE | California | 6 | San Diego | 73 | 06073 | 1.1 | 0 | 2011 | 9999 |  |  | N | Solar | [13 empty] | 0 | 0 | 0 | 0 | [11 empty] | GLC (CA) SDCCD LLC | 100 | Green Lake Capital LLC | 100
SDCWA - Twin Oaks | 59139_G_57449 | 59139 | G | 57449 |  | Solar PV |  | WEC_SDGE | California | 6 | San Diego | 73 | 06073 | 1.1 | 0 | 2011 | 9999 |  |  | N | Solar | [13 empty] | 0 | 0 | 0 | 0 | [11 empty] | GLC (CA) Aqua SD LLC | 100 | Green Lake Capital LLC | 100
EDF Lancaster | 59140_G_INV-1 | 59140 | G | INV-1 |  | Solar PV |  | NENGREST | Massachusetts | 25 | Worcester | 27 | 25027 | 4.5 | 0 | 2014 | 9999 |  |  | N | Solar | [13 empty] | 0 | 0 | 0 | 0 | [11 empty] | Ugt Renewable Energy 10 LLC | 100 | EDF Group | 100
Manatee County LFGTE | 59142_G_IC1 | 59142 | G | IC1 |  | Landfill Gas |  | FRCC | Florida | 12 | Manatee | 81 | 12081 | 1.6 | 13500 | 2013 | 9999 |  |  | N | Landfill Gas | [13 empty] | 0.36421 | 0.36421 | 0.36421 | 0.36421 | [11 empty] | Manatee Green Power LLC | 100 | Manatee Green Power LLC | 100
Front Range Project | 59143_G_FR-1 | 59143 | G | FR-1 |  | Landfill Gas |  | WECC_CO | Colorado | 8 | Weld | 123 | 08123 | 3.1 | 13500 | 2011 | 9999 |  |  | N | Landfill Gas | [13 empty] | 0.22117 | 0.22117 | 0.22117 | 0.22117 | [11 empty] | Timberline Energy LLC | 100 | Archaea Energy Inc | 100
Brighton PV Solar Plant | 59144_G_15755 | 59144 | G | 15755 |  | Solar PV |  | WECC_CO | Colorado | 8 | Adams | 1 | 08001 | 1.8 | 0 | 2012 | 9999 |  |  | N | Solar | [13 empty] | 0 | 0 | 0 | 0 | [11 empty] | United Power Inc | 100 | United Power Inc | 100
Freeport LP Pretreatment Facility | 59145_G_65GTG | 59145 | G | 65GTG |  | Combustion Turbine |  | ERC_REST | Texas | 48 | Brazoria | 39 | 48039 | 77.5 | 12369 | 2019 | 9999 |  |  | N | Natural Gas | [13 empty] | 0.011 | 0.011 | 0.011 | 0.011 | [11 empty] | Freeport LNG Development | 100 | Freeport LNG Development | 100
XPF Solar Field | 59146_G_PV1 | 59146 | G | PV1 |  | Solar PV |  | S_VACA | North Carolina | 37 | Durham | 63 | 37063 | 3 | 0 | 2014 | 9999 |  |  | N | Solar | [13 empty] | 0 | 0 | 0 | 0 | [11 empty] | United Therapeutics Corp | 100 | United Therapeutics Corp | 100
Fair Wind | 59147_G_1 | 59147 | G | 1 |  | Onshore Wind |  | PJM_AP | Maryland | 24 | Garrett | 23 | 24023 | 30 | 0 | 2015 | 9999 |  |  | N | Wind | [13 empty] | 0 | 0 | 0 | 0 | [11 empty] | Fair Wind Power Partners LLC | 100 | Exelon Corp | 100
Green Farm | 59148_G_GREEN | 59148 | G | GREEN |  | Solar PV |  | PJM_Dom | North Carolina | 37 | Martin | 117 | 37117 | 5 | 0 | 2016 | 9999 |  |  | N | Solar | [13 empty] | 0 | 0 | 0 | 0 | [11 empty] | Green Farm Solar LLC | 100 | Downs Farm Solar LLC | 100
Simons Farm | 59149_G_SIMON | 59149 | G | SIMON |  | Solar PV |  | PJM_Dom | North Carolina | 37 | Hertford | 91 | 37091 | 5 | 0 | 2016 | 9999 |  |  | N | Solar | [13 empty] | 0 | 0 | 0 | 0 | [11 empty] | Carolina Solar Energy II LLC | 100 | Carolina Solar Energy | 100
RE Mustang LLC | 59150_G_PV1 | 59150 | G | PV1 |  | Solar PV |  | WEC_CALN | California | 6 | Kings | 31 | 06031 | 100 | 0 | 2016 | 9999 |  |  | N | Solar | [13 empty] | 0 | 0 | 0 | 0 | [11 empty] | RE Mustang LLC | 100 | Canadian Solar Inc | 100
Thornton PV1 | 59152_G_THOR1 | 59152 | G | THOR1 |  | Solar PV |  | S_VACA | North Carolina | 37 | Greene | 79 | 37079 | 5 | 0 | 2015 | 9999 |  |  | N | Solar | [13 empty] | 0 | 0 | 0 | 0 | [11 empty] | Fresh Air Energy XVI LLC | 100 | Ecoplexus Inc | 100
Watson Seed Farm PV1 | 59153_G_WAT1 | 59153 | G | WAT1 |  | Solar PV |  | S_VACA | North Carolina | 37 | Nash | 127 | 37127 | 20 | 0 | 2015 | 9999 |  |  | N | Solar | [13 empty] | 0 | 0 | 0 | 0 | [11 empty] | Fresh Air Energy II LLC | 100 | Ecoplexus Inc | 100
Bradley PV1 | 59154_G_BRAD1 | 59154 | G | BRAD1 |  | Solar PV |  | PJM_Dom | North Carolina | 37 | Hertford | 91 | 37091 | 5 | 0 | 2015 | 9999 |  |  | N | Solar | [13 empty] | 0 | 0 | 0 | 0 | [11 empty] | Fresh Air Energy IX LLC | 100 | Ecoplexus Inc | 100
Shawboro PV1 | 59155_G_SHAW1 | 59155 | G | SHAW1 |  | Solar PV |  | PJM_Dom | North Carolina | 37 | Currituck | 53 | 37053 | 20 | 0 | 2015 | 9999 |  |  | N | Solar | [13 empty] | 0 | 0 | 0 | 0 | [11 empty] | Fresh Air Energy X LLC | 100 | Ecoplexus Inc | 100
Carter PV1 | 59156_G_CTR1 | 59156 | G | CTR1 |  | Solar PV |  | S_VACA | North Carolina | 37 | Cumberland | 51 | 37051 | 5 | 0 | 2014 | 9999 |  |  | N | Solar | [13 empty] | 0 | 0 | 0 | 0 | [11 empty] | Fresh Air Energy XIV LLC | 100 | Ecoplexus Inc | 100
Pecan PV1 | 59157_G_PEC1 | 59157 | G | PEC1 |  | Solar PV |  | S_VACA | North Carolina | 37 | Richmond | 153 | 37153 | 5 | 0 | 2014 | 9999 |  |  | N | Solar | [13 empty] | 0 | 0 | 0 | 0 | [11 empty] | Fresh Air Energy XIII LLC | 100 | Ecoplexus Inc | 100
Langley PV1 | 59158_G_LNG1 | 59158 | G | LNG1 |  | Solar PV |  | S_VACA | North Carolina | 37 | Wilson | 195 | 37195 | 5 | 0 | 2014 | 9999 |  |  | N | Solar | [13 empty] | 0 | 0 | 0 | 0 | [11 empty] | Fresh Air Energy XII LLC | 100 | Ecoplexus Inc | 100
Mariposa Solar Center LLC | 59162_G_MSC 1 | 59162 | G | MSC 1 |  | Solar PV |  | S_VACA | North Carolina | 37 | Gaston | 71 | 37071 | 5 | 0 | 2016 | 9999 |  |  | N | Solar | [13 empty] | 0 | 0 | 0 | 0 | [11 empty] | Mariposa Solar Center LLC | 100 | Heliosage Energy LLC | 100
Highland Solar Center LLC | 59163_G_HSC 1 | 59163 | G | HSC 1 |  | Solar PV |  | S_VACA | North Carolina | 37 | Lenoir | 107 | 37107 | 5 | 0 | 2015 | 9999 |  |  | N | Solar | [13 empty] | 0 | 0 | 0 | 0 | [11 empty] | Highland Solar Center LLC | 100 | Heliosage Energy LLC | 100
Elm City Solar Facility | 59164_G_NSC 1 | 59164 | G | NSC 1 |  | Solar PV |  | S_VACA | North Carolina | 37 | Wilson | 195 | 37195 | 40 | 0 | 2016 | 9999 |  |  | N | Solar | [13 empty] | 0 | 0 | 0 | 0 | [11 empty] | Nan Solar Center LLC | 100 | Heliosage Energy LLC | 100
Bridgeport Disposal Solar Farm | 59166_G_BRIDG | 59166 | G | BRIDG |  | Solar PV |  | PJM_EMAC | New Jersey | 34 | Gloucester | 15 | 34015 | 1.2 | 0 | 2011 | 9999 |  |  | N | Solar | [13 empty] | 0 | 0 | 0 | 0 | [11 empty] | Clean Harbors Environmental Services | 100 | Clean Harbors Environmental Services | 100
Lancaster Solar 1 | 59167_G_LS1 | 59167 | G | LS1 |  | Solar PV |  | WEC_LADW | California | 6 | Los Angeles | 37 | 06037 | 1.5 | 0 | 2014 | 9999 |  |  | N | Solar | [13 empty] | 0 | 0 | 0 | 0 | [11 empty] | Antelope Valley Solar LLC | 100 | Antelope Valley Solar LLC | 100
Avalon Solar | 59168_G_AS | 59168 | G | AS |  | Solar PV |  | WECC_AZ | Arizona | 4 | Pima | 19 | 04019 | 29 | 0 | 2014 | 9999 |  |  | N | Solar | [13 empty] | 0 | 0 | 0 | 0 | [11 empty] | Avalon Solar Partners LLC | 100 | Capital Dynamics | 100
Lancaster Solar 2 | 59169_G_LS2 | 59169 | G | LS2 |  | Solar PV |  | WEC_LADW | California | 6 | Los Angeles | 37 | 06037 | 1.5 | 0 | 2014 | 9999 |  |  | N | Solar | [13 empty] | 0 | 0 | 0 | 0 | [11 empty] | Antelope Valley Solar LLC | 100 | Antelope Valley Solar LLC | 100
Jakana Solar | 59170_G_5MWPV | 59170 | G | 5MWPV |  | Solar PV |  | PJM_Dom | North Carolina | 37 | Martin | 117 | 37117 | 5 | 0 | 2014 | 9999 |  |  | N | Solar | [13 empty] | 0 | 0 | 0 | 0 | [11 empty] | Jakana Solar LLC | 100 | Iberdrola SA | 100
Windsor Solar | 59171_G_5MWPV | 59171 | G | 5MWPV |  | Solar PV |  | PJM_Dom | North Carolina | 37 | Bertie | 15 | 37015 | 5 | 0 | 2014 | 9999 |  |  | N | Solar | [13 empty] | 0 | 0 | 0 | 0 | [11 empty] | Windsor Solar LLC | 100 | Iberdrola SA | 100
Belmont | 59172_G_PV1 | 59172 | G | PV1 |  | Solar PV |  | MIS_INKY | Indiana | 18 | Marion | 97 | 18097 | 3.8 | 0 | 2015 | 9999 |  |  | N | Solar | [13 empty] | 0 | 0 | 0 | 0 | [11 empty] | Marion Solar LLC | 100 | Marion Solar LLC | 100
Bethel Solar | 59173_G_5MWPV | 59173 | G | 5MWPV |  | Solar PV |  | S_VACA | North Carolina | 37 | Pitt | 147 | 37147 | 5 | 0 | 2015 | 9999 |  |  | N | Solar | [13 empty] | 0 | 0 | 0 | 0 | [11 empty] | Bethel Solar LLC | 100 | Iberdrola SA | 100
Lewiston Solar | 59174_G_5MWPV | 59174 | G | 5MWPV |  | Solar PV |  | PJM_Dom | North Carolina | 37 | Bertie | 15 | 37015 | 5 | 0 | 2014 | 9999 |  |  | N | Solar | [13 empty] | 0 | 0 | 0 | 0 | [11 empty] | Lewiston Solar LLC | 100 | Community Energy Inc (Cei) | 100
Woodland Solar | 59175_G_5MWPV | 59175 | G | 5MWPV |  | Solar PV |  | PJM_Dom | North Carolina | 37 | Northampton | 131 | 37131 | 5 | 0 | 2016 | 9999 |  |  | N | Solar | [13 empty] | 0 | 0 | 0 | 0 | [11 empty] | Woodland Solar LLC | 100 | Community Energy Inc (Cei) | 100
Williamston Solar | 59176_G_5MWPV | 59176 | G | 5MWPV |  | Solar PV |  | PJM_Dom | North Carolina | 37 | Martin | 117 | 37117 | 5 | 0 | 2014 | 9999 |  |  | N | Solar | [13 empty] | 0 | 0 | 0 | 0 | [11 empty] | Williamston Solar LLC | 100 | Iberdrola SA | 100
Winton Solar | 59177_G_5MWPV | 59177 | G | 5MWPV |  | Solar PV |  | PJM_Dom | North Carolina | 37 | Hertford | 91 | 37091 | 5 | 0 | 2016 | 9999 |  |  | N | Solar | [13 empty] | 0 | 0 | 0 | 0 | [11 empty] | Winton Solar LLC | 100 | Community Energy Inc (Cei) | 100
Franklin 1 | 59178_G_KRS04 | 59178 | G | KRS04 |  | Solar PV |  | NENGREST | Massachusetts | 25 | Norfolk | 21 | 25021 | 3 | 0 | 2013 | 9999 |  |  | N | Solar | [13 empty] | 0 | 0 | 0 | 0 | [11 empty] | Kearsarge Franklin LLC | 100 | Kearsarge Energy LP | 100
Franklin 2 | 59179_G_KRS05 | 59179 | G | KRS05 |  | Solar PV |  | NENGREST | Massachusetts | 25 | Norfolk | 21 | 25021 | 4 | 0 | 2013 | 9999 |  |  | N | Solar | [13 empty] | 0 | 0 | 0 | 0 | [11 empty] | KS Five LLC | 100 | Kearsarge Energy LP | 100
Marion Solar LNG | 59180_G_PV1 | 59180 | G | PV1 |  | Solar PV |  | MIS_INKY | Indiana | 18 | Marion | 97 | 18097 | 1.5 | 0 | 2015 | 9999 |  |  | N | Solar | [13 empty] | 0 | 0 | 0 | 0 | [11 empty] | Marion Solar LLC | 100 | Marion Solar LLC | 100
AgriReNew | 59181_G_00001 | 59181 | G | 00001 |  | Non-Fossil Waste |  | MIS_MIDA | Iowa | 19 | Scott | 163 | 19163 | 1 | 12120 | 2013 | 9999 |  |  | Y | Non-Fossil Waste | [13 empty] | 0 | 0 | 0 | 0 | [11 empty] | AgriReNew | 100 | Sievers Family Farms LLC | 100
Hesperia | 59182_G_10-94 | 59182 | G | 10-94 |  | Solar PV |  | WECC_SCE | California | 6 | San Bernardino | 71 | 06071 | 1.5 | 0 | 2014 | 9999 |  |  | N | Solar | [13 empty] | 0 | 0 | 0 | 0 | [11 empty] | SunE Solar XV Lessor LLC | 100 | Brookfield Asset Management Inc | 100
CID Solar, LLC | 59183_G_PV1 | 59183 | G | PV1 |  | Solar PV |  | WEC_CALN | California | 6 | Kings | 31 | 06031 | 20 | 0 | 2014 | 9999 |  |  | N | Solar | [13 empty] | 0 | 0 | 0 | 0 | [11 empty] | CID Solar LLC | 100 | Dominion Energy Inc | 100
Mulberry Farm LLC | 59184_G_PV1 | 59184 | G | PV1 |  | Solar PV |  | S_C_TVA | Tennessee | 47 | McNairy | 109 | 47109 | 15.8 | 0 | 2014 | 9999 |  |  | N | Solar | [13 empty] | 0 | 0 | 0 | 0 | [11 empty] | Mulberry Farm LLC | 100 | Dominion Energy Inc | 100
Jacobstown | 59185_G_PV1 | 59185 | G | PV1 |  | Solar PV |  | PJM_EMAC | New Jersey | 34 | Burlington | 5 | 34005 | 5 | 0 | 2014 | 9999 |  |  | N | Solar | [13 empty] | 0 | 0 | 0 | 0 | [11 empty] | Jacobtown Solar LLC | 100 | Jacobtown Solar LLC | 100
West Pemberton | 59186_G_PV1 | 59186 | G | PV1 |  | Solar PV |  | PJM_EMAC | New Jersey | 34 | Burlington | 5 | 34005 | 7 | 0 | 2014 | 9999 |  |  | N | Solar | [13 empty] | 0 | 0 | 0 | 0 | [11 empty] | NJR Clean Energy Ventures II Corp | 100 | New Jersey Resources Corp | 100
Beethoven Wind | 59187_G_B&H80 | 59187 | G | B&H80 |  | Onshore Wind |  | SPP_WAUE | South Dakota | 46 | Bon Homme | 9 | 46009 | 80 | 0 | 2015 | 9999 |  |  | N | Wind | [13 empty] | 0 | 0 | 0 | 0 | [11 empty] | NorthWestern Corp | 100 | NorthWestern Corp | 100
Selmer Farm LLC | 59188_G_PV1 | 59188 | G | PV1 |  | Solar PV |  | S_C_TVA | Tennessee | 47 | McNairy | 109 | 47109 | 15.8 | 0 | 2014 | 9999 |  |  | N | Solar | [13 empty] | 0 | 0 | 0 | 0 | [11 empty] | Selmer Farm LLC | 100 | Dominion Energy Inc | 100
East Wayne Solar LLC | 59189_G_1 | 59189 | G | 1 |  | Solar PV |  | S_VACA | North Carolina | 37 | Wayne | 191 | 37191 | 2 | 0 | 2014 | 9999 |  |  | N | Solar | [13 empty] | 0 | 0 | 0 | 0 | [11 empty] | East Wayne Solar LLC | 100 | East Wayne Solar LLC | 100
Vickers | 59190_G_1 | 59190 | G | 1 |  | Solar PV |  | S_VACA | North Carolina | 37 | Chatham | 37 | 37037 | 2 | 0 | 2014 | 9999 |  |  | N | Solar | [13 empty] | 0 | 0 | 0 | 0 | [11 empty] | Vickers Farm LLC | 100 | Strata Solar LLC | 100
Soluga Farms 1 | 59191_G_1 | 59191 | G | 1 |  | Solar PV |  | S_VACA | North Carolina | 37 | Sampson | 163 | 37163 | 5 | 0 | 2014 | 9999 |  |  | N | Solar | [13 empty] | 0 | 0 | 0 | 0 | [11 empty] | Soluga Farms I LLC | 100 | Strata Solar LLC | 100
Soluga Farms 2 LLC | 59192_G_1 | 59192 | G | 1 |  | Solar PV |  | S_VACA | North Carolina | 37 | Bladen | 17 | 37017 | 5 | 0 | 2014 | 9999 |  |  | N | Solar | [13 empty] | 0 | 0 | 0 | 0 | [11 empty] | Soluga Farms II LLC | 100 | Strata Solar LLC | 100
Chapman Ranch Wind I | 59193_G_CHA1 | 59193 | G | CHA1 |  | Onshore Wind |  | ERC_REST | Texas | 48 | Nueces | 355 | 48355 | 249 | 0 | 2017 | 9999 |  |  | N | Wind | [13 empty] | 0 | 0 | 0 | 0 | [11 empty] | Chapman Ranch Wind I LLC | 100 | Apex Clean Energy Inc | 100
Portable Generator 2 | 59194_G_IC1 | 59194 | G | IC1 |  | Combustion Turbine | IC Engine | MIS_MAPP | North Dakota | 38 | Williams | 105 | 38105 | 2 | 10745 | 2012 | 9999 |  |  | N | Distillate Fuel Oil | [13 empty] | 1.6498 | 1.6498 | 1.6498 | 1.6498 | [11 empty] | MDU Resources Group Inc | 100 | MDU Resources Group Inc | 100
Portable Generator 3 | 59195_G_IC2 | 59195 | G | IC2 |  | Combustion Turbine | IC Engine | MIS_MAPP | North Dakota | 38 | Williams | 105 | 38105 | 2 | 10745 | 2012 | 9999 |  |  | N | Distillate Fuel Oil | [13 empty] | 1.6498 | 1.6498 | 1.6498 | 1.6498 | [11 empty] | MDU Resources Group Inc | 100 | MDU Resources Group Inc | 100
Univ Minnesota CHP Plant | 59197_G_CTG-1 | 59197 | G | CTG-1 |  | Combustion Turbine |  | MIS_MNWI | Minnesota | 27 | Hennepin | 53 | 27053 | 17 | 11475 | 2017 | 9999 |  |  | Y | Natural Gas, Distillate Fuel Oil | [13 empty] | 0.011 | 0.011 | 0.011 | 0.011 | [11 empty] | Veolia Energy North America | 100 | Veolia Environnement SA | 100
Sterling PV 3 | 59198_G_STER3 | 59198 | G | STER3 |  | Solar PV |  | WECC_CO | Colorado | 8 | Logan | 75 | 08075 | 1.6 | 0 | 2014 | 9999 |  |  | N | Solar | [13 empty] | 0 | 0 | 0 | 0 | [11 empty] | Fresh Air Energy VII LLC | 100 | Ecoplexus Inc | 100
Mesa PV1 | 59199_G_MESA1 | 59199 | G | MESA1 |  | Solar PV |  | WECC_CO | Colorado | 8 | Mesa | 77 | 08077 | 1.6 | 0 | 2014 | 9999 |  |  | N | Solar | [13 empty] | 0 | 0 | 0 | 0 | [11 empty] | Fresh Air Energy VIII LLC | 100 | Ecoplexus Inc | 100
Border Winds Wind Farm | 59200_G_1 | 59200 | G | 1 |  | Onshore Wind |  | MIS_MAPP | North Dakota | 38 | Rolette | 79 | 38079 | 148 | 0 | 2015 | 9999 |  |  | N | Wind | [13 empty] | 0 | 0 | 0 | 0 | [11 empty] | Northern States Power Co (Minnesota) | 100 | Xcel Energy Inc | 100
Pleasant Valley Wind Farm | 59201_G_1 | 59201 | G | 1 |  | Onshore Wind |  | MIS_MNWI | Minnesota | 27 | Mower | 99 | 27099 | 196 | 0 | 2015 | 9999 |  |  | N | Wind | [13 empty] | 0 | 0 | 0 | 0 | [11 empty] | Northern States Power Co (Minnesota) | 100 | Xcel Energy Inc | 100
Farmersville | 59203_G_PV1 | 59203 | G | PV1 |  | Solar PV |  | WECC_SCE | California | 6 | Tulare | 107 | 06107 | 1.5 | 0 | 2014 | 9999 |  |  | N | Solar | [13 empty] | 0 | 0 | 0 | 0 | [11 empty] | Sequoia PV 1 LLC | 100 | US Bancorp | 100
Farmersville | 59203_G_PV2 | 59203 | G | PV2 |  | Solar PV |  | WECC_SCE | California | 6 | Tulare | 107 | 06107 | 1.5 | 0 | 2014 | 9999 |  |  | N | Solar | [13 empty] | 0 | 0 | 0 | 0 | [11 empty] | Sequoia PV 1 LLC | 100 | US Bancorp | 100
Farmersville | 59203_G_PV3 | 59203 | G | PV3 |  | Solar PV |  | WECC_SCE | California | 6 | Tulare | 107 | 06107 | 1.5 | 0 | 2014 | 9999 |  |  | N | Solar | [13 empty] | 0 | 0 | 0 | 0 | [11 empty] | Sequoia PV 1 LLC | 100 | US Bancorp | 100
OCI Alamo 3 LLC | 59204_G_OCIA3 | 59204 | G | OCIA3 |  | Solar PV |  | ERC_REST | Texas | 48 | Bexar | 29 | 48029 | 5.5 | 0 | 2015 | 9999 |  |  | N | Solar | [13 empty] | 0 | 0 | 0 | 0 | [11 empty] | CED Alamo 3 LLC | 100 | Consolidated Edison Inc | 100
OCI Alamo 5 LLC | 59205_G_OCIA5 | 59205 | G | OCIA5 |  | Solar PV |  | ERC_REST | Texas | 48 | Uvalde | 463 | 48463 | 100 | 0 | 2015 | 9999 |  |  | N | Solar | [13 empty] | 0 | 0 | 0 | 0 | [11 empty] | CED Alamo 5 LLC | 100 | Consolidated Edison Inc | 100
Alamo 6 | 59206_G_OCIA6 | 59206 | G | OCIA6 |  | Solar PV |  | ERC_WEST | Texas | 48 | Pecos | 371 | 48371 | 116 | 0 | 2017 | 9999 |  |  | N | Solar | [13 empty] | 0 | 0 | 0 | 0 | [11 empty] | OCI Solar Power LLC | 100 | OCI Company Ltd | 100
OCI Alamo 7 LLC | 59207_G_OCIA7 | 59207 | G | OCIA7 |  | Solar PV |  | ERC_WEST | Texas | 48 | Haskell | 207 | 48207 | 100 | 0 | 2016 | 9999 |  |  | N | Solar | [13 empty] | 0 | 0 | 0 | 0 | [11 empty] | CED Alamo 7 LLC | 100 | Consolidated Edison Inc | 100
Clipperton Holdings | 59213_G_PV1 | 59213 | G | PV1 |  | Solar PV |  | S_VACA | North Carolina | 37 | Sampson | 163 | 37163 | 5 | 0 | 2017 | 9999 |  |  | N | Solar | [13 empty] | 0 | 0 | 0 | 0 | [11 empty] | Clipperton Holdings LLC | 100 | Birdseye Renewable Energy | 100
Tiburon Holdings | 59217_G_PV1 | 59217 | G | PV1 |  | Solar PV |  | S_VACA | North Carolina | 37 | Davie | 59 | 37059 | 5 | 0 | 2016 | 9999 |  |  | N | Solar | [13 empty] | 0 | 0 | 0 | 0 | [11 empty] | Tiburon Holdings LLC | 100 | Birdseye Renewable Energy | 100
Porterville 6 and 7 | 59219_G_PV1 | 59219 | G | PV1 |  | Solar PV |  | WECC_SCE | California | 6 | Tulare | 107 | 06107 | 1.5 | 0 | 2014 | 9999 |  |  | N | Solar | [13 empty] | 0 | 0 | 0 | 0 | [11 empty] | Tulare County Solar LLC | 100 | D E Shaw & Co LP | 100
Porterville 6 and 7 | 59219_G_PV2 | 59219 | G | PV2 |  | Solar PV |  | WECC_SCE | California | 6 | Tulare | 107 | 06107 | 1.5 | 0 | 2014 | 9999 |  |  | N | Solar | [13 empty] | 0 | 0 | 0 | 0 | [11 empty] | Tulare County Solar LLC | 100 | D E Shaw & Co LP | 100
Wildcat Point Generation Facility | 59220_G_CT1 | 59220 | G | CT1 | 90940 | Combined Cycle |  | PJM_EMAC | Maryland | 24 | Cecil | 15 | 24015 | 310.3 | 7050 | 2018 | 9999 |  |  | N | Natural Gas |  |  |  | DLNB | SCR | [8 empty] | 0.0070973 | 0.0070973 | 0.0070973 | 0.0070973 | [11 empty] | Old Dominion Electric Coop | 100 | Old Dominion Electric Coop | 100
Wildcat Point Generation Facility | 59220_G_CT2 | 59220 | G | CT2 | 90941 | Combined Cycle |  | PJM_EMAC | Maryland | 24 | Cecil | 15 | 24015 | 310.3 | 7050 | 2018 | 9999 |  |  | N | Natural Gas |  |  |  | DLNB | SCR | [8 empty] | 0.0070973 | 0.0070973 | 0.0070973 | 0.0070973 | [11 empty] | Old Dominion Electric Coop | 100 | Old Dominion Electric Coop | 100
Wildcat Point Generation Facility | 59220_G_ST1 | 59220 | G | ST1 | 90940 | Combined Cycle |  | PJM_EMAC | Maryland | 24 | Cecil | 15 | 24015 | 493 | 7050 | 2018 | 9999 |  |  | N | Natural Gas |  |  |  |  | SCR | [8 empty] | 0.0070973 | 0.0070973 | 0.0070973 | 0.0070973 | [11 empty] | Old Dominion Electric Coop | 100 | Old Dominion Electric Coop | 100
Pecan Row Landfill To Electric Facility | 59221_G_GM04 | 59221 | G | GM04 |  | Landfill Gas |  | S_SOU | Georgia | 13 | Lowndes | 185 | 13185 | 1.6 | 13500 | 1977 | 9999 |  |  | N | Landfill Gas | [13 empty] | 0.22117 | 0.22117 | 0.22117 | 0.22117 | [11 empty] | Bio Energy (Georgia II) LLC | 100 | Energy Developments | 100
Pecan Row Landfill To Electric Facility | 59221_G_GEN1 | 59221 | G | GEN1 |  | Landfill Gas |  | S_SOU | Georgia | 13 | Lowndes | 185 | 13185 | 1.6 | 13500 | 2013 | 9999 |  |  | N | Landfill Gas | [13 empty] | 0.22117 | 0.22117 | 0.22117 | 0.22117 | [11 empty] | Bio Energy (Georgia II) LLC | 100 | Energy Developments | 100
Pecan Row Landfill To Electric Facility | 59221_G_GEN2 | 59221 | G | GEN2 |  | Landfill Gas |  | S_SOU | Georgia | 13 | Lowndes | 185 | 13185 | 1.6 | 13500 | 2013 | 9999 |  |  | N | Landfill Gas | [13 empty] | 0.22117 | 0.22117 | 0.22117 | 0.22117 | [11 empty] | Bio Energy (Georgia II) LLC | 100 | Energy Developments | 100
Pecan Row Landfill To Electric Facility | 59221_G_GEN3 | 59221 | G | GEN3 |  | Landfill Gas |  | S_SOU | Georgia | 13 | Lowndes | 185 | 13185 | 1.6 | 13500 | 2013 | 9999 |  |  | N | Landfill Gas | [13 empty] | 0.22117 | 0.22117 | 0.22117 | 0.22117 | [11 empty] | Bio Energy (Georgia II) LLC | 100 | Energy Developments | 100
Passadumkeag Windpark LLC | 59222_G_Q357 | 59222 | G | Q357 |  | Onshore Wind |  | NENG_ME | Maine | 23 | Penobscot | 19 | 23019 | 39.9 | 0 | 2016 | 9999 |  |  | N | Wind | [13 empty] | 0 | 0 | 0 | 0 | [11 empty] | Passadumkeag Windpark LLC | 100 | Southern Co | 100
Optimum Wind 5 LLC | 59223_G_WT1 | 59223 | G | WT1 |  | Onshore Wind |  | MIS_MIDA | Iowa | 19 | Story | 169 | 19169 | 3 | 0 | 2017 | 9999 |  |  | N | Wind | [13 empty] | 0 | 0 | 0 | 0 | [11 empty] | Optimum Wind 7 LLC | 100 | Optimum Renewables LLC | 100
Optimum Wind 6 LLC | 59224_G_WT1 | 59224 | G | WT1 |  | Onshore Wind |  | MIS_MIDA | Iowa | 19 | Story | 169 | 19169 | 3 | 0 | 2017 | 9999 |  |  | N | Wind | [13 empty] | 0 | 0 | 0 | 0 | [11 empty] | Optimum Wind 6 LLC | 100 | Optimum Renewables LLC | 100
Optimum Wind 7 LLC | 59225_G_WT1 | 59225 | G | WT1 |  | Onshore Wind |  | MIS_MIDA | Iowa | 19 | Story | 169 | 19169 | 3 | 0 | 2017 | 9999 |  |  | N | Wind | [13 empty] | 0 | 0 | 0 | 0 | [11 empty] | Optimum Wind 7 LLC | 100 | Optimum Renewables LLC | 100
Optimum Wind 4 LLC | 59226_G_WT1 | 59226 | G | WT1 |  | Onshore Wind |  | MIS_MIDA | Iowa | 19 | Story | 169 | 19169 | 3 | 0 | 2017 | 9999 |  |  | N | Wind | [13 empty] | 0 | 0 | 0 | 0 | [11 empty] | Optimum Wind 4 LLC | 100 | Optimum Renewables LLC | 100
Optimum Wind 3 LLC | 59227_G_WT1 | 59227 | G | WT1 |  | Onshore Wind |  | MIS_MIDA | Iowa | 19 | Story | 169 | 19169 | 3 | 0 | 2017 | 9999 |  |  | N | Wind | [13 empty] | 0 | 0 | 0 | 0 | [11 empty] | Optimum Wind 7 LLC | 100 | Optimum Renewables LLC | 100
Leonardo Wind 1 LLC | 59228_G_WT1 | 59228 | G | WT1 |  | Onshore Wind |  | MIS_IA | Iowa | 19 | Hardin | 83 | 19083 | 3 | 0 | 2016 | 9999 |  |  | N | Wind | [13 empty] | 0 | 0 | 0 | 0 | [11 empty] | Leonardo Wind 1 LLC | 100 | Optimum Renewables LLC | 100
Venus Wind 3 LLC | 59230_G_WT1 | 59230 | G | WT1 |  | Onshore Wind |  | MIS_IA | Iowa | 19 | Poweshiek | 157 | 19157 | 3 | 0 | 2017 | 9999 |  |  | N | Wind | [13 empty] | 0 | 0 | 0 | 0 | [11 empty] | Venus Wind 3 LLC | 100 | Optimum Renewables LLC | 100
Michelangelo Wind 1 LLC | 59231_G_WT1 | 59231 | G | WT1 |  | Onshore Wind |  | MIS_MIDA | Iowa | 19 | Story | 169 | 19169 | 3 | 0 | 2017 | 9999 |  |  | N | Wind | [13 empty] | 0 | 0 | 0 | 0 | [11 empty] | Michelangelo Wind 1 LLC | 100 | Optimum Renewables LLC | 100
Michelangelo Wind 4 LLC | 59232_G_WT1 | 59232 | G | WT1 |  | Onshore Wind |  | MIS_MIDA | Iowa | 19 | Boone | 15 | 19015 | 3 | 0 | 2016 | 9999 |  |  | N | Wind | [13 empty] | 0 | 0 | 0 | 0 | [11 empty] | Michelangelo Wind 4 LLC | 100 | Optimum Renewables LLC | 100
Arbuckle Mountain Wind Farm LLC | 59234_G_GEN1 | 59234 | G | GEN1 |  | Onshore Wind |  | SPP_WEST | Oklahoma | 40 | Murray | 99 | 40099 | 100 | 0 | 2015 | 9999 |  |  | N | Wind | [13 empty] | 0 | 0 | 0 | 0 | [11 empty] | Arbuckle Mountain Wind Farm LLC | 100 | Energias de Portugal SA | 100
Rising Tree Wind Farm II | 59235_G_GEN1 | 59235 | G | GEN1 |  | Onshore Wind |  | WECC_SCE | California | 6 | Kern | 29 | 06029 | 19.8 | 0 | 2015 | 9999 |  |  | N | Wind | [13 empty] | 0 | 0 | 0 | 0 | [11 empty] | Rising Tree Wind Farm II LLC | 100 | Energias de Portugal SA | 100
Rising Tree Wind Farm III | 59236_G_GEN1 | 59236 | G | GEN1 |  | Onshore Wind |  | WECC_SCE | California | 6 | Kern | 29 | 06029 | 99 | 0 | 2015 | 9999 |  |  | N | Wind | [13 empty] | 0 | 0 | 0 | 0 | [11 empty] | Rising Tree Wind Farm III LLC | 100 | Energias de Portugal SA | 100
Lone Valley Solar Park II LLC | 59237_G_CPII | 59237 | G | CPII |  | Solar PV |  | WECC_SCE | California | 6 | San Bernardino | 71 | 06071 | 20 | 0 | 2014 | 9999 |  |  | N | Solar | [13 empty] | 0 | 0 | 0 | 0 | [11 empty] | Lone Valley Solar Park II LLC | 100 | Munchener Rückversicherungs Gesellschaft Aktiengesellschaft | 100
Windthorst-2 | 59238_G_WND2 | 59238 | G | WND2 |  | Onshore Wind |  | ERC_WEST | Texas | 48 | Archer | 9 | 48009 | 67.6 | 0 | 2014 | 9999 |  |  | N | Wind | [13 empty] | 0 | 0 | 0 | 0 | [11 empty] | Windthorst 2 LLC | 100 | Black Rock Inc | 100
Eagle Springs Solar LLC | 59239_G_ESS01 | 59239 | G | ESS01 |  | Solar PV |  | WECC_CO | Colorado | 8 | Garfield | 45 | 08045 | 1 | 0 | 2013 | 9999 |  |  | N | Solar | [13 empty] | 0 | 0 | 0 | 0 | [11 empty] | Eagle Springs Solar LLC | 100 | Eagle Springs Solar LLC | 100
Green Gas-Port Charlotte LLC | 59240_G_G1 | 59240 | G | G1 |  | Landfill Gas |  | FRCC | Florida | 12 | Charlotte | 15 | 12015 | 1.4 | 13500 | 2011 | 9999 |  |  | N | Landfill Gas | [13 empty] | 0.22117 | 0.22117 | 0.22117 | 0.22117 | [11 empty] | Lime Energy | 100 | Lime Energy | 100
Green Gas-Port Charlotte LLC | 59240_G_G2 | 59240 | G | G2 |  | Landfill Gas |  | FRCC | Florida | 12 | Charlotte | 15 | 12015 | 1.4 | 13500 | 2011 | 9999 |  |  | N | Landfill Gas | [13 empty] | 0.22117 | 0.22117 | 0.22117 | 0.22117 | [11 empty] | Lime Energy | 100 | Lime Energy | 100
Brockelman | 59241_G_BROCK | 59241 | G | BROCK |  | Solar PV |  | NENGREST | Massachusetts | 25 | Worcester | 27 | 25027 | 3 | 0 | 2013 | 9999 |  |  | N | Solar | [13 empty] | 0 | 0 | 0 | 0 | [11 empty] | Integrys MA Solar LLC | 100 | WEC Energy Group Inc | 100
Beverly | 59242_G_BVRLY | 59242 | G | BVRLY |  | Solar PV |  | NENGREST | Massachusetts | 25 | Essex | 9 | 25009 | 2 | 0 | 2014 | 9999 |  |  | N | Solar | [13 empty] | 0 | 0 | 0 | 0 | [11 empty] | Cabot Beverly LLC | 100 | WEC Energy Group Inc | 100
Lorenzo Wind | 59244_G_FIBE1 | 59244 | G | FIBE1 |  | Onshore Wind |  | ERC_WEST | Texas | 48 | Crosby | 107 | 48107 | 80 | 0 | 2018 | 9999 |  |  | N | Wind | [13 empty] | 0 | 0 | 0 | 0 | [11 empty] | Lorenzo Wind LLC | 100 | NextEra Energy Inc | 100
Fluvanna | 59245_G_FLUV1 | 59245 | G | FLUV1 |  | Onshore Wind |  | ERC_WEST | Texas | 48 | Scurry | 415 | 48415 | 155.4 | 0 | 2017 | 9999 |  |  | N | Wind | [13 empty] | 0 | 0 | 0 | 0 | [11 empty] | Fluvanna Wind Energy LLC | 100 | Tri Global Energy | 100
Goodnight | 59246_G_GOOD1 | 59246 | G | GOOD1 |  | Onshore Wind |  | SPP_SPS | Texas | 48 | Armstrong | 11 | 48011 | 500 | 0 | 2021 | 9999 |  |  | N | Wind | [13 empty] | 0 | 0 | 0 | 0 | [11 empty] | FGE Goodnight LLC | 100 | FGE Power | 100
Hale Community Wind Farm | 59247_G_HALE1 | 59247 | G | HALE1 |  | Onshore Wind |  | SPP_SPS | Texas | 48 | Hale | 189 | 48189 | 478 | 0 | 2019 | 9999 |  |  | N | Wind | [13 empty] | 0 | 0 | 0 | 0 | [11 empty] | Hale Wind Energy LLC | 100 | Xcel Energy Inc | 100
CCMUA | 59248_G_CCMUA | 59248 | G | CCMUA |  | Solar PV |  | PJM_EMAC | New Jersey | 34 | Camden | 7 | 34007 | 1.5 | 0 | 2012 | 9999 |  |  | N | Solar | [13 empty] | 0 | 0 | 0 | 0 | [11 empty] | Camden Solar Center LLC | 100 | WEC Energy Group Inc | 100
Rio Bravo Solar 1 LLC | 59249_G_PV1 | 59249 | G | PV1 |  | Solar PV |  | WECC_SCE | California | 6 | Kern | 29 | 06029 | 19.5 | 0 | 2016 | 9999 |  |  | N | Solar | [13 empty] | 0 | 0 | 0 | 0 | [11 empty] | Rio Bravo Solar I LLC | 100 | Duke Energy Corp | 100
Rio Bravo Solar II LLC | 59250_G_PV1 | 59250 | G | PV1 |  | Solar PV |  | WECC_SCE | California | 6 | Kern | 29 | 06029 | 19.5 | 0 | 2016 | 9999 |  |  | N | Solar | [13 empty] | 0 | 0 | 0 | 0 | [11 empty] | Rio Bravo Solar I LLC | 100 | Duke Energy Corp | 100
Caprock Solar 1 LLC | 59251_G_PV1 | 59251 | G | PV1 |  | Solar PV |  | WECC_NM | New Mexico | 35 | Quay | 37 | 35037 | 24.4 | 0 | 2016 | 9999 |  |  | N | Solar | [13 empty] | 0 | 0 | 0 | 0 | [11 empty] | Caprock Solar 1 LLC | 100 | Duke Energy Corp | 100
Wildwood Solar II | 59253_G_PV1 | 59253 | G | PV1 |  | Solar PV |  | WECC_SCE | California | 6 | Kern | 29 | 06029 | 14.7 | 0 | 2017 | 9999 |  |  | N | Solar | [13 empty] | 0 | 0 | 0 | 0 | [11 empty] | Wildwood Solar II LLC | 100 | Duke Energy Corp | 100
Johnston LFG Turbine Plant | 59254_G_GENS1 | 59254 | G | GENS1 |  | Landfill Gas |  | NENGREST | Rhode Island | 44 | Providence | 7 | 44007 | 8.9 | 13500 | 2013 | 9999 |  |  | N | Landfill Gas | [13 empty] | 0.22117 | 0.22117 | 0.22117 | 0.22117 | [11 empty] | Rhode Island LFG Genco LLC | 100 | Energy Developments | 100
Johnston LFG Turbine Plant | 59254_G_GENT1 | 59254 | G | GENT1 |  | Landfill Gas |  | NENGREST | Rhode Island | 44 | Providence | 7 | 44007 | 5.5 | 13500 | 2013 | 9999 |  |  | N | Landfill Gas | [13 empty] | 0.22117 | 0.22117 | 0.22117 | 0.22117 | [11 empty] | Rhode Island LFG Genco LLC | 100 | Energy Developments | 100
Johnston LFG Turbine Plant | 59254_G_GENT2 | 59254 | G | GENT2 |  | Landfill Gas |  | NENGREST | Rhode Island | 44 | Providence | 7 | 44007 | 5.5 | 13500 | 2013 | 9999 |  |  | N | Landfill Gas | [13 empty] | 0.22117 | 0.22117 | 0.22117 | 0.22117 | [11 empty] | Rhode Island LFG Genco LLC | 100 | Energy Developments | 100
Johnston LFG Turbine Plant | 59254_G_GENT3 | 59254 | G | GENT3 |  | Landfill Gas |  | NENGREST | Rhode Island | 44 | Providence | 7 | 44007 | 5.5 | 13500 | 2013 | 9999 |  |  | N | Landfill Gas | [13 empty] | 0.22117 | 0.22117 | 0.22117 | 0.22117 | [11 empty] | Rhode Island LFG Genco LLC | 100 | Energy Developments | 100
Johnston LFG Turbine Plant | 59254_G_GENT4 | 59254 | G | GENT4 |  | Landfill Gas |  | NENGREST | Rhode Island | 44 | Providence | 7 | 44007 | 5.5 | 13500 | 2013 | 9999 |  |  | N | Landfill Gas | [13 empty] | 0.22117 | 0.22117 | 0.22117 | 0.22117 | [11 empty] | Rhode Island LFG Genco LLC | 100 | Energy Developments | 100
Verizon-Torrance | 59261_G_VZ300 | 59261 | G | VZ300 |  | Fuel Cell |  | WEC_LADW | California | 6 | Los Angeles | 37 | 06037 | 1 | 7247 | 2013 | 9999 |  |  | N | Natural Gas | [13 empty] | 0 | 0 | 0 | 0 | [11 empty] | Bloom Energy Corp | 100 | Bloom Energy Corp | 100
Lancaster Little Rock | 59262_G_LLRC | 59262 | G | LLRC |  | Solar PV |  | WEC_LADW | California | 6 | Los Angeles | 37 | 06037 | 5 | 0 | 2014 | 9999 |  |  | N | Solar | [13 empty] | 0 | 0 | 0 | 0 | [11 empty] | Lancaster Little Rock C LLC | 100 | Sustainable Power Group LLC | 100
Merced Solar LLC | 59265_G_PV8 | 59265 | G | PV8 |  | Solar PV |  | WEC_CALN | California | 6 | Merced | 47 | 06047 | 1.5 | 0 | 2014 | 9999 |  |  | N | Solar | [13 empty] | 0 | 0 | 0 | 0 | [11 empty] | Merced Solar LLC | 100 | Allco Renewable Energy Limited | 100
Mission Solar LLC | 59267_G_PV9 | 59267 | G | PV9 |  | Solar PV |  | WEC_CALN | California | 6 | Merced | 47 | 06047 | 1.5 | 0 | 2014 | 9999 |  |  | N | Solar | [13 empty] | 0 | 0 | 0 | 0 | [11 empty] | Mission Solar LLC | 100 | Allco Renewable Energy Limited | 100
Hollister Solar LLC | 59268_G_PV10 | 59268 | G | PV10 |  | Solar PV |  | WEC_CALN | California | 6 | San Benito | 69 | 06069 | 1.5 | 0 | 2014 | 9999 |  |  | N | Solar | [13 empty] | 0 | 0 | 0 | 0 | [11 empty] | Hollister Solar LLC | 100 | Hollister Solar LLC | 100
Victor Mesa Linda B2 | 59269_G_VMLB2 | 59269 | G | VMLB2 |  | Solar PV |  | WECC_SCE | California | 6 | San Bernardino | 71 | 06071 | 1.6 | 0 | 2014 | 9999 |  |  | N | Solar | [13 empty] | 0 | 0 | 0 | 0 | [11 empty] | Victor Mesa Linda B2 LLC | 100 | Borrego Solar Systems Inc | 100
Victor Mesa Linda C2 | 59270_G_VMLC2 | 59270 | G | VMLC2 |  | Solar PV |  | WECC_SCE | California | 6 | San Bernardino | 71 | 06071 | 1.6 | 0 | 2014 | 9999 |  |  | N | Solar | [13 empty] | 0 | 0 | 0 | 0 | [11 empty] | Victor Mesa Linda C2 LLC | 100 | Borrego Solar Systems Inc | 100
Victor Mesa Linda D2 | 59271_G_VMLD2 | 59271 | G | VMLD2 |  | Solar PV |  | WECC_SCE | California | 6 | San Bernardino | 71 | 06071 | 1.6 | 0 | 2014 | 9999 |  |  | N | Solar | [13 empty] | 0 | 0 | 0 | 0 | [11 empty] | Victor Mesa Linda D2 LLC | 100 | Borrego Solar Systems Inc | 100
Victor Mesa Linda E2 | 59272_G_VMLE2 | 59272 | G | VMLE2 |  | Solar PV |  | WECC_SCE | California | 6 | San Bernardino | 71 | 06071 | 1.6 | 0 | 2014 | 9999 |  |  | N | Solar | [13 empty] | 0 | 0 | 0 | 0 | [11 empty] | Victor Mesa Linda E2 LLC | 100 | Borrego Solar Systems Inc | 100
SEPV Palmdale East | 59273_G_PALME | 59273 | G | PALME |  | Solar PV |  | WEC_LADW | California | 6 | Los Angeles | 37 | 06037 | 9 | 0 | 2015 | 9999 |  |  | N | Solar | [13 empty] | 0 | 0 | 0 | 0 | [11 empty] | Sustainable Power Group LLC | 100 | Sustainable Power Group LLC | 100
Sutter Greenworks LLC | 59274_G_SUTTG | 59274 | G | SUTTG |  | Solar PV |  | NY_Z_K | New York | 36 | Suffolk | 103 | 36103 | 4 | 0 | 2015 | 9999 |  |  | N | Solar | [13 empty] | 0 | 0 | 0 | 0 | [11 empty] | Sutter Greenworks LLC | 100 | Sustainable Power Group LLC | 100
Sterlington Greenworks LLC | 59275_G_STERG | 59275 | G | STERG |  | Solar PV |  | NY_Z_K | New York | 36 | Suffolk | 103 | 36103 | 1 | 0 | 2015 | 9999 |  |  | N | Solar | [13 empty] | 0 | 0 | 0 | 0 | [11 empty] | Sterlington Greenworks LLC | 100 | Sustainable Power Group LLC | 100
Leavenworth Greenworks LLC | 59276_G_LEAVG | 59276 | G | LEAVG |  | Solar PV |  | NY_Z_K | New York | 36 | Suffolk | 103 | 36103 | 7 | 0 | 2016 | 9999 |  |  | N | Solar | [13 empty] | 0 | 0 | 0 | 0 | [11 empty] | Leavenworth Greenworks LLC | 100 | Sustainable Power Group LLC | 100
Medford WWTP | 59277_G_MED1 | 59277 | G | MED1 |  | Solar PV |  | PJM_EMAC | New Jersey | 34 | Burlington | 5 | 34005 | 1.3 | 0 | 2013 | 9999 |  |  | N | Solar | [13 empty] | 0 | 0 | 0 | 0 | [11 empty] | NJR Clean Energy Ventures Corp | 100 | New Jersey Resources Corp | 100
Reeves South | 59278_G_REEV1 | 59278 | G | REEV1 |  | Solar PV |  | PJM_EMAC | New Jersey | 34 | Burlington | 5 | 34005 | 1 | 0 | 2013 | 9999 |  |  | N | Solar | [13 empty] | 0 | 0 | 0 | 0 | [11 empty] | Earl F Stahl Jr | 100 | Earl F Stahl Jr | 100
Life Technologies - Pleasanton | 59279_G_LFT01 | 59279 | G | LFT01 |  | Fuel Cell |  | WEC_CALN | California | 6 | Alameda | 1 | 06001 | 1 | 7526 | 2013 | 9999 |  |  | N | Natural Gas | [13 empty] | 0 | 0 | 0 | 0 | [11 empty] | Life Technologies Corp | 100 | Life Technologies Corp | 100
Kellogg's - San Jose | 59280_G_KLG00 | 59280 | G | KLG00 |  | Fuel Cell |  | WEC_CALN | California | 6 | Santa Clara | 85 | 06085 | 1 | 7405 | 2013 | 9999 |  |  | N | Natural Gas | [13 empty] | 0 | 0 | 0 | 0 | [11 empty] | Bloom Energy Corp | 100 | Bloom Energy Corp | 100
California PV Energy at ISD WWTP | 59283_G_W4236 | 59283 | G | W4236 |  | Solar PV |  | WEC_CALN | California | 6 | Contra Costa | 13 | 06013 | 1 | 0 | 2014 | 9999 |  |  | N | Solar | [13 empty] | 0 | 0 | 0 | 0 | [11 empty] | Constellation Solar Arizona LLC | 100 | Exelon Corp | 100
Mammoth Plains | 59284_G_GE1.7 | 59284 | G | GE1.7 |  | Onshore Wind |  | SPP_WEST | Oklahoma | 40 | Dewey | 43 | 40043 | 199 | 0 | 2014 | 9999 |  |  | N | Wind | [13 empty] | 0 | 0 | 0 | 0 | [11 empty] | Mammoth Plains Wind Project LLC | 100 | NextEra Energy Inc | 100
Rattlesnake Creek Wind Project | 59292_G_RCWP | 59292 | G | RCWP |  | Onshore Wind |  | SPP_NEBR | Nebraska | 31 | Dixon | 51 | 31051 | 318.1 | 0 | 2019 | 9999 |  |  | N | Wind | [13 empty] | 0 | 0 | 0 | 0 | [11 empty] | Enel Green Power Rattlesnake Creek Wind Project LLC | 100 | Enel SpA | 100
WED NK Green | 59295_G_NKG1 | 59295 | G | NKG1 |  | Onshore Wind |  | NENGREST | Rhode Island | 44 | Washington | 9 | 44009 | 1.5 | 0 | 2012 | 9999 |  |  | N | Wind | [13 empty] | 0 | 0 | 0 | 0 | [11 empty] | Wed NK Green LLC | 100 | Wind Energy Development | 100
Northwest Ohio Wind | 59296_G_NWOH1 | 59296 | G | NWOH1 |  | Onshore Wind |  | PJM_West | Ohio | 39 | Paulding | 125 | 39125 | 105 | 0 | 2018 | 9999 |  |  | N | Wind | [13 empty] | 0 | 0 | 0 | 0 | [11 empty] | Northwest Ohio Wind Energy LLC | 100 | CMS Energy Corp | 100
Carrier Clinic | 59297_G_CARRI | 59297 | G | CARRI |  | Solar PV |  | PJM_EMAC | New Jersey | 34 | Somerset | 35 | 34035 | 1.5 | 0 | 2009 | 9999 |  |  | N | Solar | [13 empty] | 0 | 0 | 0 | 0 | [11 empty] | EDF Renewables Inc | 100 | EDF Group | 100
Waste Mangement Redwood LFGTE | 59299_G_RED1 | 59299 | G | RED1 |  | Landfill Gas |  | WEC_CALN | California | 6 | Marin | 41 | 06041 | 2 | 13500 | 2017 | 9999 |  |  | N | Landfill Gas | [13 empty] | 0.09 | 0.09 | 0.09 | 0.09 | [11 empty] | WM Renewable Energy LLC | 100 | Waste Management Inc | 100
Waste Mangement Redwood LFGTE | 59299_G_RED2 | 59299 | G | RED2 |  | Landfill Gas |  | WEC_CALN | California | 6 | Marin | 41 | 06041 | 2 | 13500 | 2017 | 9999 |  |  | N | Landfill Gas | [13 empty] | 0.09 | 0.09 | 0.09 | 0.09 | [11 empty] | WM Renewable Energy LLC | 100 | Waste Management Inc | 100
Hanford 1 and 2 | 59300_G_HAN1 | 59300 | G | HAN1 |  | Solar PV |  | WEC_CALN | California | 6 | Kings | 31 | 06031 | 1.5 | 0 | 2014 | 9999 |  |  | N | Solar | [13 empty] | 0 | 0 | 0 | 0 | [11 empty] | Sequoia PV 2 LLC | 100 | Immodo Group | 100
Hanford 1 and 2 | 59300_G_HAN2 | 59300 | G | HAN2 |  | Solar PV |  | WEC_CALN | California | 6 | Kings | 31 | 06031 | 1.5 | 0 | 2014 | 9999 |  |  | N | Solar | [13 empty] | 0 | 0 | 0 | 0 | [11 empty] | Sequoia PV 2 LLC | 100 | Immodo Group | 100
WED Coventry 1 | 59301_G_WEDC1 | 59301 | G | WEDC1 |  | Onshore Wind |  | NENGREST | Rhode Island | 44 | Kent | 3 | 44003 | 1.5 | 0 | 2016 | 9999 |  |  | N | Wind | [13 empty] | 0 | 0 | 0 | 0 | [11 empty] | WED Coventry One LLC | 100 | Wind Energy Development | 100
WED Coventry 2 | 59302_G_COV2 | 59302 | G | COV2 |  | Onshore Wind |  | NENGREST | Rhode Island | 44 | Kent | 3 | 44003 | 1.5 | 0 | 2016 | 9999 |  |  | N | Wind | [13 empty] | 0 | 0 | 0 | 0 | [11 empty] | WED Coventry Two LLC | 100 | Wind Energy Development | 100
WED Coventry 2 | 59302_G_COV2A | 59302 | G | COV2A |  | Onshore Wind |  | NENGREST | Rhode Island | 44 | Kent | 3 | 44003 | 1.5 | 0 | 2016 | 9999 |  |  | N | Wind | [13 empty] | 0 | 0 | 0 | 0 | [11 empty] | WED Coventry Two LLC | 100 | Wind Energy Development | 100
WED Coventry 2 | 59302_G_COV2B | 59302 | G | COV2B |  | Onshore Wind |  | NENGREST | Rhode Island | 44 | Kent | 3 | 44003 | 1.5 | 0 | 2016 | 9999 |  |  | N | Wind | [13 empty] | 0 | 0 | 0 | 0 | [11 empty] | WED Coventry Two LLC | 100 | Wind Energy Development | 100
WED Coventry 3 | 59305_G_WEDC3 | 59305 | G | WEDC3 |  | Onshore Wind |  | NENGREST | Rhode Island | 44 | Kent | 3 | 44003 | 1.5 | 0 | 2016 | 9999 |  |  | N | Wind | [13 empty] | 0 | 0 | 0 | 0 | [11 empty] | WED Coventry Three LLC | 100 | Wind Energy Development | 100
WED Coventry 4 | 59306_G_WEDC4 | 59306 | G | WEDC4 |  | Onshore Wind |  | NENGREST | Rhode Island | 44 | Kent | 3 | 44003 | 1.5 | 0 | 2016 | 9999 |  |  | N | Wind | [13 empty] | 0 | 0 | 0 | 0 | [11 empty] | WED Coventry Four LLC | 100 | Wind Energy Development | 100
Beacon Solar Plant Site 5 | 59308_G_BEAC5 | 59308 | G | BEAC5 |  | Solar PV |  | WECC_SCE | California | 6 | Kern | 29 | 06029 | 37.8 | 0 | 2017 | 9999 |  |  | N | Solar | [13 empty] | 0 | 0 | 0 | 0 | [11 empty] | Beacon Site 5 LLC | 100 | TortoiseEcofin | 100
Beacon Solar Plant Site 2 | 59309_G_BEAC2 | 59309 | G | BEAC2 |  | Solar PV |  | WECC_SCE | California | 6 | Kern | 29 | 06029 | 47.3 | 0 | 2017 | 9999 |  |  | N | Solar | [13 empty] | 0 | 0 | 0 | 0 | [11 empty] | Beacon Site 2 LLC | 100 | TortoiseEcofin | 100
Black Oak Power Producers | 59310_G_GEN1 | 59310 | G | GEN1 |  | Landfill Gas |  | S_D_AECI | Missouri | 29 | Wright | 229 | 29229 | 1.9 | 13500 | 2014 | 9999 |  |  | N | Landfill Gas | [13 empty] | 0.22117 | 0.22117 | 0.22117 | 0.22117 | [11 empty] | Black Oak Power Producers LLC | 100 | Wca Waste Corp | 100
Black Oak Power Producers | 59310_G_GEN2 | 59310 | G | GEN2 |  | Landfill Gas |  | S_D_AECI | Missouri | 29 | Wright | 229 | 29229 | 1.9 | 13500 | 2014 | 9999 |  |  | N | Landfill Gas | [13 empty] | 0.22117 | 0.22117 | 0.22117 | 0.22117 | [11 empty] | Black Oak Power Producers LLC | 100 | Wca Waste Corp | 100
Seiling Wind I | 59311_G_SEIL1 | 59311 | G | SEIL1 |  | Onshore Wind |  | SPP_WEST | Oklahoma | 40 | Dewey | 43 | 40043 | 199 | 0 | 2014 | 9999 |  |  | N | Wind | [13 empty] | 0 | 0 | 0 | 0 | [11 empty] | Seiling Wind LLC | 100 | NextEra Energy Inc | 100
Seiling Wind II | 59312_G_SEIL2 | 59312 | G | SEIL2 |  | Onshore Wind |  | SPP_WEST | Oklahoma | 40 | Dewey | 43 | 40043 | 98.6 | 0 | 2014 | 9999 |  |  | N | Wind | [13 empty] | 0 | 0 | 0 | 0 | [11 empty] | Seiling Wind II LLC | 100 | NextEra Energy Inc | 100
WED Coventry 5 | 59313_G_COV5 | 59313 | G | COV5 |  | Onshore Wind |  | NENGREST | Rhode Island | 44 | Kent | 3 | 44003 | 1.5 | 0 | 2017 | 9999 |  |  | N | Wind | [13 empty] | 0 | 0 | 0 | 0 | [11 empty] | WED Coventry Five LLC | 100 | Wind Energy Development | 100
WED Coventry 6 | 59314_G_COV6 | 59314 | G | COV6 |  | Onshore Wind |  | NENGREST | Rhode Island | 44 | Kent | 3 | 44003 | 1.5 | 0 | 2016 | 9999 |  |  | N | Wind | [13 empty] | 0 | 0 | 0 | 0 | [11 empty] | WED Coventry One LLC | 100 | Wind Energy Development | 100
WED Coventry 6 | 59314_G_COV6A | 59314 | G | COV6A |  | Onshore Wind |  | NENGREST | Rhode Island | 44 | Kent | 3 | 44003 | 1.5 | 0 | 2016 | 9999 |  |  | N | Wind | [13 empty] | 0 | 0 | 0 | 0 | [11 empty] | WED Coventry Three LLC | 100 | Wind Energy Development | 100
WED Coventry 6 | 59314_G_COV6B | 59314 | G | COV6B |  | Onshore Wind |  | NENGREST | Rhode Island | 44 | Kent | 3 | 44003 | 1.5 | 0 | 2016 | 9999 |  |  | N | Wind | [13 empty] | 0 | 0 | 0 | 0 | [11 empty] | WED Coventry Four LLC | 100 | Wind Energy Development | 100
Hecate Energy Beacon Solar 1 | 59315_G_BEAC1 | 59315 | G | BEAC1 |  | Solar PV |  | WECC_SCE | California | 6 | Kern | 29 | 06029 | 51 | 0 | 2017 | 9999 |  |  | N | Solar | [13 empty] | 0 | 0 | 0 | 0 | [11 empty] | Beacon Solar 1 LLC | 100 | FTP Power LLC | 100
Hecate Energy Beacon Solar 3 | 59316_G_BEAC3 | 59316 | G | BEAC3 |  | Solar PV |  | WECC_SCE | California | 6 | Kern | 29 | 06029 | 51 | 0 | 2016 | 9999 |  |  | N | Solar | [13 empty] | 0 | 0 | 0 | 0 | [11 empty] | Beacon Solar 3 LLC | 100 | FTP Power LLC | 100
Hecate Energy Beacon Solar 4 | 59317_G_BEAC4 | 59317 | G | BEAC4 |  | Solar PV |  | WECC_SCE | California | 6 | Kern | 29 | 06029 | 47 | 0 | 2016 | 9999 |  |  | N | Solar | [13 empty] | 0 | 0 | 0 | 0 | [11 empty] | Beacon Solar 4 LLC | 100 | FTP Power LLC | 100
North Run | 59318_G_NRUN1 | 59318 | G | NRUN1 |  | Solar PV |  | PJM_EMAC | New Jersey | 34 | Burlington | 5 | 34005 | 5 | 0 | 2015 | 9999 |  |  | N | Solar | [13 empty] | 0 | 0 | 0 | 0 | [11 empty] | NJR Clean Energy Ventures Corp | 100 | New Jersey Resources Corp | 100
Rock Solid | 59319_G_ROCK1 | 59319 | G | ROCK1 |  | Solar PV |  | PJM_EMAC | New Jersey | 34 | Monmouth | 25 | 34025 | 8 | 0 | 2014 | 9999 |  |  | N | Solar | [13 empty] | 0 | 0 | 0 | 0 | [11 empty] | NJR Clean Energy Ventures II Corp | 100 | New Jersey Resources Corp | 100
Los Vientos Windpower III | 59320_G_GEN1 | 59320 | G | GEN1 |  | Onshore Wind |  | ERC_REST | Texas | 48 | Starr | 427 | 48427 | 200 | 0 | 2015 | 9999 |  |  | N | Wind | [13 empty] | 0 | 0 | 0 | 0 | [11 empty] | Los Vientos Windpower III LLC | 100 | Duke Energy Corp | 100
Los Vientos Windpower IV | 59321_G_GEN1 | 59321 | G | GEN1 |  | Onshore Wind |  | ERC_REST | Texas | 48 | Starr | 427 | 48427 | 200 | 0 | 2016 | 9999 |  |  | N | Wind | [13 empty] | 0 | 0 | 0 | 0 | [11 empty] | Los Vientos Windpower IV LLC | 100 | Duke Energy Corp | 100
Pumpjack Solar I | 59322_G_GEN1 | 59322 | G | GEN1 |  | Solar PV |  | WECC_SCE | California | 6 | Kern | 29 | 06029 | 20 | 0 | 2015 | 9999 |  |  | N | Solar | [13 empty] | 0 | 0 | 0 | 0 | [11 empty] | Pumpjack Solar I LLC | 100 | Duke Energy Corp | 100
Sacramento (SMUD) | 59323_G_SMUPV | 59323 | G | SMUPV |  | Solar PV |  | WEC_BANC | California | 6 | Sacramento | 67 | 06067 | 1.5 | 0 | 2014 | 9999 |  |  | N | Solar | [13 empty] | 0 | 0 | 0 | 0 | [11 empty] | Sacramento CA (City of) | 100 | Sacramento CA (City of) | 100
MCCo Solar Generating Facility | 59324_G_MCCO1 | 59324 | G | MCCO1 |  | Solar PV |  | PJM_ATSI | Ohio | 39 | Cuyahoga | 35 | 39035 | 0.9 | 0 | 2014 | 9999 |  |  | N | Solar | [13 empty] | 0 | 0 | 0 | 0 | [11 empty] | Medical Center Co | 100 | Medical Center Co | 100
Kings Mountain Energy Center | 59325_G_KMEC1 | 59325 | G | KMEC1 | 91012 | Combined Cycle |  | S_VACA | North Carolina | 37 | Cleveland | 45 | 37045 | 259 | 7050 | 2018 | 9999 |  |  | N | Natural Gas |  |  |  |  | SCR | [8 empty] | 0.0058173 | 0.0058173 | 0.0058173 | 0.0058173 | [11 empty] | NTE Energy LLC | 100 | NTE Energy LLC | 100
Kings Mountain Energy Center | 59325_G_KMEC2 | 59325 | G | KMEC2 | 91012 | Combined Cycle |  | S_VACA | North Carolina | 37 | Cleveland | 45 | 37045 | 227 | 7050 | 2018 | 9999 |  |  | N | Natural Gas |  |  |  | LNB + NH3 | SCR | [8 empty] | 0.0058173 | 0.0058173 | 0.0058173 | 0.0058173 | [11 empty] | NTE Energy LLC | 100 | NTE Energy LLC | 100
Middletown Energy Center | 59326_G_MEC1 | 59326 | G | MEC1 | 91013 | Combined Cycle |  | PJM_West | Ohio | 39 | Butler | 17 | 39017 | 252.3 | 7050 | 2018 | 9999 |  |  | N | Natural Gas |  |  |  | DLNB | SCR | [8 empty] | 0.0061302 | 0.0061302 | 0.0061302 | 0.0061302 | [11 empty] | Ohio Power Partners LLC | 100 | NTE Energy LLC | 100
Middletown Energy Center | 59326_G_MEC2 | 59326 | G | MEC2 | 91013 | Combined Cycle |  | PJM_West | Ohio | 39 | Butler | 17 | 39017 | 215.7 | 7050 | 2018 | 9999 |  |  | N | Natural Gas |  |  |  | LNB + NH3 | SCR | [8 empty] | 0.0061302 | 0.0061302 | 0.0061302 | 0.0061302 | [11 empty] | Ohio Power Partners LLC | 100 | NTE Energy LLC | 100
Marlboro Mushrooms Solar Field | 59327_G_GEN1 | 59327 | G | GEN1 |  | Solar PV |  | PJM_EMAC | Pennsylvania | 42 | Chester | 29 | 42029 | 1 | 0 | 2011 | 9999 |  |  | N | Solar | [13 empty] | 0 | 0 | 0 | 0 | [11 empty] | Southern Energy Management | 100 | Southern Energy Management | 100
Golden Acorn Casino | 59328_G_GAC1 | 59328 | G | GAC1 |  | Onshore Wind |  | WEC_SDGE | California | 6 | San Diego | 73 | 06073 | 1 | 0 | 2014 | 9999 |  |  | N | Wind | [13 empty] | 0 | 0 | 0 | 0 | [11 empty] | Foundation CA Fund VII Manager LLC | 100 | Foundation Windpower | 100
City of Soledad Water Reclamation | 59329_G_SOL1 | 59329 | G | SOL1 |  | Onshore Wind |  | WEC_CALN | California | 6 | Monterey | 53 | 06053 | 1 | 0 | 2014 | 9999 |  |  | N | Wind | [13 empty] | 0 | 0 | 0 | 0 | [11 empty] | Foundation CA Fund VII Manager LLC | 100 | Foundation Windpower | 100
Taylor Farms | 59330_G_TAY1 | 59330 | G | TAY1 |  | Onshore Wind |  | WEC_CALN | California | 6 | Monterey | 53 | 06053 | 1 | 0 | 2014 | 9999 |  |  | N | Wind | [13 empty] | 0 | 0 | 0 | 0 | [11 empty] | Foundation CA Fund VII Manager LLC | 100 | Foundation Windpower | 100
Anheuser-Busch #2 | 59331_G_ANB2 | 59331 | G | ANB2 |  | Onshore Wind |  | WEC_CALN | California | 6 | Solano | 95 | 06095 | 1.6 | 0 | 2014 | 9999 |  |  | N | Wind | [13 empty] | 0 | 0 | 0 | 0 | [11 empty] | Foundation CA Fund VII Manager LLC | 100 | Foundation Windpower | 100
Mesquite Creek Wind | 59332_G_MSCRK | 59332 | G | MSCRK |  | Onshore Wind |  | ERC_WEST | Texas | 48 | Dawson | 115 | 48115 | 211.2 | 0 | 2015 | 9999 |  |  | N | Wind | [13 empty] | 0 | 0 | 0 | 0 | [11 empty] | Mesquite Creek Wind LLC | 100 | Sumitomo Corp | 100
Faison Solar | 59333_G_FAIS1 | 59333 | G | FAIS1 |  | Solar PV |  | S_VACA | North Carolina | 37 | Duplin | 61 | 37061 | 2 | 0 | 2015 | 9999 |  |  | N | Solar | [13 empty] | 0 | 0 | 0 | 0 | [11 empty] | Faison Solar LLC | 100 | Faison Solar LLC | 100
Catalina Solar 2, LLC | 59334_G_INV-1 | 59334 | G | INV-1 |  | Solar PV |  | WECC_SCE | California | 6 | Kern | 29 | 06029 | 18 | 0 | 2015 | 9999 |  |  | N | Solar | [13 empty] | 0 | 0 | 0 | 0 | [11 empty] | Catalina Solar 2 LLC | 100 | EDF Group | 100
MCLB Landfill Gas to Energy | 59335_G_GEN1 | 59335 | G | GEN1 |  | Non-Fossil Waste |  | S_SOU | Georgia | 13 | Dougherty | 95 | 13095 | 1.9 | 7042 | 2011 | 9999 |  |  | Y | Non-Fossil Waste | [13 empty] | 0 | 0 | 0 | 0 | [11 empty] | Marine Corps Logistics Base | 100 | US Marine Corps | 100
Harrell's Hill Solar Center LLC | 59337_G_HHS1 | 59337 | G | HHS1 |  | Solar PV |  | S_VACA | North Carolina | 37 | Wayne | 191 | 37191 | 5 | 0 | 2015 | 9999 |  |  | N | Solar | [13 empty] | 0 | 0 | 0 | 0 | [11 empty] | Harrells Hill Solar Center LLC | 100 | Heliosage Energy LLC | 100
Gila River Power Block 1 | 59338_G_CTG1 | 59338 | G | CTG1 | 8508 | Combined Cycle |  | WECC_AZ | Arizona | 4 | Maricopa | 13 | 04013 | 146 | 7352 | 2003 | 9999 |  |  | N | Natural Gas |  |  |  | DLNB | SCR | [8 empty] | 0.010743 | 0.010743 | 0.010743 | 0.010743 | [11 empty] | CXA Sundevil I Inc | 100 | Beal Bank USA | 100
Gila River Power Block 1 | 59338_G_CTG2 | 59338 | G | CTG2 | 8510 | Combined Cycle |  | WECC_AZ | Arizona | 4 | Maricopa | 13 | 04013 | 146 | 7352 | 2003 | 9999 |  |  | N | Natural Gas |  |  |  | DLNB | SCR | [8 empty] | 0.010743 | 0.010743 | 0.010743 | 0.010743 | [11 empty] | CXA Sundevil I Inc | 100 | Beal Bank USA | 100
Gila River Power Block 1 | 59338_G_ST9 | 59338 | G | ST9 | 8508 | Combined Cycle |  | WECC_AZ | Arizona | 4 | Maricopa | 13 | 04013 | 223 | 7352 | 2003 | 9999 |  |  | N | Natural Gas |  |  |  | LNB + NH3 | SCR | [8 empty] | 0.010743 | 0.010743 | 0.010743 | 0.010743 | [11 empty] | CXA Sundevil I Inc | 100 | Beal Bank USA | 100
Quinto Solar PV Project | 59339_G_SSC13 | 59339 | G | SSC13 |  | Solar PV |  | WEC_CALN | California | 6 | Merced | 47 | 06047 | 105.1 | 0 | 2015 | 9999 |  |  | N | Solar | [13 empty] | 0 | 0 | 0 | 0 | [11 empty] | Solar Star California XIII LLC | 100 | APG Asset Management US Inc | 100
Dorena Hydro-Electric Facility | 59357_G_FRNCS | 59357 | G | FRNCS |  | Hydro |  | WECC_PNW | Oregon | 41 | Lane | 39 | 41039 | 1.4 | 0 | 2014 | 9999 |  |  | N | Hydro | [13 empty] | 0 | 0 | 0 | 0 | [11 empty] | Dorena Hydro LLC | 100 | Riverbank Power Corp | 100
Dorena Hydro-Electric Facility | 59357_G_KAPLN | 59357 | G | KAPLN |  | Hydro |  | WECC_PNW | Oregon | 41 | Lane | 39 | 41039 | 6.1 | 0 | 2014 | 9999 |  |  | N | Hydro | [13 empty] | 0 | 0 | 0 | 0 | [11 empty] | Dorena Hydro LLC | 100 | Riverbank Power Corp | 100
Devens | 59358_G_MA2 | 59358 | G | MA2 |  | Solar PV |  | NENGREST | Massachusetts | 25 | Middlesex | 17 | 25017 | 2 | 0 | 2014 | 9999 |  |  | N | Solar | [13 empty] | 0 | 0 | 0 | 0 | [11 empty] | SLX Project 1070 LLC | 100 | Green States Energy Inc | 100
SCE-Snowline-Duncan Road (North) | 59359_G_10400 | 59359 | G | 10400 |  | Solar PV |  | WECC_SCE | California | 6 | San Bernardino | 71 | 06071 | 1.5 | 0 | 2014 | 9999 |  |  | N | Solar | [13 empty] | 0 | 0 | 0 | 0 | [11 empty] | SunE Solar XV Lessor LLC | 100 | Brookfield Asset Management Inc | 100
SCE-Snowline-Duncan Road (South) | 59360_G_11113 | 59360 | G | 11113 |  | Solar PV |  | WECC_SCE | California | 6 | San Bernardino | 71 | 06071 | 1 | 0 | 2014 | 9999 |  |  | N | Solar | [13 empty] | 0 | 0 | 0 | 0 | [11 empty] | SunE Solar XV Lessor LLC | 100 | Brookfield Asset Management Inc | 100
Browne Solar LLC | 59361_G_PV1 | 59361 | G | PV1 |  | Solar PV |  | NENGREST | Massachusetts | 25 | Hampden | 13 | 25013 | 1.4 | 0 | 2014 | 9999 |  |  | N | Solar | [13 empty] | 0 | 0 | 0 | 0 | [11 empty] | Sunray Power LLC | 100 | Sunray Power LLC | 100
Indian Hill Solar LLC | 59362_G_PV1 | 59362 | G | PV1 |  | Solar PV |  | NENGREST | Massachusetts | 25 | Hampden | 13 | 25013 | 1.4 | 0 | 2014 | 9999 |  |  | N | Solar | [13 empty] | 0 | 0 | 0 | 0 | [11 empty] | Sunray Power LLC | 100 | Sunray Power LLC | 100
State Street Solar LLC | 59363_G_PV1 | 59363 | G | PV1 |  | Solar PV |  | NENGREST | Massachusetts | 25 | Hampden | 13 | 25013 | 1.4 | 0 | 2014 | 9999 |  |  | N | Solar | [13 empty] | 0 | 0 | 0 | 0 | [11 empty] | SR Solar 7 LLC | 100 | Sunray Power LLC | 100
Plainfield One Solar LLC | 59364_G_PV1 | 59364 | G | PV1 |  | Solar PV |  | PJM_EMAC | New Jersey | 34 | Somerset | 35 | 34035 | 1.3 | 0 | 2011 | 9999 |  |  | N | Solar | [13 empty] | 0 | 0 | 0 | 0 | [11 empty] | Plainfield One Solar LLC | 100 | Sunray Power LLC | 100
24 Applegate Solar LLC | 59365_G_PV1 | 59365 | G | PV1 |  | Solar PV |  | PJM_EMAC | New Jersey | 34 | Mercer | 21 | 34021 | 4.9 | 0 | 2014 | 9999 |  |  | N | Solar | [13 empty] | 0 | 0 | 0 | 0 | [11 empty] | 24 Applegate Solar LLC | 100 | Sunray Power LLC | 100
G&S Wantage Solar LLC | 59366_G_PV1 | 59366 | G | PV1 |  | Solar PV |  | PJM_EMAC | New Jersey | 34 | Sussex | 37 | 34037 | 8.5 | 0 | 2014 | 9999 |  |  | N | Solar | [13 empty] | 0 | 0 | 0 | 0 | [11 empty] | G&S Solar Installers LLC | 100 | Sunray Power LLC | 100
Engelhard Solar LLC | 59367_G_PV1 | 59367 | G | PV1 |  | Solar PV |  | PJM_EMAC | New Jersey | 34 | Middlesex | 23 | 34023 | 1.1 | 0 | 2012 | 9999 |  |  | N | Solar | [13 empty] | 0 | 0 | 0 | 0 | [11 empty] | Engelhard Solar LLC | 100 | Sunray Power LLC | 100
Westborough Solar LLC | 59368_G_PV1 | 59368 | G | PV1 |  | Solar PV |  | NENGREST | Massachusetts | 25 | Worcester | 27 | 25027 | 2.2 | 0 | 2014 | 9999 |  |  | N | Solar | [13 empty] | 0 | 0 | 0 | 0 | [11 empty] | Westborough Solar LLC | 100 | Sunray Power LLC | 100
4 Applegate Solar LLC | 59370_G_PV1 | 59370 | G | PV1 |  | Solar PV |  | PJM_EMAC | New Jersey | 34 | Mercer | 21 | 34021 | 1.8 | 0 | 2012 | 9999 |  |  | N | Solar | [13 empty] | 0 | 0 | 0 | 0 | [11 empty] | G&S Solar Installers LLC | 100 | Sunray Power LLC | 100
12 Applegate Solar LLC | 59371_G_PV1 | 59371 | G | PV1 |  | Solar PV |  | PJM_EMAC | New Jersey | 34 | Mercer | 21 | 34021 | 1.9 | 0 | 2012 | 9999 |  |  | N | Solar | [13 empty] | 0 | 0 | 0 | 0 | [11 empty] | 12 Applegate Solar LLC | 100 | Sunray Power LLC | 100
Old Mill Solar | 59374_G_OMSLR | 59374 | G | OMSLR |  | Solar PV |  | WECC_PNW | Oregon | 41 | Klamath | 35 | 41035 | 5 | 0 | 2015 | 9999 |  |  | N | Solar | [13 empty] | 0 | 0 | 0 | 0 | [11 empty] | Old Mill Solar LLC | 100 | Obsidian Finance Group LLC | 100
Rose Hill | 59375_G_ROSE1 | 59375 | G | ROSE1 |  | Solar PV |  | S_VACA | North Carolina | 37 | Duplin | 61 | 37061 | 2 | 0 | 2012 | 9999 |  |  | N | Solar | [13 empty] | 0 | 0 | 0 | 0 | [11 empty] | Rose Hill Solar LLC | 100 | FLS Energy Inc | 100
Dunn | 59376_G_DUNN1 | 59376 | G | DUNN1 |  | Solar PV |  | S_VACA | North Carolina | 37 | Harnett | 85 | 37085 | 2 | 0 | 2012 | 9999 |  |  | N | Solar | [13 empty] | 0 | 0 | 0 | 0 | [11 empty] | Dunn Solar LLC | 100 | FLS Energy Inc | 100
Town of Cary | 59377_G_CARY1 | 59377 | G | CARY1 |  | Solar PV |  | S_VACA | North Carolina | 37 | Duplin | 61 | 37061 | 1.5 | 0 | 2012 | 9999 |  |  | N | Solar | [13 empty] | 0 | 0 | 0 | 0 | [11 empty] | FLS Owner 80 LLC | 100 | FLS Energy Inc | 100
Wapsie Valley Creamery Back Up Generator | 59379_G_1 | 59379 | G | 1 |  | Combustion Turbine | IC Engine | MIS_IA | Iowa | 19 | Buchanan | 19 | 19019 | 1.1 | 13469 | 2015 | 9999 |  |  | N | Distillate Fuel Oil | [13 empty] | 1.6498 | 1.6498 | 1.6498 | 1.6498 | [11 empty] | Wapsie Valley Creamery | 100 | Wapsie Valley Creamery | 100
Wildwood Solar I, LLC | 59380_G_WLD1 | 59380 | G | WLD1 |  | Solar PV |  | WECC_SCE | California | 6 | Kern | 29 | 06029 | 19.5 | 0 | 2015 | 9999 |  |  | N | Solar | [13 empty] | 0 | 0 | 0 | 0 | [11 empty] | Wildwood Solar I LLC | 100 | Duke Energy Corp | 100
East Kansas Agri-Energy, LLC | 59383_G_KATO | 59383 | G | KATO |  | Non-Fossil Waste |  | SPP_N | Kansas | 20 | Anderson | 3 | 20003 | 0.8 | 11084 | 2005 | 9999 |  |  | N | Non-Fossil Waste | [13 empty] | 0 | 0 | 0 | 0 | [11 empty] | East Kansas Agri Energy LLC | 100 | East Kansas Agri Energy LLC | 100
South Plains Wind Phase I | 59384_G_1 | 59384 | G | 1 |  | Onshore Wind |  | ERC_PHDL | Texas | 48 | Floyd | 153 | 48153 | 200 | 0 | 2015 | 9999 |  |  | N | Wind | [13 empty] | 0 | 0 | 0 | 0 | [11 empty] | South Plains Wind Energy LLC | 100 | Tri Global Energy | 100
Enterprise Solar, LLC | 59386_G_ENTS1 | 59386 | G | ENTS1 |  | Solar PV |  | WECC_UT | Utah | 49 | Iron | 21 | 49021 | 80 | 0 | 2016 | 9999 |  |  | N | Solar | [13 empty] | 0 | 0 | 0 | 0 | [11 empty] | Enterprise Solar LLC | 100 | Global Infrastructure Partners | 100
Escalante Solar I, LLC | 59387_G_ESCS1 | 59387 | G | ESCS1 |  | Solar PV |  | WECC_UT | Utah | 49 | Beaver | 1 | 49001 | 80 | 0 | 2016 | 9999 |  |  | N | Solar | [13 empty] | 0 | 0 | 0 | 0 | [11 empty] | Escalante Solar I LLC | 100 | Global Infrastructure Partners | 100
Escalante Solar II, LLC | 59388_G_ESCS2 | 59388 | G | ESCS2 |  | Solar PV |  | WECC_UT | Utah | 49 | Beaver | 1 | 49001 | 80 | 0 | 2016 | 9999 |  |  | N | Solar | [13 empty] | 0 | 0 | 0 | 0 | [11 empty] | Escalante Solar II LLC | 100 | Global Infrastructure Partners | 100
Escalante Solar III, LLC | 59389_G_ESCS3 | 59389 | G | ESCS3 |  | Solar PV |  | WECC_UT | Utah | 49 | Beaver | 1 | 49001 | 80 | 0 | 2016 | 9999 |  |  | N | Solar | [13 empty] | 0 | 0 | 0 | 0 | [11 empty] | Escalante Solar III LLC | 100 | Global Infrastructure Partners | 100
True North | 59390_G_TNE1 | 59390 | G | TNE1 |  | Solar PV |  | NENGREST | Massachusetts | 25 | Essex | 9 | 25009 | 4.8 | 0 | 2012 | 9999 |  |  | N | Solar | [13 empty] | 0 | 0 | 0 | 0 | [11 empty] | True North Energy | 100 | Capital Dynamics | 100
Red Gate Power Plant | 59391_G_ENG01 | 59391 | G | ENG01 |  | Combustion Turbine | IC Engine | ERC_REST | Texas | 48 | Hidalgo | 215 | 48215 | 18.3 | 10745 | 2016 | 9999 |  |  | N | Natural Gas | [13 empty] | 0.0083 | 0.0083 | 0.0083 | 0.0083 | [11 empty] | South Texas Electric Coop Inc | 100 | South Texas Electric Coop Inc | 100
Red Gate Power Plant | 59391_G_ENG02 | 59391 | G | ENG02 |  | Combustion Turbine | IC Engine | ERC_REST | Texas | 48 | Hidalgo | 215 | 48215 | 18.3 | 10745 | 2016 | 9999 |  |  | N | Natural Gas | [13 empty] | 0.00791 | 0.00791 | 0.00791 | 0.00791 | [11 empty] | South Texas Electric Coop Inc | 100 | South Texas Electric Coop Inc | 100
Red Gate Power Plant | 59391_G_ENG03 | 59391 | G | ENG03 |  | Combustion Turbine | IC Engine | ERC_REST | Texas | 48 | Hidalgo | 215 | 48215 | 18.3 | 10745 | 2016 | 9999 |  |  | N | Natural Gas | [13 empty] | 0.00798 | 0.00798 | 0.00798 | 0.00798 | [11 empty] | South Texas Electric Coop Inc | 100 | South Texas Electric Coop Inc | 100
Red Gate Power Plant | 59391_G_ENG04 | 59391 | G | ENG04 |  | Combustion Turbine | IC Engine | ERC_REST | Texas | 48 | Hidalgo | 215 | 48215 | 18.3 | 10745 | 2016 | 9999 |  |  | N | Natural Gas | [13 empty] | 0.00661 | 0.00661 | 0.00661 | 0.00661 | [11 empty] | South Texas Electric Coop Inc | 100 | South Texas Electric Coop Inc | 100
Red Gate Power Plant | 59391_G_ENG05 | 59391 | G | ENG05 |  | Combustion Turbine | IC Engine | ERC_REST | Texas | 48 | Hidalgo | 215 | 48215 | 18.3 | 10745 | 2016 | 9999 |  |  | N | Natural Gas | [13 empty] | 0.0066 | 0.0066 | 0.0066 | 0.0066 | [11 empty] | South Texas Electric Coop Inc | 100 | South Texas Electric Coop Inc | 100
Red Gate Power Plant | 59391_G_ENG06 | 59391 | G | ENG06 |  | Combustion Turbine | IC Engine | ERC_REST | Texas | 48 | Hidalgo | 215 | 48215 | 18.3 | 10745 | 2016 | 9999 |  |  | N | Natural Gas | [13 empty] | 0.00661 | 0.00661 | 0.00661 | 0.00661 | [11 empty] | South Texas Electric Coop Inc | 100 | South Texas Electric Coop Inc | 100
Red Gate Power Plant | 59391_G_ENG07 | 59391 | G | ENG07 |  | Combustion Turbine | IC Engine | ERC_REST | Texas | 48 | Hidalgo | 215 | 48215 | 18.3 | 10745 | 2016 | 9999 |  |  | N | Natural Gas | [13 empty] | 0.00676 | 0.00676 | 0.00676 | 0.00676 | [11 empty] | South Texas Electric Coop Inc | 100 | South Texas Electric Coop Inc | 100
Red Gate Power Plant | 59391_G_ENG08 | 59391 | G | ENG08 |  | Combustion Turbine | IC Engine | ERC_REST | Texas | 48 | Hidalgo | 215 | 48215 | 18.3 | 10745 | 2016 | 9999 |  |  | N | Natural Gas | [13 empty] | 0.00704 | 0.00704 | 0.00704 | 0.00704 | [11 empty] | South Texas Electric Coop Inc | 100 | South Texas Electric Coop Inc | 100
Red Gate Power Plant | 59391_G_ENG09 | 59391 | G | ENG09 |  | Combustion Turbine | IC Engine | ERC_REST | Texas | 48 | Hidalgo | 215 | 48215 | 18.3 | 10745 | 2016 | 9999 |  |  | N | Natural Gas | [13 empty] | 0.00672 | 0.00672 | 0.00672 | 0.00672 | [11 empty] | South Texas Electric Coop Inc | 100 | South Texas Electric Coop Inc | 100
Red Gate Power Plant | 59391_G_ENG10 | 59391 | G | ENG10 |  | Combustion Turbine | IC Engine | ERC_REST | Texas | 48 | Hidalgo | 215 | 48215 | 18.3 | 10745 | 2016 | 9999 |  |  | N | Natural Gas | [13 empty] | 0.00871 | 0.00871 | 0.00871 | 0.00871 | [11 empty] | South Texas Electric Coop Inc | 100 | South Texas Electric Coop Inc | 100
Red Gate Power Plant | 59391_G_ENG11 | 59391 | G | ENG11 |  | Combustion Turbine | IC Engine | ERC_REST | Texas | 48 | Hidalgo | 215 | 48215 | 18.3 | 10745 | 2016 | 9999 |  |  | N | Natural Gas | [13 empty] | 0.00868 | 0.00868 | 0.00868 | 0.00868 | [11 empty] | South Texas Electric Coop Inc | 100 | South Texas Electric Coop Inc | 100
Red Gate Power Plant | 59391_G_ENG12 | 59391 | G | ENG12 |  | Combustion Turbine | IC Engine | ERC_REST | Texas | 48 | Hidalgo | 215 | 48215 | 18.3 | 10745 | 2016 | 9999 |  |  | N | Natural Gas | [13 empty] | 0.00852 | 0.00852 | 0.00852 | 0.00852 | [11 empty] | South Texas Electric Coop Inc | 100 | South Texas Electric Coop Inc | 100
Blue Ridge Generating | 59392_G_GEN1 | 59392 | G | GEN1 |  | Landfill Gas |  | PJM_West | Kentucky | 21 | Estill | 65 | 21065 | 1.2 | 13500 | 2013 | 9999 |  |  | N | Landfill Gas | [13 empty] | 0.22117 | 0.22117 | 0.22117 | 0.22117 | [11 empty] | Advanced Waste Services | 100 | Advanced Waste Services | 100
Eubank Landfill Solar Array | 59393_G_ESNM1 | 59393 | G | ESNM1 |  | Solar PV |  | WECC_NM | New Mexico | 35 | Bernalillo | 1 | 35001 | 2 | 0 | 2013 | 9999 |  |  | N | Solar | [13 empty] | 0 | 0 | 0 | 0 | [11 empty] | Emcore Solar | 100 | Emcore Corp | 100
Grafton Solar | 59394_G_KRS03 | 59394 | G | KRS03 |  | Solar PV |  | NENGREST | Massachusetts | 25 | Worcester | 27 | 25027 | 1.5 | 0 | 2013 | 9999 |  |  | N | Solar | [13 empty] | 0 | 0 | 0 | 0 | [11 empty] | Kearsarge Grafton LLC | 100 | Kearsarge Energy LP | 100
Shaffer | 59396_G_SHF01 | 59396 | G | SHF01 |  | Solar PV |  | NENGREST | Massachusetts | 25 | Middlesex | 17 | 25017 | 5 | 0 | 2014 | 9999 |  |  | N | Solar | [13 empty] | 0 | 0 | 0 | 0 | [11 empty] | CD US Solar MT3 LLC | 100 | Capital Dynamics | 100
Searchlight Solar | 59404_G_1 | 59404 | G | 1 |  | Solar PV |  | WECC_SNV | Nevada | 32 | Clark | 3 | 32003 | 17.5 | 0 | 2014 | 9999 |  |  | N | Solar | [13 empty] | 0 | 0 | 0 | 0 | [11 empty] | American Capital Energy Searchlight Solar LLC | 100 | D E Shaw & Co LP | 100
Diamond Valley Solar Project | 59405_G_PV11 | 59405 | G | PV11 |  | Solar PV |  | WECC_SCE | California | 6 | Riverside | 65 | 06065 | 1.3 | 0 | 2015 | 9999 |  |  | N | Solar | [13 empty] | 0 | 0 | 0 | 0 | [11 empty] | Diamond Valley Solar LLC | 100 | Allco Renewable Energy Limited | 100
Facile Solar | 59406_G_SYS1 | 59406 | G | SYS1 |  | Solar PV |  | S_VACA | North Carolina | 37 | Alamance | 1 | 37001 | 2 | 0 | 2015 | 9999 |  |  | N | Solar | [13 empty] | 0 | 0 | 0 | 0 | [11 empty] | Loy Farm Solar LLC | 100 | Loy Farm Solar LLC | 100
Newman Solar | 59407_G_NEW1 | 59407 | G | NEW1 |  | Solar PV |  | WECC_NM | Texas | 48 | El Paso | 141 | 48141 | 10.3 | 0 | 2014 | 9999 |  |  | N | Solar | [13 empty] | 0 | 0 | 0 | 0 | [11 empty] | Newman Solar LLC | 100 | Public Service Enterprise Group Inc | 100
Shafter Solar LLC | 59408_G_1 | 59408 | G | 1 |  | Solar PV |  | WECC_SCE | California | 6 | Kern | 29 | 06029 | 20 | 0 | 2015 | 9999 |  |  | N | Solar | [13 empty] | 0 | 0 | 0 | 0 | [11 empty] | Shafter Solar LLC | 100 | NextEra Energy Inc | 100
Madelyn Solar, LLC | 59409_G_SNL17 | 59409 | G | SNL17 |  | Solar PV |  | WECC_SCE | California | 6 | San Bernardino | 71 | 06071 | 1 | 0 | 2014 | 9999 |  |  | N | Solar | [13 empty] | 0 | 0 | 0 | 0 | [11 empty] | Madelyn Solar LLC | 100 | Cate Street Capital Inc | 100
Rudy Solar, LLC | 59410_G_SNL19 | 59410 | G | SNL19 |  | Solar PV |  | WECC_SCE | California | 6 | San Bernardino | 71 | 06071 | 1.5 | 0 | 2014 | 9999 |  |  | N | Solar | [13 empty] | 0 | 0 | 0 | 0 | [11 empty] | Rudy Solar LLC | 100 | Cate Street Capital Inc | 100
Mitchell Solar, LLC | 59411_G_SNL18 | 59411 | G | SNL18 |  | Solar PV |  | WECC_SCE | California | 6 | San Bernardino | 71 | 06071 | 1.5 | 0 | 2014 | 9999 |  |  | N | Solar | [13 empty] | 0 | 0 | 0 | 0 | [11 empty] | Mitchell Solar LLC | 100 | Cate Street Capital Inc | 100
Algonquin SKIC20 Solar LLC | 59412_G_SKI20 | 59412 | G | SKI20 |  | Solar PV |  | WECC_SCE | California | 6 | Kern | 29 | 06029 | 20 | 0 | 2015 | 9999 |  |  | N | Solar | [13 empty] | 0 | 0 | 0 | 0 | [11 empty] | Algonquin SKIC 20 Solar LLC | 100 | Algonquin Power & Utilities Corp | 100
Corcoran Solar 2 | 59413_G_C2CA | 59413 | G | C2CA |  | Solar PV |  | WEC_CALN | California | 6 | Kings | 31 | 06031 | 19.8 | 0 | 2015 | 9999 |  |  | N | Solar | [13 empty] | 0 | 0 | 0 | 0 | [11 empty] | SPS Corcoran West LLC | 100 | Enco Utility Service LLC | 100
Atwell Island West Solar | 59414_G_AWCA | 59414 | G | AWCA |  | Solar PV |  | WECC_SCE | California | 6 | Tulare | 107 | 06107 | 20 | 0 | 2015 | 9999 |  |  | N | Solar | [13 empty] | 0 | 0 | 0 | 0 | [11 empty] | CED Atwell Island West LLC | 100 | Consolidated Edison Inc | 100
Backus Microgrid Project | 59415_G_BMP1 | 59415 | G | BMP1 |  | Combustion Turbine | IC Engine | NENG_CT | Connecticut | 9 | New London | 11 | 09011 | 2.5 | 10745 | 2014 | 9999 |  |  | N | Distillate Fuel Oil | [13 empty] | 1.6498 | 1.6498 | 1.6498 | 1.6498 | [11 empty] | Connecticut Municipal Electric Energy Coop | 100 | Connecticut Municipal Electric Energy Coop | 100
Backus Microgrid Project | 59415_G_BMP2 | 59415 | G | BMP2 |  | Combustion Turbine | IC Engine | NENG_CT | Connecticut | 9 | New London | 11 | 09011 | 2.5 | 10745 | 2014 | 9999 |  |  | N | Distillate Fuel Oil | [13 empty] | 1.6498 | 1.6498 | 1.6498 | 1.6498 | [11 empty] | Connecticut Municipal Electric Energy Coop | 100 | Connecticut Municipal Electric Energy Coop | 100
Backus Microgrid Project | 59415_G_BMP3 | 59415 | G | BMP3 |  | Combustion Turbine | IC Engine | NENG_CT | Connecticut | 9 | New London | 11 | 09011 | 2.5 | 10745 | 2014 | 9999 |  |  | N | Distillate Fuel Oil | [13 empty] | 1.6498 | 1.6498 | 1.6498 | 1.6498 | [11 empty] | Connecticut Municipal Electric Energy Coop | 100 | Connecticut Municipal Electric Energy Coop | 100
Backus Microgrid Project | 59415_G_BMP4 | 59415 | G | BMP4 |  | Combustion Turbine | IC Engine | NENG_CT | Connecticut | 9 | New London | 11 | 09011 | 2.5 | 10745 | 2014 | 9999 |  |  | N | Distillate Fuel Oil | [13 empty] | 1.6498 | 1.6498 | 1.6498 | 1.6498 | [11 empty] | Connecticut Municipal Electric Energy Coop | 100 | Connecticut Municipal Electric Energy Coop | 100
Anaheim Solar Energy Plant | 59416_G_PV1 | 59416 | G | PV1 |  | Solar PV |  | WECC_SCE | California | 6 | Orange | 59 | 06059 | 2 | 0 | 2014 | 9999 |  |  | N | Solar | [13 empty] | 0 | 0 | 0 | 0 | [11 empty] | Anaheim Public Utilities Dept | 100 | Anaheim CA (City of) | 100
Pleasant Hill Wind Energy Project | 59417_G_WT1 | 59417 | G | WT1 |  | Onshore Wind |  | ERC_WEST | Texas | 48 | Crosby | 107 | 48107 | 20 | 0 | 2015 | 9999 |  |  | N | Wind | [13 empty] | 0 | 0 | 0 | 0 | [11 empty] | Crosby County Wind Farm LLC | 100 | Tri Global Energy | 100
SCE-Snowline-White Road (South) | 59421_G_11111 | 59421 | G | 11111 |  | Solar PV |  | WECC_SCE | California | 6 | San Bernardino | 71 | 06071 | 1.5 | 0 | 2014 | 9999 |  |  | N | Solar | [13 empty] | 0 | 0 | 0 | 0 | [11 empty] | SunE Solar XV Lessor LLC | 100 | Brookfield Asset Management Inc | 100
SCE-Snowline-White Road (North) | 59422_G_10401 | 59422 | G | 10401 |  | Solar PV |  | WECC_SCE | California | 6 | San Bernardino | 71 | 06071 | 1.5 | 0 | 2014 | 9999 |  |  | N | Solar | [13 empty] | 0 | 0 | 0 | 0 | [11 empty] | SunE Solar XV Lessor LLC | 100 | Brookfield Asset Management Inc | 100
SCE-Snowline-White Rd (Central) | 59423_G_10402 | 59423 | G | 10402 |  | Solar PV |  | WECC_SCE | California | 6 | San Bernardino | 71 | 06071 | 1.5 | 0 | 2014 | 9999 |  |  | N | Solar | [13 empty] | 0 | 0 | 0 | 0 | [11 empty] | SunE Solar XV Lessor LLC | 100 | Brookfield Asset Management Inc | 100
IND Solar Farm (Phase IIA) | 59424_G_IND2A | 59424 | G | IND2A |  | Solar PV |  | MIS_INKY | Indiana | 18 | Marion | 97 | 18097 | 7.5 | 0 | 2014 | 9999 |  |  | N | Solar | [13 empty] | 0 | 0 | 0 | 0 | [11 empty] | Indy Airport Solar Project II LLC | 100 | James Wesley Taylor | 100
Zimmerman Energy | 59425_G_ZE-#1 | 59425 | G | ZE-#1 |  | Landfill Gas |  | MIS_INKY | Indiana | 18 | Marshall | 99 | 18099 | 1.9 | 13500 | 2014 | 9999 |  |  | N | Landfill Gas | [13 empty] | 0.22117 | 0.22117 | 0.22117 | 0.22117 | [11 empty] | Zimmerman Energy LLC | 100 | Ares Management LP | 100
Zimmerman Energy | 59425_G_ZE-#2 | 59425 | G | ZE-#2 |  | Landfill Gas |  | MIS_INKY | Indiana | 18 | Marshall | 99 | 18099 | 1.9 | 13500 | 2014 | 9999 |  |  | N | Landfill Gas | [13 empty] | 0.22117 | 0.22117 | 0.22117 | 0.22117 | [11 empty] | Zimmerman Energy LLC | 100 | Ares Management LP | 100
Zimmerman Energy | 59425_G_ZE-#3 | 59425 | G | ZE-#3 |  | Landfill Gas |  | MIS_INKY | Indiana | 18 | Marshall | 99 | 18099 | 1.9 | 13500 | 2014 | 9999 |  |  | N | Landfill Gas | [13 empty] | 0.22117 | 0.22117 | 0.22117 | 0.22117 | [11 empty] | Zimmerman Energy LLC | 100 | Ares Management LP | 100
GKS Solar | 59426_G_GKS1 | 59426 | G | GKS1 |  | Solar PV |  | PJM_Dom | North Carolina | 37 | Perquimans | 143 | 37143 | 5 | 0 | 2015 | 9999 |  |  | N | Solar | [13 empty] | 0 | 0 | 0 | 0 | [11 empty] | SolNCPower1 LLC | 100 | Solon Group | 100
Two Mile Solar | 59427_G_TMS1 | 59427 | G | TMS1 |  | Solar PV |  | PJM_Dom | North Carolina | 37 | Perquimans | 143 | 37143 | 5 | 0 | 2015 | 9999 |  |  | N | Solar | [13 empty] | 0 | 0 | 0 | 0 | [11 empty] | SolNCPower1 LLC | 100 | Solon Group | 100
Baker Creek Hydroelectric | 59428_G_GENE1 | 59428 | G | GENE1 |  | Hydro |  | WEC_CALN | California | 6 | Humboldt | 23 | 06023 | 1.4 | 0 | 2014 | 9999 |  |  | N | Hydro | [13 empty] | 0 | 0 | 0 | 0 | [11 empty] | Albert Hunt | 100 | Albert Hunt | 100
Baker Creek Hydroelectric | 59428_G_GENE2 | 59428 | G | GENE2 |  | Hydro |  | WEC_CALN | California | 6 | Humboldt | 23 | 06023 | 0.1 | 0 | 2014 | 9999 |  |  | N | Hydro | [13 empty] | 0 | 0 | 0 | 0 | [11 empty] | Albert Hunt | 100 | Albert Hunt | 100
Downs Farm Solar | 59429_G_DOWN1 | 59429 | G | DOWN1 |  | Solar PV |  | PJM_Dom | North Carolina | 37 | Hertford | 91 | 37091 | 5 | 0 | 2015 | 9999 |  |  | N | Solar | [13 empty] | 0 | 0 | 0 | 0 | [11 empty] | Downs Farm Solar LLC | 100 | Downs Farm Solar LLC | 100
NRG Solar Las Vegas MB-1 | 59430_G_MB-1 | 59430 | G | MB-1 |  | Solar PV |  | WECC_SNV | Nevada | 32 | Clark | 3 | 32003 | 5 | 0 | 2015 | 9999 |  |  | N | Solar | [13 empty] | 0 | 0 | 0 | 0 | [11 empty] | NRG Energy Inc | 100 | NRG Energy Inc | 100
Sierra Solar Greenworks | 59431_G_SSG1 | 59431 | G | SSG1 |  | Solar PV |  | WEC_LADW | California | 6 | Los Angeles | 37 | 06037 | 18 | 0 | 2015 | 9999 |  |  | N | Solar | [13 empty] | 0 | 0 | 0 | 0 | [11 empty] | SPW Solar Holdings 1 LLC | 100 | SPW Solar Managing Member 1 LLC | 100
Duke Building 87 | 59432_G_DUK87 | 59432 | G | DUK87 |  | Solar PV |  | MIS_INKY | Indiana | 18 | Marion | 97 | 18097 | 2.7 | 0 | 2014 | 9999 |  |  | N | Solar | [13 empty] | 0 | 0 | 0 | 0 | [11 empty] | Half Moon Ventures LLC | 100 | Half Moon Ventures LLC | 100
Duke Building 98 | 59433_G_DUK98 | 59433 | G | DUK98 |  | Solar PV |  | MIS_INKY | Indiana | 18 | Marion | 97 | 18097 | 2.7 | 0 | 2014 | 9999 |  |  | N | Solar | [13 empty] | 0 | 0 | 0 | 0 | [11 empty] | Half Moon Ventures LLC | 100 | Half Moon Ventures LLC | 100
Duke Building 129 | 59434_G_DU129 | 59434 | G | DU129 |  | Solar PV |  | MIS_INKY | Indiana | 18 | Marion | 97 | 18097 | 3.4 | 0 | 2014 | 9999 |  |  | N | Solar | [13 empty] | 0 | 0 | 0 | 0 | [11 empty] | Half Moon Ventures LLC | 100 | Half Moon Ventures LLC | 100
Oak Tree Energy | 59435_G_OTE14 | 59435 | G | OTE14 |  | Onshore Wind |  | SPP_WAUE | South Dakota | 46 | Clark | 25 | 46025 | 19.5 | 0 | 2014 | 9999 |  |  | N | Wind | [13 empty] | 0 | 0 | 0 | 0 | [11 empty] | Consolidated Edison Development Inc | 100 | Consolidated Edison Inc | 100
Lennon Generating | 59436_G_3 | 59436 | G | 3 |  | Landfill Gas |  | MIS_LMI | Michigan | 26 | Shiawassee | 155 | 26155 | 0.8 | 13500 | 2001 | 9999 |  |  | N | Landfill Gas | [13 empty] | 0.22117 | 0.22117 | 0.22117 | 0.22117 | [11 empty] | WM Renewable Energy LLC | 100 | Waste Management Inc | 100
Lennon Generating | 59436_G_4 | 59436 | G | 4 |  | Landfill Gas |  | MIS_LMI | Michigan | 26 | Shiawassee | 155 | 26155 | 0.8 | 13500 | 2006 | 9999 |  |  | N | Landfill Gas | [13 empty] | 0.22117 | 0.22117 | 0.22117 | 0.22117 | [11 empty] | WM Renewable Energy LLC | 100 | Waste Management Inc | 100
Lennon Generating | 59436_G_5 | 59436 | G | 5 |  | Landfill Gas |  | MIS_LMI | Michigan | 26 | Shiawassee | 155 | 26155 | 0.8 | 13500 | 2007 | 9999 |  |  | N | Landfill Gas | [13 empty] | 0.22117 | 0.22117 | 0.22117 | 0.22117 | [11 empty] | WM Renewable Energy LLC | 100 | Waste Management Inc | 100
Lennon Generating | 59436_G_6 | 59436 | G | 6 |  | Landfill Gas |  | MIS_LMI | Michigan | 26 | Shiawassee | 155 | 26155 | 0.8 | 13500 | 2007 | 9999 |  |  | N | Landfill Gas | [13 empty] | 0.22117 | 0.22117 | 0.22117 | 0.22117 | [11 empty] | WM Renewable Energy LLC | 100 | Waste Management Inc | 100
Lennon Generating | 59436_G_10 | 59436 | G | 10 |  | Landfill Gas |  | MIS_LMI | Michigan | 26 | Shiawassee | 155 | 26155 | 1.5 | 13500 | 2012 | 9999 |  |  | N | Landfill Gas | [13 empty] | 0.22117 | 0.22117 | 0.22117 | 0.22117 | [11 empty] | WM Renewable Energy LLC | 100 | Waste Management Inc | 100
Lennon Generating | 59436_G_9 | 59436 | G | 9 |  | Landfill Gas |  | MIS_LMI | Michigan | 26 | Shiawassee | 155 | 26155 | 1.5 | 13500 | 2012 | 9999 |  |  | N | Landfill Gas | [13 empty] | 0.22117 | 0.22117 | 0.22117 | 0.22117 | [11 empty] | WM Renewable Energy LLC | 100 | Waste Management Inc | 100
Lennon Generating | 59436_G_7 | 59436 | G | 7 |  | Landfill Gas |  | MIS_LMI | Michigan | 26 | Shiawassee | 155 | 26155 | 1.5 | 13500 | 2014 | 9999 |  |  | N | Landfill Gas | [13 empty] | 0.22117 | 0.22117 | 0.22117 | 0.22117 | [11 empty] | WM Renewable Energy LLC | 100 | Waste Management Inc | 100
Lennon Generating | 59436_G_8 | 59436 | G | 8 |  | Landfill Gas |  | MIS_LMI | Michigan | 26 | Shiawassee | 155 | 26155 | 1.5 | 13500 | 2014 | 9999 |  |  | N | Landfill Gas | [13 empty] | 0.22117 | 0.22117 | 0.22117 | 0.22117 | [11 empty] | WM Renewable Energy LLC | 100 | Waste Management Inc | 100
Stillwater B | 59437_G_SWB-1 | 59437 | G | SWB-1 |  | Hydro |  | NENG_ME | Maine | 23 | Penobscot | 19 | 23019 | 0.8 | 0 | 2013 | 9999 |  |  | N | Hydro | [13 empty] | 0 | 0 | 0 | 0 | [11 empty] | Black Bear Development Holdings LLC | 100 | Brookfield Asset Management Inc | 100
Stillwater B | 59437_G_SWB-2 | 59437 | G | SWB-2 |  | Hydro |  | NENG_ME | Maine | 23 | Penobscot | 19 | 23019 | 0.8 | 0 | 2013 | 9999 |  |  | N | Hydro | [13 empty] | 0 | 0 | 0 | 0 | [11 empty] | Black Bear Development Holdings LLC | 100 | Brookfield Asset Management Inc | 100
Stillwater B | 59437_G_SWB-3 | 59437 | G | SWB-3 |  | Hydro |  | NENG_ME | Maine | 23 | Penobscot | 19 | 23019 | 0.8 | 0 | 2013 | 9999 |  |  | N | Hydro | [13 empty] | 0 | 0 | 0 | 0 | [11 empty] | Black Bear Development Holdings LLC | 100 | Brookfield Asset Management Inc | 100
Orono B | 59438_G_ORB-1 | 59438 | G | ORB-1 |  | Hydro |  | NENG_ME | Maine | 23 | Penobscot | 19 | 23019 | 1.3 | 0 | 2013 | 9999 |  |  | N | Hydro | [13 empty] | 0 | 0 | 0 | 0 | [11 empty] | Black Bear Development Holdings LLC | 100 | Brookfield Asset Management Inc | 100
Orono B | 59438_G_ORB-2 | 59438 | G | ORB-2 |  | Hydro |  | NENG_ME | Maine | 23 | Penobscot | 19 | 23019 | 1.3 | 0 | 2013 | 9999 |  |  | N | Hydro | [13 empty] | 0 | 0 | 0 | 0 | [11 empty] | Black Bear Development Holdings LLC | 100 | Brookfield Asset Management Inc | 100
Orono B | 59438_G_ORB-3 | 59438 | G | ORB-3 |  | Hydro |  | NENG_ME | Maine | 23 | Penobscot | 19 | 23019 | 1.3 | 0 | 2013 | 9999 |  |  | N | Hydro | [13 empty] | 0 | 0 | 0 | 0 | [11 empty] | Black Bear Development Holdings LLC | 100 | Brookfield Asset Management Inc | 100
COC Surry LFG, LLC | 59439_G_UNIT1 | 59439 | G | UNIT1 |  | Landfill Gas |  | S_VACA | North Carolina | 37 | Surry | 171 | 37171 | 1.5 | 13500 | 2013 | 9999 |  |  | N | Landfill Gas | [13 empty] | 0.22117 | 0.22117 | 0.22117 | 0.22117 | [11 empty] | Coc Surry LFG LLC | 100 | Barnabas Investment Group LLC | 100
Adelanto Solar II, LLC | 59440_G_SAS | 59440 | G | SAS |  | Solar PV |  | WECC_SCE | California | 6 | San Bernardino | 71 | 06071 | 7 | 0 | 2015 | 9999 |  |  | N | Solar | [13 empty] | 0 | 0 | 0 | 0 | [11 empty] | Adelanto Solar II LLC | 100 | NextEra Energy Inc | 100
Adelanto Solar, LLC | 59441_G_SAS | 59441 | G | SAS |  | Solar PV |  | WECC_SCE | California | 6 | San Bernardino | 71 | 06071 | 20 | 0 | 2015 | 9999 |  |  | N | Solar | [13 empty] | 0 | 0 | 0 | 0 | [11 empty] | Adelanto Solar LLC | 100 | NextEra Energy Inc | 100
Logans Gap Wind LLC | 59442_G_1 | 59442 | G | 1 |  | Onshore Wind |  | ERC_REST | Texas | 48 | Comanche | 93 | 48093 | 200.1 | 0 | 2015 | 9999 |  |  | N | Wind | [13 empty] | 0 | 0 | 0 | 0 | [11 empty] | Logans Gap Wind LLC | 100 | Riverstone Holdings LLC | 100
TA-Acacia, LLC | 59443_G_WAS1 | 59443 | G | WAS1 |  | Solar PV |  | WEC_LADW | California | 6 | Los Angeles | 37 | 06037 | 20 | 0 | 2014 | 9999 |  |  | N | Solar | [13 empty] | 0 | 0 | 0 | 0 | [11 empty] | Dominion Solar Holdings LLC | 100 | Dominion Energy Inc | 100
Desert Star Hybrid | 59444_G_PV1 | 59444 | G | PV1 |  | Solar PV |  | WECC_AZ | Arizona | 4 | Maricopa | 13 | 04013 | 10 | 0 | 2015 | 9999 |  |  | N | Solar | [13 empty] | 0 | 0 | 0 | 0 | [11 empty] | Arizona Public Service Co | 100 | Pinnacle West Capital Corp | 100
St. Albans SPEED Project | 59445_G_PV1 | 59445 | G | PV1 |  | Solar PV |  | NENGREST | Vermont | 50 | Franklin | 11 | 50011 | 2 | 0 | 2013 | 9999 |  |  | N | Solar | [13 empty] | 0 | 0 | 0 | 0 | [11 empty] | St Albans Solar Partners LLC | 100 | St Albans Solar Partners LLC | 100
Cranbury | 59446_G_CRANB | 59446 | G | CRANB |  | Solar PV |  | PJM_EMAC | New Jersey | 34 | Middlesex | 23 | 34023 | 5 | 0 | 2011 | 9999 |  |  | N | Solar | [13 empty] | 0 | 0 | 0 | 0 | [11 empty] | RE Cranbury Solar 1 LLC | 100 | Canadian Solar Inc | 100
Decatur County Solar Project | 59449_G_DCSP1 | 59449 | G | DCSP1 |  | Solar PV |  | S_SOU | Georgia | 13 | Decatur | 87 | 13087 | 19 | 0 | 2015 | 9999 |  |  | N | Solar | [13 empty] | 0 | 0 | 0 | 0 | [11 empty] | Decatur County Solar Project LLC | 100 | Southern Co | 100
Decatur Parkway Solar Project, LLC | 59450_G_DPSP1 | 59450 | G | DPSP1 |  | Solar PV |  | S_SOU | Georgia | 13 | Decatur | 87 | 13087 | 80 | 0 | 2015 | 9999 |  |  | N | Solar | [13 empty] | 0 | 0 | 0 | 0 | [11 empty] | SP Decatur Parkway Solar LLC | 100 | Southern Co | 100
CBC Solar Energy Gen Fac Phase 2 | 59451_G_PV2 | 59451 | G | PV2 |  | Solar PV |  | S_VACA | North Carolina | 37 | Wake | 183 | 37183 | 2.5 | 0 | 2013 | 9999 |  |  | N | Solar | [13 empty] | 0 | 0 | 0 | 0 | [11 empty] | CBC Alternative Energy LLC | 100 | CBC Alternative Energy LLC | 100
Valencia Solar | 59454_G_VALEN | 59454 | G | VALEN |  | Solar PV |  | WECC_AZ | Arizona | 4 | Pima | 19 | 04019 | 10 | 0 | 2013 | 9999 |  |  | N | Solar | [13 empty] | 0 | 0 | 0 | 0 | [11 empty] | Valencia Solar LLC | 100 | RWE Group | 100
Tech Park Solar | 59455_G_TECHP | 59455 | G | TECHP |  | Solar PV |  | WECC_AZ | Arizona | 4 | Pima | 19 | 04019 | 5 | 0 | 2012 | 9999 |  |  | N | Solar | [13 empty] | 0 | 0 | 0 | 0 | [11 empty] | Tech Park Solar LLC | 100 | RWE Group | 100
Hickory Ridge Landfill Solar Project | 59459_G_5088 | 59459 | G | 5088 |  | Solar PV |  | S_SOU | Georgia | 13 | DeKalb | 89 | 13089 | 1 | 0 | 2011 | 9999 |  |  | N | Solar | [13 empty] | 0 | 0 | 0 | 0 | [11 empty] | Republic Services Group LLC | 100 | Republic Service Inc | 100
Kay Wind, LLC | 59460_G_KNG1 | 59460 | G | KNG1 |  | Onshore Wind |  | SPP_WEST | Oklahoma | 40 | Kay | 71 | 40071 | 299 | 0 | 2015 | 9999 |  |  | N | Wind | [13 empty] | 0 | 0 | 0 | 0 | [11 empty] | Kay Wind LLC | 100 | Southern Co | 100
Bowerman Power LFG, LLC | 59461_G_GEN01 | 59461 | G | GEN01 |  | Landfill Gas |  | WECC_SCE | California | 6 | Orange | 59 | 06059 | 3.4 | 13500 | 2016 | 9999 |  |  | N | Landfill Gas | [13 empty] | 0.02632 | 0.02632 | 0.02632 | 0.02632 | [11 empty] | Bowerman Power LFG LLC | 100 | Montauk Energy Holdings LLC | 100
Bowerman Power LFG, LLC | 59461_G_GEN02 | 59461 | G | GEN02 |  | Landfill Gas |  | WECC_SCE | California | 6 | Orange | 59 | 06059 | 3.4 | 13500 | 2016 | 9999 |  |  | N | Landfill Gas | [13 empty] | 0.02632 | 0.02632 | 0.02632 | 0.02632 | [11 empty] | Bowerman Power LFG LLC | 100 | Montauk Energy Holdings LLC | 100
Bowerman Power LFG, LLC | 59461_G_GEN03 | 59461 | G | GEN03 |  | Landfill Gas |  | WECC_SCE | California | 6 | Orange | 59 | 06059 | 3.4 | 13500 | 2016 | 9999 |  |  | N | Landfill Gas | [13 empty] | 0.02632 | 0.02632 | 0.02632 | 0.02632 | [11 empty] | Bowerman Power LFG LLC | 100 | Montauk Energy Holdings LLC | 100
Bowerman Power LFG, LLC | 59461_G_GEN04 | 59461 | G | GEN04 |  | Landfill Gas |  | WECC_SCE | California | 6 | Orange | 59 | 06059 | 3.4 | 13500 | 2016 | 9999 |  |  | N | Landfill Gas | [13 empty] | 0.02632 | 0.02632 | 0.02632 | 0.02632 | [11 empty] | Bowerman Power LFG LLC | 100 | Montauk Energy Holdings LLC | 100
Bowerman Power LFG, LLC | 59461_G_GEN05 | 59461 | G | GEN05 |  | Landfill Gas |  | WECC_SCE | California | 6 | Orange | 59 | 06059 | 3.4 | 13500 | 2016 | 9999 |  |  | N | Landfill Gas | [13 empty] | 0.02632 | 0.02632 | 0.02632 | 0.02632 | [11 empty] | Bowerman Power LFG LLC | 100 | Montauk Energy Holdings LLC | 100
Bowerman Power LFG, LLC | 59461_G_GEN06 | 59461 | G | GEN06 |  | Landfill Gas |  | WECC_SCE | California | 6 | Orange | 59 | 06059 | 3.4 | 13500 | 2016 | 9999 |  |  | N | Landfill Gas | [13 empty] | 0.02632 | 0.02632 | 0.02632 | 0.02632 | [11 empty] | Bowerman Power LFG LLC | 100 | Montauk Energy Holdings LLC | 100
Bowerman Power LFG, LLC | 59461_G_GEN07 | 59461 | G | GEN07 |  | Landfill Gas |  | WECC_SCE | California | 6 | Orange | 59 | 06059 | 3.4 | 13500 | 2016 | 9999 |  |  | N | Landfill Gas | [13 empty] | 0.02632 | 0.02632 | 0.02632 | 0.02632 | [11 empty] | Bowerman Power LFG LLC | 100 | Montauk Energy Holdings LLC | 100
Denver Intl Airport IV Solar | 59462_G_DIA4 | 59462 | G | DIA4 |  | Solar PV |  | WECC_CO | Colorado | 8 | Denver | 31 | 08031 | 1.5 | 0 | 2014 | 9999 |  |  | N | Solar | [13 empty] | 0 | 0 | 0 | 0 | [11 empty] | Denver Solar IV LLC | 100 | Denver Solar IV LLC | 100
Ayers Village Solar | 59463_G_1 | 59463 | G | 1 |  | Solar PV |  | NENGREST | Massachusetts | 25 | Essex | 9 | 25009 | 2 | 0 | 2014 | 9999 |  |  | N | Solar | [13 empty] | 0 | 0 | 0 | 0 | [11 empty] | Ayers Village Solar LLC | 100 | D E Shaw & Co LP | 100
Monson Solar | 59464_G_2 | 59464 | G | 2 |  | Solar PV |  | NENGREST | Massachusetts | 25 | Hampden | 13 | 25013 | 3 | 0 | 2014 | 9999 |  |  | N | Solar | [13 empty] | 0 | 0 | 0 | 0 | [11 empty] | DESRI V Massachusetts Solar Holdco LLC | 100 | D E Shaw & Co LP | 100
Sullivan Solar | 59465_G_1 | 59465 | G | 1 |  | Solar PV |  | NENGREST | Massachusetts | 25 | Bristol | 5 | 25005 | 1.5 | 0 | 2014 | 9999 |  |  | N | Solar | [13 empty] | 0 | 0 | 0 | 0 | [11 empty] | BWC Origination 3 LLC | 100 | D E Shaw & Co LP | 100
Winchendon Solar | 59466_G_3 | 59466 | G | 3 |  | Solar PV |  | NENGREST | Massachusetts | 25 | Worcester | 27 | 25027 | 1.9 | 0 | 2014 | 9999 |  |  | N | Solar | [13 empty] | 0 | 0 | 0 | 0 | [11 empty] | Winchendon Solar LLC | 100 | D E Shaw & Co LP | 100
Coldwater Peaking Plant | 59467_G_GEN1 | 59467 | G | GEN1 |  | Combustion Turbine | IC Engine | MIS_LMI | Michigan | 26 | Branch | 23 | 26023 | 4.3 | 10745 | 2015 | 9999 |  |  | N | Natural Gas | [13 empty] | 0.0269 | 0.0269 | 0.0269 | 0.0269 | [11 empty] | Coldwater Board of Public Utility | 100 | Coldwater Board of Public Utility | 100
Coldwater Peaking Plant | 59467_G_GEN2 | 59467 | G | GEN2 |  | Combustion Turbine | IC Engine | MIS_LMI | Michigan | 26 | Branch | 23 | 26023 | 4.3 | 10745 | 2015 | 9999 |  |  | N | Natural Gas | [13 empty] | 0.0269 | 0.0269 | 0.0269 | 0.0269 | [11 empty] | Coldwater Board of Public Utility | 100 | Coldwater Board of Public Utility | 100
Coldwater Peaking Plant | 59467_G_GEN3 | 59467 | G | GEN3 |  | Combustion Turbine | IC Engine | MIS_LMI | Michigan | 26 | Branch | 23 | 26023 | 4.3 | 10745 | 2015 | 9999 |  |  | N | Natural Gas | [13 empty] | 0.0269 | 0.0269 | 0.0269 | 0.0269 | [11 empty] | Coldwater Board of Public Utility | 100 | Coldwater Board of Public Utility | 100
KS Solar Six LLC | 59468_G_HUBB | 59468 | G | HUBB |  | Solar PV |  | NENGREST | Massachusetts | 25 | Worcester | 27 | 25027 | 2 | 0 | 2013 | 9999 |  |  | N | Solar | [13 empty] | 0 | 0 | 0 | 0 | [11 empty] | KS Solar Six LLC | 100 | Kearsarge Energy LP | 100
Alamo Solar | 59469_G_ALAMO | 59469 | G | ALAMO |  | Solar PV |  | WECC_SCE | California | 6 | San Bernardino | 71 | 06071 | 20 | 0 | 2015 | 9999 |  |  | N | Solar | [13 empty] | 0 | 0 | 0 | 0 | [11 empty] | Alamo Solar LLC | 100 | Dominion Energy Inc | 100
Cornell Snyder Road Solar Array | 59470_G_CSR1 | 59470 | G | CSR1 |  | Solar PV |  | NY_Z_C&E | New York | 36 | Tompkins | 109 | 36109 | 1.8 | 0 | 2014 | 9999 |  |  | N | Solar | [13 empty] | 0 | 0 | 0 | 0 | [11 empty] | Ulysses Solar LLC | 100 | Odyssey Solar 1 LLC | 100
Ft. Churchill PV | 59472_G_NVC7 | 59472 | G | NVC7 |  | Solar PV |  | WECC_NNV | Nevada | 32 | Lyon | 19 | 32019 | 19.9 | 0 | 2015 | 9999 |  |  | N | Solar | [13 empty] | 0 | 0 | 0 | 0 | [11 empty] | Apple Inc | 100 | Apple Inc | 100
Apple Campus 2 PV | 59473_G_AC2PV | 59473 | G | AC2PV |  | Solar PV |  | WEC_CALN | California | 6 | Santa Clara | 85 | 06085 | 14.4 | 0 | 2017 | 9999 |  |  | N | Solar | [13 empty] | 0 | 0 | 0 | 0 | [11 empty] | Apple Inc | 100 | Apple Inc | 100
Apple Data Center PV3 | 59474_G_DCPV3 | 59474 | G | DCPV3 |  | Solar PV |  | S_VACA | North Carolina | 37 | Catawba | 35 | 37035 | 17.5 | 0 | 2015 | 9999 |  |  | N | Solar | [13 empty] | 0 | 0 | 0 | 0 | [11 empty] | Apple Inc | 100 | Apple Inc | 100
Palo Duro Wind | 59475_G_GE1.7 | 59475 | G | GE1.7 |  | Onshore Wind |  | SPP_SPS | Texas | 48 | Ochiltree | 357 | 48357 | 249.9 | 0 | 2014 | 9999 |  |  | N | Wind | [13 empty] | 0 | 0 | 0 | 0 | [11 empty] | Palo Duro Wind Energy LLC | 100 | NextEra Energy Inc | 100
Clarendon Solar Farm | 59476_G_VT001 | 59476 | G | VT001 |  | Solar PV |  | NENGREST | Vermont | 50 | Rutland | 21 | 50021 | 2 | 0 | 2014 | 9999 |  |  | N | Solar | [13 empty] | 0 | 0 | 0 | 0 | [11 empty] | Clarendon Solar Farm LLC | 100 | Clarendon Solar Farm LLC | 100
Claire Solar Farm | 59477_G_CSF1 | 59477 | G | CSF1 |  | Solar PV |  | NENGREST | Vermont | 50 | Chittenden | 7 | 50007 | 2.2 | 0 | 2014 | 9999 |  |  | N | Solar | [13 empty] | 0 | 0 | 0 | 0 | [11 empty] | Claire Solar Partners LLC | 100 | Claire Solar Partners LLC | 100
IMPA Richmond Solar Park | 59478_G_SRICH | 59478 | G | SRICH |  | Solar PV |  | PJM_West | Indiana | 18 | Wayne | 177 | 18177 | 1 | 0 | 2014 | 9999 |  |  | N | Solar | [13 empty] | 0 | 0 | 0 | 0 | [11 empty] | Indiana Municipal Power Agency | 100 | Indiana Municipal Power Agency | 100
IMPA Frankton Solar Park | 59479_G_SFRAN | 59479 | G | SFRAN |  | Solar PV |  | PJM_West | Indiana | 18 | Madison | 95 | 18095 | 1 | 0 | 2014 | 9999 |  |  | N | Solar | [13 empty] | 0 | 0 | 0 | 0 | [11 empty] | Indiana Municipal Power Agency | 100 | Indiana Municipal Power Agency | 100
IMPA Rensselaer Solar Park | 59480_G_SRENS | 59480 | G | SRENS |  | Solar PV |  | MIS_INKY | Indiana | 18 | Jasper | 73 | 18073 | 1 | 0 | 2014 | 9999 |  |  | N | Solar | [13 empty] | 0 | 0 | 0 | 0 | [11 empty] | Indiana Municipal Power Agency | 100 | Indiana Municipal Power Agency | 100
IMPA Peru Solar Park | 59481_G_SPERU | 59481 | G | SPERU |  | Solar PV |  | MIS_INKY | Indiana | 18 | Miami | 103 | 18103 | 3 | 0 | 2015 | 9999 |  |  | N | Solar | [13 empty] | 0 | 0 | 0 | 0 | [11 empty] | Indiana Municipal Power Agency | 100 | Indiana Municipal Power Agency | 100
IMPA Tell City Solar Park | 59482_G_STELL | 59482 | G | STELL |  | Solar PV |  | MIS_INKY | Indiana | 18 | Perry | 123 | 18123 | 1 | 0 | 2015 | 9999 |  |  | N | Solar | [13 empty] | 0 | 0 | 0 | 0 | [11 empty] | Indiana Municipal Power Agency | 100 | Indiana Municipal Power Agency | 100
IMPA Crawfordsville Solar Park | 59483_G_SCRAW | 59483 | G | SCRAW |  | Solar PV |  | MIS_INKY | Indiana | 18 | Montgomery | 107 | 18107 | 3 | 0 | 2015 | 9999 |  |  | N | Solar | [13 empty] | 0 | 0 | 0 | 0 | [11 empty] | Indiana Municipal Power Agency | 100 | Indiana Municipal Power Agency | 100
Hadley Solar NG, LLC | 59484_G_PV1 | 59484 | G | PV1 |  | Solar PV |  | NENGREST | Massachusetts | 25 | Hampshire | 15 | 25015 | 2 | 0 | 2014 | 9999 |  |  | N | Solar | [13 empty] | 0 | 0 | 0 | 0 | [11 empty] | Nugen Energy LLC | 100 | Millennium Ethanol LLC | 100
265 Pleasant Solar NG, LLC | 59485_G_PV2 | 59485 | G | PV2 |  | Solar PV |  | NENGREST | Massachusetts | 25 | Worcester | 27 | 25027 | 1.9 | 0 | 2014 | 9999 |  |  | N | Solar | [13 empty] | 0 | 0 | 0 | 0 | [11 empty] | Nugen Energy LLC | 100 | Millennium Ethanol LLC | 100
Lanier Solar | 59486_G_LANIE | 59486 | G | LANIE |  | Solar PV |  | S_VACA | North Carolina | 37 | Duplin | 61 | 37061 | 4.9 | 0 | 2016 | 9999 |  |  | N | Solar | [13 empty] | 0 | 0 | 0 | 0 | [11 empty] | Lanier Solar LLC | 100 | Sustainable Energy Solutions LLC | 100
Highwater Solar I | 59487_G_HIGHW | 59487 | G | HIGHW |  | Solar PV |  | S_VACA | North Carolina | 37 | Wayne | 191 | 37191 | 4.9 | 0 | 2015 | 9999 |  |  | N | Solar | [13 empty] | 0 | 0 | 0 | 0 | [11 empty] | Highwater Solar I LLC | 100 | Sustainable Energy Solutions LLC | 100
Bearford Solar II | 59488_G_BEARF | 59488 | G | BEARF |  | Solar PV |  | S_VACA | North Carolina | 37 | Pender | 141 | 37141 | 4.9 | 0 | 2018 | 9999 |  |  | N | Solar | [13 empty] | 0 | 0 | 0 | 0 | [11 empty] | Bearford Solar II LLC | 100 | Sustainable Energy Solutions LLC | 100
Anthony Wayne Solar #1 | 59489_G_AWS1 | 59489 | G | AWS1 |  | Solar PV |  | PJM_ATSI | Ohio | 39 | Lucas | 95 | 39095 | 1.7 | 0 | 2014 | 9999 |  |  | N | Solar | [13 empty] | 0 | 0 | 0 | 0 | [11 empty] | Rudolph/Libbe Inc | 100 | Rudolph/Libbe Inc | 100
Jett Creek Windfarm (Burnt River) | 59490_G_JCW | 59490 | G | JCW |  | Onshore Wind |  | WECC_PNW | Oregon | 41 | Baker | 1 | 41001 | 10 | 0 | 2017 | 9999 |  |  | N | Wind | [13 empty] | 0 | 0 | 0 | 0 | [11 empty] | Jett Creek Windfarm LLC | 100 | Oregon Windfarms LLC | 100
Benson Creek Windfarm (Burnt River) | 59491_G_BCW | 59491 | G | BCW |  | Onshore Wind |  | WECC_PNW | Oregon | 41 | Baker | 1 | 41001 | 10 | 0 | 2017 | 9999 |  |  | N | Wind | [13 empty] | 0 | 0 | 0 | 0 | [11 empty] | Benson Creek Windfarm LLC | 100 | Oregon Intl Holdings LLC | 100
Durbin Creek Windfarm (Burnt River) | 59492_G_DCW | 59492 | G | DCW |  | Onshore Wind |  | WECC_PNW | Oregon | 41 | Baker | 1 | 41001 | 10 | 0 | 2017 | 9999 |  |  | N | Wind | [13 empty] | 0 | 0 | 0 | 0 | [11 empty] | Durbin Creek Windfarm LLC | 100 | Oregon Windfarms LLC | 100
Prospector Windfarm (Burnt River) | 59493_G_PW | 59493 | G | PW |  | Onshore Wind |  | WECC_PNW | Oregon | 41 | Baker | 1 | 41001 | 10 | 0 | 2017 | 9999 |  |  | N | Wind | [13 empty] | 0 | 0 | 0 | 0 | [11 empty] | Prospector Windfarm LLC | 100 | Oregon Intl Holdings LLC | 100
Willow Spring Windfarm (Burnt River) | 59494_G_WSW | 59494 | G | WSW |  | Onshore Wind |  | WECC_PNW | Oregon | 41 | Baker | 1 | 41001 | 10 | 0 | 2017 | 9999 |  |  | N | Wind | [13 empty] | 0 | 0 | 0 | 0 | [11 empty] | Willow Spring Windfarm LLC | 100 | Oregon Windfarms LLC | 100
Antares-GRE 314 East Lyme LLC | 59495_G_GRE01 | 59495 | G | GRE01 |  | Solar PV |  | NENG_CT | Connecticut | 9 | New London | 11 | 09011 | 4 | 0 | 2014 | 9999 |  |  | N | Solar | [13 empty] | 0 | 0 | 0 | 0 | [11 empty] | Goldman Sachs Renewable Power LLC | 100 | Goldman Sachs Group Inc (The) | 100
BYUI Central Energy Facility | 59496_G_ST601 | 59496 | G | ST601 |  | Combustion Turbine |  | WECC_ID | Idaho | 16 | Madison | 65 | 16065 | 4.6 | 8700 | 2015 | 9999 |  |  | Y | Natural Gas, Distillate Fuel Oil | [13 empty] | 0.011 | 0.011 | 0.011 | 0.011 | [11 empty] | Brigham Young University Idaho | 100 | Church of Jesus Christ of Latter Day Saints | 100
Andrew Solar | 59497_G_PV1 | 59497 | G | PV1 |  | Solar PV |  | S_VACA | North Carolina | 37 | Craven | 49 | 37049 | 5 | 0 | 2015 | 9999 |  |  | N | Solar | [13 empty] | 0 | 0 | 0 | 0 | [11 empty] | Andrew Solar LLC | 100 | Cate Street Capital Inc | 100
Tracy Solar | 59498_G_PV1 | 59498 | G | PV1 |  | Solar PV |  | S_VACA | North Carolina | 37 | Nash | 127 | 37127 | 10 | 0 | 2015 | 9999 |  |  | N | Solar | [13 empty] | 0 | 0 | 0 | 0 | [11 empty] | Tracy Solar LLC | 100 | Cate Street Capital LLC | 100
Candace Solar | 59499_G_PV1 | 59499 | G | PV1 |  | Solar PV |  | S_VACA | North Carolina | 37 | Johnston | 101 | 37101 | 5 | 0 | 2016 | 9999 |  |  | N | Solar | [13 empty] | 0 | 0 | 0 | 0 | [11 empty] | Candace Solar LLC | 100 | Cate Street Capital Inc | 100
Sarah Solar | 59500_G_SARAH | 59500 | G | SARAH |  | Solar PV |  | S_VACA | North Carolina | 37 | Franklin | 69 | 37069 | 5 | 0 | 2015 | 9999 |  |  | N | Solar | [13 empty] | 0 | 0 | 0 | 0 | [11 empty] | Sarah Solar LLC | 100 | Cate Street Capital Inc | 100
Nitro Solar | 59501_G_NITRO | 59501 | G | NITRO |  | Solar PV |  | S_VACA | North Carolina | 37 | Johnston | 101 | 37101 | 5 | 0 | 2015 | 9999 |  |  | N | Solar | [13 empty] | 0 | 0 | 0 | 0 | [11 empty] | Nitro Solar LLC | 100 | Cate Street Capital Inc | 100
Melinda Solar | 59502_G_PV1 | 59502 | G | PV1 |  | Solar PV |  | S_VACA | North Carolina | 37 | Vance | 181 | 37181 | 5 | 0 | 2015 | 9999 |  |  | N | Solar | [13 empty] | 0 | 0 | 0 | 0 | [11 empty] | Melinda Solar LLC | 100 | Cate Street Capital Inc | 100
Jacob Solar | 59503_G_PV1 | 59503 | G | PV1 |  | Solar PV |  | S_VACA | North Carolina | 37 | Rockingham | 157 | 37157 | 5 | 0 | 2016 | 9999 |  |  | N | Solar | [13 empty] | 0 | 0 | 0 | 0 | [11 empty] | Jacob Solar LLC | 100 | Cate Street Capital Inc | 100
Porter Solar | 59504_G_PV1 | 59504 | G | PV1 |  | Solar PV |  | S_VACA | North Carolina | 37 | Craven | 49 | 37049 | 5 | 0 | 2015 | 9999 |  |  | N | Solar | [13 empty] | 0 | 0 | 0 | 0 | [11 empty] | Porter Solar LLC | 100 | Cate Street Capital Inc | 100
Sun Devil Solar | 59505_G_PV1 | 59505 | G | PV1 |  | Solar PV |  | S_VACA | North Carolina | 37 | Warren | 185 | 37185 | 5 | 0 | 2015 | 9999 |  |  | N | Solar | [13 empty] | 0 | 0 | 0 | 0 | [11 empty] | Sun Devil Solar LLC (NC) | 100 | Cate Street Capital Inc | 100
Quincy Solar | 59506_G_PV1 | 59506 | G | PV1 |  | Solar PV |  | S_VACA | North Carolina | 37 | Cumberland | 51 | 37051 | 4 | 0 | 2015 | 9999 |  |  | N | Solar | [13 empty] | 0 | 0 | 0 | 0 | [11 empty] | Quincy Solar LLC | 100 | Cate Street Capital Inc | 100
Kenneth Solar | 59507_G_PV1 | 59507 | G | PV1 |  | Solar PV |  | S_VACA | North Carolina | 37 | Warren | 185 | 37185 | 3 | 0 | 2016 | 9999 |  |  | N | Solar | [13 empty] | 0 | 0 | 0 | 0 | [11 empty] | Kenneth Solar LLC | 100 | Kenneth Solar LLC | 100
Chei Solar | 59508_G_PV1 | 59508 | G | PV1 |  | Solar PV |  | S_VACA | North Carolina | 37 | Nash | 127 | 37127 | 5 | 0 | 2016 | 9999 |  |  | N | Solar | [13 empty] | 0 | 0 | 0 | 0 | [11 empty] | Chei Solar LLC | 100 | Cate Street Capital Inc | 100
Murdock Solar | 59509_G_PV1 | 59509 | G | PV1 |  | Solar PV |  | S_VACA | North Carolina | 37 | Johnston | 101 | 37101 | 4 | 0 | 2016 | 9999 |  |  | N | Solar | [13 empty] | 0 | 0 | 0 | 0 | [11 empty] | Murdock Solar LLC | 100 | Cate Street Capital Inc | 100
Husky Solar | 59510_G_PV1 | 59510 | G | PV1 |  | Solar PV |  | S_VACA | North Carolina | 37 | Rockingham | 157 | 37157 | 5 | 0 | 2016 | 9999 |  |  | N | Solar | [13 empty] | 0 | 0 | 0 | 0 | [11 empty] | Husky Solar LLC | 100 | Cate Street Capital Inc | 100
Beetle Solar | 59511_G_PV1 | 59511 | G | PV1 |  | Solar PV |  | S_VACA | North Carolina | 37 | Cleveland | 45 | 37045 | 4 | 0 | 2016 | 9999 |  |  | N | Solar | [13 empty] | 0 | 0 | 0 | 0 | [11 empty] | Beetle Solar LLC | 100 | Beetle Solar LLC | 100
Happy Solar | 59512_G_PV1 | 59512 | G | PV1 |  | Solar PV |  | S_VACA | North Carolina | 37 | Johnston | 101 | 37101 | 4 | 0 | 2016 | 9999 |  |  | N | Solar | [13 empty] | 0 | 0 | 0 | 0 | [11 empty] | Happy Solar 1 LLC | 100 | LightSource BP | 100
Meadows PV 1 | 59513_G_MEAD1 | 59513 | G | MEAD1 |  | Solar PV |  | PJM_Dom | North Carolina | 37 | Martin | 117 | 37117 | 20 | 0 | 2016 | 9999 |  |  | N | Solar | [13 empty] | 0 | 0 | 0 | 0 | [11 empty] | Fresh Air Energy II LLC | 100 | Ecoplexus Inc | 100
Flat Meeks PV 1 | 59514_G_FLAT1 | 59514 | G | FLAT1 |  | Solar PV |  | PJM_Dom | North Carolina | 37 | Martin | 117 | 37117 | 5 | 0 | 2017 | 9999 |  |  | N | Solar | [13 empty] | 0 | 0 | 0 | 0 | [11 empty] | Ecoplexus Inc | 100 | Ecoplexus Inc | 100
Benthall Bridge PV 1 | 59515_G_BENT1 | 59515 | G | BENT1 |  | Solar PV |  | PJM_Dom | North Carolina | 37 | Hertford | 91 | 37091 | 5 | 0 | 2016 | 9999 |  |  | N | Solar | [13 empty] | 0 | 0 | 0 | 0 | [11 empty] | Fresh Air Energy XXI LLC | 100 | Ecoplexus Inc | 100
American Legion PV 1 | 59516_G_AMLEG | 59516 | G | AMLEG |  | Solar PV |  | PJM_Dom | North Carolina | 37 | Halifax | 83 | 37083 | 16 | 0 | 2017 | 9999 |  |  | N | Solar | [13 empty] | 0 | 0 | 0 | 0 | [11 empty] | Fresh Air Energy XIX LLC | 100 | Ecoplexus Inc | 100
Baker PV 1 | 59517_G_BAKE1 | 59517 | G | BAKE1 |  | Solar PV |  | PJM_Dom | North Carolina | 37 | Hertford | 91 | 37091 | 5 | 0 | 2016 | 9999 |  |  | N | Solar | [13 empty] | 0 | 0 | 0 | 0 | [11 empty] | Fresh Air Energy XXII LLC | 100 | Ecoplexus Inc | 100
Grandy PV 1 | 59518_G_GRAND | 59518 | G | GRAND |  | Solar PV |  | PJM_Dom | North Carolina | 37 | Currituck | 53 | 37053 | 20 | 0 | 2019 | 9999 |  |  | N | Solar | [13 empty] | 0 | 0 | 0 | 0 | [11 empty] | Fresh Air Energy II LLC | 100 | Ecoplexus Inc | 100
Old Catawba PV 1 | 59519_G_OLDC | 59519 | G | OLDC |  | Solar PV |  | S_VACA | North Carolina | 37 | Catawba | 35 | 37035 | 3.5 | 0 | 2015 | 9999 |  |  | N | Solar | [13 empty] | 0 | 0 | 0 | 0 | [11 empty] | Fresh Air Energy XV LLC | 100 | Ecoplexus Inc | 100
Manning PV 1 | 59520_G_MANN | 59520 | G | MANN |  | Solar PV |  | S_VACA | North Carolina | 37 | Alamance | 1 | 37001 | 5 | 0 | 2018 | 9999 |  |  | N | Solar | [13 empty] | 0 | 0 | 0 | 0 | [11 empty] | Fresh Air Energy XX LLC | 100 | Ecoplexus Inc | 100
Little River PV 1 | 59521_G_LTLRV | 59521 | G | LTLRV |  | Solar PV |  | S_VACA | North Carolina | 37 | Randolph | 151 | 37151 | 5 | 0 | 2015 | 9999 |  |  | N | Solar | [13 empty] | 0 | 0 | 0 | 0 | [11 empty] | Fresh Air Energy II LLC | 100 | Ecoplexus Inc | 100
Giffen Solar Park | 59522_G_FRGSP | 59522 | G | FRGSP |  | Solar PV |  | WEC_CALN | California | 6 | Fresno | 19 | 06019 | 20 | 0 | 2017 | 9999 |  |  | N | Solar | [13 empty] | 0 | 0 | 0 | 0 | [11 empty] | Giffen Solar Park LLC | 100 | Boralex Inc | 100
Five Points Solar Park | 59523_G_FRFSP | 59523 | G | FRFSP |  | Solar PV |  | WEC_CALN | California | 6 | Fresno | 19 | 06019 | 60 | 0 | 2016 | 9999 |  |  | N | Solar | [13 empty] | 0 | 0 | 0 | 0 | [11 empty] | Cre Five Points Solar California LLC | 100 | Boralex Inc | 100
Blackwell Solar Park | 59524_G_FRBSP | 59524 | G | FRBSP |  | Solar PV |  | WECC_SCE | California | 6 | Kern | 29 | 06029 | 20 | 0 | 2019 | 9999 |  |  | N | Solar | [13 empty] | 0 | 0 | 0 | 0 | [11 empty] | Consolidated Edison Development Inc | 100 | Consolidated Edison Inc | 100
Wright Solar Park | 59525_G_FRWSP | 59525 | G | FRWSP |  | Solar PV |  | WEC_CALN | California | 6 | Merced | 47 | 06047 | 200 | 0 | 2019 | 9999 |  |  | N | Solar | [13 empty] | 0 | 0 | 0 | 0 | [11 empty] | Wright Solar Park LLC | 100 | Centaurus Capital LP | 100
Whitakers | 59526_G_WHIT1 | 59526 | G | WHIT1 |  | Solar PV |  | S_VACA | North Carolina | 37 | Nash | 127 | 37127 | 12 | 0 | 2015 | 9999 |  |  | N | Solar | [13 empty] | 0 | 0 | 0 | 0 | [11 empty] | Whitakers Solar LLC | 100 | SunEnergy 1 LLC | 100
Kelford | 59527_G_KELF1 | 59527 | G | KELF1 |  | Solar PV |  | PJM_Dom | North Carolina | 37 | Bertie | 15 | 37015 | 20 | 0 | 2015 | 9999 |  |  | N | Solar | [13 empty] | 0 | 0 | 0 | 0 | [11 empty] | Kelford Solar LLC | 100 | SunEnergy 1 LLC | 100
NRG Solar Oasis LLC | 59528_G_OASIS | 59528 | G | OASIS |  | Solar PV |  | WEC_LADW | California | 6 | Los Angeles | 37 | 06037 | 20 | 0 | 2016 | 9999 |  |  | N | Solar | [13 empty] | 0 | 0 | 0 | 0 | [11 empty] | Solar Oasis LLC | 100 | Global Infrastructure Partners | 100
Bannock County LFG to Energy | 59529_G_GEN1 | 59529 | G | GEN1 |  | Landfill Gas |  | WECC_ID | Idaho | 16 | Bannock | 5 | 16005 | 1.4 | 14103 | 2014 | 9999 |  |  | N | Landfill Gas | [13 empty] | 0.22117 | 0.22117 | 0.22117 | 0.22117 | [11 empty] | Bannock County Public Works Dept | 100 | Bannock County Public Works Dept | 100
Bannock County LFG to Energy | 59529_G_GEN 2 | 59529 | G | GEN 2 |  | Landfill Gas |  | WECC_ID | Idaho | 16 | Bannock | 5 | 16005 | 1.4 | 14103 | 2019 | 9999 |  |  | N | Landfill Gas | [13 empty] | 0.09 | 0.09 | 0.09 | 0.09 | [11 empty] | Bannock County Public Works Dept | 100 | Bannock County Public Works Dept | 100
Pasquotank | 59530_G_PASQ1 | 59530 | G | PASQ1 |  | Solar PV |  | PJM_Dom | North Carolina | 37 | Pasquotank | 139 | 37139 | 20 | 0 | 2014 | 9999 |  |  | N | Solar | [13 empty] | 0 | 0 | 0 | 0 | [11 empty] | Colonial Eagle Solar LLC | 100 | Duke Energy Corp | 100
Springbok Solar Farm 1 | 59532_G_SB1 | 59532 | G | SB1 |  | Solar PV |  | WECC_SCE | California | 6 | Kern | 29 | 06029 | 105 | 0 | 2016 | 9999 |  |  | N | Solar | [13 empty] | 0 | 0 | 0 | 0 | [11 empty] | 62SK 8ME LLC | 100 | Capital Dynamics | 100
Princeton | 59533_G_PRCTN | 59533 | G | PRCTN |  | Solar PV |  | S_VACA | North Carolina | 37 | Johnston | 101 | 37101 | 5 | 0 | 2015 | 9999 |  |  | N | Solar | [13 empty] | 0 | 0 | 0 | 0 | [11 empty] | ESA Princeton NC LLC | 100 | ESA Renewables LLC | 100
4Oaks | 59534_G_4OAKS | 59534 | G | 4OAKS |  | Solar PV |  | S_VACA | North Carolina | 37 | Johnston | 101 | 37101 | 5 | 0 | 2015 | 9999 |  |  | N | Solar | [13 empty] | 0 | 0 | 0 | 0 | [11 empty] | ESA Four Oaks NC 1 LLC | 100 | ESA Renewables LLC | 100
SR Hazlehurst | 59535_G_HAZLE | 59535 | G | HAZLE |  | Solar PV |  | S_SOU | Georgia | 13 | Jeff Davis | 161 | 13161 | 20 | 0 | 2015 | 9999 |  |  | N | Solar | [13 empty] | 0 | 0 | 0 | 0 | [11 empty] | Silicon Ranch Corp | 100 | Silicon Ranch Corp | 100
Coronus Adelanto West 1 | 59536_G_AWI | 59536 | G | AWI |  | Solar PV |  | WECC_SCE | California | 6 | San Bernardino | 71 | 06071 | 1.5 | 0 | 2015 | 9999 |  |  | N | Solar | [13 empty] | 0 | 0 | 0 | 0 | [11 empty] | Industry Solar Power Generation Station 1 LLC | 100 | Sustainable Power Group LLC | 100
Coronus Adelanto West 2 | 59537_G_AW2 | 59537 | G | AW2 |  | Solar PV |  | WECC_SCE | California | 6 | San Bernardino | 71 | 06071 | 1.5 | 0 | 2015 | 9999 |  |  | N | Solar | [13 empty] | 0 | 0 | 0 | 0 | [11 empty] | Industry Solar Power Generation Station 1 LLC | 100 | Sustainable Power Group LLC | 100
Park Meridian #1 | 59539_G_1 | 59539 | G | 1 |  | Solar PV |  | WECC_SCE | California | 6 | Riverside | 65 | 06065 | 1.5 | 0 | 2015 | 9999 |  |  | N | Solar | [13 empty] | 0 | 0 | 0 | 0 | [11 empty] | Kona Solar LLC | 100 | Kona Solar LLC | 100
Rancho Cucamonga Dist #1 | 59540_G_2 | 59540 | G | 2 |  | Solar PV |  | WECC_SCE | California | 6 | San Bernardino | 71 | 06071 | 1.8 | 0 | 2015 | 9999 |  |  | N | Solar | [13 empty] | 0 | 0 | 0 | 0 | [11 empty] | Kona Solar LLC | 100 | Kona Solar LLC | 100
Terra Francesco | 59541_G_3 | 59541 | G | 3 |  | Solar PV |  | WECC_SCE | California | 6 | San Bernardino | 71 | 06071 | 1.5 | 0 | 2015 | 9999 |  |  | N | Solar | [13 empty] | 0 | 0 | 0 | 0 | [11 empty] | Kona Solar LLC | 100 | Kona Solar LLC | 100
Innovative Solar 6 | 59542_G_IS6 | 59542 | G | IS6 |  | Solar PV |  | S_VACA | North Carolina | 37 | Buncombe | 21 | 37021 | 3.6 | 0 | 2016 | 9999 |  |  | N | Solar | [13 empty] | 0 | 0 | 0 | 0 | [11 empty] | Innovative Solar 6 LLC | 100 | Innovative Solar Systems LLC | 100
Acton Solar Landfill | 59543_G_ACTON | 59543 | G | ACTON |  | Solar PV |  | NENGREST | Massachusetts | 25 | Middlesex | 17 | 25017 | 1.6 | 0 | 2013 | 9999 |  |  | N | Solar | [13 empty] | 0 | 0 | 0 | 0 | [11 empty] | Northeast Utilities | 100 | Eversource Energy | 100
Parlin Solar LLC | 59544_G_PV1 | 59544 | G | PV1 |  | Solar PV |  | PJM_EMAC | New Jersey | 34 | Middlesex | 23 | 34023 | 1.3 | 0 | 2012 | 9999 |  |  | N | Solar | [13 empty] | 0 | 0 | 0 | 0 | [11 empty] | Parlin Solar LLC | 100 | Tangent Energy Solutions Inc | 100
Springfield Solar LLC | 59545_G_PV1 | 59545 | G | PV1 |  | Solar PV |  | PJM_ATSI | Ohio | 39 | Clark | 23 | 39023 | 1.5 | 0 | 2012 | 9999 |  |  | N | Solar | [13 empty] | 0 | 0 | 0 | 0 | [11 empty] | Springfield Solar LLC | 100 | Tangent Energy Solutions Inc | 100
Beaver Solar LLC | 59546_G_PV1 | 59546 | G | PV1 |  | Solar PV |  | PJM_ATSI | Pennsylvania | 42 | Beaver | 7 | 42007 | 1.3 | 0 | 2012 | 9999 |  |  | N | Solar | [13 empty] | 0 | 0 | 0 | 0 | [11 empty] | Beaver Solar (Tangent) LLC | 100 | Tangent Energy Solutions Inc | 100
Fowler Ridge IV Wind Farm LLC | 59547_G_1 | 59547 | G | 1 |  | Onshore Wind |  | PJM_West | Indiana | 18 | Benton | 7 | 18007 | 150 | 0 | 2016 | 9999 |  |  | N | Wind | [13 empty] | 0 | 0 | 0 | 0 | [11 empty] | Fowler Ridge IV Wind Farm LLC | 100 | Riverstone Holdings LLC | 100
Creswell Alligood Solar, LLC | 59548_G_CRES1 | 59548 | G | CRES1 |  | Solar PV |  | PJM_Dom | North Carolina | 37 | Washington | 187 | 37187 | 14 | 0 | 2015 | 9999 |  |  | N | Solar | [13 empty] | 0 | 0 | 0 | 0 | [11 empty] | Creswell Solar LLC | 100 | SunEnergy 1 LLC | 100
Everetts Wildcat Solar, LLC | 59549_G_EVER1 | 59549 | G | EVER1 |  | Solar PV |  | PJM_Dom | North Carolina | 37 | Martin | 117 | 37117 | 5 | 0 | 2015 | 9999 |  |  | N | Solar | [13 empty] | 0 | 0 | 0 | 0 | [11 empty] | Everetts Solar LLC | 100 | SunEnergy 1 LLC | 100
Putah Creek Solar Farm | 59550_G_PCSF | 59550 | G | PCSF |  | Solar PV |  | WEC_CALN | California | 6 | Yolo | 113 | 06113 | 2 | 0 | 2014 | 9999 |  |  | N | Solar | [13 empty] | 0 | 0 | 0 | 0 | [11 empty] | Putah Creek Solar Farms LLC | 100 | Putah Creek Solar Farms LLC | 100
FLS Solar 200, LLC | 59551_G_FLS1 | 59551 | G | FLS1 |  | Solar PV |  | S_VACA | North Carolina | 37 | Robeson | 155 | 37155 | 4.3 | 0 | 2014 | 9999 |  |  | N | Solar | [13 empty] | 0 | 0 | 0 | 0 | [11 empty] | FLS Solar 200 LLC | 100 | FLS Energy Inc | 100
FLS Solar 170, LLC | 59552_G_FLS1 | 59552 | G | FLS1 |  | Solar PV |  | S_VACA | North Carolina | 37 | Robeson | 155 | 37155 | 2 | 0 | 2014 | 9999 |  |  | N | Solar | [13 empty] | 0 | 0 | 0 | 0 | [11 empty] | FLS Solar 170 LLC | 100 | FLS Energy Inc | 100
Innovative Solar 14, LLC | 59553_G_FLS1 | 59553 | G | FLS1 |  | Solar PV |  | S_VACA | North Carolina | 37 | Henderson | 89 | 37089 | 1.5 | 0 | 2014 | 9999 |  |  | N | Solar | [13 empty] | 0 | 0 | 0 | 0 | [11 empty] | Innovative Solar 14 LLC | 100 | FLS Energy Inc | 100
Innovative Solar 15, LLC | 59554_G_FLS1 | 59554 | G | FLS1 |  | Solar PV |  | S_VACA | North Carolina | 37 | Rutherford | 161 | 37161 | 1.5 | 0 | 2014 | 9999 |  |  | N | Solar | [13 empty] | 0 | 0 | 0 | 0 | [11 empty] | Innovative Solar 15 LLC | 100 | FLS Energy Inc | 100
Vega Solar | 59555_G_VEGA1 | 59555 | G | VEGA1 |  | Solar PV |  | WEC_CALN | California | 6 | Merced | 47 | 06047 | 20 | 0 | 2015 | 9999 |  |  | N | Solar | [13 empty] | 0 | 0 | 0 | 0 | [11 empty] | FRV Vega Solar LP | 100 | SunEdison | 100
Dalton 2 | 59556_G_1 | 59556 | G | 1 |  | Solar PV |  | S_SOU | Georgia | 13 | Murray | 213 | 13213 | 6.5 | 0 | 2014 | 9999 |  |  | N | Solar | [13 empty] | 0 | 0 | 0 | 0 | [11 empty] | Georgia Power Co | 100 | Southern Co | 100
Apple Campus 2 Fuel Cell | 59557_G_AC2FC | 59557 | G | AC2FC |  | Landfill Gas |  | WEC_CALN | California | 6 | Santa Clara | 85 | 06085 | 4 | 14103 | 2017 | 9999 |  |  | N | Landfill Gas | [13 empty] | 0.22117 | 0.22117 | 0.22117 | 0.22117 | [11 empty] | Apple Inc | 100 | Apple Inc | 100
Sandoval Solar Energy Center | 59558_G_SSEC1 | 59558 | G | SSEC1 |  | Solar PV |  | WECC_NM | New Mexico | 35 | Sandoval | 43 | 35043 | 6.1 | 0 | 2014 | 9999 |  |  | N | Solar | [13 empty] | 0 | 0 | 0 | 0 | [11 empty] | Public Service Co of New Mexico | 100 | PNM Resources Inc | 100
Springer Solar 1 | 59560_G_SPRG1 | 59560 | G | SPRG1 |  | Solar PV |  | WECC_NM | New Mexico | 35 | Colfax | 7 | 35007 | 0.9 | 0 | 2015 | 9999 |  |  | N | Solar | [13 empty] | 0 | 0 | 0 | 0 | [11 empty] | Springer Electric Coop Inc | 100 | Springer Electric Coop Inc | 100
Crockett Farm | 59561_G_PV1 | 59561 | G | PV1 |  | Solar PV |  | S_VACA | North Carolina | 37 | Lenoir | 107 | 37107 | 5 | 0 | 2014 | 9999 |  |  | N | Solar | [13 empty] | 0 | 0 | 0 | 0 | [11 empty] | Crockett Farm LLC | 100 | Strata Solar LLC | 100
Eastover Farm | 59562_G_PV1 | 59562 | G | PV1 |  | Solar PV |  | S_VACA | North Carolina | 37 | Scotland | 165 | 37165 | 5 | 0 | 2014 | 9999 |  |  | N | Solar | [13 empty] | 0 | 0 | 0 | 0 | [11 empty] | Eastover Farm LLC | 100 | Strata Solar LLC | 100
Foxfire Solar Farm | 59563_G_PV1 | 59563 | G | PV1 |  | Solar PV |  | S_VACA | North Carolina | 37 | Moore | 125 | 37125 | 5 | 0 | 2015 | 9999 |  |  | N | Solar | [13 empty] | 0 | 0 | 0 | 0 | [11 empty] | Foxfire Farm LLC | 100 | Strata Solar LLC | 100
Hutchinson Farm | 59564_G_PV1 | 59564 | G | PV1 |  | Solar PV |  | S_VACA | North Carolina | 37 | Cleveland | 45 | 37045 | 5 | 0 | 2014 | 9999 |  |  | N | Solar | [13 empty] | 0 | 0 | 0 | 0 | [11 empty] | Hutchinson Farm LLC | 100 | Strata Solar LLC | 100
Keen Farm | 59565_G_PV1 | 59565 | G | PV1 |  | Solar PV |  | S_VACA | North Carolina | 37 | Johnston | 101 | 37101 | 5 | 0 | 2015 | 9999 |  |  | N | Solar | [13 empty] | 0 | 0 | 0 | 0 | [11 empty] | Keen Farm LLC | 100 | Keen Farm LLC | 100
Ashley Solar Farm | 59566_G_PV1 | 59566 | G | PV1 |  | Solar PV |  | S_VACA | North Carolina | 37 | Yadkin | 197 | 37197 | 4 | 0 | 2015 | 9999 |  |  | N | Solar | [13 empty] | 0 | 0 | 0 | 0 | [11 empty] | Ashley Solar Farm LLC | 100 | Entropy Solar Integrators LLC | 100
Bearford Farm Solar Project | 59567_G_PV1 | 59567 | G | PV1 |  | Solar PV |  | S_VACA | North Carolina | 37 | Pender | 141 | 37141 | 5 | 0 | 2017 | 9999 |  |  | N | Solar | [13 empty] | 0 | 0 | 0 | 0 | [11 empty] | Bearford Farm LLC | 100 | Bearford Farm LLC | 100
Mocksville Solar | 59570_G_PV1 | 59570 | G | PV1 |  | Solar PV |  | S_VACA | North Carolina | 37 | Davie | 59 | 37059 | 15.4 | 0 | 2016 | 9999 |  |  | N | Solar | [13 empty] | 0 | 0 | 0 | 0 | [11 empty] | Duke Energy Carolinas | 100 | Duke Energy Corp | 100
Tisbury Landfill Solar | 59573_G_TIS1 | 59573 | G | TIS1 |  | Solar PV |  | NENGREST | Massachusetts | 25 | Dukes | 7 | 25007 | 1.1 | 0 | 2014 | 9999 |  |  | N | Solar | [13 empty] | 0 | 0 | 0 | 0 | [11 empty] | CF CVEC Owner One LLC | 100 | Clean Focus Corp | 100
Southeast Berrien Generating Facility | 59574_G_SBL | 59574 | G | SBL |  | Landfill Gas |  | PJM_West | Michigan | 26 | Berrien | 21 | 26021 | 4.6 | 13500 | 2009 | 9999 |  |  | N | Landfill Gas | [13 empty] | 0.22117 | 0.22117 | 0.22117 | 0.22117 | [11 empty] | North American Natural Resources | 100 | North American Natural Resources | 100
Manway Solar Farm | 59575_G_PV1 | 59575 | G | PV1 |  | Solar PV |  | S_VACA | North Carolina | 37 | Bladen | 17 | 37017 | 5 | 0 | 2015 | 9999 |  |  | N | Solar | [13 empty] | 0 | 0 | 0 | 0 | [11 empty] | Manway Solar LLC | 100 | Solbridge Energy LLC | 100
Millikan Farm | 59576_G_GEN1 | 59576 | G | GEN1 |  | Solar PV |  | S_VACA | North Carolina | 37 | Randolph | 151 | 37151 | 5 | 0 | 2015 | 9999 |  |  | N | Solar | [13 empty] | 0 | 0 | 0 | 0 | [11 empty] | Millikan Farm LLC | 100 | Millikan Farm LLC | 100
Misenheimer Farm | 59577_G_PV1 | 59577 | G | PV1 |  | Solar PV |  | S_VACA | North Carolina | 37 | Stanly | 167 | 37167 | 5 | 0 | 2015 | 9999 |  |  | N | Solar | [13 empty] | 0 | 0 | 0 | 0 | [11 empty] | Misenheimer Farm LLC | 100 | Misenheimer Farm LLC | 100
Monroe Moore Farm | 59578_G_PV1 | 59578 | G | PV1 |  | Solar PV |  | S_VACA | North Carolina | 37 | Union | 179 | 37179 | 5 | 0 | 2016 | 9999 |  |  | N | Solar | [13 empty] | 0 | 0 | 0 | 0 | [11 empty] | Monroe Moore Farm LLC | 100 | Monroe Moore Farm LLC | 100
Franklin Solar 2 | 59579_G_PV1 | 59579 | G | PV1 |  | Solar PV |  | S_VACA | North Carolina | 37 | Franklin | 69 | 37069 | 2 | 0 | 2014 | 9999 |  |  | N | Solar | [13 empty] | 0 | 0 | 0 | 0 | [11 empty] | Franklin Solar 2 LLC | 100 | Franklin Solar 2 LLC | 100
Stout Farm | 59581_G_PV1 | 59581 | G | PV1 |  | Solar PV |  | S_VACA | North Carolina | 37 | Orange | 135 | 37135 | 5 | 0 | 2014 | 9999 |  |  | N | Solar | [13 empty] | 0 | 0 | 0 | 0 | [11 empty] | Stout Farm LLC | 100 | Strata Solar LLC | 100
Tart Farm | 59583_G_PV1 | 59583 | G | PV1 |  | Solar PV |  | S_VACA | North Carolina | 37 | Cumberland | 51 | 37051 | 5 | 0 | 2016 | 9999 |  |  | N | Solar | [13 empty] | 0 | 0 | 0 | 0 | [11 empty] | Tart Farm LLC | 100 | Tart Farm LLC | 100
Wellons Farm | 59584_G_PV1 | 59584 | G | PV1 |  | Solar PV |  | S_VACA | North Carolina | 37 | Johnston | 101 | 37101 | 5 | 0 | 2015 | 9999 |  |  | N | Solar | [13 empty] | 0 | 0 | 0 | 0 | [11 empty] | Wellons Farm LLC | 100 | Wellons Farm LLC | 100
Woodland Church Farm | 59586_G_PV1 | 59586 | G | PV1 |  | Solar PV |  | S_VACA | North Carolina | 37 | Duplin | 61 | 37061 | 5 | 0 | 2015 | 9999 |  |  | N | Solar | [13 empty] | 0 | 0 | 0 | 0 | [11 empty] | Woodland Church Farm LLC | 100 | Strata Solar LLC | 100
Yadkin 601 Farm | 59587_G_PV1 | 59587 | G | PV1 |  | Solar PV |  | S_VACA | North Carolina | 37 | Yadkin | 197 | 37197 | 3 | 0 | 2015 | 9999 |  |  | N | Solar | [13 empty] | 0 | 0 | 0 | 0 | [11 empty] | Yadkin 601 Farm LLC | 100 | Strata Solar LLC | 100
Rutherford Farm | 59589_G_PV1 | 59589 | G | PV1 |  | Solar PV |  | S_VACA | North Carolina | 37 | Rutherford | 161 | 37161 | 74.8 | 0 | 2016 | 9999 |  |  | N | Solar | [13 empty] | 0 | 0 | 0 | 0 | [11 empty] | Rutherford Farm LLC | 100 | Strata Solar LLC | 100
Schell Solar Farm | 59591_G_PV1 | 59591 | G | PV1 |  | Solar PV |  | PJM_Dom | North Carolina | 37 | Northampton | 131 | 37131 | 5 | 0 | 2016 | 9999 |  |  | N | Solar | [13 empty] | 0 | 0 | 0 | 0 | [11 empty] | Schell Solar Farm LLC | 100 | Strata Solar LLC | 100
Sedberry Farm | 59592_G_PV1 | 59592 | G | PV1 |  | Solar PV |  | S_VACA | North Carolina | 37 | Moore | 125 | 37125 | 5 | 0 | 2016 | 9999 |  |  | N | Solar | [13 empty] | 0 | 0 | 0 | 0 | [11 empty] | Sedberry Farm LLC | 100 | Sedberry Farm LLC | 100
Spring Valley Farm 2, LLC | 59593_G_PV1 | 59593 | G | PV1 |  | Solar PV |  | S_VACA | North Carolina | 37 | Vance | 181 | 37181 | 5 | 0 | 2017 | 9999 |  |  | N | Solar | [13 empty] | 0 | 0 | 0 | 0 | [11 empty] | Spring Valley Farm 2 LLC | 100 | Spring Valley Farm 2 LLC | 100
Stikeleather Farm | 59595_G_PV1 | 59595 | G | PV1 |  | Solar PV |  | S_VACA | North Carolina | 37 | Alexander | 3 | 37003 | 5 | 0 | 2015 | 9999 |  |  | N | Solar | [13 empty] | 0 | 0 | 0 | 0 | [11 empty] | Stikeleather Farm LLC | 100 | Stikeleather Farm LLC | 100
Colton Solar One, LLC | 59597_G_CS001 | 59597 | G | CS001 |  | Solar PV |  | WECC_SCE | California | 6 | San Bernardino | 71 | 06071 | 2.5 | 0 | 2015 | 9999 |  |  | N | Solar | [13 empty] | 0 | 0 | 0 | 0 | [11 empty] | Colton Solar | 100 | Colton Solar | 100
Colton Solar Two, LLC | 59598_G_CS002 | 59598 | G | CS002 |  | Solar PV |  | WECC_SCE | California | 6 | San Bernardino | 71 | 06071 | 1 | 0 | 2015 | 9999 |  |  | N | Solar | [13 empty] | 0 | 0 | 0 | 0 | [11 empty] | Colton Solar | 100 | Colton Solar | 100
Tropico Solar PV Plant | 59599_G_GEN1 | 59599 | G | GEN1 |  | Solar PV |  | WECC_SCE | California | 6 | Tulare | 107 | 06107 | 13 | 0 | 2016 | 9999 |  |  | N | Solar | [13 empty] | 0 | 0 | 0 | 0 | [11 empty] | Tropico LLC | 100 | Capital Dynamics | 100
Nicolis Solar PV Plant | 59600_G_GEN1 | 59600 | G | GEN1 |  | Solar PV |  | WECC_SCE | California | 6 | Tulare | 107 | 06107 | 19 | 0 | 2016 | 9999 |  |  | N | Solar | [13 empty] | 0 | 0 | 0 | 0 | [11 empty] | Nicolis LLC | 100 | Capital Dynamics | 100
L&D Landfill Solar | 59601_G_L&D | 59601 | G | L&D |  | Solar PV |  | PJM_EMAC | New Jersey | 34 | Burlington | 5 | 34005 | 10 | 0 | 2015 | 9999 |  |  | N | Solar | [13 empty] | 0 | 0 | 0 | 0 | [11 empty] | L&D Solar LLC | 100 | L&D Solar LLC | 100
Walters Solar (FLS 260) | 59603_G_FLS1 | 59603 | G | FLS1 |  | Solar PV |  | S_VACA | North Carolina | 37 | Robeson | 155 | 37155 | 5 | 0 | 2015 | 9999 |  |  | N | Solar | [13 empty] | 0 | 0 | 0 | 0 | [11 empty] | FLS Solar 260 LLC | 100 | FLS Energy Inc | 100
Stagecoach Solar | 59604_G_FLS1 | 59604 | G | FLS1 |  | Solar PV |  | S_VACA | North Carolina | 37 | Vance | 181 | 37181 | 5 | 0 | 2015 | 9999 |  |  | N | Solar | [13 empty] | 0 | 0 | 0 | 0 | [11 empty] | Stagecoach Solar LLC | 100 | FLS Energy Inc | 100
Vicksburg Solar | 59605_G_FLS1 | 59605 | G | FLS1 |  | Solar PV |  | S_VACA | North Carolina | 37 | Vance | 181 | 37181 | 5 | 0 | 2015 | 9999 |  |  | N | Solar | [13 empty] | 0 | 0 | 0 | 0 | [11 empty] | Vicksburg Solar LLC | 100 | FLS Energy Inc | 100
Soul City Solar | 59606_G_FLS1 | 59606 | G | FLS1 |  | Solar PV |  | S_VACA | North Carolina | 37 | Warren | 185 | 37185 | 3.5 | 0 | 2015 | 9999 |  |  | N | Solar | [13 empty] | 0 | 0 | 0 | 0 | [11 empty] | Soul City Solar LLC | 100 | FLS Energy Inc | 100
Maricopa West Solar PV, LLC | 59607_G_MWS | 59607 | G | MWS |  | Solar PV |  | WECC_SCE | California | 6 | Kern | 29 | 06029 | 20 | 0 | 2015 | 9999 |  |  | N | Solar | [13 empty] | 0 | 0 | 0 | 0 | [11 empty] | Maricopa West Solar PV LLC | 100 | Dominion Energy Inc | 100
AP North Lake I, LP | 59610_G_APNLI | 59610 | G | APNLI |  | Solar PV |  | WECC_SCE | California | 6 | Riverside | 65 | 06065 | 20 | 0 | 2015 | 9999 |  |  | N | Solar | [13 empty] | 0 | 0 | 0 | 0 | [11 empty] | AP North Lake Solar LP | 100 | SunEdison | 100
LKL BLBD, LLC | 59611_G_LKLBB | 59611 | G | LKLBB |  | Solar PV |  | FRCC | Florida | 12 | Polk | 105 | 12105 | 6 | 0 | 2015 | 9999 |  |  | N | Solar | [13 empty] | 0 | 0 | 0 | 0 | [11 empty] | LKL BLBD LLC | 100 | SunEdison | 100
Town of Williamson Landfill PV | 59613_G_TWLL | 59613 | G | TWLL |  | Solar PV |  | NY_Z_B | New York | 36 | Wayne | 117 | 36117 | 1.2 | 0 | 2014 | 9999 |  |  | N | Solar | [13 empty] | 0 | 0 | 0 | 0 | [11 empty] | Kenyon Energy LLC | 100 | Kenyon Energy LLC | 100
Monterey Diesel Generation Facility | 59614_G_MDG1 | 59614 | G | MDG1 |  | Combustion Turbine | IC Engine | PJM_AP | Virginia | 51 | Highland | 91 | 51091 | 0.6 | 10745 | 2016 | 9999 |  |  | N | Distillate Fuel Oil |  |  |  |  | SCR | [8 empty] | 1.8685 | 1.8685 | 1.8685 | 1.8685 | [11 empty] | Old Dominion Electric Coop | 100 | Old Dominion Electric Coop | 100
Monterey Diesel Generation Facility | 59614_G_MDG10 | 59614 | G | MDG10 |  | Combustion Turbine | IC Engine | PJM_AP | Virginia | 51 | Highland | 91 | 51091 | 0.6 | 10745 | 2016 | 9999 |  |  | N | Distillate Fuel Oil |  |  |  |  | SCR | [8 empty] | 1.8685 | 1.8685 | 1.8685 | 1.8685 | [11 empty] | Old Dominion Electric Coop | 100 | Old Dominion Electric Coop | 100
Monterey Diesel Generation Facility | 59614_G_MDG2 | 59614 | G | MDG2 |  | Combustion Turbine | IC Engine | PJM_AP | Virginia | 51 | Highland | 91 | 51091 | 0.6 | 10745 | 2016 | 9999 |  |  | N | Distillate Fuel Oil |  |  |  |  | SCR | [8 empty] | 1.8685 | 1.8685 | 1.8685 | 1.8685 | [11 empty] | Old Dominion Electric Coop | 100 | Old Dominion Electric Coop | 100
Monterey Diesel Generation Facility | 59614_G_MDG3 | 59614 | G | MDG3 |  | Combustion Turbine | IC Engine | PJM_AP | Virginia | 51 | Highland | 91 | 51091 | 0.6 | 10745 | 2016 | 9999 |  |  | N | Distillate Fuel Oil |  |  |  |  | SCR | [8 empty] | 1.8685 | 1.8685 | 1.8685 | 1.8685 | [11 empty] | Old Dominion Electric Coop | 100 | Old Dominion Electric Coop | 100
Monterey Diesel Generation Facility | 59614_G_MDG4 | 59614 | G | MDG4 |  | Combustion Turbine | IC Engine | PJM_AP | Virginia | 51 | Highland | 91 | 51091 | 0.6 | 10745 | 2016 | 9999 |  |  | N | Distillate Fuel Oil |  |  |  |  | SCR | [8 empty] | 1.8685 | 1.8685 | 1.8685 | 1.8685 | [11 empty] | Old Dominion Electric Coop | 100 | Old Dominion Electric Coop | 100
Monterey Diesel Generation Facility | 59614_G_MDG5 | 59614 | G | MDG5 |  | Combustion Turbine | IC Engine | PJM_AP | Virginia | 51 | Highland | 91 | 51091 | 0.6 | 10745 | 2016 | 9999 |  |  | N | Distillate Fuel Oil |  |  |  |  | SCR | [8 empty] | 1.8685 | 1.8685 | 1.8685 | 1.8685 | [11 empty] | Old Dominion Electric Coop | 100 | Old Dominion Electric Coop | 100
Monterey Diesel Generation Facility | 59614_G_MDG6 | 59614 | G | MDG6 |  | Combustion Turbine | IC Engine | PJM_AP | Virginia | 51 | Highland | 91 | 51091 | 0.6 | 10745 | 2016 | 9999 |  |  | N | Distillate Fuel Oil |  |  |  |  | SCR | [8 empty] | 1.8685 | 1.8685 | 1.8685 | 1.8685 | [11 empty] | Old Dominion Electric Coop | 100 | Old Dominion Electric Coop | 100
Monterey Diesel Generation Facility | 59614_G_MDG7 | 59614 | G | MDG7 |  | Combustion Turbine | IC Engine | PJM_AP | Virginia | 51 | Highland | 91 | 51091 | 0.6 | 10745 | 2016 | 9999 |  |  | N | Distillate Fuel Oil |  |  |  |  | SCR | [8 empty] | 1.8685 | 1.8685 | 1.8685 | 1.8685 | [11 empty] | Old Dominion Electric Coop | 100 | Old Dominion Electric Coop | 100
Monterey Diesel Generation Facility | 59614_G_MDG8 | 59614 | G | MDG8 |  | Combustion Turbine | IC Engine | PJM_AP | Virginia | 51 | Highland | 91 | 51091 | 0.6 | 10745 | 2016 | 9999 |  |  | N | Distillate Fuel Oil |  |  |  |  | SCR | [8 empty] | 1.8685 | 1.8685 | 1.8685 | 1.8685 | [11 empty] | Old Dominion Electric Coop | 100 | Old Dominion Electric Coop | 100
Monterey Diesel Generation Facility | 59614_G_MDG9 | 59614 | G | MDG9 |  | Combustion Turbine | IC Engine | PJM_AP | Virginia | 51 | Highland | 91 | 51091 | 0.6 | 10745 | 2016 | 9999 |  |  | N | Distillate Fuel Oil |  |  |  |  | SCR | [8 empty] | 1.8685 | 1.8685 | 1.8685 | 1.8685 | [11 empty] | Old Dominion Electric Coop | 100 | Old Dominion Electric Coop | 100
Meadow Lake Solar Energy Center | 59618_G_MLK | 59618 | G | MLK |  | Solar PV |  | WECC_NM | New Mexico | 35 | Valencia | 61 | 35061 | 9 | 0 | 2015 | 9999 |  |  | N | Solar | [13 empty] | 0 | 0 | 0 | 0 | [11 empty] | Public Service Co of New Mexico | 100 | PNM Resources Inc | 100
Cibola | 59619_G_CBLA | 59619 | G | CBLA |  | Solar PV |  | WECC_NM | New Mexico | 35 | Cibola | 6 | 35006 | 7.6 | 0 | 2015 | 9999 |  |  | N | Solar | [13 empty] | 0 | 0 | 0 | 0 | [11 empty] | Public Service Co of New Mexico | 100 | PNM Resources Inc | 100
South Milford Solar Plant | 59620_G_SMS1 | 59620 | G | SMS1 |  | Solar PV |  | WECC_UT | Utah | 49 | Beaver | 1 | 49001 | 2.9 | 0 | 2015 | 9999 |  |  | N | Solar | [13 empty] | 0 | 0 | 0 | 0 | [11 empty] | Milford Flat Solar LLC | 100 | Brookfield Asset Management Inc | 100
TX Jumbo Road Wind | 59621_G_JRWND | 59621 | G | JRWND |  | Onshore Wind |  | ERC_PHDL | Texas | 48 | Deaf Smith | 117 | 48117 | 299.7 | 0 | 2015 | 9999 |  |  | N | Wind | [13 empty] | 0 | 0 | 0 | 0 | [11 empty] | TX Jumbo Road Wind LLC | 100 | Berkshire Hathaway Inc | 100
Future Generation Wind | 59622_G_FGMA | 59622 | G | FGMA |  | Onshore Wind |  | NENGREST | Massachusetts | 25 | Plymouth | 23 | 25023 | 7.9 | 0 | 2016 | 9999 |  |  | N | Wind | [13 empty] | 0 | 0 | 0 | 0 | [11 empty] | Consolidated Edison Development Inc | 100 | Consolidated Edison Inc | 100
Clarkson Solar | 59623_G_CSPV | 59623 | G | CSPV |  | Solar PV |  | NY_Z_D | New York | 36 | St Lawrence | 89 | 36089 | 2 | 0 | 2014 | 9999 |  |  | N | Solar | [13 empty] | 0 | 0 | 0 | 0 | [11 empty] | Clarkson University (NY) | 100 | Clarkson University (NY) | 100
Twiss Street Solar | 59624_G_PV1 | 59624 | G | PV1 |  | Solar PV |  | NENGREST | Massachusetts | 25 | Hampden | 13 | 25013 | 1.5 | 0 | 2015 | 9999 |  |  | N | Solar | [13 empty] | 0 | 0 | 0 | 0 | [11 empty] | Twiss Street Solar LLC | 100 | Citizens Enterprises Corp | 100
Chicopee River Solar | 59625_G_PV1 | 59625 | G | PV1 |  | Solar PV |  | NENGREST | Massachusetts | 25 | Hampden | 13 | 25013 | 2 | 0 | 2015 | 9999 |  |  | N | Solar | [13 empty] | 0 | 0 | 0 | 0 | [11 empty] | Chicopee River Solar LLC | 100 | Citizens Enterprises Corp | 100
Chicopee Granby Road Solar | 59626_G_PV1 | 59626 | G | PV1 |  | Solar PV |  | NENGREST | Massachusetts | 25 | Hampden | 13 | 25013 | 1.6 | 0 | 2015 | 9999 |  |  | N | Solar | [13 empty] | 0 | 0 | 0 | 0 | [11 empty] | Chicopee Granby Road Solar LLC | 100 | Citizens Enterprises Corp | 100
Harmony | 59627_G_HRMNY | 59627 | G | HRMNY |  | Solar PV |  | PJM_EMAC | New Jersey | 34 | Warren | 41 | 34041 | 3 | 0 | 2015 | 9999 |  |  | N | Solar | [13 empty] | 0 | 0 | 0 | 0 | [11 empty] | NJR Clean Energy Ventures Corp | 100 | New Jersey Resources Corp | 100
Hanover | 59628_G_HNOVR | 59628 | G | HNOVR |  | Solar PV |  | PJM_EMAC | New Jersey | 34 | Burlington | 5 | 34005 | 5 | 0 | 2015 | 9999 |  |  | N | Solar | [13 empty] | 0 | 0 | 0 | 0 | [11 empty] | NJR Clean Energy Ventures Corp | 100 | New Jersey Resources Corp | 100
Jericho Rise Wind Farm LLC | 59629_G_GEN1 | 59629 | G | GEN1 |  | Onshore Wind |  | NY_Z_D | New York | 36 | Franklin | 33 | 36033 | 77.7 | 0 | 2016 | 9999 |  |  | N | Wind | [13 empty] | 0 | 0 | 0 | 0 | [11 empty] | Jericho Rise Wind Farm LLC | 100 | Energias de Portugal SA | 100
CentraState Medical Center PV Facility | 59630_G_CS | 59630 | G | CS |  | Solar PV |  | PJM_EMAC | New Jersey | 34 | Monmouth | 25 | 34025 | 5.2 | 0 | 2014 | 9999 |  |  | N | Solar | [13 empty] | 0 | 0 | 0 | 0 | [11 empty] | Clean Capital Partners LLC | 100 | Clean Capital Partners LLC | 100
Imclone Solar Electric Facility | 59631_G_IM | 59631 | G | IM |  | Solar PV |  | PJM_EMAC | New Jersey | 34 | Somerset | 35 | 34035 | 8 | 0 | 2014 | 9999 |  |  | N | Solar | [13 empty] | 0 | 0 | 0 | 0 | [11 empty] | Clean Capital Partners LLC | 100 | Clean Capital Partners LLC | 100
Midwest Energy Community Solar Array | 59632_G_1036 | 59632 | G | 1036 |  | Solar PV |  | SPP_N | Kansas | 20 | Thomas | 193 | 20193 | 1.2 | 0 | 2015 | 9999 |  |  | N | Solar | [13 empty] | 0 | 0 | 0 | 0 | [11 empty] | Midwest Energy Inc | 100 | Midwest Energy Inc | 100
Kettleman Solar -Centaurus | 59633_G_KS | 59633 | G | KS |  | Solar PV |  | WEC_CALN | California | 6 | Kings | 31 | 06031 | 20 | 0 | 2015 | 9999 |  |  | N | Solar | [13 empty] | 0 | 0 | 0 | 0 | [11 empty] | EE Kettleman Land LLC | 100 | Boralex Inc | 100
Sandstone Solar | 59634_G_SNDST | 59634 | G | SNDST |  | Solar PV |  | WECC_AZ | Arizona | 4 | Pinal | 21 | 04021 | 43 | 0 | 2015 | 9999 |  |  | N | Solar | [13 empty] | 0 | 0 | 0 | 0 | [11 empty] | Sandstone Solar LLC | 100 | Sustainable Power Group LLC | 100
Clinton LFGTE | 59635_G_1 | 59635 | G | 1 |  | Landfill Gas |  | MIS_IL | Illinois | 17 | Dewitt | 39 | 17039 | 1.6 | 13500 | 2006 | 9999 |  |  | N | Landfill Gas | [13 empty] | 0.22117 | 0.22117 | 0.22117 | 0.22117 | [11 empty] | Dewitt Energy Associates | 100 | Dewitt Energy Associates LLC | 100
Clinton LFGTE | 59635_G_2 | 59635 | G | 2 |  | Landfill Gas |  | MIS_IL | Illinois | 17 | Dewitt | 39 | 17039 | 1.6 | 13500 | 2006 | 9999 |  |  | N | Landfill Gas | [13 empty] | 0.22117 | 0.22117 | 0.22117 | 0.22117 | [11 empty] | Dewitt Energy Associates | 100 | Dewitt Energy Associates LLC | 100
Charlton Solar I | 59636_G_37021 | 59636 | G | 37021 |  | Solar PV |  | NENGREST | Massachusetts | 25 | Worcester | 27 | 25027 | 3.9 | 0 | 2014 | 9999 |  |  | N | Solar | [13 empty] | 0 | 0 | 0 | 0 | [11 empty] | Charlton Solar I LLC | 100 | Nexamp | 100
Adams Wind | 59637_G_ADWF | 59637 | G | ADWF |  | Onshore Wind |  | MIS_IA | Iowa | 19 | Adams | 3 | 19003 | 4.7 | 0 | 2015 | 9999 |  |  | N | Wind | [13 empty] | 0 | 0 | 0 | 0 | [11 empty] | MidAmerican Energy Co | 100 | Berkshire Hathaway Inc | 100
Adams Wind | 59637_G_ADWF2 | 59637 | G | ADWF2 |  | Onshore Wind |  | MIS_IA | Iowa | 19 | Adams | 3 | 19003 | 43.3 | 0 | 2015 | 9999 |  |  | N | Wind | [13 empty] | 0 | 0 | 0 | 0 | [11 empty] | MidAmerican Energy Co | 100 | Berkshire Hathaway Inc | 100
Adams Wind | 59637_G_ADWF3 | 59637 | G | ADWF3 |  | Onshore Wind |  | MIS_IA | Iowa | 19 | Adams | 3 | 19003 | 58 | 0 | 2015 | 9999 |  |  | N | Wind | [13 empty] | 0 | 0 | 0 | 0 | [11 empty] | MidAmerican Energy Co | 100 | Berkshire Hathaway Inc | 100
Adams Wind | 59637_G_ADWF4 | 59637 | G | ADWF4 |  | Onshore Wind |  | MIS_IA | Iowa | 19 | Adams | 3 | 19003 | 48.3 | 0 | 2016 | 9999 |  |  | N | Wind | [13 empty] | 0 | 0 | 0 | 0 | [11 empty] | MidAmerican Energy Co | 100 | Berkshire Hathaway Inc | 100
Coronal Lost Hills | 59638_G_CLH | 59638 | G | CLH |  | Solar PV |  | WECC_SCE | California | 6 | Kern | 29 | 06029 | 20 | 0 | 2015 | 9999 |  |  | N | Solar | [13 empty] | 0 | 0 | 0 | 0 | [11 empty] | Coronal Lost Hills LLC | 100 | US Bancorp | 100
Lightolier Wind I Turbine | 59639_G_LIGHT | 59639 | G | LIGHT |  | Onshore Wind |  | NENGREST | Massachusetts | 25 | Bristol | 5 | 25005 | 2 | 0 | 2012 | 9999 |  |  | N | Wind | [13 empty] | 0 | 0 | 0 | 0 | [11 empty] | Lightolier Inc | 100 | Phillips Electronics North American Corp | 100
Garysburg Solar | 59641_G_5MWPV | 59641 | G | 5MWPV |  | Solar PV |  | PJM_Dom | North Carolina | 37 | Northampton | 131 | 37131 | 5 | 0 | 2016 | 9999 |  |  | N | Solar | [13 empty] | 0 | 0 | 0 | 0 | [11 empty] | Garysburg Solar LLC | 100 | Community Energy Inc (Cei) | 100
Gaston Solar | 59642_G_5MWPV | 59642 | G | 5MWPV |  | Solar PV |  | PJM_Dom | North Carolina | 37 | Northampton | 131 | 37131 | 5 | 0 | 2016 | 9999 |  |  | N | Solar | [13 empty] | 0 | 0 | 0 | 0 | [11 empty] | Gaston Solar LLC | 100 | Community Energy Inc (Cei) | 100
Seaboard Solar LLC | 59643_G_5MWPV | 59643 | G | 5MWPV |  | Solar PV |  | PJM_Dom | North Carolina | 37 | Northampton | 131 | 37131 | 5 | 0 | 2016 | 9999 |  |  | N | Solar | [13 empty] | 0 | 0 | 0 | 0 | [11 empty] | Seaboard Solar LLC | 100 | Iberdrola SA | 100
Mt Olive Solar 1 | 59645_G_FLS1 | 59645 | G | FLS1 |  | Solar PV |  | S_VACA | North Carolina | 37 | Wayne | 191 | 37191 | 5 | 0 | 2015 | 9999 |  |  | N | Solar | [13 empty] | 0 | 0 | 0 | 0 | [11 empty] | Mount Olive I LLC | 100 | FLS Energy Inc | 100
FLS Solar 230 (Warren) | 59646_G_FLS1 | 59646 | G | FLS1 |  | Solar PV |  | S_VACA | North Carolina | 37 | Duplin | 61 | 37061 | 4.8 | 0 | 2015 | 9999 |  |  | N | Solar | [13 empty] | 0 | 0 | 0 | 0 | [11 empty] | FLS Solar 230 LLC | 100 | FLS Energy Inc | 100
Stillwater Energy Center | 59647_G_1 | 59647 | G | 1 |  | Combustion Turbine | IC Engine | SPP_WEST | Oklahoma | 40 | Payne | 119 | 40119 | 18.6 | 10745 | 2016 | 9999 |  |  | N | Natural Gas | [13 empty] | 0.05956 | 0.05956 | 0.05956 | 0.05956 | [11 empty] | Stillwater Power | 100 | Stillwater Power | 100
Stillwater Energy Center | 59647_G_2 | 59647 | G | 2 |  | Combustion Turbine | IC Engine | SPP_WEST | Oklahoma | 40 | Payne | 119 | 40119 | 18.6 | 10745 | 2016 | 9999 |  |  | N | Natural Gas | [13 empty] | 0.05956 | 0.05956 | 0.05956 | 0.05956 | [11 empty] | Stillwater Power | 100 | Stillwater Power | 100
Stillwater Energy Center | 59647_G_3 | 59647 | G | 3 |  | Combustion Turbine | IC Engine | SPP_WEST | Oklahoma | 40 | Payne | 119 | 40119 | 18.6 | 10745 | 2016 | 9999 |  |  | N | Natural Gas | [13 empty] | 0.05956 | 0.05956 | 0.05956 | 0.05956 | [11 empty] | Stillwater Power | 100 | Stillwater Power | 100
Tarboro Solar | 59648_G_5MWPV | 59648 | G | 5MWPV |  | Solar PV |  | S_VACA | North Carolina | 37 | Edgecombe | 65 | 37065 | 5 | 0 | 2016 | 9999 |  |  | N | Solar | [13 empty] | 0 | 0 | 0 | 0 | [11 empty] | Tarboro Solar LLC | 100 | Community Energy Inc (Cei) | 100
Nelson Gardens Landfill Gas to Energy | 59649_G_UNIT1 | 59649 | G | UNIT1 |  | Landfill Gas |  | ERC_REST | Texas | 48 | Bexar | 29 | 48029 | 1.1 | 13500 | 2014 | 9999 |  |  | N | Landfill Gas | [13 empty] | 0.22117 | 0.22117 | 0.22117 | 0.22117 | [11 empty] | Nelson Gardens Energy LLC | 100 | Nelson Gardens Energy LLC | 100
Nelson Gardens Landfill Gas to Energy | 59649_G_UNIT2 | 59649 | G | UNIT2 |  | Landfill Gas |  | ERC_REST | Texas | 48 | Bexar | 29 | 48029 | 1.1 | 13500 | 2014 | 9999 |  |  | N | Landfill Gas | [13 empty] | 0.22117 | 0.22117 | 0.22117 | 0.22117 | [11 empty] | Nelson Gardens Energy LLC | 100 | Nelson Gardens Energy LLC | 100
Nelson Gardens Landfill Gas to Energy | 59649_G_UNIT3 | 59649 | G | UNIT3 |  | Landfill Gas |  | ERC_REST | Texas | 48 | Bexar | 29 | 48029 | 1.1 | 13500 | 2014 | 9999 |  |  | N | Landfill Gas | [13 empty] | 0.22117 | 0.22117 | 0.22117 | 0.22117 | [11 empty] | Nelson Gardens Energy LLC | 100 | Nelson Gardens Energy LLC | 100
Nelson Gardens Landfill Gas to Energy | 59649_G_UNIT4 | 59649 | G | UNIT4 |  | Landfill Gas |  | ERC_REST | Texas | 48 | Bexar | 29 | 48029 | 1.1 | 13500 | 2014 | 9999 |  |  | N | Landfill Gas | [13 empty] | 0.22117 | 0.22117 | 0.22117 | 0.22117 | [11 empty] | Nelson Gardens Energy LLC | 100 | Nelson Gardens Energy LLC | 100
CII Methane Management III LFG Plant | 59650_G_GEN1 | 59650 | G | GEN1 |  | Landfill Gas |  | S_SOU | Georgia | 13 | Clarke | 59 | 13059 | 1.6 | 13500 | 2014 | 9999 |  |  | N | Landfill Gas | [13 empty] | 0.22117 | 0.22117 | 0.22117 | 0.22117 | [11 empty] | CII Methane Management III LLC | 100 | Chugach Alaska Corp | 100
Forever 21 Retail, Inc. | 59651_G_W4161 | 59651 | G | W4161 |  | Solar PV |  | WEC_LADW | California | 6 | Los Angeles | 37 | 06037 | 1.3 | 0 | 2015 | 9999 |  |  | N | Solar | [13 empty] | 0 | 0 | 0 | 0 | [11 empty] | Forever 21 Clothing Co | 100 | Forever 21 Clothing Co | 100
Nordhoff Place | 59652_G_W4162 | 59652 | G | W4162 |  | Solar PV |  | WEC_LADW | California | 6 | Los Angeles | 37 | 06037 | 1 | 0 | 2014 | 9999 |  |  | N | Solar | [13 empty] | 0 | 0 | 0 | 0 | [11 empty] | Los Angeles Dept of Water & Power | 100 | Los Angeles Dept of Water & Power | 100
City of Truth or Consequences PV | 59653_G_COTC | 59653 | G | COTC |  | Solar PV |  | WECC_NM | New Mexico | 35 | Sierra | 51 | 35051 | 1.9 | 0 | 2015 | 9999 |  |  | N | Solar | [13 empty] | 0 | 0 | 0 | 0 | [11 empty] | SSA Solar of NM 4 LLC | 100 | Sun Financial LLC | 100
Sendero | 59654_G_1 | 59654 | G | 1 |  | Onshore Wind |  | ERC_REST | Texas | 48 | Jim Hogg | 247 | 48247 | 78 | 0 | 2015 | 9999 |  |  | N | Wind | [13 empty] | 0 | 0 | 0 | 0 | [11 empty] | Sendero Wind Energy LLC | 100 | Exelon Corp | 100
Campbell County Wind Farm | 59655_G_CCWF1 | 59655 | G | CCWF1 |  | Onshore Wind |  | SPP_WAUE | South Dakota | 46 | Campbell | 21 | 46021 | 97.8 | 0 | 2015 | 9999 |  |  | N | Wind | [13 empty] | 0 | 0 | 0 | 0 | [11 empty] | Campbell County Wind Farm LLC | 50 | Consolidated Edison Inc | 50
Comanche Solar | 59656_G_COMCH | 59656 | G | COMCH |  | Solar PV |  | WECC_CO | Colorado | 8 | Pueblo | 101 | 08101 | 120 | 0 | 2016 | 9999 |  |  | N | Solar | [13 empty] | 0 | 0 | 0 | 0 | [11 empty] | Comanche Solar PV LLC | 100 | First Reserve Corp | 100
Imperial Valley Solar Co (IVSC) 2, LLC | 59657_G_IVSC2 | 59657 | G | IVSC2 |  | Solar PV |  | WECC_IID | California | 6 | Imperial | 25 | 06025 | 20 | 0 | 2015 | 9999 |  |  | N | Solar | [13 empty] | 0 | 0 | 0 | 0 | [11 empty] | Imperial Valley Solar Co (IVSC) 2 LLC | 100 | Dominion Energy Inc | 100
SPI Anderson 2 | 59658_B_BLR1 | 59658 | B | BLR1 |  | Biomass |  | WEC_CALN | California | 6 | Shasta | 89 | 06089 | 27 | 4711 | 2015 | 9999 |  |  | Y | Biomass |  |  |  |  | SNCR |  |  | ESPC + C | No |  |  |  |  | 0.0846 | 0.0846 | 0.0846 | 0.0846 | [11 empty] | Sierra Pacific Industries Inc | 100 | Sierra Pacific Industries | 100
Washington City Electric Generation | 59660_G_9 | 59660 | G | 9 |  | Combustion Turbine | IC Engine | WECC_UT | Utah | 49 | Washington | 53 | 49053 | 2 | 15257 | 2007 | 9999 |  |  | N | Natural Gas | [13 empty] | 1.061 | 1.061 | 1.061 | 1.061 | [11 empty] | Washington UT (City of) | 100 | Washington UT (City of) | 100
Washington City Electric Generation | 59660_G_3 | 59660 | G | 3 |  | Combustion Turbine | IC Engine | WECC_UT | Utah | 49 | Washington | 53 | 49053 | 2 | 15262 | 2008 | 9999 |  |  | N | Natural Gas | [13 empty] | 1.061 | 1.061 | 1.061 | 1.061 | [11 empty] | Washington UT (City of) | 100 | Washington UT (City of) | 100
Washington City Electric Generation | 59660_G_4 | 59660 | G | 4 |  | Combustion Turbine | IC Engine | WECC_UT | Utah | 49 | Washington | 53 | 49053 | 2 | 15257 | 2008 | 9999 |  |  | N | Natural Gas | [13 empty] | 1.061 | 1.061 | 1.061 | 1.061 | [11 empty] | Washington UT (City of) | 100 | Washington UT (City of) | 100
Cornwall Solar Center, LLC | 59663_G_CSC1 | 59663 | G | CSC1 |  | Solar PV |  | S_VACA | North Carolina | 37 | Granville | 77 | 37077 | 5 | 0 | 2016 | 9999 |  |  | N | Solar | [13 empty] | 0 | 0 | 0 | 0 | [11 empty] | Cornwall Solar Center LLC | 100 | Heliosage Energy LLC | 100
City of West Plains Power Station | 59664_G_UNIT1 | 59664 | G | UNIT1 |  | Combustion Turbine |  | SPP_N | Missouri | 29 | Howell | 91 | 29091 | 21 | 18538 | 2000 | 9999 |  |  | N | Natural Gas, Distillate Fuel Oil | [13 empty] | 0.08597 | 0.08597 | 0.08597 | 0.08597 | [11 empty] | West Plains MO (City of) | 100 | West Plains (MO) (City of) | 100
City of West Plains Power Station | 59664_G_UNIT2 | 59664 | G | UNIT2 |  | Combustion Turbine |  | SPP_N | Missouri | 29 | Howell | 91 | 29091 | 21 | 18556 | 2000 | 9999 |  |  | N | Natural Gas, Distillate Fuel Oil | [13 empty] | 0.14561 | 0.14561 | 0.14561 | 0.14561 | [11 empty] | West Plains MO (City of) | 100 | West Plains (MO) (City of) | 100
Innovative Solar 37 | 59665_G_IS037 | 59665 | G | IS037 |  | Solar PV |  | S_VACA | North Carolina | 37 | Anson | 7 | 37007 | 100 | 0 | 2017 | 9999 |  |  | N | Solar | [13 empty] | 0 | 0 | 0 | 0 | [11 empty] | Innovative Solar 37 LLC | 100 | Innovative Solar Systems LLC | 100
Innovative Solar 47 | 59666_G_IS047 | 59666 | G | IS047 |  | Solar PV |  | S_VACA | North Carolina | 37 | Robeson | 155 | 37155 | 33.8 | 0 | 2017 | 9999 |  |  | N | Solar | [13 empty] | 0 | 0 | 0 | 0 | [11 empty] | Innovative Solar 47 LLC | 100 | Innovative Solar Systems LLC | 100
Innovative Solar 48 | 59667_G_IS048 | 59667 | G | IS048 |  | Solar PV |  | S_VACA | North Carolina | 37 | Robeson | 155 | 37155 | 4.9 | 0 | 2015 | 9999 |  |  | N | Solar | [13 empty] | 0 | 0 | 0 | 0 | [11 empty] | Innovative Solar 48 LLC | 100 | Innovative Solar Systems LLC | 100
Innovative Solar 54 | 59669_G_IS054 | 59669 | G | IS054 |  | Solar PV |  | S_VACA | North Carolina | 37 | Lenoir | 107 | 37107 | 50 | 0 | 2018 | 9999 |  |  | N | Solar | [13 empty] | 0 | 0 | 0 | 0 | [11 empty] | Innovative Solar 54 LLC | 100 | Innovative Solar Systems LLC | 100
Innovative Solar 23 | 59670_G_IS023 | 59670 | G | IS023 |  | Solar PV |  | S_VACA | North Carolina | 37 | Cleveland | 45 | 37045 | 1.9 | 0 | 2015 | 9999 |  |  | N | Solar | [13 empty] | 0 | 0 | 0 | 0 | [11 empty] | Innovative Solar 23 LLC | 100 | Innovative Solar Systems LLC | 100
Innovative Solar 46 | 59671_G_IS046 | 59671 | G | IS046 |  | Solar PV |  | S_VACA | North Carolina | 37 | Cumberland | 51 | 37051 | 78.5 | 0 | 2016 | 9999 |  |  | N | Solar | [13 empty] | 0 | 0 | 0 | 0 | [11 empty] | Innovative Solar 46 LLC | 100 | Innovative Solar Systems LLC | 100
Innovative Solar 44 | 59675_G_IS044 | 59675 | G | IS044 |  | Solar PV |  | S_VACA | North Carolina | 37 | Robeson | 155 | 37155 | 4.9 | 0 | 2015 | 9999 |  |  | N | Solar | [13 empty] | 0 | 0 | 0 | 0 | [11 empty] | Innovative Solar 44 LLC | 100 | Innovative Solar Systems LLC | 100
Innovative Solar 55 | 59676_G_IS044 | 59676 | G | IS044 |  | Solar PV |  | S_VACA | North Carolina | 37 | Robeson | 155 | 37155 | 6.5 | 0 | 2017 | 9999 |  |  | N | Solar | [13 empty] | 0 | 0 | 0 | 0 | [11 empty] | Innovative Solar 55 LLC | 100 | Innovative Solar Systems LLC | 100
Innovative Solar 64 | 59677_G_IS064 | 59677 | G | IS064 |  | Solar PV |  | S_VACA | North Carolina | 37 | Sampson | 163 | 37163 | 4.9 | 0 | 2016 | 9999 |  |  | N | Solar | [13 empty] | 0 | 0 | 0 | 0 | [11 empty] | Innovative Solar 64 LLC | 100 | Innovative Solar Systems LLC | 100
Innovative Solar 67 | 59678_G_IS067 | 59678 | G | IS067 |  | Solar PV |  | S_VACA | North Carolina | 37 | Pender | 141 | 37141 | 33.3 | 0 | 2018 | 9999 |  |  | N | Solar | [13 empty] | 0 | 0 | 0 | 0 | [11 empty] | Innovative Solar 67 LLC | 100 | Innovative Solar Systems LLC | 100
Main Street Solar Project | 59682_G_MS258 | 59682 | G | MS258 |  | Solar PV |  | NENGREST | Vermont | 50 | Rutland | 21 | 50021 | 1.5 | 0 | 2014 | 9999 |  |  | N | Solar | [13 empty] | 0 | 0 | 0 | 0 | [11 empty] | Greenbacker Renewable Energy Co LLC | 100 | Greenbacker Renewable Energy Corp | 100
GM Lordstown Assembly Solar Array | 59683_G_12345 | 59683 | G | 12345 |  | Solar PV |  | PJM_ATSI | Ohio | 39 | Trumbull | 155 | 39155 | 1.7 | 0 | 2015 | 9999 |  |  | N | Solar | [13 empty] | 0 | 0 | 0 | 0 | [11 empty] | General Motors Co | 100 | General Motors Co | 100
Lindahl Wind Project, LLC | 59684_G_LWP01 | 59684 | G | LWP01 |  | Onshore Wind |  | SPP_WAUE | North Dakota | 38 | Williams | 105 | 38105 | 150 | 0 | 2017 | 9999 |  |  | N | Wind | [13 empty] | 0 | 0 | 0 | 0 | [11 empty] | Lindahl Wind Project LLC | 100 | Enel SpA | 100
Remington Solar Facility | 59685_G_01 | 59685 | G | 01 |  | Solar PV |  | PJM_Dom | Virginia | 51 | Fauquier | 61 | 51061 | 8 | 0 | 2017 | 9999 |  |  | N | Solar | [13 empty] | 0 | 0 | 0 | 0 | [11 empty] | Virginia Electric & Power Co | 100 | Dominion Energy Inc | 100
Sarasota County LFGTE Facility | 59686_G_LESF1 | 59686 | G | LESF1 |  | Landfill Gas |  | FRCC | Florida | 12 | Sarasota | 115 | 12115 | 1.6 | 13500 | 2015 | 9999 |  |  | N | Landfill Gas | [13 empty] | 0.08435 | 0.08435 | 0.08435 | 0.08435 | [11 empty] | Landfill Energy Systems Florida LLC | 100 | Archaea Energy Inc | 100
Sarasota County LFGTE Facility | 59686_G_LESF2 | 59686 | G | LESF2 |  | Landfill Gas |  | FRCC | Florida | 12 | Sarasota | 115 | 12115 | 1.6 | 13500 | 2015 | 9999 |  |  | N | Landfill Gas | [13 empty] | 0.08435 | 0.08435 | 0.08435 | 0.08435 | [11 empty] | Landfill Energy Systems Florida LLC | 100 | Archaea Energy Inc | 100
Sarasota County LFGTE Facility | 59686_G_LESF3 | 59686 | G | LESF3 |  | Landfill Gas |  | FRCC | Florida | 12 | Sarasota | 115 | 12115 | 1.6 | 13500 | 2015 | 9999 |  |  | N | Landfill Gas | [13 empty] | 0.08435 | 0.08435 | 0.08435 | 0.08435 | [11 empty] | Landfill Energy Systems Florida LLC | 100 | Archaea Energy Inc | 100
Sarasota County LFGTE Facility | 59686_G_LESF4 | 59686 | G | LESF4 |  | Landfill Gas |  | FRCC | Florida | 12 | Sarasota | 115 | 12115 | 1.6 | 13648 | 2019 | 9999 |  |  | N | Landfill Gas | [13 empty] | 0.09 | 0.09 | 0.09 | 0.09 | [11 empty] | Landfill Energy Systems Florida LLC | 100 | Archaea Energy Inc | 100
Sun Harvest Solar NDP1 | 59687_G_NDP1 | 59687 | G | NDP1 |  | Solar PV |  | WEC_CALN | California | 6 | Merced | 47 | 06047 | 1.5 | 0 | 2015 | 9999 |  |  | N | Solar | [13 empty] | 0 | 0 | 0 | 0 | [11 empty] | Cenergy Power | 100 | BAP Power Corp | 100
Wake County LFG Facility | 59688_G_E1 | 59688 | G | E1 |  | Landfill Gas |  | S_VACA | North Carolina | 37 | Wake | 183 | 37183 | 0.3 | 13500 | 2013 | 9999 |  |  | N | Landfill Gas | [13 empty] | 0.22117 | 0.22117 | 0.22117 | 0.22117 | [11 empty] | Industrial Power Generating Co | 100 | Industrial Power Generating Co | 100
Wake County LFG Facility | 59688_G_E10 | 59688 | G | E10 |  | Landfill Gas |  | S_VACA | North Carolina | 37 | Wake | 183 | 37183 | 0.3 | 13500 | 2013 | 9999 |  |  | N | Landfill Gas | [13 empty] | 0.22117 | 0.22117 | 0.22117 | 0.22117 | [11 empty] | Industrial Power Generating Co | 100 | Industrial Power Generating Co | 100
Wake County LFG Facility | 59688_G_E11 | 59688 | G | E11 |  | Landfill Gas |  | S_VACA | North Carolina | 37 | Wake | 183 | 37183 | 0.3 | 13500 | 2013 | 9999 |  |  | N | Landfill Gas | [13 empty] | 0.22117 | 0.22117 | 0.22117 | 0.22117 | [11 empty] | Industrial Power Generating Co | 100 | Industrial Power Generating Co | 100
Wake County LFG Facility | 59688_G_E12 | 59688 | G | E12 |  | Landfill Gas |  | S_VACA | North Carolina | 37 | Wake | 183 | 37183 | 0.3 | 13500 | 2013 | 9999 |  |  | N | Landfill Gas | [13 empty] | 0.22117 | 0.22117 | 0.22117 | 0.22117 | [11 empty] | Industrial Power Generating Co | 100 | Industrial Power Generating Co | 100
Wake County LFG Facility | 59688_G_E13 | 59688 | G | E13 |  | Landfill Gas |  | S_VACA | North Carolina | 37 | Wake | 183 | 37183 | 0.3 | 13500 | 2013 | 9999 |  |  | N | Landfill Gas | [13 empty] | 0.22117 | 0.22117 | 0.22117 | 0.22117 | [11 empty] | Industrial Power Generating Co | 100 | Industrial Power Generating Co | 100
Wake County LFG Facility | 59688_G_E14 | 59688 | G | E14 |  | Landfill Gas |  | S_VACA | North Carolina | 37 | Wake | 183 | 37183 | 0.3 | 13500 | 2013 | 9999 |  |  | N | Landfill Gas | [13 empty] | 0.22117 | 0.22117 | 0.22117 | 0.22117 | [11 empty] | Industrial Power Generating Co | 100 | Industrial Power Generating Co | 100
Wake County LFG Facility | 59688_G_E15 | 59688 | G | E15 |  | Landfill Gas |  | S_VACA | North Carolina | 37 | Wake | 183 | 37183 | 0.3 | 13500 | 2013 | 9999 |  |  | N | Landfill Gas | [13 empty] | 0.22117 | 0.22117 | 0.22117 | 0.22117 | [11 empty] | Industrial Power Generating Co | 100 | Industrial Power Generating Co | 100
Wake County LFG Facility | 59688_G_E16 | 59688 | G | E16 |  | Landfill Gas |  | S_VACA | North Carolina | 37 | Wake | 183 | 37183 | 0.3 | 13500 | 2013 | 9999 |  |  | N | Landfill Gas | [13 empty] | 0.22117 | 0.22117 | 0.22117 | 0.22117 | [11 empty] | Industrial Power Generating Co | 100 | Industrial Power Generating Co | 100
Wake County LFG Facility | 59688_G_E17 | 59688 | G | E17 |  | Landfill Gas |  | S_VACA | North Carolina | 37 | Wake | 183 | 37183 | 0.3 | 13500 | 2013 | 9999 |  |  | N | Landfill Gas | [13 empty] | 0.22117 | 0.22117 | 0.22117 | 0.22117 | [11 empty] | Industrial Power Generating Co | 100 | Industrial Power Generating Co | 100
Wake County LFG Facility | 59688_G_E18 | 59688 | G | E18 |  | Landfill Gas |  | S_VACA | North Carolina | 37 | Wake | 183 | 37183 | 0.3 | 13500 | 2013 | 9999 |  |  | N | Landfill Gas | [13 empty] | 0.22117 | 0.22117 | 0.22117 | 0.22117 | [11 empty] | Industrial Power Generating Co | 100 | Industrial Power Generating Co | 100
Wake County LFG Facility | 59688_G_E2 | 59688 | G | E2 |  | Landfill Gas |  | S_VACA | North Carolina | 37 | Wake | 183 | 37183 | 0.3 | 13500 | 2013 | 9999 |  |  | N | Landfill Gas | [13 empty] | 0.22117 | 0.22117 | 0.22117 | 0.22117 | [11 empty] | Industrial Power Generating Co | 100 | Industrial Power Generating Co | 100
Wake County LFG Facility | 59688_G_E3 | 59688 | G | E3 |  | Landfill Gas |  | S_VACA | North Carolina | 37 | Wake | 183 | 37183 | 0.3 | 13500 | 2013 | 9999 |  |  | N | Landfill Gas | [13 empty] | 0.22117 | 0.22117 | 0.22117 | 0.22117 | [11 empty] | Industrial Power Generating Co | 100 | Industrial Power Generating Co | 100
Wake County LFG Facility | 59688_G_E4 | 59688 | G | E4 |  | Landfill Gas |  | S_VACA | North Carolina | 37 | Wake | 183 | 37183 | 0.3 | 13500 | 2013 | 9999 |  |  | N | Landfill Gas | [13 empty] | 0.22117 | 0.22117 | 0.22117 | 0.22117 | [11 empty] | Industrial Power Generating Co | 100 | Industrial Power Generating Co | 100
Wake County LFG Facility | 59688_G_E5 | 59688 | G | E5 |  | Landfill Gas |  | S_VACA | North Carolina | 37 | Wake | 183 | 37183 | 0.3 | 13500 | 2013 | 9999 |  |  | N | Landfill Gas | [13 empty] | 0.22117 | 0.22117 | 0.22117 | 0.22117 | [11 empty] | Industrial Power Generating Co | 100 | Industrial Power Generating Co | 100
Wake County LFG Facility | 59688_G_E6 | 59688 | G | E6 |  | Landfill Gas |  | S_VACA | North Carolina | 37 | Wake | 183 | 37183 | 0.3 | 13500 | 2013 | 9999 |  |  | N | Landfill Gas | [13 empty] | 0.22117 | 0.22117 | 0.22117 | 0.22117 | [11 empty] | Industrial Power Generating Co | 100 | Industrial Power Generating Co | 100
Wake County LFG Facility | 59688_G_E7 | 59688 | G | E7 |  | Landfill Gas |  | S_VACA | North Carolina | 37 | Wake | 183 | 37183 | 0.3 | 13500 | 2013 | 9999 |  |  | N | Landfill Gas | [13 empty] | 0.22117 | 0.22117 | 0.22117 | 0.22117 | [11 empty] | Industrial Power Generating Co | 100 | Industrial Power Generating Co | 100
Wake County LFG Facility | 59688_G_E8 | 59688 | G | E8 |  | Landfill Gas |  | S_VACA | North Carolina | 37 | Wake | 183 | 37183 | 0.3 | 13500 | 2013 | 9999 |  |  | N | Landfill Gas | [13 empty] | 0.22117 | 0.22117 | 0.22117 | 0.22117 | [11 empty] | Industrial Power Generating Co | 100 | Industrial Power Generating Co | 100
Wake County LFG Facility | 59688_G_E9 | 59688 | G | E9 |  | Landfill Gas |  | S_VACA | North Carolina | 37 | Wake | 183 | 37183 | 0.3 | 13500 | 2013 | 9999 |  |  | N | Landfill Gas | [13 empty] | 0.22117 | 0.22117 | 0.22117 | 0.22117 | [11 empty] | Industrial Power Generating Co | 100 | Industrial Power Generating Co | 100
Wake County LFG Facility | 59688_G_E19 | 59688 | G | E19 |  | Landfill Gas |  | S_VACA | North Carolina | 37 | Wake | 183 | 37183 | 0.3 | 13500 | 2015 | 9999 |  |  | N | Landfill Gas | [13 empty] | 0.22117 | 0.22117 | 0.22117 | 0.22117 | [11 empty] | Industrial Power Generating Co | 100 | Industrial Power Generating Co | 100
Wake County LFG Facility | 59688_G_E20 | 59688 | G | E20 |  | Landfill Gas |  | S_VACA | North Carolina | 37 | Wake | 183 | 37183 | 0.3 | 13500 | 2015 | 9999 |  |  | N | Landfill Gas | [13 empty] | 0.22117 | 0.22117 | 0.22117 | 0.22117 | [11 empty] | Industrial Power Generating Co | 100 | Industrial Power Generating Co | 100
Wake County LFG Facility | 59688_G_E21 | 59688 | G | E21 |  | Landfill Gas |  | S_VACA | North Carolina | 37 | Wake | 183 | 37183 | 0.3 | 13500 | 2015 | 9999 |  |  | N | Landfill Gas | [13 empty] | 0.22117 | 0.22117 | 0.22117 | 0.22117 | [11 empty] | Industrial Power Generating Co | 100 | Industrial Power Generating Co | 100
Wake County LFG Facility | 59688_G_E22 | 59688 | G | E22 |  | Landfill Gas |  | S_VACA | North Carolina | 37 | Wake | 183 | 37183 | 0.3 | 13500 | 2015 | 9999 |  |  | N | Landfill Gas | [13 empty] | 0.22117 | 0.22117 | 0.22117 | 0.22117 | [11 empty] | Industrial Power Generating Co | 100 | Industrial Power Generating Co | 100
Wake County LFG Facility | 59688_G_E23 | 59688 | G | E23 |  | Landfill Gas |  | S_VACA | North Carolina | 37 | Wake | 183 | 37183 | 0.3 | 13500 | 2015 | 9999 |  |  | N | Landfill Gas | [13 empty] | 0.22117 | 0.22117 | 0.22117 | 0.22117 | [11 empty] | Industrial Power Generating Co | 100 | Industrial Power Generating Co | 100
Wake County LFG Facility | 59688_G_E24 | 59688 | G | E24 |  | Landfill Gas |  | S_VACA | North Carolina | 37 | Wake | 183 | 37183 | 0.3 | 13500 | 2015 | 9999 |  |  | N | Landfill Gas | [13 empty] | 0.22117 | 0.22117 | 0.22117 | 0.22117 | [11 empty] | Industrial Power Generating Co | 100 | Industrial Power Generating Co | 100
Gulf Coast Solar Center I | 59689_G_GCSC1 | 59689 | G | GCSC1 |  | Solar PV |  | S_SOU | Florida | 12 | Okaloosa | 91 | 12091 | 30 | 0 | 2017 | 9999 |  |  | N | Solar | [13 empty] | 0 | 0 | 0 | 0 | [11 empty] | Gulf Coast Solar Center I LLC | 100 | Capital Dynamics | 100
Gulf Coast Solar Center II | 59690_G_GCSC2 | 59690 | G | GCSC2 |  | Solar PV |  | S_SOU | Florida | 12 | Santa Rosa | 113 | 12113 | 40 | 0 | 2017 | 9999 |  |  | N | Solar | [13 empty] | 0 | 0 | 0 | 0 | [11 empty] | Gulf Coast Solar Center II LLC | 100 | Capital Dynamics | 100
Gulf Coast Solar Center III | 59691_G_GCSC3 | 59691 | G | GCSC3 |  | Solar PV |  | S_SOU | Florida | 12 | Escambia | 33 | 12033 | 50 | 0 | 2017 | 9999 |  |  | N | Solar | [13 empty] | 0 | 0 | 0 | 0 | [11 empty] | Gulf Coast Solar Center III LLC | 100 | Capital Dynamics | 100
Aspen Solar, LLC | 59694_G_GEN1 | 59694 | G | GEN1 |  | Solar PV |  | S_VACA | North Carolina | 37 | Duplin | 61 | 37061 | 4.9 | 0 | 2015 | 9999 |  |  | N | Solar | [13 empty] | 0 | 0 | 0 | 0 | [11 empty] | Aspen Solar LLC | 100 | NARENCO | 100
Mt. Home Solar 1, LLC | 59695_G_MHPV1 | 59695 | G | MHPV1 |  | Solar PV |  | WECC_ID | Idaho | 16 | Elmore | 39 | 16039 | 20 | 0 | 2017 | 9999 |  |  | N | Solar | [13 empty] | 0 | 0 | 0 | 0 | [11 empty] | Mountain Home Solar LLC | 100 | Standard Solar Inc | 100
Subase Microgrid Project | 59701_G_SFC1 | 59701 | G | SFC1 |  | Fuel Cell |  | NENG_CT | Connecticut | 9 | New London | 11 | 09011 | 3.7 | 9500 | 2020 | 9999 |  |  | N | Natural Gas | [13 empty] | 0 | 0 | 0 | 0 | [11 empty] | Connecticut Municipal Electric Energy Coop | 100 | Connecticut Municipal Electric Energy Coop | 100
Subase Microgrid Project | 59701_G_SFC2 | 59701 | G | SFC2 |  | Fuel Cell |  | NENG_CT | Connecticut | 9 | New London | 11 | 09011 | 3.7 | 9500 | 2020 | 9999 |  |  | N | Natural Gas | [13 empty] | 0 | 0 | 0 | 0 | [11 empty] | Connecticut Municipal Electric Energy Coop | 100 | Connecticut Municipal Electric Energy Coop | 100
Pavant Solar, LLC | 59702_G_1 | 59702 | G | 1 |  | Solar PV |  | WECC_UT | Utah | 49 | Millard | 27 | 49027 | 50 | 0 | 2015 | 9999 |  |  | N | Solar | [13 empty] | 0 | 0 | 0 | 0 | [11 empty] | Pavant Solar LLC | 100 | Public Service Enterprise Group Inc | 100
Cottonwood Solar, LLC Cottonwood Carport | 59703_G_1 | 59703 | G | 1 |  | Solar PV |  | WEC_CALN | California | 6 | Marin | 41 | 06041 | 1 | 0 | 2016 | 9999 |  |  | N | Solar | [13 empty] | 0 | 0 | 0 | 0 | [11 empty] | Dominion Resources Inc | 100 | Dominion Energy Inc | 100
Shell New Energies, Junction City | 59704_G_JCBIO | 59704 | G | JCBIO |  | Non-Fossil Waste |  | WECC_PNW | Oregon | 41 | Lane | 39 | 41039 | 1.6 | 8767 | 2011 | 9999 |  |  | Y | Non-Fossil Waste | [13 empty] | 0 | 0 | 0 | 0 | [11 empty] | JC Biomethane LLC | 100 | JC Biomethane LLC | 100
Steel Sun | 59705_G_SSUN2 | 59705 | G | SSUN2 |  | Solar PV |  | NY_Z_A | New York | 36 | Erie | 29 | 36029 | 2 | 0 | 2016 | 9999 |  |  | N | Solar | [13 empty] | 0 | 0 | 0 | 0 | [11 empty] | BQ Energy | 100 | BQ Energy LLC | 100
BRE | 59706_G_NB005 | 59706 | G | NB005 |  | Solar PV |  | S_VACA | North Carolina | 37 | Granville | 77 | 37077 | 4.9 | 0 | 2015 | 9999 |  |  | N | Solar | [13 empty] | 0 | 0 | 0 | 0 | [11 empty] | Bre NC Solar 1 LLC | 100 | Beam Renewable Energy LLC | 100
Franklinton Solar | 59708_G_5MWPV | 59708 | G | 5MWPV |  | Solar PV |  | S_VACA | North Carolina | 37 | Franklin | 69 | 37069 | 5 | 0 | 2017 | 9999 |  |  | N | Solar | [13 empty] | 0 | 0 | 0 | 0 | [11 empty] | Franklinton Solar LLC | 100 | Franklinton Solar LLC | 100
St. Paul Intl Airport Red & Blue Parking | 59709_G_PV1 | 59709 | G | PV1 |  | Solar PV |  | MIS_MNWI | Minnesota | 27 | Hennepin | 53 | 27053 | 2.3 | 0 | 2015 | 9999 |  |  | N | Solar | [13 empty] | 0 | 0 | 0 | 0 | [11 empty] | Metropolitan Airports Commission | 100 | Metropolitan Airports Commission | 100
St. Paul Intl Airport Red & Blue Parking | 59709_G_PV2 | 59709 | G | PV2 |  | Solar PV |  | MIS_MNWI | Minnesota | 27 | Hennepin | 53 | 27053 | 0.9 | 0 | 2016 | 9999 |  |  | N | Solar | [13 empty] | 0 | 0 | 0 | 0 | [11 empty] | Metropolitan Airports Commission | 100 | Metropolitan Airports Commission | 100
Sand Valley Power Station | 59710_G_GMA | 59710 | G | GMA |  | Landfill Gas |  | S_C_TVA | Alabama | 1 | Dekalb | 49 | 01049 | 1.6 | 13500 | 2013 | 9999 |  |  | N | Landfill Gas | [13 empty] | 0.22117 | 0.22117 | 0.22117 | 0.22117 | [11 empty] | Bio Energy (Alabama) LLC | 100 | Energy Developments | 100
Sand Valley Power Station | 59710_G_GMB | 59710 | G | GMB |  | Landfill Gas |  | S_C_TVA | Alabama | 1 | Dekalb | 49 | 01049 | 1.6 | 13500 | 2013 | 9999 |  |  | N | Landfill Gas | [13 empty] | 0.22117 | 0.22117 | 0.22117 | 0.22117 | [11 empty] | Bio Energy (Alabama) LLC | 100 | Energy Developments | 100
Sand Valley Power Station | 59710_G_GMC | 59710 | G | GMC |  | Landfill Gas |  | S_C_TVA | Alabama | 1 | Dekalb | 49 | 01049 | 1.6 | 13500 | 2013 | 9999 |  |  | N | Landfill Gas | [13 empty] | 0.22117 | 0.22117 | 0.22117 | 0.22117 | [11 empty] | Bio Energy (Alabama) LLC | 100 | Energy Developments | 100
CII Methane Management IV, LLC | 59711_G_GEN1 | 59711 | G | GEN1 |  | Landfill Gas |  | S_VACA | North Carolina | 37 | Johnston | 101 | 37101 | 1.5 | 13500 | 2014 | 9999 |  |  | N | Landfill Gas | [13 empty] | 0.22117 | 0.22117 | 0.22117 | 0.22117 | [11 empty] | CII Methane Management IV LLC | 100 | Chugach Alaska Corp | 100
San Roman Wind I, LLC | 59712_G_SRWI | 59712 | G | SRWI |  | Onshore Wind |  | ERC_REST | Texas | 48 | Cameron | 61 | 48061 | 95.3 | 0 | 2017 | 9999 |  |  | N | Wind | [13 empty] | 0 | 0 | 0 | 0 | [11 empty] | San Roman Wind I LLC | 100 | Acciona Energia | 100
Holdrege Solar Center | 59713_G_HDSC | 59713 | G | HDSC |  | Solar PV |  | SPP_NEBR | Nebraska | 31 | Lancaster | 109 | 31109 | 4 | 0 | 2016 | 9999 |  |  | N | Solar | [13 empty] | 0 | 0 | 0 | 0 | [11 empty] | Holdrege Solar Center LLC | 100 | Coronal Development Services LLC | 100
IKEA St. Louis 410 | 59714_G_IK410 | 59714 | G | IK410 |  | Solar PV |  | MIS_MO | Missouri | 29 | St Louis City | 510 | 29510 | 1 | 0 | 2015 | 9999 |  |  | N | Solar | [13 empty] | 0 | 0 | 0 | 0 | [11 empty] | IKEA Property Inc | 100 | Ikea Systems BV | 100
DD Hay Road Solar 23 LLC | 59715_G_PV1 | 59715 | G | PV1 |  | Solar PV |  | PJM_EMAC | Delaware | 10 | New Castle | 3 | 10003 | 1.2 | 0 | 2015 | 9999 |  |  | N | Solar | [13 empty] | 0 | 0 | 0 | 0 | [11 empty] | DD Hay Road Solar 23 LLC | 100 | LCP Solar Development II LP | 100
Framingham State University Plant | 59717_G_OC | 59717 | G | OC |  | Combustion Turbine | IC Engine | NENGREST | Massachusetts | 25 | Middlesex | 17 | 25017 | 0.1 | 13469 | 2003 | 9999 |  |  | N | Distillate Fuel Oil | [13 empty] | 1.6498 | 1.6498 | 1.6498 | 1.6498 | [11 empty] | Framingham State University | 100 | Framingham State University | 100
Framingham State University Plant | 59717_G_LIB | 59717 | G | LIB |  | Combustion Turbine | IC Engine | NENGREST | Massachusetts | 25 | Middlesex | 17 | 25017 | 0.3 | 13469 | 2005 | 9999 |  |  | N | Distillate Fuel Oil | [13 empty] | 1.6498 | 1.6498 | 1.6498 | 1.6498 | [11 empty] | Framingham State University | 100 | Framingham State University | 100
Framingham State University Plant | 59717_G_HA | 59717 | G | HA |  | Combustion Turbine | IC Engine | NENGREST | Massachusetts | 25 | Middlesex | 17 | 25017 | 0.4 | 13469 | 2007 | 9999 |  |  | N | Distillate Fuel Oil | [13 empty] | 1.6498 | 1.6498 | 1.6498 | 1.6498 | [11 empty] | Framingham State University | 100 | Framingham State University | 100
Framingham State University Plant | 59717_G_PP | 59717 | G | PP |  | Combustion Turbine | IC Engine | NENGREST | Massachusetts | 25 | Middlesex | 17 | 25017 | 0.4 | 13469 | 2009 | 9999 |  |  | N | Distillate Fuel Oil | [13 empty] | 1.6498 | 1.6498 | 1.6498 | 1.6498 | [11 empty] | Framingham State University | 100 | Framingham State University | 100
Framingham State University Plant | 59717_G_ACPV | 59717 | G | ACPV |  | Solar PV |  | NENGREST | Massachusetts | 25 | Middlesex | 17 | 25017 | 0.7 | 0 | 2011 | 9999 |  |  | N | Solar | [13 empty] | 0 | 0 | 0 | 0 | [11 empty] | Framingham State University | 100 | Framingham State University | 100
Framingham State University Plant | 59717_G_CCPV | 59717 | G | CCPV |  | Solar PV |  | NENGREST | Massachusetts | 25 | Middlesex | 17 | 25017 | 0.3 | 0 | 2011 | 9999 |  |  | N | Solar | [13 empty] | 0 | 0 | 0 | 0 | [11 empty] | Framingham State University | 100 | Framingham State University | 100
Framingham State University Plant | 59717_G_NORTH | 59717 | G | NORTH |  | Combustion Turbine | IC Engine | NENGREST | Massachusetts | 25 | Middlesex | 17 | 25017 | 0.2 | 13469 | 2011 | 9999 |  |  | N | Distillate Fuel Oil | [13 empty] | 1.6498 | 1.6498 | 1.6498 | 1.6498 | [11 empty] | Framingham State University | 100 | Framingham State University | 100
Framingham State University Plant | 59717_G_TOW2 | 59717 | G | TOW2 |  | Combustion Turbine | IC Engine | NENGREST | Massachusetts | 25 | Middlesex | 17 | 25017 | 0.4 | 13469 | 2013 | 9999 |  |  | N | Distillate Fuel Oil | [13 empty] | 1.6498 | 1.6498 | 1.6498 | 1.6498 | [11 empty] | Framingham State University | 100 | Framingham State University | 100
Framingham State University Plant | 59717_G_MSC2 | 59717 | G | MSC2 |  | Combustion Turbine | IC Engine | NENGREST | Massachusetts | 25 | Middlesex | 17 | 25017 | 0.2 | 13469 | 2015 | 9999 |  |  | N | Distillate Fuel Oil | [13 empty] | 1.6498 | 1.6498 | 1.6498 | 1.6498 | [11 empty] | Framingham State University | 100 | Framingham State University | 100
Framingham State University Plant | 59717_G_WEST | 59717 | G | WEST |  | Combustion Turbine | IC Engine | NENGREST | Massachusetts | 25 | Middlesex | 17 | 25017 | 0.2 | 13469 | 2016 | 9999 |  |  | N | Distillate Fuel Oil | [13 empty] | 1.6498 | 1.6498 | 1.6498 | 1.6498 | [11 empty] | Framingham State University | 100 | Framingham State University | 100
Charlotte Solar LLC VT | 59719_G_CS001 | 59719 | G | CS001 |  | Solar PV |  | NENGREST | Vermont | 50 | Chittenden | 7 | 50007 | 2 | 0 | 2014 | 9999 |  |  | N | Solar | [13 empty] | 0 | 0 | 0 | 0 | [11 empty] | Charlotte Solar LLC | 100 | Altus Power America Management LLC | 100
Seville 1 | 59722_G_SEV1 | 59722 | G | SEV1 |  | Solar PV |  | WECC_IID | California | 6 | Imperial | 25 | 06025 | 20 | 0 | 2015 | 9999 |  |  | N | Solar | [13 empty] | 0 | 0 | 0 | 0 | [11 empty] | Seville Solar One LLC | 100 | Duke Energy Corp | 100
Seville 2 | 59723_G_SEV2 | 59723 | G | SEV2 |  | Solar PV |  | WECC_IID | California | 6 | Imperial | 25 | 06025 | 30 | 0 | 2015 | 9999 |  |  | N | Solar | [13 empty] | 0 | 0 | 0 | 0 | [11 empty] | Seville Solar Two LLC | 100 | Duke Energy Corp | 100
Scituate Wind | 59724_G_SCIWT | 59724 | G | SCIWT |  | Onshore Wind |  | NENGREST | Massachusetts | 25 | Plymouth | 23 | 25023 | 1.5 | 0 | 2012 | 9999 |  |  | N | Wind | [13 empty] | 0 | 0 | 0 | 0 | [11 empty] | Scituate Wind LLC | 100 | Solaya Energy | 100
Fairhaven Wind | 59725_G_FHWTG | 59725 | G | FHWTG |  | Onshore Wind |  | NENGREST | Massachusetts | 25 | Bristol | 5 | 25005 | 3 | 0 | 2012 | 9999 |  |  | N | Wind | [13 empty] | 0 | 0 | 0 | 0 | [11 empty] | Fairhaven Wind LLC | 100 | Sustainable Resources Group | 100
CML&P Generating Facility No. 2 | 59726_G_10 | 59726 | G | 10 |  | Combustion Turbine | IC Engine | SPP_N | Kansas | 20 | Montgomery | 125 | 20125 | 18.7 | 10745 | 2017 | 9999 |  |  | N | Natural Gas | [13 empty] | 1.061 | 1.061 | 1.061 | 1.061 | [11 empty] | Coffeyville Municipal Light & Power | 100 | Coffeyville Municipal Light & Power | 100
CML&P Generating Facility No. 2 | 59726_G_8 | 59726 | G | 8 |  | Combustion Turbine | IC Engine | SPP_N | Kansas | 20 | Montgomery | 125 | 20125 | 18.7 | 10745 | 2017 | 9999 |  |  | N | Natural Gas | [13 empty] | 1.061 | 1.061 | 1.061 | 1.061 | [11 empty] | Coffeyville Municipal Light & Power | 100 | Coffeyville Municipal Light & Power | 100
CML&P Generating Facility No. 2 | 59726_G_9 | 59726 | G | 9 |  | Combustion Turbine | IC Engine | SPP_N | Kansas | 20 | Montgomery | 125 | 20125 | 18.7 | 10745 | 2017 | 9999 |  |  | N | Natural Gas | [13 empty] | 1.061 | 1.061 | 1.061 | 1.061 | [11 empty] | Coffeyville Municipal Light & Power | 100 | Coffeyville Municipal Light & Power | 100
Bull Street Plant | 59727_G_GEN1 | 59727 | G | GEN1 |  | Combustion Turbine |  | S_VACA | South Carolina | 45 | Orangeburg | 75 | 45075 | 2 | 19558 | 2005 | 9999 |  |  | N | Natural Gas | [13 empty] | 0.23894 | 0.23894 | 0.23894 | 0.23894 | [11 empty] | Orangeburg SC (City of) | 100 | Orangeburg SC (City of) | 100
Substation 20 Plant | 59728_G_GEN1 | 59728 | G | GEN1 |  | Combustion Turbine |  | S_VACA | South Carolina | 45 | Orangeburg | 75 | 45075 | 2 | 25000 | 2014 | 9999 |  |  | N | Natural Gas | [13 empty] | 0.23894 | 0.23894 | 0.23894 | 0.23894 | [11 empty] | Orangeburg SC (City of) | 100 | Orangeburg SC (City of) | 100
Macon Solar Power Project | 59729_G_MSF1 | 59729 | G | MSF1 |  | Solar PV |  | SPP_N | Missouri | 29 | Macon | 121 | 29121 | 2.8 | 0 | 2015 | 9999 |  |  | N | Solar | [13 empty] | 0 | 0 | 0 | 0 | [11 empty] | MC Power Companies Inc | 100 | MC Power Companies | 100
SEPV 18 | 59730_G_SPV18 | 59730 | G | SPV18 |  | Solar PV |  | WEC_LADW | California | 6 | Los Angeles | 37 | 06037 | 2 | 0 | 2016 | 9999 |  |  | N | Solar | [13 empty] | 0 | 0 | 0 | 0 | [11 empty] | Sustainable Power Group LLC | 100 | Sustainable Power Group LLC | 100
Templeton | 59731_G_TEMPL | 59731 | G | TEMPL |  | Solar PV |  | NENGREST | Massachusetts | 25 | Worcester | 27 | 25027 | 3 | 0 | 2014 | 9999 |  |  | N | Solar | [13 empty] | 0 | 0 | 0 | 0 | [11 empty] | Sunny Templeton LLC | 100 | WEC Energy Group Inc | 100
Green Pastures Wind I | 59732_G_GPI | 59732 | G | GPI |  | Onshore Wind |  | ERC_WEST | Texas | 48 | Baylor | 23 | 48023 | 150 | 0 | 2015 | 9999 |  |  | N | Wind | [13 empty] | 0 | 0 | 0 | 0 | [11 empty] | Green Pastures Wind I LLC | 100 | Capital Dynamics | 100
Green Pastures Wind II | 59733_G_GPII | 59733 | G | GPII |  | Onshore Wind |  | ERC_WEST | Texas | 48 | Knox | 275 | 48275 | 150 | 0 | 2015 | 9999 |  |  | N | Wind | [13 empty] | 0 | 0 | 0 | 0 | [11 empty] | Green Pastures Wind II LLC | 100 | Capital Dynamics | 100
Briscoe Wind Farm | 59734_G_BFW | 59734 | G | BFW |  | Onshore Wind |  | ERC_PHDL | Texas | 48 | Briscoe | 45 | 48045 | 150 | 0 | 2015 | 9999 |  |  | N | Wind | [13 empty] | 0 | 0 | 0 | 0 | [11 empty] | Briscoe Wind Farm LLC | 100 | Capital Dynamics | 100
Kirkwood Wind Turbine | 59735_G_KCC01 | 59735 | G | KCC01 |  | Onshore Wind |  | MIS_IA | Iowa | 19 | Linn | 113 | 19113 | 0.7 | 0 | 2012 | 9999 |  |  | N | Wind | [13 empty] | 0 | 0 | 0 | 0 | [11 empty] | Kirkwood Community College | 100 | Kirkwood Community College | 100
Valentine Wind, LLC | 59736_G_7772 | 59736 | G | 7772 |  | Onshore Wind |  | SPP_NEBR | Nebraska | 31 | Cherry | 31 | 31031 | 1.9 | 0 | 2014 | 9999 |  |  | N | Wind | [13 empty] | 0 | 0 | 0 | 0 | [11 empty] | Valentine Wind LLC | 100 | Bluestem LLC | 100
Aspiration G | 59737_G_ASPRG | 59737 | G | ASPRG |  | Solar PV |  | WEC_CALN | California | 6 | Fresno | 19 | 06019 | 9 | 0 | 2017 | 9999 |  |  | N | Solar | [13 empty] | 0 | 0 | 0 | 0 | [11 empty] | sPower | 100 | AES Corp (The) | 100
Citizen B | 59738_G_CSB | 59738 | G | CSB |  | Solar PV |  | WEC_CALN | California | 6 | Fresno | 19 | 06019 | 5 | 0 | 2015 | 9999 |  |  | N | Solar | [13 empty] | 0 | 0 | 0 | 0 | [11 empty] | Citizen Solar B LLC | 100 | Sustainable Power Group LLC | 100
Lancaster WAD B | 59739_G_LWADB | 59739 | G | LWADB |  | Solar PV |  | WEC_LADW | California | 6 | Los Angeles | 37 | 06037 | 3 | 0 | 2017 | 9999 |  |  | N | Solar | [13 empty] | 0 | 0 | 0 | 0 | [11 empty] | Lancaster WAD B LLC | 50 | Martifer Solar | 50
SEPV Mojave West | 59740_G_SPVMW | 59740 | G | SPVMW |  | Solar PV |  | WECC_SCE | California | 6 | Kern | 29 | 06029 | 20 | 0 | 2016 | 9999 |  |  | N | Solar | [13 empty] | 0 | 0 | 0 | 0 | [11 empty] | SEPV Mojave West LLC | 100 | AES Corp (The) | 100
Barton Solar Farm | 59741_G_BARTN | 59741 | G | BARTN |  | Solar PV |  | NENGREST | Vermont | 50 | Orleans | 19 | 50019 | 1.9 | 0 | 2014 | 9999 |  |  | N | Solar | [13 empty] | 0 | 0 | 0 | 0 | [11 empty] | Barton Solar LLC | 100 | Robert P Grant | 100
Sunnyside Ranch Community Solar Array | 59742_G_HCE | 59742 | G | HCE |  | Solar PV |  | WECC_CO | Colorado | 8 | Garfield | 45 | 08045 | 1.5 | 0 | 2015 | 9999 |  |  | N | Solar | [13 empty] | 0 | 0 | 0 | 0 | [11 empty] | Clean Energy Collective LLC | 100 | Clean Energy Collective LLC | 100
Chimes West Friendship (Nixon Farms) | 59743_G_1 | 59743 | G | 1 |  | Solar PV |  | PJM_SMAC | Maryland | 24 | Howard | 27 | 24027 | 1.2 | 0 | 2014 | 9999 |  |  | N | Solar | [13 empty] | 0 | 0 | 0 | 0 | [11 empty] | SunE SEM 1 LLC | 100 | SunEdison | 100
Lakeland Electric Co. (FL)-Airport 1 | 59744_G_1 | 59744 | G | 1 |  | Solar PV |  | FRCC | Florida | 12 | Polk | 105 | 12105 | 2.7 | 0 | 2011 | 9999 |  |  | N | Solar | [13 empty] | 0 | 0 | 0 | 0 | [11 empty] | SunE W12DG B LLC | 100 | SunEdison | 100
Leominster (MA)-South Street-R&D | 59745_G_1 | 59745 | G | 1 |  | Solar PV |  | NENGREST | Massachusetts | 25 | Middlesex | 17 | 25017 | 2.6 | 0 | 2013 | 9999 |  |  | N | Solar | [13 empty] | 0 | 0 | 0 | 0 | [11 empty] | South Street Solar LLC | 100 | Gehrlicher Solar America Corp | 100
DSH (CA) - Coalinga State Hospital | 59746_G_1 | 59746 | G | 1 |  | Solar PV |  | WEC_CALN | California | 6 | Fresno | 19 | 06019 | 2.6 | 0 | 2014 | 9999 |  |  | N | Solar | [13 empty] | 0 | 0 | 0 | 0 | [11 empty] | SunE Coalinga SH Owner LLC | 100 | SunEdison | 100
River Mountains Solar | 59747_G_1 | 59747 | G | 1 |  | Solar PV |  | WECC_SNV | Nevada | 32 | Clark | 3 | 32003 | 14.4 | 0 | 2016 | 9999 |  |  | N | Solar | [13 empty] | 0 | 0 | 0 | 0 | [11 empty] | Terraform Utility Solar XIX LLC | 100 | SunEdison | 100
CDCR (CA) - Pleasant Valley State Prison | 59748_G_1 | 59748 | G | 1 |  | Solar PV |  | WEC_CALN | California | 6 | Fresno | 19 | 06019 | 1.2 | 0 | 2014 | 9999 |  |  | N | Solar | [13 empty] | 0 | 0 | 0 | 0 | [11 empty] | SunE Pleasant Valley SP Owner LLC | 100 | SunEdison | 100
UMES (MD) - Princess Anne | 59749_G_1 | 59749 | G | 1 |  | Solar PV |  | PJM_EMAC | Maryland | 24 | Somerset | 39 | 24039 | 2.1 | 0 | 2011 | 9999 |  |  | N | Solar | [13 empty] | 0 | 0 | 0 | 0 | [11 empty] | SunEdison | 100 | SunEdison | 100
Bourne (MA) - Holliston I | 59750_G_1 | 59750 | G | 1 |  | Solar PV |  | NENGREST | Massachusetts | 25 | Middlesex | 17 | 25017 | 2.4 | 0 | 2014 | 9999 |  |  | N | Solar | [13 empty] | 0 | 0 | 0 | 0 | [11 empty] | SunE Solar XV Lessor LLC | 100 | Brookfield Asset Management Inc | 100
Wilzig Associates, LLC | 59751_G_WILZG | 59751 | G | WILZG |  | Solar PV |  | PJM_EMAC | New Jersey | 34 | Bergen | 3 | 34003 | 1.2 | 0 | 2013 | 9999 |  |  | N | Solar | [13 empty] | 0 | 0 | 0 | 0 | [11 empty] | Wilzig Associates LLC | 100 | Wilzig Associates LLC | 100
BlueWave Capital - Grafton (SREC II) | 59752_G_1 | 59752 | G | 1 |  | Solar PV |  | NENGREST | Massachusetts | 25 | Worcester | 27 | 25027 | 1.3 | 0 | 2015 | 9999 |  |  | N | Solar | [13 empty] | 0 | 0 | 0 | 0 | [11 empty] | SunEdison YieldCo DG Holdings LLC | 100 | Brookfield Asset Management Inc | 100
Lakeland Electric Co. (FL) - Aiport II | 59754_G_1 | 59754 | G | 1 |  | Solar PV |  | FRCC | Florida | 12 | Polk | 105 | 12105 | 3.5 | 0 | 2012 | 9999 |  |  | N | Solar | [13 empty] | 0 | 0 | 0 | 0 | [11 empty] | SunE RBPC5 LLC | 100 | SunEdison | 100
Chester Power Partners | 59755_G_PVS1 | 59755 | G | PVS1 |  | Solar PV |  | NENGREST | Vermont | 50 | Windsor | 27 | 50027 | 2.2 | 0 | 2014 | 9999 |  |  | N | Solar | [13 empty] | 0 | 0 | 0 | 0 | [11 empty] | Chester Power Partners LLC | 100 | True Green Capital Management LLC | 100
Glades Pike Generation Plant | 59759_G_CAT1 | 59759 | G | CAT1 |  | Landfill Gas |  | PJM_PENE | Pennsylvania | 42 | Somerset | 111 | 42111 | 1.4 | 14103 | 2011 | 9999 |  |  | N | Landfill Gas | [13 empty] | 0.22117 | 0.22117 | 0.22117 | 0.22117 | [11 empty] | Pennsylvania Dep of Corrections | 100 | Pennsylvania Dep of Corrections | 100
Glades Pike Generation Plant | 59759_G_CAT2 | 59759 | G | CAT2 |  | Landfill Gas |  | PJM_PENE | Pennsylvania | 42 | Somerset | 111 | 42111 | 1.4 | 14103 | 2011 | 9999 |  |  | N | Landfill Gas | [13 empty] | 0.22117 | 0.22117 | 0.22117 | 0.22117 | [11 empty] | Pennsylvania Dep of Corrections | 100 | Pennsylvania Dep of Corrections | 100
Red Hill Solar Center, LLC | 59760_G_RHILL | 59760 | G | RHILL |  | Solar PV |  | S_VACA | North Carolina | 37 | Warren | 185 | 37185 | 4.9 | 0 | 2014 | 9999 |  |  | N | Solar | [13 empty] | 0 | 0 | 0 | 0 | [11 empty] | Red Hill Solar Center LLC | 100 | Heliosage Energy LLC | 100
Van Slyke Solar Center, LLC | 59761_G_VSLYK | 59761 | G | VSLYK |  | Solar PV |  | S_VACA | North Carolina | 37 | Wilson | 195 | 37195 | 4.9 | 0 | 2014 | 9999 |  |  | N | Solar | [13 empty] | 0 | 0 | 0 | 0 | [11 empty] | Van Slyke Solar Center LLC | 100 | Heliosage Energy LLC | 100
Broadway Solar Center, LLC | 59762_G_BRDWY | 59762 | G | BRDWY |  | Solar PV |  | S_VACA | North Carolina | 37 | Columbus | 47 | 37047 | 4.9 | 0 | 2014 | 9999 |  |  | N | Solar | [13 empty] | 0 | 0 | 0 | 0 | [11 empty] | Broadway Solar Center LLC | 100 | Heliosage Energy LLC | 100
Robeson County LFG to Energy | 59763_G_GEN01 | 59763 | G | GEN01 |  | Landfill Gas |  | S_VACA | North Carolina | 37 | Robeson | 155 | 37155 | 1 | 14103 | 2012 | 9999 |  |  | N | Landfill Gas | [13 empty] | 0.22117 | 0.22117 | 0.22117 | 0.22117 | [11 empty] | Robeson County Landfill | 100 | Robeson County Landfill | 100
Robeson County LFG to Energy | 59763_G_GEN02 | 59763 | G | GEN02 |  | Landfill Gas |  | S_VACA | North Carolina | 37 | Robeson | 155 | 37155 | 1 | 14103 | 2015 | 9999 |  |  | N | Landfill Gas | [13 empty] | 0.22117 | 0.22117 | 0.22117 | 0.22117 | [11 empty] | Robeson County Landfill | 100 | Robeson County Landfill | 100
Oregon Clean Energy Center | 59764_G_CTG11 | 59764 | G | CTG11 | 90998 | Combined Cycle |  | PJM_ATSI | Ohio | 39 | Lucas | 95 | 39095 | 256.5 | 7050 | 2017 | 9999 |  |  | N | Natural Gas |  |  |  |  | SCR | [8 empty] | 0.0054374 | 0.0054374 | 0.0054374 | 0.0054374 | [11 empty] | Oregon Clean Energy LLC | 100 | North American Project Development LLC | 100
Oregon Clean Energy Center | 59764_G_CTG12 | 59764 | G | CTG12 | 90999 | Combined Cycle |  | PJM_ATSI | Ohio | 39 | Lucas | 95 | 39095 | 256.5 | 7050 | 2017 | 9999 |  |  | N | Natural Gas |  |  |  |  | SCR | [8 empty] | 0.0054374 | 0.0054374 | 0.0054374 | 0.0054374 | [11 empty] | Oregon Clean Energy LLC | 100 | North American Project Development LLC | 100
Oregon Clean Energy Center | 59764_G_EDG13 | 59764 | G | EDG13 |  | Combustion Turbine | IC Engine | PJM_ATSI | Ohio | 39 | Lucas | 95 | 39095 | 1.5 | 12283 | 2017 | 9999 |  |  | N | Distillate Fuel Oil | [13 empty] | 1.6498 | 1.6498 | 1.6498 | 1.6498 | [11 empty] | Oregon Clean Energy LLC | 100 | North American Project Development LLC | 100
Oregon Clean Energy Center | 59764_G_STG10 | 59764 | G | STG10 | 90998 | Combined Cycle |  | PJM_ATSI | Ohio | 39 | Lucas | 95 | 39095 | 334.6 | 7050 | 2017 | 9999 |  |  | N | Natural Gas |  |  |  | NH3 | SCR | [8 empty] | 0.0054374 | 0.0054374 | 0.0054374 | 0.0054374 | [11 empty] | Oregon Clean Energy LLC | 100 | North American Project Development LLC | 100
Stetson Road Solar - Barre I | 59765_G_BI | 59765 | G | BI |  | Solar PV |  | NENGREST | Massachusetts | 25 | Worcester | 27 | 25027 | 2 | 0 | 2014 | 9999 |  |  | N | Solar | [13 empty] | 0 | 0 | 0 | 0 | [11 empty] | Kearsarge Barre I LLC | 100 | Kearsarge Energy LP | 100
Barre II Solar Project | 59766_G_BII | 59766 | G | BII |  | Solar PV |  | NENGREST | Massachusetts | 25 | Worcester | 27 | 25027 | 1.5 | 0 | 2014 | 9999 |  |  | N | Solar | [13 empty] | 0 | 0 | 0 | 0 | [11 empty] | Kearsarge Barre II LLC | 100 | Kearsarge Energy LP | 100
Chester Solar Farm | 59767_G_CHSTR | 59767 | G | CHSTR |  | Solar PV |  | NENGREST | Massachusetts | 25 | Hampden | 13 | 25013 | 4.8 | 0 | 2014 | 9999 |  |  | N | Solar | [13 empty] | 0 | 0 | 0 | 0 | [11 empty] | Kearsarge Chester LLC | 100 | Kearsarge Energy LP | 100
Concord Solar Farm | 59768_G_CMLP | 59768 | G | CMLP |  | Solar PV |  | NENGREST | Massachusetts | 25 | Middlesex | 17 | 25017 | 1.5 | 0 | 2014 | 9999 |  |  | N | Solar | [13 empty] | 0 | 0 | 0 | 0 | [11 empty] | Kearsarge Concord LLC | 100 | Kearsarge Energy LP | 100
TIA Solar | 59769_G_1 | 59769 | G | 1 |  | Solar PV |  | FRCC | Florida | 12 | Hillsborough | 57 | 12057 | 1.6 | 0 | 2015 | 9999 |  |  | N | Solar | [13 empty] | 0 | 0 | 0 | 0 | [11 empty] | Tampa Electric Co | 100 | TECO Energy Inc | 100
IMPA Pendleton Solar Park | 59770_G_SPEND | 59770 | G | SPEND |  | Solar PV |  | PJM_West | Indiana | 18 | Madison | 95 | 18095 | 2 | 0 | 2015 | 9999 |  |  | N | Solar | [13 empty] | 0 | 0 | 0 | 0 | [11 empty] | Indiana Municipal Power Agency | 100 | Indiana Municipal Power Agency | 100
Jefferson Solar Park | 59771_G_JSP01 | 59771 | G | JSP01 |  | Solar PV |  | MIS_WUMS | Wisconsin | 55 | Jefferson | 55 | 55055 | 1 | 0 | 2013 | 9999 |  |  | N | Solar | [13 empty] | 0 | 0 | 0 | 0 | [11 empty] | Half Moon Ventures LLC | 100 | Half Moon Ventures LLC | 100
KCP&L SmartGrid Innovation Park | 59772_G_1 | 59772 | G | 1 |  | Energy Storage |  | SPP_N | Missouri | 29 | Jackson | 95 | 29095 | 1 | 0 | 2012 | 9999 |  |  | N | Energy Storage | [13 empty] | 0 | 0 | 0 | 0 | [11 empty] | Evergy Metro Inc | 100 | Evergy Inc | 100
Carroll County Energy | 59773_G_CGT1 | 59773 | G | CGT1 | 91034 | Combined Cycle |  | PJM_ATSI | Ohio | 39 | Carroll | 19 | 39019 | 203.3 | 7107 | 2017 | 9999 |  |  | N | Natural Gas |  |  |  | DLNB | SCR | [8 empty] | 0.0056433 | 0.0056433 | 0.0056433 | 0.0056433 | [11 empty] | Carroll County Energy LLC | 100 | Advanced Power Services LLC | 100
Carroll County Energy | 59773_G_CGT2 | 59773 | G | CGT2 | 91033 | Combined Cycle |  | PJM_ATSI | Ohio | 39 | Carroll | 19 | 39019 | 203.3 | 7107 | 2017 | 9999 |  |  | N | Natural Gas |  |  |  | DLNB | SCR | [8 empty] | 0.0056433 | 0.0056433 | 0.0056433 | 0.0056433 | [11 empty] | Carroll County Energy LLC | 100 | Advanced Power Services LLC | 100
Carroll County Energy | 59773_G_SGT1 | 59773 | G | SGT1 | 91034 | Combined Cycle |  | PJM_ATSI | Ohio | 39 | Carroll | 19 | 39019 | 288 | 7107 | 2017 | 9999 |  |  | N | Natural Gas |  |  |  | DLNB | SCR | [8 empty] | 0.0056433 | 0.0056433 | 0.0056433 | 0.0056433 | [11 empty] | Carroll County Energy LLC | 100 | Advanced Power Services LLC | 100
BioTown Ag | 59774_G_ENG1 | 59774 | G | ENG1 |  | Non-Fossil Waste |  | MIS_INKY | Indiana | 18 | White | 181 | 18181 | 1 | 10701 | 2011 | 9999 |  |  | Y | Non-Fossil Waste | [13 empty] | 0 | 0 | 0 | 0 | [11 empty] | BioTown Ag | 100 | Bio Town Ag | 100
BioTown Ag | 59774_G_ENG2 | 59774 | G | ENG2 |  | Non-Fossil Waste |  | MIS_INKY | Indiana | 18 | White | 181 | 18181 | 1 | 10701 | 2011 | 9999 |  |  | Y | Non-Fossil Waste | [13 empty] | 0 | 0 | 0 | 0 | [11 empty] | BioTown Ag | 100 | Bio Town Ag | 100
BioTown Ag | 59774_G_ENG3 | 59774 | G | ENG3 |  | Non-Fossil Waste |  | MIS_INKY | Indiana | 18 | White | 181 | 18181 | 1 | 10701 | 2011 | 9999 |  |  | Y | Non-Fossil Waste | [13 empty] | 0 | 0 | 0 | 0 | [11 empty] | BioTown Ag | 100 | Bio Town Ag | 100
BioTown Ag | 59774_G_ENG4 | 59774 | G | ENG4 |  | Non-Fossil Waste |  | MIS_INKY | Indiana | 18 | White | 181 | 18181 | 1 | 10701 | 2014 | 9999 |  |  | Y | Non-Fossil Waste | [13 empty] | 0 | 0 | 0 | 0 | [11 empty] | BioTown Ag | 100 | Bio Town Ag | 100
BioTown Ag | 59774_G_ENG5 | 59774 | G | ENG5 |  | Non-Fossil Waste |  | MIS_INKY | Indiana | 18 | White | 181 | 18181 | 1 | 10701 | 2014 | 9999 |  |  | Y | Non-Fossil Waste | [13 empty] | 0 | 0 | 0 | 0 | [11 empty] | BioTown Ag | 100 | Bio Town Ag | 100
BioTown Ag | 59774_G_ENG6 | 59774 | G | ENG6 |  | Non-Fossil Waste |  | MIS_INKY | Indiana | 18 | White | 181 | 18181 | 1 | 10701 | 2014 | 9999 |  |  | Y | Non-Fossil Waste | [13 empty] | 0 | 0 | 0 | 0 | [11 empty] | BioTown Ag | 100 | Bio Town Ag | 100
Adams Farm Solar | 59775_G_ADAMS | 59775 | G | ADAMS |  | Solar PV |  | NENGREST | Massachusetts | 25 | Worcester | 27 | 25027 | 3 | 0 | 2013 | 9999 |  |  | N | Solar | [13 empty] | 0 | 0 | 0 | 0 | [11 empty] | Adams Farm Solar LLC | 100 | Barron Partners LP | 100
RGS-Rutland VNM SREC II Project (MA) | 59777_G_1 | 59777 | G | 1 |  | Solar PV |  | NENGREST | Massachusetts | 25 | Worcester | 27 | 25027 | 2.6 | 0 | 2015 | 9999 |  |  | N | Solar | [13 empty] | 0 | 0 | 0 | 0 | [11 empty] | Terraform Solar XVII LLC | 100 | Brookfield Asset Management Inc | 100
Eden Solar LLC | 59778_G_EDENS | 59778 | G | EDENS |  | Solar PV |  | S_VACA | North Carolina | 37 | Richmond | 153 | 37153 | 47.7 | 0 | 2015 | 9999 |  |  | N | Solar | [13 empty] | 0 | 0 | 0 | 0 | [11 empty] | Eden Solar LLC | 100 | FTP Power LLC | 100
Davis Monthan AFB (AZ) West Airfield | 59779_G_1 | 59779 | G | 1 |  | Solar PV |  | WECC_AZ | Arizona | 4 | Pima | 19 | 04019 | 12.6 | 0 | 2014 | 9999 |  |  | N | Solar | [13 empty] | 0 | 0 | 0 | 0 | [11 empty] | SunE DM LLC | 100 | Macquarie Bank Limited | 100
New Bedford (MA) Plymouth | 59780_G_1 | 59780 | G | 1 |  | Solar PV |  | NENGREST | Massachusetts | 25 | Plymouth | 23 | 25023 | 4.3 | 0 | 2014 | 9999 |  |  | N | Solar | [13 empty] | 0 | 0 | 0 | 0 | [11 empty] | BWC Origination 4 LLC | 100 | D E Shaw & Co LP | 100
Upper Blackstone (MA) Treasure Valley | 59781_G_1 | 59781 | G | 1 |  | Solar PV |  | NENGREST | Massachusetts | 25 | Worcester | 27 | 25027 | 5 | 0 | 2014 | 9999 |  |  | N | Solar | [13 empty] | 0 | 0 | 0 | 0 | [11 empty] | SunE Solar XV Lessor LLC | 100 | Brookfield Asset Management Inc | 100
Gila River Power Block 3 | 59784_G_CTG5 | 59784 | G | CTG5 | 8516 | Combined Cycle |  | WECC_AZ | Arizona | 4 | Maricopa | 13 | 04013 | 146 | 7536 | 2003 | 9999 |  |  | N | Natural Gas |  |  |  | DLNB | SCR | [8 empty] | 0.0072618 | 0.0072618 | 0.0072618 | 0.0072618 | [11 empty] | Tucson Electric Power Co | 100 | Uns Energy Corp | 100
Gila River Power Block 3 | 59784_G_CTG6 | 59784 | G | CTG6 | 8518 | Combined Cycle |  | WECC_AZ | Arizona | 4 | Maricopa | 13 | 04013 | 146 | 7536 | 2003 | 9999 |  |  | N | Natural Gas |  |  |  | DLNB | SCR | [8 empty] | 0.0072618 | 0.0072618 | 0.0072618 | 0.0072618 | [11 empty] | Tucson Electric Power Co | 100 | Uns Energy Corp | 100
Gila River Power Block 3 | 59784_G_ST11 | 59784 | G | ST11 | 8516 | Combined Cycle |  | WECC_AZ | Arizona | 4 | Maricopa | 13 | 04013 | 223 | 7536 | 2003 | 9999 |  |  | N | Natural Gas |  |  |  | LNB + NH3 | SCR | [8 empty] | 0.0072618 | 0.0072618 | 0.0072618 | 0.0072618 | [11 empty] | Tucson Electric Power Co | 100 | Uns Energy Corp | 100
Fremont Community Digester, LLC | 59785_G_19001 | 59785 | G | 19001 |  | Non-Fossil Waste |  | MIS_LMI | Michigan | 26 | Newaygo | 123 | 26123 | 2.9 | 5883 | 2012 | 9999 |  |  | Y | Non-Fossil Waste | [13 empty] | 0 | 0 | 0 | 0 | [11 empty] | Fremont Community Digester LLC | 100 | Indus Energy LLC | 100
Fremont Community Digester, LLC | 59785_G_19002 | 59785 | G | 19002 |  | Non-Fossil Waste |  | MIS_LMI | Michigan | 26 | Newaygo | 123 | 26123 | 2.9 | 13500 | 2012 | 9999 |  |  | N | Non-Fossil Waste | [13 empty] | 0 | 0 | 0 | 0 | [11 empty] | Fremont Community Digester LLC | 100 | Indus Energy LLC | 100
Fiddler's Canyon #2 | 59786_G_FID2 | 59786 | G | FID2 |  | Solar PV |  | WECC_UT | Utah | 49 | Iron | 21 | 49021 | 3 | 0 | 2015 | 9999 |  |  | N | Solar | [13 empty] | 0 | 0 | 0 | 0 | [11 empty] | SunE Solar XVII Project2 LLC | 100 | SunEdison | 100
Fiddler's Canyon #1 | 59787_G_FID1 | 59787 | G | FID1 |  | Solar PV |  | WECC_UT | Utah | 49 | Iron | 21 | 49021 | 3 | 0 | 2015 | 9999 |  |  | N | Solar | [13 empty] | 0 | 0 | 0 | 0 | [11 empty] | SunE Solar XVII Project1 LLC | 100 | SunEdison | 100
Advance Stores Company, Inc | 59788_G_PV1 | 59788 | G | PV1 |  | Solar PV |  | NENG_CT | Connecticut | 9 | Hartford | 3 | 09003 | 1 | 0 | 2014 | 9999 |  |  | N | Solar | [13 empty] | 0 | 0 | 0 | 0 | [11 empty] | SolarCity Corp | 100 | Tesla Inc | 100
Millbrook School | 59789_G_PV1 | 59789 | G | PV1 |  | Solar PV |  | NY_Z_G-I | New York | 36 | Dutchess | 27 | 36027 | 1.4 | 0 | 2015 | 9999 |  |  | N | Solar | [13 empty] | 0 | 0 | 0 | 0 | [11 empty] | SolarCity Corp | 100 | Tesla Inc | 100
Oregon University System Rabbit Field | 59790_G_PV1 | 59790 | G | PV1 |  | Solar PV |  | WECC_PNW | Oregon | 41 | Benton | 3 | 41003 | 1.2 | 0 | 2014 | 9999 |  |  | N | Solar | [13 empty] | 0 | 0 | 0 | 0 | [11 empty] | SolarCity Corp | 100 | Tesla Inc | 100
Orchard Hills Renewable Energy Station | 59792_G_1 | 59792 | G | 1 |  | Landfill Gas |  | PJM_COMD | Illinois | 17 | Ogle | 141 | 17141 | 2.3 | 13500 | 2016 | 9999 |  |  | N | Landfill Gas | [13 empty] | 0.22117 | 0.22117 | 0.22117 | 0.22117 | [11 empty] | Hoosier Energy Rural Electric Coop Inc | 100 | Hoosier Energy Rural Electric Coop Inc | 100
Orchard Hills Renewable Energy Station | 59792_G_2 | 59792 | G | 2 |  | Landfill Gas |  | PJM_COMD | Illinois | 17 | Ogle | 141 | 17141 | 2.3 | 13500 | 2016 | 9999 |  |  | N | Landfill Gas | [13 empty] | 0.22117 | 0.22117 | 0.22117 | 0.22117 | [11 empty] | Hoosier Energy Rural Electric Coop Inc | 100 | Hoosier Energy Rural Electric Coop Inc | 100
Orchard Hills Renewable Energy Station | 59792_G_3 | 59792 | G | 3 |  | Landfill Gas |  | PJM_COMD | Illinois | 17 | Ogle | 141 | 17141 | 2.3 | 13500 | 2016 | 9999 |  |  | N | Landfill Gas | [13 empty] | 0.22117 | 0.22117 | 0.22117 | 0.22117 | [11 empty] | Hoosier Energy Rural Electric Coop Inc | 100 | Hoosier Energy Rural Electric Coop Inc | 100
Orchard Hills Renewable Energy Station | 59792_G_4 | 59792 | G | 4 |  | Landfill Gas |  | PJM_COMD | Illinois | 17 | Ogle | 141 | 17141 | 2.3 | 13500 | 2016 | 9999 |  |  | N | Landfill Gas | [13 empty] | 0.22117 | 0.22117 | 0.22117 | 0.22117 | [11 empty] | Hoosier Energy Rural Electric Coop Inc | 100 | Hoosier Energy Rural Electric Coop Inc | 100
Orchard Hills Renewable Energy Station | 59792_G_5 | 59792 | G | 5 |  | Landfill Gas |  | PJM_COMD | Illinois | 17 | Ogle | 141 | 17141 | 2.3 | 13500 | 2016 | 9999 |  |  | N | Landfill Gas | [13 empty] | 0.22117 | 0.22117 | 0.22117 | 0.22117 | [11 empty] | Hoosier Energy Rural Electric Coop Inc | 100 | Hoosier Energy Rural Electric Coop Inc | 100
Orchard Hills Renewable Energy Station | 59792_G_6 | 59792 | G | 6 |  | Landfill Gas |  | PJM_COMD | Illinois | 17 | Ogle | 141 | 17141 | 2.3 | 13500 | 2016 | 9999 |  |  | N | Landfill Gas | [13 empty] | 0.22117 | 0.22117 | 0.22117 | 0.22117 | [11 empty] | Hoosier Energy Rural Electric Coop Inc | 100 | Hoosier Energy Rural Electric Coop Inc | 100
Chicago West Side Energy Center | 59794_G_GEN1 | 59794 | G | GEN1 |  | Combustion Turbine |  | PJM_COMD | Illinois | 17 | Cook | 31 | 17031 | 3.5 | 8700 | 2003 | 2045 |  |  | Y | Natural Gas | [13 empty] | 0.16383 | 0.16383 | 0.16383 | 0.16383 | [11 empty] | US Dept of Veterans Affairs | 100 | US Dept of Veterans Affairs | 100
Ahoskie | 59795_G_FLS1 | 59795 | G | FLS1 |  | Solar PV |  | PJM_Dom | North Carolina | 37 | Hertford | 91 | 37091 | 5 | 0 | 2018 | 9999 |  |  | N | Solar | [13 empty] | 0 | 0 | 0 | 0 | [11 empty] | Solar Green Storage LLC | 100 | Solar Green Storage LLC | 100
Kelford | 59796_G_FLS1 | 59796 | G | FLS1 |  | Solar PV |  | PJM_Dom | North Carolina | 37 | Bertie | 15 | 37015 | 4.7 | 0 | 2016 | 9999 |  |  | N | Solar | [13 empty] | 0 | 0 | 0 | 0 | [11 empty] | TWE Kelford Solar Project LLC | 100 | Enel SpA | 100
Bayonne MUA- Leitner-Poma Wind Turbine | 59797_G_WT1 | 59797 | G | WT1 |  | Onshore Wind |  | PJM_EMAC | New Jersey | 34 | Hudson | 17 | 34017 | 0.1 | 0 | 2012 | 9999 |  |  | N | Wind | [13 empty] | 0 | 0 | 0 | 0 | [11 empty] | Bayonne Municipal Utility Authority | 100 | Bayonne Municipal Utility Authority | 100
Colon PV | 59798_G_W4172 | 59798 | G | W4172 |  | Solar PV |  | WEC_LADW | California | 6 | Los Angeles | 37 | 06037 | 0.9 | 0 | 2015 | 9999 |  |  | N | Solar | [13 empty] | 0 | 0 | 0 | 0 | [11 empty] | Colonfit LLC | 100 | Colonfit LLC | 100
Amazon San Bernardino | 59800_G_AMZ00 | 59800 | G | AMZ00 |  | Fuel Cell |  | WECC_SCE | California | 6 | San Bernardino | 71 | 06071 | 1 | 7002 | 2014 | 9999 |  |  | N | Natural Gas | [13 empty] | 0 | 0 | 0 | 0 | [11 empty] | Bloom Energy Corp | 100 | Bloom Energy Corp | 100
IBM Southbury | 59801_G_IBM00 | 59801 | G | IBM00 |  | Fuel Cell |  | NENG_CT | Connecticut | 9 | New Haven | 9 | 09009 | 1 | 6923 | 2014 | 9999 |  |  | N | Natural Gas | [13 empty] | 0 | 0 | 0 | 0 | [11 empty] | Bloom Energy Corp | 100 | Bloom Energy Corp | 100
Maxim | 59802_G_MXM00 | 59802 | G | MXM00 |  | Fuel Cell |  | WEC_CALN | California | 6 | Santa Clara | 85 | 06085 | 1 | 5901 | 2014 | 9999 |  |  | N | Natural Gas | [13 empty] | 0 | 0 | 0 | 0 | [11 empty] | Bloom Energy Corp | 100 | Bloom Energy Corp | 100
Pixar - Emeryville | 59803_G_PXR00 | 59803 | G | PXR00 |  | Fuel Cell |  | WEC_CALN | California | 6 | Alameda | 1 | 06001 | 1 | 7165 | 2014 | 9999 |  |  | N | Natural Gas | [13 empty] | 0 | 0 | 0 | 0 | [11 empty] | Bloom Energy Corp | 100 | Bloom Energy Corp | 100
Starbucks - Evolution Fresh | 59804_G_SBK00 | 59804 | G | SBK00 |  | Fuel Cell |  | WECC_SCE | California | 6 | San Bernardino | 71 | 06071 | 1 | 7250 | 2014 | 9999 |  |  | N | Natural Gas | [13 empty] | 0 | 0 | 0 | 0 | [11 empty] | Bloom Energy Corp | 100 | Bloom Energy Corp | 100
Yahoo! - HQ | 59805_G_YAH00 | 59805 | G | YAH00 |  | Fuel Cell |  | WEC_CALN | California | 6 | Santa Clara | 85 | 06085 | 1 | 5705 | 2014 | 9999 |  |  | N | Natural Gas | [13 empty] | 0 | 0 | 0 | 0 | [11 empty] | Bloom Energy Corp | 100 | Bloom Energy Corp | 100
Airport 1 Solar (DIA) | 59807_G_GBDIA | 59807 | G | GBDIA |  | Solar PV |  | WECC_CO | Colorado | 8 | Denver | 31 | 08031 | 1.5 | 0 | 2009 | 9999 |  |  | N | Solar | [13 empty] | 0 | 0 | 0 | 0 | [11 empty] | MP2 Capital LLC | 50 | Blu Leaf Energy Inc | 50
Munster Landfill Gas-to-Energy | 59808_G_GEN1 | 59808 | G | GEN1 |  | Landfill Gas |  | MIS_INKY | Indiana | 18 | Lake | 89 | 18089 | 1.1 | 20229 | 2012 | 9999 |  |  | N | Landfill Gas | [13 empty] | 0.22117 | 0.22117 | 0.22117 | 0.22117 | [11 empty] | Energy Systems Group | 100 | Energy Systems Group | 100
Mountain Home Energy Center | 59809_G_GEN1 | 59809 | G | GEN1 |  | Combustion Turbine | IC Engine | S_C_TVA | Tennessee | 47 | Washington | 179 | 47179 | 3.2 | 10745 | 2002 | 9999 |  |  | N | Natural Gas, Distillate Fuel Oil | [13 empty] | 1.061 | 1.061 | 1.061 | 1.061 | [11 empty] | Energy Systems Group | 100 | Energy Systems Group | 100
Mountain Home Energy Center | 59809_G_GEN2 | 59809 | G | GEN2 |  | Combustion Turbine | IC Engine | S_C_TVA | Tennessee | 47 | Washington | 179 | 47179 | 1.8 | 21960 | 2002 | 9999 |  |  | N | Distillate Fuel Oil | [13 empty] | 1.6498 | 1.6498 | 1.6498 | 1.6498 | [11 empty] | Energy Systems Group | 100 | Energy Systems Group | 100
Mountain Home Energy Center | 59809_G_GEN3 | 59809 | G | GEN3 |  | Combustion Turbine | IC Engine | S_C_TVA | Tennessee | 47 | Washington | 179 | 47179 | 1.8 | 21960 | 2002 | 9999 |  |  | N | Distillate Fuel Oil | [13 empty] | 1.6498 | 1.6498 | 1.6498 | 1.6498 | [11 empty] | Energy Systems Group | 100 | Energy Systems Group | 100
Dairyland WTE Plant | 59810_G_GEN1 | 59810 | G | GEN1 |  | Non-Fossil Waste |  | MIS_WUMS | Wisconsin | 55 | Brown | 9 | 55009 | 0.7 | 14719 | 2012 | 9999 |  |  | N | Non-Fossil Waste | [13 empty] | 0 | 0 | 0 | 0 | [11 empty] | Dairlyland Farm LLC | 100 | Dairlyland Farm LLC | 100
Dairyland WTE Plant | 59810_G_GEN2 | 59810 | G | GEN2 |  | Non-Fossil Waste |  | MIS_WUMS | Wisconsin | 55 | Brown | 9 | 55009 | 0.7 | 14721 | 2012 | 9999 |  |  | N | Non-Fossil Waste | [13 empty] | 0 | 0 | 0 | 0 | [11 empty] | Dairlyland Farm LLC | 100 | Dairlyland Farm LLC | 100
Rockfish Solar LLC | 59811_G_GEN1 | 59811 | G | GEN1 |  | Solar PV |  | PJM_SMAC | Maryland | 24 | Charles | 17 | 24017 | 10.3 | 0 | 2015 | 9999 |  |  | N | Solar | [13 empty] | 0 | 0 | 0 | 0 | [11 empty] | Rockfish Solar LLC | 100 | Public Service Enterprise Group Inc | 100
Wolf Hollow II | 59812_G_CGT4 | 59812 | G | CGT4 | 91202 | Combined Cycle |  | ERC_REST | Texas | 48 | Hood | 221 | 48221 | 314.1 | 7225 | 2017 | 9999 |  |  | N | Natural Gas |  |  |  | NH3 | SCR | [8 empty] | 0.0047353 | 0.0047353 | 0.0047353 | 0.0047353 | [11 empty] | Wolf Hollow I Power LLC | 100 | TexGen Power LLC | 100
Wolf Hollow II | 59812_G_CGT5 | 59812 | G | CGT5 | 91203 | Combined Cycle |  | ERC_REST | Texas | 48 | Hood | 221 | 48221 | 317.9 | 7225 | 2017 | 9999 |  |  | N | Natural Gas |  |  |  | NH3 | SCR | [8 empty] | 0.0047353 | 0.0047353 | 0.0047353 | 0.0047353 | [11 empty] | Wolf Hollow I Power LLC | 100 | TexGen Power LLC | 100
Wolf Hollow II | 59812_G_STG6 | 59812 | G | STG6 | 91202 | Combined Cycle |  | ERC_REST | Texas | 48 | Hood | 221 | 48221 | 432 | 7225 | 2017 | 9999 |  |  | N | Natural Gas |  |  |  | NH3 | SCR | [8 empty] | 0.0047353 | 0.0047353 | 0.0047353 | 0.0047353 | [11 empty] | Wolf Hollow I Power LLC | 100 | TexGen Power LLC | 100
Copper Mountain Solar 4, LLC | 59814_G_PV01 | 59814 | G | PV01 |  | Solar PV |  | WECC_SNV | Nevada | 32 | Clark | 3 | 32003 | 51.8 | 0 | 2016 | 9999 |  |  | N | Solar | [13 empty] | 0 | 0 | 0 | 0 | [11 empty] | Copper Mountain Solar 4 LLC | 100 | Consolidated Edison Inc | 100
Copper Mountain Solar 4, LLC | 59814_G_PV02 | 59814 | G | PV02 |  | Solar PV |  | WECC_SNV | Nevada | 32 | Clark | 3 | 32003 | 41.8 | 0 | 2016 | 9999 |  |  | N | Solar | [13 empty] | 0 | 0 | 0 | 0 | [11 empty] | Copper Mountain Solar 4 LLC | 100 | Consolidated Edison Inc | 100
Granby LFG | 59815_G_GLFG1 | 59815 | G | GLFG1 |  | Landfill Gas |  | NENGREST | Massachusetts | 25 | Hampshire | 15 | 25015 | 2.8 | 14663 | 2001 | 9999 |  |  | N | Landfill Gas | [13 empty] | 0.22117 | 0.22117 | 0.22117 | 0.22117 | [11 empty] | Industrial Power Services Corp | 100 | Industrial Power Services Corp | 100
Nanticoke LFG | 59816_G_BR12 | 59816 | G | BR12 |  | Landfill Gas |  | NY_Z_C&E | New York | 36 | Broome | 7 | 36007 | 4 | 13500 | 2006 | 9999 |  |  | N | Landfill Gas | [13 empty] | 0.22117 | 0.22117 | 0.22117 | 0.22117 | [11 empty] | Broome Energy Resources LLC | 100 | Broome Energy Resources LLC | 100
Tooele Army Depot | 59817_G_GEN01 | 59817 | G | GEN01 |  | Onshore Wind |  | WECC_UT | Utah | 49 | Tooele | 45 | 49045 | 1.5 | 0 | 2010 | 9999 |  |  | N | Wind | [13 empty] | 0 | 0 | 0 | 0 | [11 empty] | United States Army | 100 | United States Army | 100
Tooele Army Depot | 59817_G_GEN03 | 59817 | G | GEN03 |  | Onshore Wind |  | WECC_UT | Utah | 49 | Tooele | 45 | 49045 | 1.7 | 0 | 2016 | 9999 |  |  | N | Wind | [13 empty] | 0 | 0 | 0 | 0 | [11 empty] | United States Army | 100 | United States Army | 100
Tooele Army Depot | 59817_G_PV1 | 59817 | G | PV1 |  | Solar PV |  | WECC_UT | Utah | 49 | Tooele | 45 | 49045 | 1.5 | 0 | 2020 | 9999 |  |  | N | Solar | [13 empty] | 0 | 0 | 0 | 0 | [11 empty] | Tooele Army Depot Garrison Operations | 100 | Tooele Army Depot Garrison Operations | 100
Concord Farm | 59818_G_1 | 59818 | G | 1 |  | Solar PV |  | S_VACA | North Carolina | 37 | Cabarrus | 25 | 37025 | 4.9 | 0 | 2011 | 9999 |  |  | N | Solar | [13 empty] | 0 | 0 | 0 | 0 | [11 empty] | Shoe Show Inc | 100 | Shoe Show Inc | 100
Mohave Electric at Fort Mohave | 59819_G_PV1 | 59819 | G | PV1 |  | Solar PV |  | WECC_AZ | Arizona | 4 | Mohave | 15 | 04015 | 4.4 | 0 | 2015 | 9999 |  |  | N | Solar | [13 empty] | 0 | 0 | 0 | 0 | [11 empty] | Mohave Sunrise Solar I LLC | 100 | Exelon Corp | 100
Mohave Electric at Fort Mohave | 59819_G_PV2 | 59819 | G | PV2 |  | Solar PV |  | WECC_AZ | Arizona | 4 | Mohave | 15 | 04015 | 10 | 0 | 2016 | 9999 |  |  | N | Solar | [13 empty] | 0 | 0 | 0 | 0 | [11 empty] | Mohave Sunrise Solar I LLC | 100 | Exelon Corp | 100
Hunt Farm Solar | 59820_G_HUNTF | 59820 | G | HUNTF |  | Solar PV |  | NENGREST | Massachusetts | 25 | Franklin | 11 | 25011 | 3 | 0 | 2013 | 9999 |  |  | N | Solar | [13 empty] | 0 | 0 | 0 | 0 | [11 empty] | Hunt Farm Solar LLC | 100 | True Green Capital Management LLC | 100
205 Sturbridge A | 59821_G_STURA | 59821 | G | STURA |  | Solar PV |  | NENGREST | Massachusetts | 25 | Hampden | 13 | 25013 | 3 | 0 | 2014 | 9999 |  |  | N | Solar | [13 empty] | 0 | 0 | 0 | 0 | [11 empty] | Soltas Energy Corp | 100 | Barron Partners LP | 100
201 Sturbridge B | 59822_G_STURB | 59822 | G | STURB |  | Solar PV |  | NENGREST | Massachusetts | 25 | Hampden | 13 | 25013 | 2 | 0 | 2014 | 9999 |  |  | N | Solar | [13 empty] | 0 | 0 | 0 | 0 | [11 empty] | Soltas Energy Corp | 100 | Barron Partners LP | 100
INDY III | 59823_G_INDY3 | 59823 | G | INDY3 |  | Solar PV |  | MIS_INKY | Indiana | 18 | Marion | 97 | 18097 | 2.5 | 0 | 2015 | 9999 |  |  | N | Solar | [13 empty] | 0 | 0 | 0 | 0 | [11 empty] | Bulldog Energy Airport LLC | 100 | Johnson Mellon Solutions LLC | 100
Sweetgum Solar | 59824_G_5732 | 59824 | G | 5732 |  | Solar PV |  | S_VACA | North Carolina | 37 | Lee | 105 | 37105 | 4.9 | 0 | 2015 | 9999 |  |  | N | Solar | [13 empty] | 0 | 0 | 0 | 0 | [11 empty] | Sweetgum Solar LLC | 100 | NARENCO | 100
South Louisburg Solar | 59825_G_5MWPV | 59825 | G | 5MWPV |  | Solar PV |  | S_VACA | North Carolina | 37 | Franklin | 69 | 37069 | 5 | 0 | 2016 | 9999 |  |  | N | Solar | [13 empty] | 0 | 0 | 0 | 0 | [11 empty] | South Louisburg Solar LLC | 100 | South Louisburg Solar LLC | 100
Sunshine Valley Solar | 59826_G_GEN01 | 59826 | G | GEN01 |  | Solar PV |  | WECC_NNV | Nevada | 32 | Nye | 23 | 32023 | 103.4 | 0 | 2020 | 9999 |  |  | N | Solar | [13 empty] | 0 | 0 | 0 | 0 | [11 empty] | Sunshine Valley Solar LLC | 100 | First Solar Inc | 100
Playa Solar | 59827_G_GEN01 | 59827 | G | GEN01 |  | Solar PV |  | WECC_SNV | Nevada | 32 | Clark | 3 | 32003 | 79 | 0 | 2017 | 9999 |  |  | N | Solar | [13 empty] | 0 | 0 | 0 | 0 | [11 empty] | Playa Solar 1 LLC | 100 | First Solar Inc | 100
Balsam | 59828_G_5375 | 59828 | G | 5375 |  | Solar PV |  | S_VACA | North Carolina | 37 | Lee | 105 | 37105 | 5 | 0 | 2015 | 9999 |  |  | N | Solar | [13 empty] | 0 | 0 | 0 | 0 | [11 empty] | Balsam Solar LLC | 100 | NARENCO | 100
Royal Solar | 59831_G_FLS1 | 59831 | G | FLS1 |  | Solar PV |  | S_VACA | North Carolina | 37 | Cumberland | 51 | 37051 | 4.9 | 0 | 2015 | 9999 |  |  | N | Solar | [13 empty] | 0 | 0 | 0 | 0 | [11 empty] | Royal Solar LLC | 100 | FLS Energy Inc | 100
Kinston Solar | 59832_G_FLS1 | 59832 | G | FLS1 |  | Solar PV |  | S_VACA | North Carolina | 37 | Lenoir | 107 | 37107 | 5 | 0 | 2015 | 9999 |  |  | N | Solar | [13 empty] | 0 | 0 | 0 | 0 | [11 empty] | TWE Kinston Solar Project LLC | 100 | TradeWind Energy | 100
Laurinburg Solar | 59833_G_FLS1 | 59833 | G | FLS1 |  | Solar PV |  | S_VACA | North Carolina | 37 | Scotland | 165 | 37165 | 5 | 0 | 2015 | 9999 |  |  | N | Solar | [13 empty] | 0 | 0 | 0 | 0 | [11 empty] | TWE Laurinburg Solar Project LLC | 100 | Enel SpA | 100
Indy Grocers | 59834_G_INGRO | 59834 | G | INGRO |  | Solar PV |  | MIS_INKY | Indiana | 18 | Marion | 97 | 18097 | 1 | 0 | 2015 | 9999 |  |  | N | Solar | [13 empty] | 0 | 0 | 0 | 0 | [11 empty] | GES MegaOne LLC | 100 | James Wesley Taylor | 100
Newton Grove | 59835_G_GEN1 | 59835 | G | GEN1 |  | Solar PV |  | S_VACA | North Carolina | 37 | Sampson | 163 | 37163 | 1.9 | 0 | 2015 | 9999 |  |  | N | Solar | [13 empty] | 0 | 0 | 0 | 0 | [11 empty] | ESA Newton Grove 1 NC LLC | 100 | BayWa AG | 100
Twin Falls (WI) | 59836_G_11 | 59836 | G | 11 |  | Hydro |  | MIS_WUMS | Wisconsin | 55 | Florence | 37 | 55037 | 4.6 | 0 | 2016 | 9999 |  |  | N | Hydro | [13 empty] | 0 | 0 | 0 | 0 | [11 empty] | Wisconsin Electric Power Co | 100 | WEC Energy Group Inc | 100
Twin Falls (WI) | 59836_G_12 | 59836 | G | 12 |  | Hydro |  | MIS_WUMS | Wisconsin | 55 | Florence | 37 | 55037 | 4.6 | 0 | 2016 | 9999 |  |  | N | Hydro | [13 empty] | 0 | 0 | 0 | 0 | [11 empty] | Wisconsin Electric Power Co | 100 | WEC Energy Group Inc | 100
Slate Creek Wind Project LLC | 59837_G_GEN1 | 59837 | G | GEN1 |  | Onshore Wind |  | SPP_N | Kansas | 20 | Sumner | 191 | 20191 | 150 | 0 | 2015 | 9999 |  |  | N | Wind | [13 empty] | 0 | 0 | 0 | 0 | [11 empty] | Slate Creek Wind Project LLC | 100 | EDF Group | 100
Milo Wind Project LLC | 59838_G_GEN1 | 59838 | G | GEN1 |  | Onshore Wind |  | SPP_SPS | New Mexico | 35 | Roosevelt | 41 | 35041 | 50 | 0 | 2016 | 9999 |  |  | N | Wind | [13 empty] | 0 | 0 | 0 | 0 | [11 empty] | Milo Wind Project LLC | 100 | EDF Group | 100
Spring Hill Road | 59839_G_SHRD1 | 59839 | G | SHRD1 |  | Solar PV |  | NENGREST | Massachusetts | 25 | Worcester | 27 | 25027 | 1.9 | 0 | 2015 | 9999 |  |  | N | Solar | [13 empty] | 0 | 0 | 0 | 0 | [11 empty] | Spring Hill Rd Solar 1 LLC | 100 | Sustainable Power Group LLC | 100
Springbok Solar Farm 2 | 59840_G_SB2 | 59840 | G | SB2 |  | Solar PV |  | WECC_SCE | California | 6 | Kern | 29 | 06029 | 155 | 0 | 2016 | 9999 |  |  | N | Solar | [13 empty] | 0 | 0 | 0 | 0 | [11 empty] | 63SU 8ME LLC | 100 | 8 Minute Solar Energy | 100
General Motors Corp at White Marsh MD | 59841_G_PV1 | 59841 | G | PV1 |  | Solar PV |  | PJM_SMAC | Maryland | 24 | Baltimore | 5 | 24005 | 1 | 0 | 2011 | 9999 |  |  | N | Solar | [13 empty] | 0 | 0 | 0 | 0 | [11 empty] | Constellation Solar Maryland LLC | 100 | Exelon Corp | 100
CNE at Cambridge MD | 59842_G_PV1 | 59842 | G | PV1 |  | Solar PV |  | PJM_EMAC | Maryland | 24 | Dorchester | 19 | 24019 | 3.2 | 0 | 2015 | 9999 |  |  | N | Solar | [13 empty] | 0 | 0 | 0 | 0 | [11 empty] | OneEnergy Cambridge LLC | 100 | OneEnergy Inc | 100
Georgia Power at Wadley GA | 59843_G_PV1 | 59843 | G | PV1 |  | Solar PV |  | S_SOU | Georgia | 13 | Jefferson | 163 | 13163 | 1 | 0 | 2014 | 9999 |  |  | N | Solar | [13 empty] | 0 | 0 | 0 | 0 | [11 empty] | Constellation Solar Georgia LLC | 100 | Exelon Corp | 100
Munich Re Plaza | 59844_G_PZ1 | 59844 | G | PZ1 |  | Solar PV |  | PJM_EMAC | New Jersey | 34 | Middlesex | 23 | 34023 | 1.6 | 0 | 2012 | 9999 |  |  | N | Solar | [13 empty] | 0 | 0 | 0 | 0 | [11 empty] | Munich Reinsurance America Inc | 100 | Munich Re Trading LLC | 100
Munich Re Plaza | 59844_G_PZ2 | 59844 | G | PZ2 |  | Solar PV |  | PJM_EMAC | New Jersey | 34 | Middlesex | 23 | 34023 | 0.8 | 0 | 2012 | 9999 |  |  | N | Solar | [13 empty] | 0 | 0 | 0 | 0 | [11 empty] | Munich Reinsurance America Inc | 100 | Munich Re Trading LLC | 100
New River | 59845_G_E1 | 59845 | G | E1 |  | Landfill Gas |  | PJM_West | Virginia | 51 | Pulaski | 155 | 51155 | 0.3 | 13500 | 2013 | 9999 |  |  | N | Landfill Gas | [13 empty] | 0.22117 | 0.22117 | 0.22117 | 0.22117 | [11 empty] | Industrial Power Generating Co | 100 | Industrial Power Generating Co | 100
New River | 59845_G_E10 | 59845 | G | E10 |  | Landfill Gas |  | PJM_West | Virginia | 51 | Pulaski | 155 | 51155 | 0.3 | 13500 | 2013 | 9999 |  |  | N | Landfill Gas | [13 empty] | 0.22117 | 0.22117 | 0.22117 | 0.22117 | [11 empty] | Industrial Power Generating Co | 100 | Industrial Power Generating Co | 100
New River | 59845_G_E11 | 59845 | G | E11 |  | Landfill Gas |  | PJM_West | Virginia | 51 | Pulaski | 155 | 51155 | 0.3 | 13500 | 2013 | 9999 |  |  | N | Landfill Gas | [13 empty] | 0.22117 | 0.22117 | 0.22117 | 0.22117 | [11 empty] | Industrial Power Generating Co | 100 | Industrial Power Generating Co | 100
New River | 59845_G_E12 | 59845 | G | E12 |  | Landfill Gas |  | PJM_West | Virginia | 51 | Pulaski | 155 | 51155 | 0.3 | 13500 | 2013 | 9999 |  |  | N | Landfill Gas | [13 empty] | 0.22117 | 0.22117 | 0.22117 | 0.22117 | [11 empty] | Industrial Power Generating Co | 100 | Industrial Power Generating Co | 100
New River | 59845_G_E13 | 59845 | G | E13 |  | Landfill Gas |  | PJM_West | Virginia | 51 | Pulaski | 155 | 51155 | 0.3 | 13500 | 2013 | 9999 |  |  | N | Landfill Gas | [13 empty] | 0.22117 | 0.22117 | 0.22117 | 0.22117 | [11 empty] | Industrial Power Generating Co | 100 | Industrial Power Generating Co | 100
New River | 59845_G_E14 | 59845 | G | E14 |  | Landfill Gas |  | PJM_West | Virginia | 51 | Pulaski | 155 | 51155 | 0.3 | 13500 | 2013 | 9999 |  |  | N | Landfill Gas | [13 empty] | 0.22117 | 0.22117 | 0.22117 | 0.22117 | [11 empty] | Industrial Power Generating Co | 100 | Industrial Power Generating Co | 100
New River | 59845_G_E15 | 59845 | G | E15 |  | Landfill Gas |  | PJM_West | Virginia | 51 | Pulaski | 155 | 51155 | 0.3 | 13500 | 2013 | 9999 |  |  | N | Landfill Gas | [13 empty] | 0.22117 | 0.22117 | 0.22117 | 0.22117 | [11 empty] | Industrial Power Generating Co | 100 | Industrial Power Generating Co | 100
New River | 59845_G_E16 | 59845 | G | E16 |  | Landfill Gas |  | PJM_West | Virginia | 51 | Pulaski | 155 | 51155 | 0.3 | 13500 | 2013 | 9999 |  |  | N | Landfill Gas | [13 empty] | 0.22117 | 0.22117 | 0.22117 | 0.22117 | [11 empty] | Industrial Power Generating Co | 100 | Industrial Power Generating Co | 100
New River | 59845_G_E17 | 59845 | G | E17 |  | Landfill Gas |  | PJM_West | Virginia | 51 | Pulaski | 155 | 51155 | 0.3 | 13500 | 2013 | 9999 |  |  | N | Landfill Gas | [13 empty] | 0.22117 | 0.22117 | 0.22117 | 0.22117 | [11 empty] | Industrial Power Generating Co | 100 | Industrial Power Generating Co | 100
New River | 59845_G_E18 | 59845 | G | E18 |  | Landfill Gas |  | PJM_West | Virginia | 51 | Pulaski | 155 | 51155 | 0.3 | 13500 | 2013 | 9999 |  |  | N | Landfill Gas | [13 empty] | 0.22117 | 0.22117 | 0.22117 | 0.22117 | [11 empty] | Industrial Power Generating Co | 100 | Industrial Power Generating Co | 100
New River | 59845_G_E2 | 59845 | G | E2 |  | Landfill Gas |  | PJM_West | Virginia | 51 | Pulaski | 155 | 51155 | 0.3 | 13500 | 2013 | 9999 |  |  | N | Landfill Gas | [13 empty] | 0.22117 | 0.22117 | 0.22117 | 0.22117 | [11 empty] | Industrial Power Generating Co | 100 | Industrial Power Generating Co | 100
New River | 59845_G_E3 | 59845 | G | E3 |  | Landfill Gas |  | PJM_West | Virginia | 51 | Pulaski | 155 | 51155 | 0.3 | 13500 | 2013 | 9999 |  |  | N | Landfill Gas | [13 empty] | 0.22117 | 0.22117 | 0.22117 | 0.22117 | [11 empty] | Industrial Power Generating Co | 100 | Industrial Power Generating Co | 100
New River | 59845_G_E4 | 59845 | G | E4 |  | Landfill Gas |  | PJM_West | Virginia | 51 | Pulaski | 155 | 51155 | 0.3 | 13500 | 2013 | 9999 |  |  | N | Landfill Gas | [13 empty] | 0.22117 | 0.22117 | 0.22117 | 0.22117 | [11 empty] | Industrial Power Generating Co | 100 | Industrial Power Generating Co | 100
New River | 59845_G_E5 | 59845 | G | E5 |  | Landfill Gas |  | PJM_West | Virginia | 51 | Pulaski | 155 | 51155 | 0.3 | 13500 | 2013 | 9999 |  |  | N | Landfill Gas | [13 empty] | 0.22117 | 0.22117 | 0.22117 | 0.22117 | [11 empty] | Industrial Power Generating Co | 100 | Industrial Power Generating Co | 100
New River | 59845_G_E6 | 59845 | G | E6 |  | Landfill Gas |  | PJM_West | Virginia | 51 | Pulaski | 155 | 51155 | 0.3 | 13500 | 2013 | 9999 |  |  | N | Landfill Gas | [13 empty] | 0.22117 | 0.22117 | 0.22117 | 0.22117 | [11 empty] | Industrial Power Generating Co | 100 | Industrial Power Generating Co | 100
New River | 59845_G_E7 | 59845 | G | E7 |  | Landfill Gas |  | PJM_West | Virginia | 51 | Pulaski | 155 | 51155 | 0.3 | 13500 | 2013 | 9999 |  |  | N | Landfill Gas | [13 empty] | 0.22117 | 0.22117 | 0.22117 | 0.22117 | [11 empty] | Industrial Power Generating Co | 100 | Industrial Power Generating Co | 100
New River | 59845_G_E8 | 59845 | G | E8 |  | Landfill Gas |  | PJM_West | Virginia | 51 | Pulaski | 155 | 51155 | 0.3 | 13500 | 2013 | 9999 |  |  | N | Landfill Gas | [13 empty] | 0.22117 | 0.22117 | 0.22117 | 0.22117 | [11 empty] | Industrial Power Generating Co | 100 | Industrial Power Generating Co | 100
New River | 59845_G_E9 | 59845 | G | E9 |  | Landfill Gas |  | PJM_West | Virginia | 51 | Pulaski | 155 | 51155 | 0.3 | 13500 | 2013 | 9999 |  |  | N | Landfill Gas | [13 empty] | 0.22117 | 0.22117 | 0.22117 | 0.22117 | [11 empty] | Industrial Power Generating Co | 100 | Industrial Power Generating Co | 100
Northwest Community Hospital | 59847_G_1 | 59847 | G | 1 |  | Combustion Turbine | IC Engine | PJM_COMD | Illinois | 17 | Cook | 31 | 17031 | 0.9 | 11373 | 1996 | 2045 |  |  | Y | Natural Gas | [13 empty] | 1.061 | 1.061 | 1.061 | 1.061 | [11 empty] | Northwest Community Hospital | 100 | Northwest Community Hospital | 100
Northwest Community Hospital | 59847_G_2 | 59847 | G | 2 |  | Combustion Turbine | IC Engine | PJM_COMD | Illinois | 17 | Cook | 31 | 17031 | 0.9 | 11373 | 1996 | 2045 |  |  | Y | Natural Gas | [13 empty] | 1.061 | 1.061 | 1.061 | 1.061 | [11 empty] | Northwest Community Hospital | 100 | Northwest Community Hospital | 100
Northwest Community Hospital | 59847_G_3 | 59847 | G | 3 |  | Combustion Turbine | IC Engine | PJM_COMD | Illinois | 17 | Cook | 31 | 17031 | 0.9 | 11373 | 1996 | 2045 |  |  | Y | Natural Gas | [13 empty] | 1.061 | 1.061 | 1.061 | 1.061 | [11 empty] | Northwest Community Hospital | 100 | Northwest Community Hospital | 100
Northwest Community Hospital | 59847_G_4 | 59847 | G | 4 |  | Combustion Turbine | IC Engine | PJM_COMD | Illinois | 17 | Cook | 31 | 17031 | 0.9 | 11373 | 1996 | 2045 |  |  | Y | Natural Gas | [13 empty] | 1.061 | 1.061 | 1.061 | 1.061 | [11 empty] | Northwest Community Hospital | 100 | Northwest Community Hospital | 100
Pikes Peak Solar Garden 1 LLC CSG | 59848_G_PPSG1 | 59848 | G | PPSG1 |  | Solar PV |  | WECC_CO | Colorado | 8 | El Paso | 41 | 08041 | 2 | 0 | 2015 | 9999 |  |  | N | Solar | [13 empty] | 0 | 0 | 0 | 0 | [11 empty] | Global Sun Holdings Inc | 100 | Global Sun Holdings Inc | 100
Adams Community Solar Garden LLC | 59849_G_23377 | 59849 | G | 23377 |  | Solar PV |  | WECC_CO | Colorado | 8 | Adams | 1 | 08001 | 1.2 | 0 | 2015 | 9999 |  |  | N | Solar | [13 empty] | 0 | 0 | 0 | 0 | [11 empty] | Global Sun Holdings Inc | 100 | Global Sun Holdings Inc | 100
Adams Community Solar Garden III LLC | 59850_G_23376 | 59850 | G | 23376 |  | Solar PV |  | WECC_CO | Colorado | 8 | Adams | 1 | 08001 | 1.2 | 0 | 2015 | 9999 |  |  | N | Solar | [13 empty] | 0 | 0 | 0 | 0 | [11 empty] | Global Sun Holdings Inc | 100 | Global Sun Holdings Inc | 100
Great Bay Solar 1 | 59851_G_GBS01 | 59851 | G | GBS01 |  | Solar PV |  | PJM_EMAC | Maryland | 24 | Somerset | 39 | 24039 | 75 | 0 | 2018 | 9999 |  |  | N | Solar | [13 empty] | 0 | 0 | 0 | 0 | [11 empty] | Great Bay Solar I LLC | 100 | Algonquin Power & Utilities Corp | 100
North Star Solar Project | 59852_G_NSSP1 | 59852 | G | NSSP1 |  | Solar PV |  | MIS_MNWI | Minnesota | 27 | Chisago | 25 | 27025 | 100 | 0 | 2016 | 9999 |  |  | N | Solar | [13 empty] | 0 | 0 | 0 | 0 | [11 empty] | North Star Solar PV LLC | 100 | D E Shaw & Co LP | 100
Watervliet PV | 59853_G_WVPV1 | 59853 | G | WVPV1 |  | Solar PV |  | PJM_West | Michigan | 26 | Berrien | 21 | 26021 | 4.6 | 0 | 2016 | 9999 |  |  | N | Solar | [13 empty] | 0 | 0 | 0 | 0 | [11 empty] | Indiana Michigan Power Co | 100 | American Electric Power Co Inc | 100
OlivePV | 59854_G_OLPV1 | 59854 | G | OLPV1 |  | Solar PV |  | PJM_West | Indiana | 18 | St Joseph | 141 | 18141 | 5 | 0 | 2016 | 9999 |  |  | N | Solar | [13 empty] | 0 | 0 | 0 | 0 | [11 empty] | Indiana Michigan Power Co | 100 | American Electric Power Co Inc | 100
Deer Creek PV | 59855_G_DCPV1 | 59855 | G | DCPV1 |  | Solar PV |  | PJM_West | Indiana | 18 | Grant | 53 | 18053 | 2.5 | 0 | 2016 | 9999 |  |  | N | Solar | [13 empty] | 0 | 0 | 0 | 0 | [11 empty] | Indiana Michigan Power Co | 100 | American Electric Power Co Inc | 100
SoINCPower6, LLC | 59856_G_SUN1 | 59856 | G | SUN1 |  | Solar PV |  | PJM_Dom | North Carolina | 37 | Gates | 73 | 37073 | 5 | 0 | 2015 | 9999 |  |  | N | Solar | [13 empty] | 0 | 0 | 0 | 0 | [11 empty] | SolNCPower6 LLC | 100 | Solon Group | 100
SoINCPower5, LLC | 59857_G_BAT1 | 59857 | G | BAT1 |  | Solar PV |  | S_VACA | North Carolina | 37 | Nash | 127 | 37127 | 5 | 0 | 2015 | 9999 |  |  | N | Solar | [13 empty] | 0 | 0 | 0 | 0 | [11 empty] | SolNCPower5 LLC | 100 | Solon Group | 100
Johnston Solar | 59858_G_JSI01 | 59858 | G | JSI01 |  | Solar PV |  | NENGREST | Rhode Island | 44 | Providence | 7 | 44007 | 1 | 0 | 2015 | 9999 |  |  | N | Solar | [13 empty] | 0 | 0 | 0 | 0 | [11 empty] | Half Moon Ventures LLC | 100 | Half Moon Ventures LLC | 100
HP Hood CT | 59860_G_HHOOD | 59860 | G | HHOOD |  | Combustion Turbine |  | PJM_AP | Virginia | 51 | Frederick | 69 | 51069 | 15 | 8700 | 2015 | 9999 |  |  | Y | Natural Gas | [13 empty] | 0.011 | 0.011 | 0.011 | 0.011 | [11 empty] | HP Hood LLC | 100 | HP Hood | 100
Twin Branch PV | 59861_G_TBPV1 | 59861 | G | TBPV1 |  | Solar PV |  | PJM_West | Indiana | 18 | St Joseph | 141 | 18141 | 2.6 | 0 | 2016 | 9999 |  |  | N | Solar | [13 empty] | 0 | 0 | 0 | 0 | [11 empty] | Indiana Michigan Power Co | 100 | American Electric Power Co Inc | 100
Fort Benning Solar Facility | 59862_G_1 | 59862 | G | 1 |  | Solar PV |  | S_SOU | Georgia | 13 | Chattahoochee | 53 | 13053 | 30 | 0 | 2015 | 9999 |  |  | N | Solar | [13 empty] | 0 | 0 | 0 | 0 | [11 empty] | Georgia Power Co | 100 | Southern Co | 100
Fort Gordon Solar Facility | 59863_G_1 | 59863 | G | 1 |  | Solar PV |  | S_SOU | Georgia | 13 | Richmond | 245 | 13245 | 30 | 0 | 2016 | 9999 |  |  | N | Solar | [13 empty] | 0 | 0 | 0 | 0 | [11 empty] | Georgia Power Co | 100 | Southern Co | 100
Kings Bay Solar Facility | 59864_G_1 | 59864 | G | 1 |  | Solar PV |  | S_SOU | Georgia | 13 | Camden | 39 | 13039 | 30.2 | 0 | 2016 | 9999 |  |  | N | Solar | [13 empty] | 0 | 0 | 0 | 0 | [11 empty] | Georgia Power Co | 100 | Southern Co | 100
Fort Stewart Solar Facility | 59865_G_1 | 59865 | G | 1 |  | Solar PV |  | S_SOU | Georgia | 13 | Liberty | 179 | 13179 | 30 | 0 | 2016 | 9999 |  |  | N | Solar | [13 empty] | 0 | 0 | 0 | 0 | [11 empty] | Georgia Power Co | 100 | Southern Co | 100
Palmer Solar LLC | 59866_G_11111 | 59866 | G | 11111 |  | Solar PV |  | NENGREST | Massachusetts | 25 | Hampden | 13 | 25013 | 2.5 | 0 | 2013 | 9999 |  |  | N | Solar | [13 empty] | 0 | 0 | 0 | 0 | [11 empty] | Greenhouse Solar LLC | 50 | Greenhouse Solar LLC | 50
Lockheed Martin Solar System | 59867_G_LMSOL | 59867 | G | LMSOL |  | Solar PV |  | FRCC | Florida | 12 | Pinellas | 103 | 12103 | 1.9 | 0 | 2015 | 9999 |  |  | N | Solar | [13 empty] | 0 | 0 | 0 | 0 | [11 empty] | Lockheed Martin Solar System | 100 | Lockheed Martin Corp | 100
Kingbird A Solar LLC | 59868_G_GEN01 | 59868 | G | GEN01 |  | Solar PV |  | WECC_SCE | California | 6 | Kern | 29 | 06029 | 20 | 0 | 2016 | 9999 |  |  | N | Solar | [13 empty] | 0 | 0 | 0 | 0 | [11 empty] | Kingbird Solar A LLC | 100 | Capital Dynamics | 100
UC Davis South Campus | 59872_G_UCD1 | 59872 | G | UCD1 |  | Solar PV |  | WEC_CALN | California | 6 | Yolo | 113 | 06113 | 13 | 0 | 2015 | 9999 |  |  | N | Solar | [13 empty] | 0 | 0 | 0 | 0 | [11 empty] | Solar Star California XXXII LLC | 100 | SunPower Corp | 100
Lowell Solar Landfill | 59873_G_PV | 59873 | G | PV |  | Solar PV |  | NENGREST | Massachusetts | 25 | Middlesex | 17 | 25017 | 1.3 | 0 | 2013 | 9999 |  |  | N | Solar | [13 empty] | 0 | 0 | 0 | 0 | [11 empty] | Ameresco Inc | 100 | Ameresco Inc | 100
Richland Solar Center | 59874_G_PV1 | 59874 | G | PV1 |  | Solar PV |  | S_SOU | Georgia | 13 | Twiggs | 289 | 13289 | 20 | 0 | 2015 | 9999 |  |  | N | Solar | [13 empty] | 0 | 0 | 0 | 0 | [11 empty] | Dominion Resources Inc | 100 | Dominion Energy Inc | 100
Marshall Solar Energy Project | 59875_G_PV1 | 59875 | G | PV1 |  | Solar PV |  | MIS_MNWI | Minnesota | 27 | Lyon | 83 | 27083 | 62.3 | 0 | 2017 | 9999 |  |  | N | Solar | [13 empty] | 0 | 0 | 0 | 0 | [11 empty] | Marshall Solar LLC | 100 | NextEra Energy Inc | 100
Marine Corps Logistics Base Solar | 59876_G_1 | 59876 | G | 1 |  | Solar PV |  | S_SOU | Georgia | 13 | Dougherty | 95 | 13095 | 31.2 | 0 | 2018 | 9999 |  |  | N | Solar | [13 empty] | 0 | 0 | 0 | 0 | [11 empty] | Georgia Power Co | 100 | Southern Co | 100
Riverside RWQCP Fuel Cell | 59877_G_MB20 | 59877 | G | MB20 |  | Fuel Cell |  | WECC_SCE | California | 6 | Riverside | 65 | 06065 | 1.4 | 8818 | 2016 | 9999 |  |  | Y | Natural Gas | [13 empty] | 0 | 0 | 0 | 0 | [11 empty] | Riverside Public Utilities | 100 | Riverside Public Utilities | 100
Windhub Solar A LLC | 59878_G_GEN01 | 59878 | G | GEN01 |  | Solar PV |  | WECC_SCE | California | 6 | Kern | 29 | 06029 | 20 | 0 | 2019 | 9999 |  |  | N | Solar | [13 empty] | 0 | 0 | 0 | 0 | [11 empty] | Windhub Solar A LLC | 100 | First Solar Inc | 100
North Rosamond Solar LLC | 59879_G_GEN01 | 59879 | G | GEN01 |  | Solar PV |  | WECC_SCE | California | 6 | Kern | 29 | 06029 | 160 | 0 | 2019 | 9999 |  |  | N | Solar | [13 empty] | 0 | 0 | 0 | 0 | [11 empty] | North Rosamond Solar LLC | 100 | First Solar Inc | 100
Kings Park Solar I | 59880_G_KIPS1 | 59880 | G | KIPS1 |  | Solar PV |  | NY_Z_K | New York | 36 | Suffolk | 103 | 36103 | 2 | 0 | 2019 | 9999 |  |  | N | Solar | [13 empty] | 0 | 0 | 0 | 0 | [11 empty] | BQ Energy | 100 | BQ Energy LLC | 100
Kings Park Solar II | 59881_G_KIPS2 | 59881 | G | KIPS2 |  | Solar PV |  | NY_Z_K | New York | 36 | Suffolk | 103 | 36103 | 2 | 0 | 2019 | 9999 |  |  | N | Solar | [13 empty] | 0 | 0 | 0 | 0 | [11 empty] | BQ Energy | 100 | BQ Energy LLC | 100
Exelon West Medway II LLC | 59882_G_4 | 59882 | G | 4 | 91232 | Combustion Turbine |  | NENGREST | Massachusetts | 25 | Norfolk | 21 | 25021 | 97.4 | 10745 | 2019 | 9999 |  |  | N | Natural Gas, Distillate Fuel Oil | [13 empty] | 0.01068 | 0.01068 | 0.01068 | 0.01068 | [11 empty] | West Medway II LLC | 100 | Exelon Corp | 100
Exelon West Medway II LLC | 59882_G_5 | 59882 | G | 5 | 91233 | Combustion Turbine |  | NENGREST | Massachusetts | 25 | Norfolk | 21 | 25021 | 97.4 | 10745 | 2019 | 9999 |  |  | N | Natural Gas, Distillate Fuel Oil | [13 empty] | 0.00962 | 0.00962 | 0.00962 | 0.00962 | [11 empty] | West Medway II LLC | 100 | Exelon Corp | 100
Beaufort Solar, LLC | 59887_G_GEN | 59887 | G | GEN |  | Solar PV |  | S_VACA | North Carolina | 37 | Beaufort | 13 | 37013 | 15 | 0 | 2015 | 9999 |  |  | N | Solar | [13 empty] | 0 | 0 | 0 | 0 | [11 empty] | Beaufort Solar LLC | 100 | Hudson Clean Energy Partners LP | 100
CP Bloom Wind LLC | 59888_G_GEN | 59888 | G | GEN |  | Onshore Wind |  | SPP_N | Kansas | 20 | Ford | 57 | 20057 | 178.2 | 0 | 2017 | 9999 |  |  | N | Wind | [13 empty] | 0 | 0 | 0 | 0 | [11 empty] | Allianz Risk Transfer | 100 | Allianz SE | 100
Butler Solar Farm 20 | 59891_G_1 | 59891 | G | 1 |  | Solar PV |  | S_SOU | Georgia | 13 | Taylor | 269 | 13269 | 20 | 0 | 2016 | 9999 |  |  | N | Solar | [13 empty] | 0 | 0 | 0 | 0 | [11 empty] | Butler Solar Farm LLC | 100 | Butler Solar Farm LLC | 100
Pawpaw Solar Plant | 59894_G_1 | 59894 | G | 1 |  | Solar PV |  | S_SOU | Georgia | 13 | Taylor | 269 | 13269 | 30 | 0 | 2016 | 9999 |  |  | N | Solar | [13 empty] | 0 | 0 | 0 | 0 | [11 empty] | SP Pawpaw Solar LLC | 100 | Southern Co | 100
Butler Solar Project 103 | 59896_G_1 | 59896 | G | 1 |  | Solar PV |  | S_SOU | Georgia | 13 | Taylor | 269 | 13269 | 100 | 0 | 2016 | 9999 |  |  | N | Solar | [13 empty] | 0 | 0 | 0 | 0 | [11 empty] | SP Butler Solar LLC | 100 | Southern Co | 100
Taylor County Solar | 59897_G_1 | 59897 | G | 1 |  | Solar PV |  | S_SOU | Georgia | 13 | Taylor | 269 | 13269 | 143 | 0 | 2016 | 9999 |  |  | N | Solar | [13 empty] | 0 | 0 | 0 | 0 | [11 empty] | SP Sandhills Solar LLC | 100 | Southern Co | 100
SunEnergy1-Scotland Neck, LLC | 59898_G_SE1SN | 59898 | G | SE1SN |  | Solar PV |  | PJM_Dom | North Carolina | 37 | Halifax | 83 | 37083 | 3 | 0 | 2014 | 9999 |  |  | N | Solar | [13 empty] | 0 | 0 | 0 | 0 | [11 empty] | Montross Solar LLC | 100 | SunEnergy 1 LLC | 100
Choco Solar, LLC | 59899_G_CHOCO | 59899 | G | CHOCO |  | Solar PV |  | S_VACA | North Carolina | 37 | Beaufort | 13 | 37013 | 5 | 0 | 2014 | 9999 |  |  | N | Solar | [13 empty] | 0 | 0 | 0 | 0 | [11 empty] | Choco Solar LLC | 100 | SunEnergy 1 LLC | 100
Corcoran Solar 3 | 59900_G_C3CA | 59900 | G | C3CA |  | Solar PV |  | WEC_CALN | California | 6 | Kings | 31 | 06031 | 20 | 0 | 2016 | 9999 |  |  | N | Solar | [13 empty] | 0 | 0 | 0 | 0 | [11 empty] | CED Corcoran Solar 3 LLC | 100 | Sempra Energy | 100
Albertson Solar LLC | 59901_G_ALBRT | 59901 | G | ALBRT |  | Solar PV |  | S_VACA | North Carolina | 37 | Duplin | 61 | 37061 | 5 | 0 | 2015 | 9999 |  |  | N | Solar | [13 empty] | 0 | 0 | 0 | 0 | [11 empty] | Albertson Solar LLC | 100 | SunEnergy 1 LLC | 100
Cardinal Point LLC | 59902_G_GEN | 59902 | G | GEN |  | Onshore Wind |  | MIS_IL | Illinois | 17 | McDonough | 109 | 17109 | 150 | 0 | 2020 | 9999 |  |  | N | Wind | [13 empty] | 0 | 0 | 0 | 0 | [11 empty] | Cardinal Point LLC | 100 | Capital Power Corp | 100
New Frontier Wind | 59903_G_GEN | 59903 | G | GEN |  | Onshore Wind |  | MIS_MAPP | North Dakota | 38 | McHenry | 49 | 38049 | 100 | 0 | 2018 | 9999 |  |  | N | Wind | [13 empty] | 0 | 0 | 0 | 0 | [11 empty] | Capital Power Corp | 100 | Capital Power Corp | 100
Western Branch High School | 59904_G_1 | 59904 | G | 1 |  | Solar PV |  | PJM_Dom | Virginia | 51 | Chesapeake City | 550 | 51550 | 0.4 | 0 | 2016 | 9999 |  |  | N | Solar | [13 empty] | 0 | 0 | 0 | 0 | [11 empty] | Virginia Electric & Power Co | 100 | Dominion Energy Inc | 100
Merck | 59905_G_1 | 59905 | G | 1 |  | Solar PV |  | PJM_Dom | Virginia | 51 | Rockingham | 165 | 51165 | 0.8 | 0 | 2017 | 9999 |  |  | N | Solar | [13 empty] | 0 | 0 | 0 | 0 | [11 empty] | Merck & Co Inc | 100 | Merck & Co Inc | 100
Moxie Freedom Generation Plant | 59906_G_GEN1 | 59906 | G | GEN1 | 91193 | Combined Cycle |  | PJM_WMAC | Pennsylvania | 42 | Luzerne | 79 | 42079 | 490 | 7050 | 2018 | 9999 |  |  | N | Natural Gas |  |  |  | LNB + NH3 | SCR | [8 empty] | 0.0060208 | 0.0060208 | 0.0060208 | 0.0060208 | [11 empty] | Moxie Freedom LLC | 100 | Moxie Energy LLC | 100
Moxie Freedom Generation Plant | 59906_G_GEN2 | 59906 | G | GEN2 | 91194 | Combined Cycle |  | PJM_WMAC | Pennsylvania | 42 | Luzerne | 79 | 42079 | 490 | 7050 | 2018 | 9999 |  |  | N | Natural Gas |  |  |  | LNB + NH3 | SCR | [8 empty] | 0.0060208 | 0.0060208 | 0.0060208 | 0.0060208 | [11 empty] | Moxie Freedom LLC | 100 | Moxie Energy LLC | 100
Mount Olive Solar | 59908_G_2MWPV | 59908 | G | 2MWPV |  | Solar PV |  | S_VACA | North Carolina | 37 | Wayne | 191 | 37191 | 2 | 0 | 2016 | 9999 |  |  | N | Solar | [13 empty] | 0 | 0 | 0 | 0 | [11 empty] | Mount Olive Solar LLC | 100 | Mount Olive Solar LLC | 100
KDC Solar PR1, LLC | 59910_G_SF | 59910 | G | SF |  | Solar PV |  | PJM_EMAC | New Jersey | 34 | Ocean | 29 | 34029 | 22 | 0 | 2019 | 9999 |  |  | N | Solar | [13 empty] | 0 | 0 | 0 | 0 | [11 empty] | Clean Capital Partners LLC | 100 | Clean Capital Partners LLC | 100
Philip Morris | 59911_G_1 | 59911 | G | 1 |  | Solar PV |  | PJM_Dom | Virginia | 51 | Chesterfield | 41 | 51041 | 0.8 | 0 | 2016 | 9999 |  |  | N | Solar | [13 empty] | 0 | 0 | 0 | 0 | [11 empty] | Park 500 Philip Morris USA | 100 | Altria Group Inc | 100
Freemont Solar Center LLC | 59912_G_FREE | 59912 | G | FREE |  | Solar PV |  | S_VACA | North Carolina | 37 | Lincoln | 109 | 37109 | 5 | 0 | 2016 | 9999 |  |  | N | Solar | [13 empty] | 0 | 0 | 0 | 0 | [11 empty] | Coronal Development Services LLC | 100 | Coronal Group LLC | 100
Greensville County Power Station | 59913_G_CT01 | 59913 | G | CT01 | 91099 | Combined Cycle |  | PJM_Dom | Virginia | 51 | Greensville | 81 | 51081 | 324.4 | 7050 | 2018 | 9999 |  |  | N | Natural Gas |  |  |  | DLNB | SCR | [8 empty] | 0.0052709 | 0.0052709 | 0.0052709 | 0.0052709 | [11 empty] | Dominion Virginia Power | 100 | Dominion Energy Inc | 100
Greensville County Power Station | 59913_G_CT02 | 59913 | G | CT02 | 91100 | Combined Cycle |  | PJM_Dom | Virginia | 51 | Greensville | 81 | 51081 | 324.4 | 7050 | 2018 | 9999 |  |  | N | Natural Gas |  |  |  | DLNB | SCR | [8 empty] | 0.0052709 | 0.0052709 | 0.0052709 | 0.0052709 | [11 empty] | Dominion Virginia Power | 100 | Dominion Energy Inc | 100
Greensville County Power Station | 59913_G_CT03 | 59913 | G | CT03 | 91101 | Combined Cycle |  | PJM_Dom | Virginia | 51 | Greensville | 81 | 51081 | 324.4 | 7050 | 2018 | 9999 |  |  | N | Natural Gas |  |  |  | DLNB | SCR | [8 empty] | 0.0052709 | 0.0052709 | 0.0052709 | 0.0052709 | [11 empty] | Dominion Virginia Power | 100 | Dominion Energy Inc | 100
Greensville County Power Station | 59913_G_ST01 | 59913 | G | ST01 | 91099 | Combined Cycle |  | PJM_Dom | Virginia | 51 | Greensville | 81 | 51081 | 611.8 | 7050 | 2018 | 9999 |  |  | N | Natural Gas |  |  |  | LNB | SCR | [8 empty] | 0.0052709 | 0.0052709 | 0.0052709 | 0.0052709 | [11 empty] | Dominion Virginia Power | 100 | Dominion Energy Inc | 100
Crestwood Solar Center LLC | 59914_G_CREST | 59914 | G | CREST |  | Solar PV |  | S_VACA | North Carolina | 37 | Granville | 77 | 37077 | 5 | 0 | 2016 | 9999 |  |  | N | Solar | [13 empty] | 0 | 0 | 0 | 0 | [11 empty] | Crestwood Solar Center LLC | 100 | Heliosage Energy LLC | 100
Oro Loma | 59915_G_ORCA | 59915 | G | ORCA |  | Solar PV |  | WEC_CALN | California | 6 | Fresno | 19 | 06019 | 20 | 0 | 2017 | 9999 |  |  | N | Solar | [13 empty] | 0 | 0 | 0 | 0 | [11 empty] | SR Solis Oro Loma LLC | 100 | Solargen USA LLC | 100
SunE- E Philadelphia Ontario | 59916_G_12307 | 59916 | G | 12307 |  | Solar PV |  | WECC_SCE | California | 6 | San Bernardino | 71 | 06071 | 1 | 0 | 2016 | 9999 |  |  | N | Solar | [13 empty] | 0 | 0 | 0 | 0 | [11 empty] | SunEdison | 100 | SunEdison | 100
Pollocksville Solar | 59917_G_5MWPV | 59917 | G | 5MWPV |  | Solar PV |  | S_VACA | North Carolina | 37 | Jones | 103 | 37103 | 5 | 0 | 2016 | 9999 |  |  | N | Solar | [13 empty] | 0 | 0 | 0 | 0 | [11 empty] | Pollocksville Solar LLC | 100 | Pollocksville Solar LLC | 100
Nellis Solar PV II | 59919_G_NSPV2 | 59919 | G | NSPV2 |  | Solar PV |  | WECC_SNV | Nevada | 32 | Clark | 3 | 32003 | 15 | 0 | 2015 | 9999 |  |  | N | Solar | [13 empty] | 0 | 0 | 0 | 0 | [11 empty] | Nevada Power Co | 100 | Berkshire Hathaway Inc | 100
Lillington Solar | 59921_G_5MWPV | 59921 | G | 5MWPV |  | Solar PV |  | S_VACA | North Carolina | 37 | Harnett | 85 | 37085 | 5 | 0 | 2017 | 9999 |  |  | N | Solar | [13 empty] | 0 | 0 | 0 | 0 | [11 empty] | Lillington Solar LLC | 100 | Lillington Solar LLC | 100
Alpine Power Plant | 59926_G_AI1 | 59926 | G | AI1 | 91051 | Combustion Turbine |  | MIS_LMI | Michigan | 26 | Otsego | 137 | 26137 | 202.6 | 11159 | 2016 | 9999 |  |  | N | Natural Gas |  |  |  | DLNB | [9 empty] | 0.04907 | 0.04907 | 0.04907 | 0.04907 | [11 empty] | Wolverine Power Supply Coop Inc | 100 | Wolverine Power Supply Coop Inc | 100
Alpine Power Plant | 59926_G_AI2 | 59926 | G | AI2 | 91052 | Combustion Turbine |  | MIS_LMI | Michigan | 26 | Otsego | 137 | 26137 | 202.6 | 11166 | 2016 | 9999 |  |  | N | Natural Gas |  |  |  | DLNB | [9 empty] | 0.04722 | 0.04722 | 0.04722 | 0.04722 | [11 empty] | Wolverine Power Supply Coop Inc | 100 | Wolverine Power Supply Coop Inc | 100
Hunt Road Solar | 59927_G_PV1 | 59927 | G | PV1 |  | Solar PV |  | NENGREST | Massachusetts | 25 | Essex | 9 | 25009 | 4.5 | 0 | 2016 | 9999 |  |  | N | Solar | [13 empty] | 0 | 0 | 0 | 0 | [11 empty] | Citizens Enterprises Corp | 100 | Citizens Enterprises Corp | 100
Vance Solar Farm, LLC | 59928_G_NB007 | 59928 | G | NB007 |  | Solar PV |  | S_VACA | North Carolina | 37 | Vance | 181 | 37181 | 4.9 | 0 | 2016 | 9999 |  |  | N | Solar | [13 empty] | 0 | 0 | 0 | 0 | [11 empty] | Vance Solar 1 LLC | 100 | Cypress Creek Holdings LLC | 100
Cline Solar Farm, LLC | 59929_G_NB007 | 59929 | G | NB007 |  | Solar PV |  | S_VACA | North Carolina | 37 | Burke | 23 | 37023 | 4.9 | 0 | 2017 | 9999 |  |  | N | Solar | [13 empty] | 0 | 0 | 0 | 0 | [11 empty] | Cline Solar LLC | 100 | Cypress Creek Holdings LLC | 100
BG Stewart Solar Farm, LLC | 59930_G_NB005 | 59930 | G | NB005 |  | Solar PV |  | S_VACA | North Carolina | 37 | Union | 179 | 37179 | 4.9 | 0 | 2015 | 9999 |  |  | N | Solar | [13 empty] | 0 | 0 | 0 | 0 | [11 empty] | BG Stewart Solar Farm LLC | 100 | Tal McBride | 100
FCPC Renewable Generation | 59931_G_GEN2 | 59931 | G | GEN2 |  | Non-Fossil Waste |  | MIS_WUMS | Wisconsin | 55 | Milwaukee | 79 | 55079 | 1 | 3833 | 2013 | 9999 |  |  | Y | Non-Fossil Waste | [13 empty] | 0 | 0 | 0 | 0 | [11 empty] | Forest County Potawatomi Community | 100 | Forest County Potawatomi Community | 100
Fiddler's Canyon 3 | 59932_G_FID3 | 59932 | G | FID3 |  | Solar PV |  | WECC_UT | Utah | 49 | Iron | 21 | 49021 | 3 | 0 | 2015 | 9999 |  |  | N | Solar | [13 empty] | 0 | 0 | 0 | 0 | [11 empty] | SunE Solar XVII Project3 LLC | 100 | SunEdison | 100
Soluga Farms IV | 59934_G_SFIV | 59934 | G | SFIV |  | Solar PV |  | S_VACA | North Carolina | 37 | Cumberland | 51 | 37051 | 4.9 | 0 | 2018 | 9999 |  |  | N | Solar | [13 empty] | 0 | 0 | 0 | 0 | [11 empty] | Soluga Farms IV LLC | 100 | Solbridge Energy LLC | 100
Meadowbrook Solar Farm | 59936_G_NB008 | 59936 | G | NB008 |  | Solar PV |  | S_VACA | North Carolina | 37 | Rowan | 159 | 37159 | 4.9 | 0 | 2016 | 9999 |  |  | N | Solar | [13 empty] | 0 | 0 | 0 | 0 | [11 empty] | Meadowbrook Solar LLC | 100 | Cypress Creek Holdings LLC | 100
Coats Solar Farm, LLC | 59937_G_NB006 | 59937 | G | NB006 |  | Solar PV |  | S_VACA | North Carolina | 37 | Harnett | 85 | 37085 | 4.9 | 0 | 2016 | 9999 |  |  | N | Solar | [13 empty] | 0 | 0 | 0 | 0 | [11 empty] | Coats Solar LLC | 100 | Cypress Creek Holdings LLC | 100
Sky Global Power One | 59938_G_UNIT1 | 59938 | G | UNIT1 |  | Combustion Turbine | IC Engine | ERC_REST | Texas | 48 | Colorado | 89 | 48089 | 8.3 | 10745 | 2016 | 9999 |  |  | N | Natural Gas | [13 empty] | 0.01457 | 0.01457 | 0.01457 | 0.01457 | [11 empty] | Sky Global Power One LLC | 100 | Sky Global Partners LLC | 100
Sky Global Power One | 59938_G_UNIT2 | 59938 | G | UNIT2 |  | Combustion Turbine | IC Engine | ERC_REST | Texas | 48 | Colorado | 89 | 48089 | 8.3 | 10745 | 2016 | 9999 |  |  | N | Natural Gas | [13 empty] | 0.01457 | 0.01457 | 0.01457 | 0.01457 | [11 empty] | Sky Global Power One LLC | 100 | Sky Global Partners LLC | 100
Sky Global Power One | 59938_G_UNIT3 | 59938 | G | UNIT3 |  | Combustion Turbine | IC Engine | ERC_REST | Texas | 48 | Colorado | 89 | 48089 | 8.3 | 10745 | 2016 | 9999 |  |  | N | Natural Gas | [13 empty] | 0.01457 | 0.01457 | 0.01457 | 0.01457 | [11 empty] | Sky Global Power One LLC | 100 | Sky Global Partners LLC | 100
Sky Global Power One | 59938_G_UNIT4 | 59938 | G | UNIT4 |  | Combustion Turbine | IC Engine | ERC_REST | Texas | 48 | Colorado | 89 | 48089 | 8.3 | 10745 | 2016 | 9999 |  |  | N | Natural Gas | [13 empty] | 0.01457 | 0.01457 | 0.01457 | 0.01457 | [11 empty] | Sky Global Power One LLC | 100 | Sky Global Partners LLC | 100
Sky Global Power One | 59938_G_UNIT5 | 59938 | G | UNIT5 |  | Combustion Turbine | IC Engine | ERC_REST | Texas | 48 | Colorado | 89 | 48089 | 8.3 | 10745 | 2016 | 9999 |  |  | N | Natural Gas | [13 empty] | 0.01457 | 0.01457 | 0.01457 | 0.01457 | [11 empty] | Sky Global Power One LLC | 100 | Sky Global Partners LLC | 100
Sky Global Power One | 59938_G_UNIT6 | 59938 | G | UNIT6 |  | Combustion Turbine | IC Engine | ERC_REST | Texas | 48 | Colorado | 89 | 48089 | 8.3 | 10745 | 2016 | 9999 |  |  | N | Natural Gas | [13 empty] | 0.01457 | 0.01457 | 0.01457 | 0.01457 | [11 empty] | Sky Global Power One LLC | 100 | Sky Global Partners LLC | 100
RE Tranquillity | 59939_G_TQ | 59939 | G | TQ |  | Solar PV |  | WEC_CALN | California | 6 | Fresno | 19 | 06019 | 200 | 0 | 2016 | 9999 |  |  | N | Solar | [13 empty] | 0 | 0 | 0 | 0 | [11 empty] | RE Tranquility LLC | 100 | Canadian Solar Inc | 100
Great Valley Solar Portfolio Holdings, LLC | 59940_G_GVS2 | 59940 | G | GVS2 |  | Solar PV |  | WEC_CALN | California | 6 | Fresno | 19 | 06019 | 60 | 0 | 2017 | 9999 |  |  | N | Solar | [13 empty] | 0 | 0 | 0 | 0 | [11 empty] | Great Valley Solar 2 LLC | 100 | Sempra Energy | 100
Great Valley Solar Portfolio Holdings, LLC | 59940_G_GVS3 | 59940 | G | GVS3 |  | Solar PV |  | WEC_CALN | California | 6 | Fresno | 19 | 06019 | 20 | 0 | 2017 | 9999 |  |  | N | Solar | [13 empty] | 0 | 0 | 0 | 0 | [11 empty] | Great Valley Solar 3 LLC | 100 | Sempra Energy | 100
Great Valley Solar Portfolio Holdings, LLC | 59940_G_GVS4 | 59940 | G | GVS4 |  | Solar PV |  | WEC_CALN | California | 6 | Fresno | 19 | 06019 | 20 | 0 | 2017 | 9999 |  |  | N | Solar | [13 empty] | 0 | 0 | 0 | 0 | [11 empty] | Great Valley Solar 4 LLC | 100 | Sempra Energy | 100
Great Valley Solar Portfolio Holdings, LLC | 59940_G_TQ8 | 59940 | G | TQ8 |  | Solar PV |  | WEC_CALN | California | 6 | Fresno | 19 | 06019 | 200 | 0 | 2018 | 9999 |  |  | N | Solar | [13 empty] | 0 | 0 | 0 | 0 | [11 empty] | Great Valley Solar 1 LLC | 50 | Consolidated Edison Inc | 50
Iron Springs Solar, LLC | 59941_G_ISS | 59941 | G | ISS |  | Solar PV |  | WECC_UT | Utah | 49 | Iron | 21 | 49021 | 80 | 0 | 2016 | 9999 |  |  | N | Solar | [13 empty] | 0 | 0 | 0 | 0 | [11 empty] | Iron Springs Solar LLC | 100 | Global Infrastructure Partners | 100
Morgan Lancaster 1 | 59942_G_ML1 | 59942 | G | ML1 |  | Solar PV |  | WEC_LADW | California | 6 | Los Angeles | 37 | 06037 | 1.5 | 0 | 2015 | 9999 |  |  | N | Solar | [13 empty] | 0 | 0 | 0 | 0 | [11 empty] | Morgan Lancaster I LLC | 100 | Morgan Solar Inc | 100
Rattlesnake Den | 59943_G_1 | 59943 | G | 1 |  | Onshore Wind |  | ERC_WEST | Texas | 48 | Glasscock | 173 | 48173 | 207.2 | 0 | 2015 | 9999 |  |  | N | Wind | [13 empty] | 0 | 0 | 0 | 0 | [11 empty] | Rattlesnake Wind I LLC | 100 | Invenergy LLC | 100
Conetoe II Solar, LLC | 59944_G_CONE1 | 59944 | G | CONE1 |  | Solar PV |  | S_VACA | North Carolina | 37 | Edgecombe | 65 | 37065 | 80 | 0 | 2015 | 9999 |  |  | N | Solar | [13 empty] | 0 | 0 | 0 | 0 | [11 empty] | Conetoe II Solar LLC | 100 | SunEnergy 1 LLC | 100
Granite Mountain Solar West, LLC | 59945_G_GMSW | 59945 | G | GMSW |  | Solar PV |  | WECC_UT | Utah | 49 | Iron | 21 | 49021 | 50.4 | 0 | 2016 | 9999 |  |  | N | Solar | [13 empty] | 0 | 0 | 0 | 0 | [11 empty] | Granite Mountain Solar West LLC | 100 | Global Infrastructure Partners | 100
Granite Mountain Solar East, LLC | 59946_G_GMSE | 59946 | G | GMSE |  | Solar PV |  | WECC_UT | Utah | 49 | Iron | 21 | 49021 | 80 | 0 | 2016 | 9999 |  |  | N | Solar | [13 empty] | 0 | 0 | 0 | 0 | [11 empty] | Granite Mountain Solar East LLC | 100 | Global Infrastructure Partners | 100
SR Camden | 59947_G_AERO | 59947 | G | AERO |  | Solar PV |  | SPP_WEST | Arkansas | 5 | Calhoun | 13 | 05013 | 12 | 0 | 2015 | 9999 |  |  | N | Solar | [13 empty] | 0 | 0 | 0 | 0 | [11 empty] | SR Camden LLC | 100 | Silicon Ranch Corp | 100
Bakersfield 111 | 59948_G_BF111 | 59948 | G | BF111 |  | Solar PV |  | WECC_SCE | California | 6 | Kern | 29 | 06029 | 1.4 | 0 | 2015 | 9999 |  |  | N | Solar | [13 empty] | 0 | 0 | 0 | 0 | [11 empty] | Bakersfield 111 LLC | 100 | Bakersfield 111 LLC | 100
AES Warrior Run Energy Storage Project | 59949_G_BESS1 | 59949 | G | BESS1 |  | Energy Storage |  | PJM_AP | Maryland | 24 | Allegany | 1 | 24001 | 5 | 0 | 2015 | 9999 |  |  | N | Energy Storage | [13 empty] | 0 | 0 | 0 | 0 | [11 empty] | AES Warrior Run Inc | 100 | AES Corp (The) | 100
Yadkinville Solar | 59950_G_YAK | 59950 | G | YAK |  | Solar PV |  | S_VACA | North Carolina | 37 | Yadkin | 197 | 37197 | 3.5 | 0 | 2015 | 9999 |  |  | N | Solar | [13 empty] | 0 | 0 | 0 | 0 | [11 empty] | Yadkinville Solar LLC | 100 | Yadkinville Solar LLC | 100
Five Forks Solar | 59951_G_5FRK | 59951 | G | 5FRK |  | Solar PV |  | S_VACA | North Carolina | 37 | Warren | 185 | 37185 | 20 | 0 | 2019 | 9999 |  |  | N | Solar | [13 empty] | 0 | 0 | 0 | 0 | [11 empty] | Five Forks Solar LLC | 100 | O2Energies | 100
Potrero Hills Energy Producers | 59952_G_1 | 59952 | G | 1 |  | Landfill Gas |  | WEC_CALN | California | 6 | Solano | 95 | 06095 | 1.6 | 13500 | 2016 | 9999 |  |  | N | Landfill Gas | [13 empty] | 0.15615 | 0.15615 | 0.15615 | 0.15615 | [11 empty] | Waste Connections Inc | 100 | Waste Connections Inc | 100
Potrero Hills Energy Producers | 59952_G_2 | 59952 | G | 2 |  | Landfill Gas |  | WEC_CALN | California | 6 | Solano | 95 | 06095 | 1.6 | 13500 | 2016 | 9999 |  |  | N | Landfill Gas | [13 empty] | 0.15615 | 0.15615 | 0.15615 | 0.15615 | [11 empty] | Waste Connections Inc | 100 | Waste Connections Inc | 100
Potrero Hills Energy Producers | 59952_G_3 | 59952 | G | 3 |  | Landfill Gas |  | WEC_CALN | California | 6 | Solano | 95 | 06095 | 1.6 | 13500 | 2016 | 9999 |  |  | N | Landfill Gas | [13 empty] | 0.15615 | 0.15615 | 0.15615 | 0.15615 | [11 empty] | Waste Connections Inc | 100 | Waste Connections Inc | 100
Potrero Hills Energy Producers | 59952_G_4 | 59952 | G | 4 |  | Landfill Gas |  | WEC_CALN | California | 6 | Solano | 95 | 06095 | 1.6 | 13500 | 2016 | 9999 |  |  | N | Landfill Gas | [13 empty] | 0.15615 | 0.15615 | 0.15615 | 0.15615 | [11 empty] | Waste Connections Inc | 100 | Waste Connections Inc | 100
Potrero Hills Energy Producers | 59952_G_5 | 59952 | G | 5 |  | Landfill Gas |  | WEC_CALN | California | 6 | Solano | 95 | 06095 | 1.6 | 13500 | 2016 | 9999 |  |  | N | Landfill Gas | [13 empty] | 0.15615 | 0.15615 | 0.15615 | 0.15615 | [11 empty] | Waste Connections Inc | 100 | Waste Connections Inc | 100
Antrim Wind | 59953_G_AWND1 | 59953 | G | AWND1 |  | Onshore Wind |  | NENGREST | New Hampshire | 33 | Hillsborough | 11 | 33011 | 28.4 | 0 | 2019 | 9999 |  |  | N | Wind | [13 empty] | 0 | 0 | 0 | 0 | [11 empty] | Antrim Wind Energy LLC | 100 | TransAlta Corp | 100
Osceola Solar Facility | 59954_G_XXXXX | 59954 | G | XXXXX |  | Solar PV |  | FRCC | Florida | 12 | Osceola | 97 | 12097 | 3.8 | 0 | 2016 | 9999 |  |  | N | Solar | [13 empty] | 0 | 0 | 0 | 0 | [11 empty] | Duke Energy Florida | 100 | Duke Energy Corp | 100
Smithfield | 59955_G_GEN01 | 59955 | G | GEN01 |  | Solar PV |  | S_VACA | North Carolina | 37 | Johnston | 101 | 37101 | 1.8 | 0 | 2015 | 9999 |  |  | N | Solar | [13 empty] | 0 | 0 | 0 | 0 | [11 empty] | ESA Smithfield 1 NC LLC | 100 | BayWa AG | 100
ESA Selma | 59956_G_GEN02 | 59956 | G | GEN02 |  | Solar PV |  | S_VACA | North Carolina | 37 | Johnston | 101 | 37101 | 1.8 | 0 | 2015 | 9999 |  |  | N | Solar | [13 empty] | 0 | 0 | 0 | 0 | [11 empty] | ESA Selma NC I LLC | 100 | BayWa AG | 100
Grand Ridge Battery Projects | 59957_G_GIVB | 59957 | G | GIVB |  | Energy Storage |  | PJM_COMD | Illinois | 17 | LaSalle | 99 | 17099 | 1.5 | 0 | 2013 | 9999 |  |  | N | Energy Storage | [13 empty] | 0 | 0 | 0 | 0 | [11 empty] | Grand Ridge Energy IV LLC | 100 | Invenergy LLC | 100
Grand Ridge Battery Projects | 59957_G_GRES | 59957 | G | GRES |  | Energy Storage |  | PJM_COMD | Illinois | 17 | LaSalle | 99 | 17099 | 31.5 | 0 | 2015 | 9999 |  |  | N | Energy Storage | [13 empty] | 0 | 0 | 0 | 0 | [11 empty] | Grand Ridge Energy Storage LLC | 100 | Invenergy LLC | 100
Milford 2 | 59958_G_MIL2 | 59958 | G | MIL2 |  | Solar PV |  | WECC_UT | Utah | 49 | Beaver | 1 | 49001 | 3 | 0 | 2015 | 9999 |  |  | N | Solar | [13 empty] | 0 | 0 | 0 | 0 | [11 empty] | SunE DB24 LLC | 100 | SunEdison | 100
Western Antelope Blue Sky B | 59961_G_WABSB | 59961 | G | WABSB |  | Solar PV |  | WEC_LADW | California | 6 | Los Angeles | 37 | 06037 | 19 | 0 | 2016 | 9999 |  |  | N | Solar | [13 empty] | 0 | 0 | 0 | 0 | [11 empty] | Western Antelope Blue Sky Ranch B LLC | 100 | FTP Power LLC | 100
North Lancaster Ranch | 59962_G_NLR | 59962 | G | NLR |  | Solar PV |  | WEC_LADW | California | 6 | Los Angeles | 37 | 06037 | 18 | 0 | 2016 | 9999 |  |  | N | Solar | [13 empty] | 0 | 0 | 0 | 0 | [11 empty] | Martifer Solar | 50 | Martifer Solar | 50
Central Antelope Dry Ranch C | 59963_G_CADRC | 59963 | G | CADRC |  | Solar PV |  | WEC_LADW | California | 6 | Los Angeles | 37 | 06037 | 17 | 0 | 2016 | 9999 |  |  | N | Solar | [13 empty] | 0 | 0 | 0 | 0 | [11 empty] | Central Antelope Dry Ranch C LLC | 50 | Martifer Solar | 50
Elevation Solar C | 59964_G_ELVSC | 59964 | G | ELVSC |  | Solar PV |  | WEC_LADW | California | 6 | Los Angeles | 37 | 06037 | 39 | 0 | 2016 | 9999 |  |  | N | Solar | [13 empty] | 0 | 0 | 0 | 0 | [11 empty] | Elevation Solar C LLC | 100 | Sustainable Power Group LLC | 100
Latigo Wind Park | 59965_G_LTIGO | 59965 | G | LTIGO |  | Onshore Wind |  | WECC_UT | Utah | 49 | San Juan | 37 | 49037 | 62.1 | 0 | 2016 | 9999 |  |  | N | Wind | [13 empty] | 0 | 0 | 0 | 0 | [11 empty] | Latigo Wind Park LLC | 100 | Sustainable Power Group LLC | 100
Camp Lejeune Solar | 59966_G_PV1 | 59966 | G | PV1 |  | Solar PV |  | S_VACA | North Carolina | 37 | Onslow | 133 | 37133 | 12.8 | 0 | 2015 | 9999 |  |  | N | Solar | [13 empty] | 0 | 0 | 0 | 0 | [11 empty] | Duke Energy Progress | 100 | Duke Energy Corp | 100
Pepperidge Farm Bloomfield | 59967_G_FCB | 59967 | G | FCB |  | Fuel Cell |  | NENG_CT | Connecticut | 9 | Hartford | 3 | 09003 | 0.8 | 6046 | 2008 | 9999 |  |  | Y | Natural Gas | [13 empty] | 0 | 0 | 0 | 0 | [11 empty] | BNB Renewable Energy Holdings | 100 | BNB Renewable Energy Holdings | 100
Pepperidge Farm Bloomfield | 59967_G_FCC | 59967 | G | FCC |  | Fuel Cell |  | NENG_CT | Connecticut | 9 | Hartford | 3 | 09003 | 1.3 | 8508 | 2016 | 9999 |  |  | N | Natural Gas | [13 empty] | 0 | 0 | 0 | 0 | [11 empty] | BNB Renewable Energy Holdings | 100 | BNB Renewable Energy Holdings | 100
Desert Wind Farm, LLC | 59968_G_1 | 59968 | G | 1 |  | Onshore Wind |  | PJM_Dom | North Carolina | 37 | Perquimans | 143 | 37143 | 208 | 0 | 2016 | 9999 |  |  | N | Wind | [13 empty] | 0 | 0 | 0 | 0 | [11 empty] | Desert Wind Farm LLC | 100 | Atlantic Wind Power Corp | 100
Bearkat | 59972_G_BRKAT | 59972 | G | BRKAT |  | Onshore Wind |  | ERC_WEST | Texas | 48 | Glasscock | 173 | 48173 | 196.7 | 0 | 2018 | 9999 |  |  | N | Wind | [13 empty] | 0 | 0 | 0 | 0 | [11 empty] | Bearkat Wind Energy I LLC | 100 | Copenhagen Infrastructure Partners | 100
Walt Disney World Solar Facility | 59973_G_WDS1 | 59973 | G | WDS1 |  | Solar PV |  | FRCC | Florida | 12 | Orange | 95 | 12095 | 4.9 | 0 | 2016 | 9999 |  |  | N | Solar | [13 empty] | 0 | 0 | 0 | 0 | [11 empty] | Duke Energy Florida Solar Solutions LLC | 100 | Duke Energy Corp | 100
Golden West Power Partners LLC | 59974_G_GW1 | 59974 | G | GW1 |  | Onshore Wind |  | WECC_CO | Colorado | 8 | El Paso | 41 | 08041 | 250 | 0 | 2015 | 9999 |  |  | N | Wind | [13 empty] | 0 | 0 | 0 | 0 | [11 empty] | Golden West Power Partners LLC | 100 | NextEra Energy Inc | 100
Carousel Wind Farm LLC | 59975_G_CW1 | 59975 | G | CW1 |  | Onshore Wind |  | WECC_CO | Colorado | 8 | Kit Carson | 63 | 08063 | 150 | 0 | 2015 | 9999 |  |  | N | Wind | [13 empty] | 0 | 0 | 0 | 0 | [11 empty] | Carousel Wind Farm LLC | 100 | NextEra Energy Inc | 100
RE Astoria | 59976_G_ASTR1 | 59976 | G | ASTR1 |  | Solar PV |  | WECC_SCE | California | 6 | Kern | 29 | 06029 | 100 | 0 | 2016 | 9999 |  |  | N | Solar | [13 empty] | 0 | 0 | 0 | 0 | [11 empty] | RE Astoria LLC | 100 | Canadian Solar Inc | 100
RE Astoria 2 | 59977_G_ASTR2 | 59977 | G | ASTR2 |  | Solar PV |  | WECC_SCE | California | 6 | Kern | 29 | 06029 | 75 | 0 | 2016 | 9999 |  |  | N | Solar | [13 empty] | 0 | 0 | 0 | 0 | [11 empty] | RE Astoria 2 LLC | 100 | Canadian Solar Inc | 100
Enerparc CA2, LLC | 59978_G_ECA22 | 59978 | G | ECA22 |  | Solar PV |  | WEC_CALN | California | 6 | Glenn | 21 | 06021 | 1.5 | 0 | 2016 | 9999 |  |  | N | Solar | [13 empty] | 0 | 0 | 0 | 0 | [11 empty] | Enerparc CA2 LLC | 100 | Enerparc AG | 100
Columbia Solar Energy, LLC | 59979_G_GEN1 | 59979 | G | GEN1 |  | Solar PV |  | WEC_CALN | California | 6 | Contra Costa | 13 | 06013 | 19.2 | 0 | 2015 | 9999 |  |  | N | Solar | [13 empty] | 0 | 0 | 0 | 0 | [11 empty] | PSEG Solar Source LLC | 100 | LS Power Group | 100
Mashpee Landfill Solar | 59980_G_MASH | 59980 | G | MASH |  | Solar PV |  | NENGREST | Massachusetts | 25 | Barnstable | 1 | 25001 | 1.5 | 0 | 2014 | 9999 |  |  | N | Solar | [13 empty] | 0 | 0 | 0 | 0 | [11 empty] | Nautilus Solar Solutions LLC | 100 | Nautilus Energy LLC | 100
New Castle Solar RES | 59981_G_PV1 | 59981 | G | PV1 |  | Solar PV |  | MIS_INKY | Indiana | 18 | Henry | 65 | 18065 | 1.1 | 0 | 2016 | 9999 |  |  | N | Solar | [13 empty] | 0 | 0 | 0 | 0 | [11 empty] | Hoosier Energy Rural Electric Coop Inc | 100 | Hoosier Energy Rural Electric Coop Inc | 100
Scotland Solar RES | 59982_G_PV1 | 59982 | G | PV1 |  | Solar PV |  | MIS_INKY | Indiana | 18 | Greene | 55 | 18055 | 1.1 | 0 | 2015 | 9999 |  |  | N | Solar | [13 empty] | 0 | 0 | 0 | 0 | [11 empty] | Hoosier Energy Rural Electric Coop Inc | 100 | Hoosier Energy Rural Electric Coop Inc | 100
New Haven Solar RES | 59983_G_PV1 | 59983 | G | PV1 |  | Solar PV |  | MIS_INKY | Indiana | 18 | Spencer | 147 | 18147 | 1.1 | 0 | 2016 | 9999 |  |  | N | Solar | [13 empty] | 0 | 0 | 0 | 0 | [11 empty] | Hoosier Energy Rural Electric Coop Inc | 100 | Hoosier Energy Rural Electric Coop Inc | 100
Lanesville Solar RES | 59984_G_PV1 | 59984 | G | PV1 |  | Solar PV |  | MIS_INKY | Indiana | 18 | Harrison | 61 | 18061 | 1.1 | 0 | 2015 | 9999 |  |  | N | Solar | [13 empty] | 0 | 0 | 0 | 0 | [11 empty] | Hoosier Energy Rural Electric Coop Inc | 100 | Hoosier Energy Rural Electric Coop Inc | 100
Ellettsville Solar RES | 59985_G_PV1 | 59985 | G | PV1 |  | Solar PV |  | MIS_INKY | Indiana | 18 | Monroe | 105 | 18105 | 1.1 | 0 | 2016 | 9999 |  |  | N | Solar | [13 empty] | 0 | 0 | 0 | 0 | [11 empty] | Hoosier Energy Rural Electric Coop Inc | 100 | Hoosier Energy Rural Electric Coop Inc | 100
Henryville Solar RES | 59986_G_PV1 | 59986 | G | PV1 |  | Solar PV |  | MIS_INKY | Indiana | 18 | Clark | 19 | 18019 | 1.1 | 0 | 2016 | 9999 |  |  | N | Solar | [13 empty] | 0 | 0 | 0 | 0 | [11 empty] | Hoosier Energy Rural Electric Coop Inc | 100 | Hoosier Energy Rural Electric Coop Inc | 100
Spring Mill Solar RES | 59987_G_PV1 | 59987 | G | PV1 |  | Solar PV |  | MIS_INKY | Indiana | 18 | Lawrence | 93 | 18093 | 1.1 | 0 | 2017 | 9999 |  |  | N | Solar | [13 empty] | 0 | 0 | 0 | 0 | [11 empty] | Hoosier Energy Rural Electric Coop Inc | 100 | Hoosier Energy Rural Electric Coop Inc | 100
Decatur Co. Solar RES (IN) | 59988_G_PV1 | 59988 | G | PV1 |  | Solar PV |  | MIS_INKY | Indiana | 18 | Decatur | 31 | 18031 | 1.1 | 0 | 2017 | 9999 |  |  | N | Solar | [13 empty] | 0 | 0 | 0 | 0 | [11 empty] | Hoosier Energy Rural Electric Coop Inc | 100 | Hoosier Energy Rural Electric Coop Inc | 100
Jackson Co. Solar RES | 59989_G_PV1 | 59989 | G | PV1 |  | Solar PV |  | MIS_INKY | Indiana | 18 | Jackson | 71 | 18071 | 1.1 | 0 | 2017 | 9999 |  |  | N | Solar | [13 empty] | 0 | 0 | 0 | 0 | [11 empty] | Hoosier Energy Rural Electric Coop Inc | 100 | Hoosier Energy Rural Electric Coop Inc | 100
Johnson Co. Solar RES | 59990_G_PV1 | 59990 | G | PV1 |  | Solar PV |  | MIS_INKY | Indiana | 18 | Johnson | 81 | 18081 | 1.1 | 0 | 2016 | 9999 |  |  | N | Solar | [13 empty] | 0 | 0 | 0 | 0 | [11 empty] | Hoosier Energy Rural Electric Coop Inc | 100 | Hoosier Energy Rural Electric Coop Inc | 100
Babcock Solar Energy Center | 59993_G_1 | 59993 | G | 1 |  | Solar PV |  | FRCC | Florida | 12 | Charlotte | 15 | 12015 | 74.9 | 0 | 2016 | 9999 |  |  | N | Solar | [13 empty] | 0 | 0 | 0 | 0 | [11 empty] | Florida Power & Light Co | 100 | NextEra Energy Inc | 100
Babcock Solar Energy Center | 59993_G_BA | 59993 | G | BA |  | Energy Storage |  | FRCC | Florida | 12 | Charlotte | 15 | 12015 | 10 | 0 | 2018 | 9999 |  |  | N | Energy Storage | [13 empty] | 0 | 0 | 0 | 0 | [11 empty] | Florida Power & Light Co | 100 | NextEra Energy Inc | 100
RE Roserock | 59994_G_ROSEK | 59994 | G | ROSEK |  | Solar PV |  | ERC_WEST | Texas | 48 | Pecos | 371 | 48371 | 157.5 | 0 | 2016 | 9999 |  |  | N | Solar | [13 empty] | 0 | 0 | 0 | 0 | [11 empty] | Southern Power Co | 100 | Southern Co | 100
Ouchchy PV1 | 59999_G_OUCH1 | 59999 | G | OUCH1 |  | Solar PV |  | S_VACA | North Carolina | 37 | Orange | 135 | 37135 | 3 | 0 | 2015 | 9999 |  |  | N | Solar | [13 empty] | 0 | 0 | 0 | 0 | [11 empty] | Fresh Air Energy II LLC | 100 | Ecoplexus Inc | 100
Turkey Creek PV1 | 60000_G_TRKCK | 60000 | G | TRKCK |  | Solar PV |  | PJM_Dom | North Carolina | 37 | Northampton | 131 | 37131 | 13.5 | 0 | 2017 | 9999 |  |  | N | Solar | [13 empty] | 0 | 0 | 0 | 0 | [11 empty] | Fresh Air Energy XXXV LLC | 100 | Ecoplexus Inc | 100
Vaughn Creek PV1 | 60001_G_VNCRK | 60001 | G | VNCRK |  | Solar PV |  | PJM_Dom | North Carolina | 37 | Hertford | 91 | 37091 | 20 | 0 | 2017 | 9999 |  |  | N | Solar | [13 empty] | 0 | 0 | 0 | 0 | [11 empty] | Fresh Air Energy XXV LLC | 100 | Ecoplexus Inc | 100
Clarkstown Landfill Solar Facility | 60004_G_INV#1 | 60004 | G | INV#1 |  | Solar PV |  | NY_Z_G-I | New York | 36 | Rockland | 87 | 36087 | 1 | 0 | 2014 | 9999 |  |  | N | Solar | [13 empty] | 0 | 0 | 0 | 0 | [11 empty] | Onforce Solar | 100 | Onforce Solar | 100
Clarkstown Landfill Solar Facility | 60004_G_INV#2 | 60004 | G | INV#2 |  | Solar PV |  | NY_Z_G-I | New York | 36 | Rockland | 87 | 36087 | 1 | 0 | 2014 | 9999 |  |  | N | Solar | [13 empty] | 0 | 0 | 0 | 0 | [11 empty] | Onforce Solar | 100 | Onforce Solar | 100
Daytona International Speedway Solar | 60005_G_1 | 60005 | G | 1 |  | Solar PV |  | FRCC | Florida | 12 | Volusia | 127 | 12127 | 0.8 | 0 | 2016 | 9999 |  |  | N | Solar | [13 empty] | 0 | 0 | 0 | 0 | [11 empty] | Florida Power & Light Co | 100 | NextEra Energy Inc | 100
FIU Solar | 60006_G_1 | 60006 | G | 1 |  | Solar PV |  | FRCC | Florida | 12 | Miami Dade | 86 | 12086 | 0.8 | 0 | 2016 | 9999 |  |  | N | Solar | [13 empty] | 0 | 0 | 0 | 0 | [11 empty] | Florida Power & Light Co | 100 | NextEra Energy Inc | 100
Morelos del Sol | 60007_G_MORLS | 60007 | G | MORLS |  | Solar PV |  | WECC_SCE | California | 6 | Kern | 29 | 06029 | 15 | 0 | 2015 | 9999 |  |  | N | Solar | [13 empty] | 0 | 0 | 0 | 0 | [11 empty] | Southern Turner Renewable Energy LLC | 100 | Southern Co | 100
Hooper Solar | 60008_G_SCCO3 | 60008 | G | SCCO3 |  | Solar PV |  | WECC_CO | Colorado | 8 | Alamosa | 3 | 08003 | 52 | 0 | 2015 | 9999 |  |  | N | Solar | [13 empty] | 0 | 0 | 0 | 0 | [11 empty] | Solar Star Colorado III LLC | 100 | APG Asset Management US Inc | 100
Murphy Flat Solar | 60009_G_IPMF | 60009 | G | IPMF |  | Solar PV |  | WECC_ID | Idaho | 16 | Owyhee | 73 | 16073 | 20 | 0 | 2017 | 9999 |  |  | N | Solar | [13 empty] | 0 | 0 | 0 | 0 | [11 empty] | Murphy Flat Power LLC | 100 | Murphy Flat Power LLC | 100
Orchard Ranch Solar | 60010_G_IPOR | 60010 | G | IPOR |  | Solar PV |  | WECC_ID | Idaho | 16 | Ada | 1 | 16001 | 20 | 0 | 2017 | 9999 |  |  | N | Solar | [13 empty] | 0 | 0 | 0 | 0 | [11 empty] | Orchard Ranch Solar LLC | 100 | Orchard Ranch Solar LLC | 100
American Falls Solar | 60011_G_IPAF | 60011 | G | IPAF |  | Solar PV |  | WECC_ID | Idaho | 16 | Power | 77 | 16077 | 20 | 0 | 2017 | 9999 |  |  | N | Solar | [13 empty] | 0 | 0 | 0 | 0 | [11 empty] | American Falls Solar LLC | 100 | American Falls Solar LLC | 100
American Falls Solar II | 60012_G_IPAF2 | 60012 | G | IPAF2 |  | Solar PV |  | WECC_ID | Idaho | 16 | Power | 77 | 16077 | 20 | 0 | 2017 | 9999 |  |  | N | Solar | [13 empty] | 0 | 0 | 0 | 0 | [11 empty] | American Falls Solar II LLC | 100 | American Falls Solar II | 100
Grant Wind, LLC | 60013_G_GRANT | 60013 | G | GRANT |  | Onshore Wind |  | SPP_WEST | Oklahoma | 40 | Grant | 53 | 40053 | 151.8 | 0 | 2016 | 9999 |  |  | N | Wind | [13 empty] | 0 | 0 | 0 | 0 | [11 empty] | Grant Wind LLC | 100 | Southern Co | 100
Manatee Solar Energy Center | 60014_G_1 | 60014 | G | 1 |  | Solar PV |  | FRCC | Florida | 12 | Manatee | 81 | 12081 | 74.9 | 0 | 2016 | 9999 |  |  | N | Solar | [13 empty] | 0 | 0 | 0 | 0 | [11 empty] | Florida Power & Light Co | 100 | NextEra Energy Inc | 100
Findlay Wind Farm | 60015_G_WNDW1 | 60015 | G | WNDW1 |  | Onshore Wind |  | PJM_West | Ohio | 39 | Hancock | 63 | 39063 | 3 | 0 | 2015 | 9999 |  |  | N | Wind | [13 empty] | 0 | 0 | 0 | 0 | [11 empty] | One Energy LLC | 100 | One Energy LLC | 100
MESA 1 | 60016_G_A | 60016 | G | A |  | Energy Storage |  | WECC_PNW | Washington | 53 | Snohomish | 61 | 53061 | 1 | 0 | 2015 | 9999 |  |  | N | Energy Storage | [13 empty] | 0 | 0 | 0 | 0 | [11 empty] | PUD No 1 of Snohomish County | 100 | PUD No 1 of Snohomish County | 100
MESA 1 | 60016_G_B | 60016 | G | B |  | Energy Storage |  | WECC_PNW | Washington | 53 | Snohomish | 61 | 53061 | 1 | 0 | 2016 | 9999 |  |  | N | Energy Storage | [13 empty] | 0 | 0 | 0 | 0 | [11 empty] | PUD No 1 of Snohomish County | 100 | PUD No 1 of Snohomish County | 100
Domino Farms Solar | 60017_G_1 | 60017 | G | 1 |  | Solar PV |  | MIS_LMI | Michigan | 26 | Washtenaw | 161 | 26161 | 1 | 0 | 2015 | 9999 |  |  | N | Solar | [13 empty] | 0 | 0 | 0 | 0 | [11 empty] | DTE Electric Co | 100 | DTE Energy Co | 100
Ford World Headquarters | 60018_G_1 | 60018 | G | 1 |  | Solar PV |  | MIS_LMI | Michigan | 26 | Wayne | 163 | 26163 | 1 | 0 | 2015 | 9999 |  |  | N | Solar | [13 empty] | 0 | 0 | 0 | 0 | [11 empty] | Ford Motor Co | 100 | Ford Motor Co | 100
Greenwood Solar Farm | 60019_G_1 | 60019 | G | 1 |  | Solar PV |  | MIS_LMI | Michigan | 26 | St Clair | 147 | 26147 | 1.9 | 0 | 2016 | 9999 |  |  | N | Solar | [13 empty] | 0 | 0 | 0 | 0 | [11 empty] | DTE Electric Co | 100 | DTE Energy Co | 100
Oxford | 60022_G_OXFRD | 60022 | G | OXFRD |  | Solar PV |  | NENGREST | Massachusetts | 25 | Worcester | 27 | 25027 | 2.8 | 0 | 2014 | 9999 |  |  | N | Solar | [13 empty] | 0 | 0 | 0 | 0 | [11 empty] | CVI Cleancapital Solar 6 | 100 | CleanCapital | 100
SR Jenkins Ft Lupton | 60023_G_FTLUP | 60023 | G | FTLUP |  | Solar PV |  | WECC_CO | Colorado | 8 | Weld | 123 | 08123 | 13 | 0 | 2016 | 9999 |  |  | N | Solar | [13 empty] | 0 | 0 | 0 | 0 | [11 empty] | SR Jenkins LLC | 100 | Silicon Ranch Corp | 100
Eight Flags Energy | 60025_G_01 | 60025 | G | 01 |  | Combustion Turbine |  | FRCC | Florida | 12 | Nassau | 89 | 12089 | 21.3 | 10062 | 2016 | 9999 |  |  | Y | Natural Gas | [13 empty] | 0.011 | 0.011 | 0.011 | 0.011 | [11 empty] | Eight Flags Energy LLC | 100 | Chesapeake Utilities Corp | 100
Little Rock Pham Solar | 60026_G_PV1 | 60026 | G | PV1 |  | Solar PV |  | WEC_LADW | California | 6 | Los Angeles | 37 | 06037 | 3 | 0 | 2015 | 9999 |  |  | N | Solar | [13 empty] | 0 | 0 | 0 | 0 | [11 empty] | West Hills Construction Inc | 100 | West Hills Construction Inc | 100
Adera Solar | 60027_G_ADERA | 60027 | G | ADERA |  | Solar PV |  | WEC_CALN | California | 6 | Madera | 39 | 06039 | 19 | 0 | 2015 | 9999 |  |  | N | Solar | [13 empty] | 0 | 0 | 0 | 0 | [11 empty] | Sustainable Power Group LLC | 100 | Sustainable Power Group LLC | 100
CES VMT Solar | 60029_G_VMMD | 60029 | G | VMMD |  | Solar PV |  | PJM_AP | Maryland | 24 | Washington | 43 | 24043 | 1.1 | 0 | 2015 | 9999 |  |  | N | Solar | [13 empty] | 0 | 0 | 0 | 0 | [11 empty] | Consolidated Edison Solutions Inc | 100 | Consolidated Edison Inc | 100
Pecan Solar | 60030_G_PECAN | 60030 | G | PECAN |  | Solar PV |  | PJM_Dom | North Carolina | 37 | Northampton | 131 | 37131 | 74.9 | 0 | 2018 | 9999 |  |  | N | Solar | [13 empty] | 0 | 0 | 0 | 0 | [11 empty] | Geenex LLC | 100 | Geenex LLC | 100
SunE Rochester | 60032_G_RCHTR | 60032 | G | RCHTR |  | Solar PV |  | WECC_SCE | California | 6 | San Bernardino | 71 | 06071 | 1 | 0 | 2016 | 9999 |  |  | N | Solar | [13 empty] | 0 | 0 | 0 | 0 | [11 empty] | SunE Solar XVI Lessor LLC | 100 | SunEdison | 100
CA Flats Solar 130, LLC | 60033_G_GEN01 | 60033 | G | GEN01 |  | Solar PV |  | WEC_CALN | California | 6 | San Luis Obispo | 79 | 06079 | 130 | 0 | 2017 | 9999 |  |  | N | Solar | [13 empty] | 0 | 0 | 0 | 0 | [11 empty] | CA Flats Solar 130 LLC | 100 | Capital Dynamics | 100
CA Flats Solar 150, LLC | 60034_G_GEN01 | 60034 | G | GEN01 |  | Solar PV |  | WEC_CALN | California | 6 | San Luis Obispo | 79 | 06079 | 150 | 0 | 2019 | 9999 |  |  | N | Solar | [13 empty] | 0 | 0 | 0 | 0 | [11 empty] | CA Flats Solar 150 LLC | 100 | First Solar Inc | 100
Tequesquite Landfill Solar PV Project | 60035_G_RPU1 | 60035 | G | RPU1 |  | Solar PV |  | WECC_SCE | California | 6 | Riverside | 65 | 06065 | 7.3 | 0 | 2015 | 9999 |  |  | N | Solar | [13 empty] | 0 | 0 | 0 | 0 | [11 empty] | Solar Star California XXXI LLC | 100 | SunPower Corp | 100
CCBC-Catonsville | 60036_G_PV1 | 60036 | G | PV1 |  | Solar PV |  | PJM_SMAC | Maryland | 24 | Howard | 27 | 24027 | 1.6 | 0 | 2015 | 9999 |  |  | N | Solar | [13 empty] | 0 | 0 | 0 | 0 | [11 empty] | Constellation Solar Maryland MC LLC | 100 | Exelon Corp | 100
Owens Corning Headquarters | 60038_G_PV1 | 60038 | G | PV1 |  | Solar PV |  | PJM_ATSI | Ohio | 39 | Lucas | 95 | 39095 | 2.1 | 0 | 2015 | 9999 |  |  | N | Solar | [13 empty] | 0 | 0 | 0 | 0 | [11 empty] | Constellation NewEnergy Inc | 100 | Exelon Corp | 100
Frontier Solar LLC | 60039_G_FTRS | 60039 | G | FTRS |  | Solar PV |  | WEC_CALN | California | 6 | Stanislaus | 99 | 06099 | 20 | 0 | 2016 | 9999 |  |  | N | Solar | [13 empty] | 0 | 0 | 0 | 0 | [11 empty] | Ridgeline Energy LLC | 100 | Brookfield Asset Management Inc | 100
UI RCP New Haven Fuel Cell | 60040_G_NHFC | 60040 | G | NHFC |  | Fuel Cell |  | NENG_CT | Connecticut | 9 | New Haven | 9 | 09009 | 2.5 | 12673 | 2015 | 9999 |  |  | N | Natural Gas | [13 empty] | 0 | 0 | 0 | 0 | [11 empty] | UB Fuel Cell LLC | 100 | FuelCell Energy Inc | 100
Cuyama Solar, LLC | 60043_G_GEN01 | 60043 | G | GEN01 |  | Solar PV |  | WECC_SCE | California | 6 | Santa Barbara | 83 | 06083 | 40 | 0 | 2017 | 9999 |  |  | N | Solar | [13 empty] | 0 | 0 | 0 | 0 | [11 empty] | Cuyama Solar LLC | 100 | D E Shaw & Co LP | 100
Buckthorn Solar 1 | 60044_G_BKTH1 | 60044 | G | BKTH1 |  | Solar PV |  | ERC_WEST | Texas | 48 | Pecos | 371 | 48371 | 202 | 0 | 2018 | 9999 |  |  | N | Solar | [13 empty] | 0 | 0 | 0 | 0 | [11 empty] | Buckthorn WesTex LLC | 100 | NRG Energy Inc | 100
Shoreham Solar Commons | 60045_G_GEN1 | 60045 | G | GEN1 |  | Solar PV |  | NY_Z_K | New York | 36 | Suffolk | 103 | 36103 | 24.9 | 0 | 2018 | 9999 |  |  | N | Solar | [13 empty] | 0 | 0 | 0 | 0 | [11 empty] | Invenergy LLC | 100 | Invenergy LLC | 100
Portage Solar | 60046_G_PV7 | 60046 | G | PV7 |  | Solar PV |  | MIS_INKY | Indiana | 18 | Porter | 127 | 18127 | 1.5 | 0 | 2012 | 9999 |  |  | N | Solar | [13 empty] | 0 | 0 | 0 | 0 | [11 empty] | Portage Solar LLC | 100 | Allco Renewable Energy Limited | 100
Middlebury Solar | 60047_G_PV6 | 60047 | G | PV6 |  | Solar PV |  | MIS_INKY | Indiana | 18 | Elkhart | 39 | 18039 | 1.5 | 0 | 2012 | 9999 |  |  | N | Solar | [13 empty] | 0 | 0 | 0 | 0 | [11 empty] | Middleburry Solar LLC | 100 | Allco Renewable Energy Limited | 100
TWE Chocowinity Solar, LLC | 60048_G_FLS1 | 60048 | G | FLS1 |  | Solar PV |  | S_VACA | North Carolina | 37 | Beaufort | 13 | 37013 | 4.5 | 0 | 2015 | 9999 |  |  | N | Solar | [13 empty] | 0 | 0 | 0 | 0 | [11 empty] | TWE Chocowinity Solar Project LLC | 100 | Enel SpA | 100
Golden Hills Wind | 60049_G_GE | 60049 | G | GE |  | Onshore Wind |  | WEC_CALN | California | 6 | Alameda | 1 | 06001 | 85.9 | 0 | 2015 | 9999 |  |  | N | Wind | [13 empty] | 0 | 0 | 0 | 0 | [11 empty] | Golden Hills Wind LLC | 100 | NextEra Energy Inc | 100
Innovative Solar 10 | 60050_G_FLS1 | 60050 | G | FLS1 |  | Solar PV |  | S_VACA | North Carolina | 37 | Haywood | 87 | 37087 | 1.5 | 0 | 2015 | 9999 |  |  | N | Solar | [13 empty] | 0 | 0 | 0 | 0 | [11 empty] | Innovative Solar 10 LLC | 100 | Innovative Solar Systems LLC | 100
Innovative Solar 18, LLC | 60051_G_FLS1 | 60051 | G | FLS1 |  | Solar PV |  | S_VACA | North Carolina | 37 | Rutherford | 161 | 37161 | 1.9 | 0 | 2015 | 9999 |  |  | N | Solar | [13 empty] | 0 | 0 | 0 | 0 | [11 empty] | Innovative Solar 18 LLC | 100 | Innovative Solar Systems LLC | 100
Innovative Solar 26, LLC | 60052_G_FLS1 | 60052 | G | FLS1 |  | Solar PV |  | S_VACA | North Carolina | 37 | Burke | 23 | 37023 | 1.9 | 0 | 2015 | 9999 |  |  | N | Solar | [13 empty] | 0 | 0 | 0 | 0 | [11 empty] | Innovative Solar 26 LLC | 100 | Innovative Solar Systems LLC | 100
Innovative Solar 63, LLC | 60053_G_FLS1 | 60053 | G | FLS1 |  | Solar PV |  | S_VACA | North Carolina | 37 | Greene | 79 | 37079 | 4.9 | 0 | 2016 | 9999 |  |  | N | Solar | [13 empty] | 0 | 0 | 0 | 0 | [11 empty] | Innovative Solar 63 LLC | 100 | Innovative Solar Systems LLC | 100
UI RCP Bridgeport Seaside | 60054_G_BPFC | 60054 | G | BPFC |  | Fuel Cell |  | NENG_CT | Connecticut | 9 | Fairfield | 1 | 09001 | 2.5 | 12880 | 2015 | 9999 |  |  | N | Natural Gas | [13 empty] | 0 | 0 | 0 | 0 | [11 empty] | UIL Distributed Resources LLC | 100 | Iberdrola SA | 100
UI RCP Bridgeport Seaside | 60054_G_BPPV | 60054 | G | BPPV |  | Solar PV |  | NENG_CT | Connecticut | 9 | Fairfield | 1 | 09001 | 2.2 | 0 | 2016 | 9999 |  |  | N | Solar | [13 empty] | 0 | 0 | 0 | 0 | [11 empty] | UIL Distributed Resources LLC | 100 | Iberdrola SA | 100
Innovative Solar 16 | 60055_G_FLS1 | 60055 | G | FLS1 |  | Solar PV |  | S_VACA | North Carolina | 37 | Henderson | 89 | 37089 | 2 | 0 | 2015 | 9999 |  |  | N | Solar | [13 empty] | 0 | 0 | 0 | 0 | [11 empty] | Innovative Solar 16 LLC | 100 | Innovative Solar Systems LLC | 100
Syncarpha Palmer, LLC | 60056_G_SYNPA | 60056 | G | SYNPA |  | Solar PV |  | NENGREST | Massachusetts | 25 | Hampden | 13 | 25013 | 4.8 | 0 | 2015 | 9999 |  |  | N | Solar | [13 empty] | 0 | 0 | 0 | 0 | [11 empty] | Syncarpha Palmer LLC | 100 | Syncarpha Capital | 100
Steel Bridge Solar, LLC | 60057_G_STEEL | 60057 | G | STEEL |  | Solar PV |  | WECC_PNW | Oregon | 41 | Polk | 53 | 41053 | 2.3 | 0 | 2016 | 9999 |  |  | N | Solar | [13 empty] | 0 | 0 | 0 | 0 | [11 empty] | OneEnergy Oregon Solar LLC | 100 | OneEnergy Inc | 100
River Bend Solar, LLC | 60058_G_RVRBN | 60058 | G | RVRBN |  | Solar PV |  | S_C_TVA | Alabama | 1 | Lauderdale | 77 | 01077 | 75 | 0 | 2016 | 9999 |  |  | N | Solar | [13 empty] | 0 | 0 | 0 | 0 | [11 empty] | NextEra River Bend Solar LLC | 100 | NextEra Energy Inc | 100
Los Vientos V Wind Power | 60059_G_1 | 60059 | G | 1 |  | Onshore Wind |  | ERC_REST | Texas | 48 | Starr | 427 | 48427 | 110 | 0 | 2015 | 9999 |  |  | N | Wind | [13 empty] | 0 | 0 | 0 | 0 | [11 empty] | Los Vientos Windpower IV LLC | 100 | Duke Energy Corp | 100
Lindberg FIeld Solar | 60060_G_SDIAA | 60060 | G | SDIAA |  | Solar PV |  | WEC_SDGE | California | 6 | San Diego | 73 | 06073 | 0.5 | 0 | 2015 | 9999 |  |  | N | Solar | [13 empty] | 0 | 0 | 0 | 0 | [11 empty] | Lindberg Field Solar 1 LLC | 100 | NRG Energy Inc | 100
Lindberg FIeld Solar | 60060_G_SDIAB | 60060 | G | SDIAB |  | Solar PV |  | WEC_SDGE | California | 6 | San Diego | 73 | 06073 | 0.5 | 0 | 2015 | 9999 |  |  | N | Solar | [13 empty] | 0 | 0 | 0 | 0 | [11 empty] | Lindberg Field Solar 1 LLC | 100 | NRG Energy Inc | 100
Lindberg FIeld Solar | 60060_G_SDIA2 | 60060 | G | SDIA2 |  | Solar PV |  | WEC_SDGE | California | 6 | San Diego | 73 | 06073 | 1.7 | 0 | 2016 | 9999 |  |  | N | Solar | [13 empty] | 0 | 0 | 0 | 0 | [11 empty] | Lindberg Field Solar 1 LLC | 100 | NRG Energy Inc | 100
Citrus Solar Energy Center | 60061_G_1 | 60061 | G | 1 |  | Solar PV |  | FRCC | Florida | 12 | DeSoto | 27 | 12027 | 74.9 | 0 | 2016 | 9999 |  |  | N | Solar | [13 empty] | 0 | 0 | 0 | 0 | [11 empty] | Florida Power & Light Co | 100 | NextEra Energy Inc | 100
Citrus Solar Energy Center | 60061_G_BA | 60061 | G | BA |  | Energy Storage |  | FRCC | Florida | 12 | DeSoto | 27 | 12027 | 4 | 0 | 2018 | 9999 |  |  | N | Energy Storage | [13 empty] | 0 | 0 | 0 | 0 | [11 empty] | Florida Power & Light Co | 100 | NextEra Energy Inc | 100
Avalon Solar II | 60062_G_ASII | 60062 | G | ASII |  | Solar PV |  | WECC_AZ | Arizona | 4 | Pima | 19 | 04019 | 16 | 0 | 2016 | 9999 |  |  | N | Solar | [13 empty] | 0 | 0 | 0 | 0 | [11 empty] | Avalon Solar Partners II LLC | 100 | Centaurus Capital LP | 100
Live Oak Solar, LLC | 60063_G_LVEOK | 60063 | G | LVEOK |  | Solar PV |  | S_SOU | Georgia | 13 | Candler | 43 | 13043 | 51 | 0 | 2016 | 9999 |  |  | N | Solar | [13 empty] | 0 | 0 | 0 | 0 | [11 empty] | Live Oak Solar LLC | 100 | NextEra Energy Inc | 100
White Pine Solar, LLC | 60064_G_WHTPN | 60064 | G | WHTPN |  | Solar PV |  | S_SOU | Georgia | 13 | Taylor | 269 | 13269 | 101.2 | 0 | 2016 | 9999 |  |  | N | Solar | [13 empty] | 0 | 0 | 0 | 0 | [11 empty] | White Pine Solar LLC | 100 | NextEra Energy Inc | 100
Federal Road Solar 1, LLC CSG | 60065_G_FEDRD | 60065 | G | FEDRD |  | Solar PV |  | NENGREST | Massachusetts | 25 | Plymouth | 23 | 25023 | 4.4 | 0 | 2015 | 9999 |  |  | N | Solar | [13 empty] | 0 | 0 | 0 | 0 | [11 empty] | Federal Road Solar 1 LLC | 100 | NRG Energy Inc | 100
BWC Swan Pond River CSG | 60067_G_SPRMA | 60067 | G | SPRMA |  | Solar PV |  | NENGREST | Massachusetts | 25 | Bristol | 5 | 25005 | 1.6 | 0 | 2015 | 9999 |  |  | N | Solar | [13 empty] | 0 | 0 | 0 | 0 | [11 empty] | BWC Swan Pond River LLC | 100 | NRG Energy Inc | 100
Grand View Solar Two | 60068_G_GVS2 | 60068 | G | GVS2 |  | Solar PV |  | WECC_ID | Idaho | 16 | Elmore | 39 | 16039 | 60 | 0 | 2016 | 9999 |  |  | N | Solar | [13 empty] | 0 | 0 | 0 | 0 | [11 empty] | Grand View PV Solar Two LLC | 100 | Alternative Power Development Northwest LLC | 100
Grand View Solar Two | 60068_G_GVS5 | 60068 | G | GVS5 |  | Solar PV |  | WECC_ID | Idaho | 16 | Elmore | 39 | 16039 | 20 | 0 | 2016 | 9999 |  |  | N | Solar | [13 empty] | 0 | 0 | 0 | 0 | [11 empty] | Grand View PV Solar Two LLC | 100 | Alternative Power Development Northwest LLC | 100
Cedar Bluff Wind, LLC | 60069_G_CBLF1 | 60069 | G | CBLF1 |  | Onshore Wind |  | SPP_N | Kansas | 20 | Ness | 135 | 20135 | 198.6 | 0 | 2015 | 9999 |  |  | N | Wind | [13 empty] | 0 | 0 | 0 | 0 | [11 empty] | Cedar Bluff Wind LLC | 100 | NextEra Energy Inc | 100
Perry Solar Facility | 60071_G_XXXXX | 60071 | G | XXXXX |  | Solar PV |  | FRCC | Florida | 12 | Taylor | 123 | 12123 | 5.1 | 0 | 2016 | 9999 |  |  | N | Solar | [13 empty] | 0 | 0 | 0 | 0 | [11 empty] | Duke Energy Florida | 100 | Duke Energy Corp | 100
Neisler Street Solar | 60072_G_NSS1 | 60072 | G | NSS1 |  | Solar PV |  | S_VACA | North Carolina | 37 | Cleveland | 45 | 37045 | 2 | 0 | 2015 | 9999 |  |  | N | Solar | [13 empty] | 0 | 0 | 0 | 0 | [11 empty] | Neisler Street Solar I LLC | 100 | Brian Christopher Adams | 100
Leominster | 60073_G_SNLEO | 60073 | G | SNLEO |  | Solar PV |  | NENGREST | Massachusetts | 25 | Worcester | 27 | 25027 | 2 | 0 | 2015 | 9999 |  |  | N | Solar | [13 empty] | 0 | 0 | 0 | 0 | [11 empty] | Syncarpha Masschusetts LLC | 100 | Syncarpha Capital | 100
North Adams Landfill | 60074_G_SNNOA | 60074 | G | SNNOA |  | Solar PV |  | NENGREST | Massachusetts | 25 | Berkshire | 3 | 25003 | 2.2 | 0 | 2015 | 9999 |  |  | N | Solar | [13 empty] | 0 | 0 | 0 | 0 | [11 empty] | Syncarpha North Adams LLC | 100 | Syncarpha Capital | 100
Fisher Road Solar | 60075_G_SYFRS | 60075 | G | SYFRS |  | Solar PV |  | NENGREST | Massachusetts | 25 | Bristol | 5 | 25005 | 4.6 | 0 | 2015 | 9999 |  |  | N | Solar | [13 empty] | 0 | 0 | 0 | 0 | [11 empty] | Fisher Road Solar I LLC | 100 | US Bancorp | 100
Palmer Landfill | 60076_G_SYNPL | 60076 | G | SYNPL |  | Solar PV |  | NENGREST | Massachusetts | 25 | Hampden | 13 | 25013 | 4 | 0 | 2016 | 9999 |  |  | N | Solar | [13 empty] | 0 | 0 | 0 | 0 | [11 empty] | Syncarpha Bondsville LLC | 100 | Syncarpha Capital | 100
CED Avenal | 60077_G_AVCA | 60077 | G | AVCA |  | Solar PV |  | WEC_CALN | California | 6 | Kings | 31 | 06031 | 15.8 | 0 | 2017 | 9999 |  |  | N | Solar | [13 empty] | 0 | 0 | 0 | 0 | [11 empty] | Consolidated Edison Development Inc | 100 | Consolidated Edison Inc | 100
CED Ducor 1 | 60078_G_DU1CA | 60078 | G | DU1CA |  | Solar PV |  | WECC_SCE | California | 6 | Tulare | 107 | 06107 | 20 | 0 | 2016 | 9999 |  |  | N | Solar | [13 empty] | 0 | 0 | 0 | 0 | [11 empty] | CED Ducor Solar 1 LLC | 100 | Consolidated Edison Inc | 100
CED Ducor 2 | 60079_G_DU2CA | 60079 | G | DU2CA |  | Solar PV |  | WECC_SCE | California | 6 | Tulare | 107 | 06107 | 20 | 0 | 2016 | 9999 |  |  | N | Solar | [13 empty] | 0 | 0 | 0 | 0 | [11 empty] | CED Ducor Solar 2 LLC | 100 | Consolidated Edison Inc | 100
CED Ducor 3 | 60080_G_DU3CA | 60080 | G | DU3CA |  | Solar PV |  | WECC_SCE | California | 6 | Tulare | 107 | 06107 | 15 | 0 | 2016 | 9999 |  |  | N | Solar | [13 empty] | 0 | 0 | 0 | 0 | [11 empty] | CED Ducor Solar 3 LLC | 100 | Consolidated Edison Inc | 100
CED Ducor 4 | 60081_G_DU4CA | 60081 | G | DU4CA |  | Solar PV |  | WECC_SCE | California | 6 | Tulare | 107 | 06107 | 20 | 0 | 2016 | 9999 |  |  | N | Solar | [13 empty] | 0 | 0 | 0 | 0 | [11 empty] | CED Ducor Solar 4 LLC | 100 | Consolidated Edison Inc | 100
White Oak Solar, LLC | 60082_G_WHTOK | 60082 | G | WHTOK |  | Solar PV |  | S_SOU | Georgia | 13 | Burke | 33 | 13033 | 76.5 | 0 | 2016 | 9999 |  |  | N | Solar | [13 empty] | 0 | 0 | 0 | 0 | [11 empty] | White Oak Solar LLC | 100 | NextEra Energy Inc | 100
Fresno Solar | 60083_G_PV-S | 60083 | G | PV-S |  | Solar PV |  | WEC_CALN | California | 6 | Fresno | 19 | 06019 | 1.5 | 0 | 2015 | 9999 |  |  | N | Solar | [13 empty] | 0 | 0 | 0 | 0 | [11 empty] | Wellhead Services Inc | 100 | Wellhead Services Inc | 100
Fresno Solar | 60083_G_PV-W | 60083 | G | PV-W |  | Solar PV |  | WEC_CALN | California | 6 | Fresno | 19 | 06019 | 1.5 | 0 | 2015 | 9999 |  |  | N | Solar | [13 empty] | 0 | 0 | 0 | 0 | [11 empty] | Wellhead Services Inc | 100 | Wellhead Services Inc | 100
PCA-Valdosta Mill | 60084_B_1006 | 60084 | B | 1006 |  | Biomass |  | S_SOU | Georgia | 13 | Lowndes | 185 | 13185 | 4.4 | 7182 | 1954 | 9999 |  |  | Y | Biomass | Wet Scrubber | 1979 | 0.6 | [10 empty] | 0.22033 | 0.22033 | 0.22033 | 0.22033 | [11 empty] | Packaging Corp of America | 100 | Packaging Corp of America | 100
PCA-Valdosta Mill | 60084_B_1005 | 60084 | B | 1005 |  | Biomass |  | S_SOU | Georgia | 13 | Lowndes | 185 | 13185 | 4.4 | 7182 | 1964 | 9999 |  |  | Y | Biomass | Wet Scrubber | 1979 | 0.6 | [10 empty] | 0.22033 | 0.22033 | 0.22033 | 0.22033 | [11 empty] | Packaging Corp of America | 100 | Packaging Corp of America | 100
PCA-Valdosta Mill | 60084_B_7040 | 60084 | B | 7040 |  | Non-Fossil Waste |  | S_SOU | Georgia | 13 | Lowndes | 185 | 13185 | 57 | 7182 | 2011 | 9999 |  |  | Y | Non-Fossil Waste |  |  |  | LNB |  |  |  | ESPH | No |  |  |  |  | 0.11177 | 0.11177 | 0.11177 | 0.11177 | [11 empty] | Packaging Corp of America | 100 | Packaging Corp of America | 100
PCA-Valdosta Mill | 60084_B_7020A | 60084 | B | 7020A |  | Biomass |  | S_SOU | Georgia | 13 | Lowndes | 185 | 13185 | 4.4 | 7182 | 2014 | 9999 |  |  | Y | Biomass |  |  |  | LNB | [9 empty] | 0.2 | 0.2 | 0.2 | 0.2 | [11 empty] | Packaging Corp of America | 100 | Packaging Corp of America | 100
AVS Lancaster 1 | 60085_G_PV1 | 60085 | G | PV1 |  | Solar PV |  | WEC_LADW | California | 6 | Los Angeles | 37 | 06037 | 3.7 | 0 | 2016 | 9999 |  |  | N | Solar | [13 empty] | 0 | 0 | 0 | 0 | [11 empty] | SolarCity Corp | 100 | Tesla Inc | 100
US-TOPCO (Soccer Center) | 60086_G_PV1 | 60086 | G | PV1 |  | Solar PV |  | WEC_LADW | California | 6 | Los Angeles | 37 | 06037 | 3 | 0 | 2016 | 9999 |  |  | N | Solar | [13 empty] | 0 | 0 | 0 | 0 | [11 empty] | SolarCity Corp | 100 | Tesla Inc | 100
South Plains II | 60087_G_SPII | 60087 | G | SPII |  | Onshore Wind |  | ERC_PHDL | Texas | 48 | Floyd | 153 | 48153 | 300 | 0 | 2016 | 9999 |  |  | N | Wind | [13 empty] | 0 | 0 | 0 | 0 | [11 empty] | South Plains Wind Energy II LLC | 100 | Tri Global Energy | 100
Sunflower Wind Project | 60088_G_SNFLR | 60088 | G | SNFLR |  | Onshore Wind |  | MIS_MAPP | North Dakota | 38 | Morton | 59 | 38059 | 104 | 0 | 2016 | 9999 |  |  | N | Wind | [13 empty] | 0 | 0 | 0 | 0 | [11 empty] | Sunflower Wind Project LLC | 100 | Infinity Renewables LLC | 100
Elkton Solar | 60089_G_ELKTN | 60089 | G | ELKTN |  | Solar PV |  | PJM_EMAC | Maryland | 24 | Cecil | 15 | 24015 | 1.6 | 0 | 2015 | 9999 |  |  | N | Solar | [13 empty] | 0 | 0 | 0 | 0 | [11 empty] | SunE DB27 LLC | 100 | SunEdison | 100
Kingbird B Solar, LLC | 60091_G_GEN01 | 60091 | G | GEN01 |  | Solar PV |  | WECC_SCE | California | 6 | Kern | 29 | 06029 | 20 | 0 | 2016 | 9999 |  |  | N | Solar | [13 empty] | 0 | 0 | 0 | 0 | [11 empty] | Kingbird Solar B LLC | 100 | APG Asset Management US Inc | 100
Blythe Solar II, LLC | 60092_G_BLCK4 | 60092 | G | BLCK4 |  | Solar PV |  | WECC_SCE | California | 6 | Riverside | 65 | 06065 | 33.2 | 0 | 2016 | 9999 |  |  | N | Solar | [13 empty] | 0 | 0 | 0 | 0 | [11 empty] | Blythe Solar II LLC | 100 | NextEra Energy Inc | 100
Blythe Solar II, LLC | 60092_G_BLCK5 | 60092 | G | BLCK5 |  | Solar PV |  | WECC_SCE | California | 6 | Riverside | 65 | 06065 | 33.9 | 0 | 2016 | 9999 |  |  | N | Solar | [13 empty] | 0 | 0 | 0 | 0 | [11 empty] | Blythe Solar II LLC | 100 | NextEra Energy Inc | 100
Blythe Solar II, LLC | 60092_G_BLCK6 | 60092 | G | BLCK6 |  | Solar PV |  | WECC_SCE | California | 6 | Riverside | 65 | 06065 | 32 | 0 | 2016 | 9999 |  |  | N | Solar | [13 empty] | 0 | 0 | 0 | 0 | [11 empty] | Blythe Solar II LLC | 100 | NextEra Energy Inc | 100
Blythe Solar II, LLC | 60092_G_BLCK7 | 60092 | G | BLCK7 |  | Solar PV |  | WECC_SCE | California | 6 | Riverside | 65 | 06065 | 32.1 | 0 | 2016 | 9999 |  |  | N | Solar | [13 empty] | 0 | 0 | 0 | 0 | [11 empty] | Blythe Solar II LLC | 100 | NextEra Energy Inc | 100
Blythe Solar 110, LLC | 60093_G_BLCK1 | 60093 | G | BLCK1 |  | Solar PV |  | WECC_SCE | California | 6 | Riverside | 65 | 06065 | 38.7 | 0 | 2016 | 9999 |  |  | N | Solar | [13 empty] | 0 | 0 | 0 | 0 | [11 empty] | Blythe Solar 110 LLC | 100 | NextEra Energy Inc | 100
Blythe Solar 110, LLC | 60093_G_BLCK2 | 60093 | G | BLCK2 |  | Solar PV |  | WECC_SCE | California | 6 | Riverside | 65 | 06065 | 36.3 | 0 | 2016 | 9999 |  |  | N | Solar | [13 empty] | 0 | 0 | 0 | 0 | [11 empty] | Blythe Solar 110 LLC | 100 | NextEra Energy Inc | 100
Blythe Solar 110, LLC | 60093_G_BLCK3 | 60093 | G | BLCK3 |  | Solar PV |  | WECC_SCE | California | 6 | Riverside | 65 | 06065 | 34.8 | 0 | 2016 | 9999 |  |  | N | Solar | [13 empty] | 0 | 0 | 0 | 0 | [11 empty] | Blythe Solar 110 LLC | 100 | NextEra Energy Inc | 100
Town of Chestertown- Chestertown WWTP | 60096_G_PV1 | 60096 | G | PV1 |  | Solar PV |  | PJM_EMAC | Maryland | 24 | Kent | 29 | 24029 | 1 | 0 | 2015 | 9999 |  |  | N | Solar | [13 empty] | 0 | 0 | 0 | 0 | [11 empty] | SolarCity Corp | 100 | Tesla Inc | 100
Onondaga County - Metro Water Board | 60097_G_PV1 | 60097 | G | PV1 |  | Solar PV |  | NY_Z_C&E | New York | 36 | Onondaga | 67 | 36067 | 1 | 0 | 2016 | 9999 |  |  | N | Solar | [13 empty] | 0 | 0 | 0 | 0 | [11 empty] | SolarCity Corp | 100 | Tesla Inc | 100
Onondaga County - Oak Orchard WWTP | 60098_G_PV1 | 60098 | G | PV1 |  | Solar PV |  | NY_Z_C&E | New York | 36 | Onondaga | 67 | 36067 | 2 | 0 | 2017 | 9999 |  |  | N | Solar | [13 empty] | 0 | 0 | 0 | 0 | [11 empty] | SolarCity Corp | 100 | Tesla Inc | 100
Hewlett-Packard (HP) - Andover, MA | 60099_G_PV1 | 60099 | G | PV1 |  | Solar PV |  | NENGREST | Massachusetts | 25 | Essex | 9 | 25009 | 1.7 | 0 | 2017 | 9999 |  |  | N | Solar | [13 empty] | 0 | 0 | 0 | 0 | [11 empty] | SolarCity Corp | 100 | Tesla Inc | 100
Dinuba Energy | 60100_B_B-1 | 60100 | B | B-1 |  | Biomass |  | WECC_SCE | California | 6 | Tulare | 107 | 06107 | 11.5 | 18029 | 1985 | 9999 |  |  | N | Biomass |  |  |  | NH3 |  |  |  | ESPC + C | No |  |  |  |  | 0.22033 | 0.22033 | 0.22033 | 0.22033 | [11 empty] | Soledad Energy | 100 | Yanke Energy Inc | 100
Shelby Randolph Road Solar 1, LLC | 60101_G_SRR | 60101 | G | SRR |  | Solar PV |  | S_VACA | North Carolina | 37 | Cleveland | 45 | 37045 | 1.9 | 0 | 2015 | 9999 |  |  | N | Solar | [13 empty] | 0 | 0 | 0 | 0 | [11 empty] | Shelby Randolph Road Solar I LLC | 100 | Brian Adams | 100
Lorin Industries | 60102_G_1 | 60102 | G | 1 |  | Combustion Turbine | IC Engine | MIS_LMI | Michigan | 26 | Muskegon | 121 | 26121 | 0.8 | 8700 | 1990 | 9999 |  |  | Y | Natural Gas | [13 empty] | 0.67219 | 0.67219 | 0.67219 | 0.67219 | [11 empty] | Lorin Industries | 100 | Lorin Industries | 100
Lorin Industries | 60102_G_2 | 60102 | G | 2 |  | Combustion Turbine | IC Engine | MIS_LMI | Michigan | 26 | Muskegon | 121 | 26121 | 0.8 | 8700 | 1990 | 9999 |  |  | Y | Natural Gas | [13 empty] | 0.67219 | 0.67219 | 0.67219 | 0.67219 | [11 empty] | Lorin Industries | 100 | Lorin Industries | 100
Lorin Industries | 60102_G_3 | 60102 | G | 3 |  | Combustion Turbine | IC Engine | MIS_LMI | Michigan | 26 | Muskegon | 121 | 26121 | 0.8 | 8700 | 1990 | 9999 |  |  | Y | Natural Gas | [13 empty] | 0.67219 | 0.67219 | 0.67219 | 0.67219 | [11 empty] | Lorin Industries | 100 | Lorin Industries | 100
Lorin Industries | 60102_G_4 | 60102 | G | 4 |  | Combustion Turbine | IC Engine | MIS_LMI | Michigan | 26 | Muskegon | 121 | 26121 | 0.8 | 8700 | 1990 | 9999 |  |  | Y | Natural Gas | [13 empty] | 0.67219 | 0.67219 | 0.67219 | 0.67219 | [11 empty] | Lorin Industries | 100 | Lorin Industries | 100
Javelina Wind Energy, LLC | 60104_G_GEWTG | 60104 | G | GEWTG |  | Onshore Wind |  | ERC_REST | Texas | 48 | Webb | 479 | 48479 | 249.7 | 0 | 2015 | 9999 |  |  | N | Wind | [13 empty] | 0 | 0 | 0 | 0 | [11 empty] | Javelina Wind Energy LLC | 100 | NextEra Energy Inc | 100
Lafayette Solar I, LLC | 60105_G_LAF | 60105 | G | LAF |  | Solar PV |  | S_VACA | North Carolina | 37 | Cleveland | 45 | 37045 | 1.9 | 0 | 2015 | 9999 |  |  | N | Solar | [13 empty] | 0 | 0 | 0 | 0 | [11 empty] | Lafayette Solar I LLC | 100 | Brian Christopher Adams | 100
Rockingham Solar, LLC | 60106_G_ROCK | 60106 | G | ROCK |  | Solar PV |  | S_VACA | North Carolina | 37 | Richmond | 153 | 37153 | 4.9 | 0 | 2015 | 9999 |  |  | N | Solar | [13 empty] | 0 | 0 | 0 | 0 | [11 empty] | North Star Development Services LLC | 100 | North Star Development Services LLC | 100
York Road Solar I, LLC | 60107_G_YORK | 60107 | G | YORK |  | Solar PV |  | S_VACA | North Carolina | 37 | Cleveland | 45 | 37045 | 1.9 | 0 | 2015 | 9999 |  |  | N | Solar | [13 empty] | 0 | 0 | 0 | 0 | [11 empty] | York Road Solar I LLC | 100 | William Graham Adams Jr | 100
SID Solar I, LLC | 60108_G_SID | 60108 | G | SID |  | Solar PV |  | S_VACA | North Carolina | 37 | Cleveland | 45 | 37045 | 4.9 | 0 | 2015 | 9999 |  |  | N | Solar | [13 empty] | 0 | 0 | 0 | 0 | [11 empty] | Sid Solar I LLC | 100 | Brian Christopher Adams | 100
UDR Glastonbury Fuel Cell | 60109_G_UDRFC | 60109 | G | UDRFC |  | Fuel Cell |  | NENG_CT | Connecticut | 9 | Hartford | 3 | 09003 | 2.5 | 8060 | 2016 | 9999 |  |  | N | Natural Gas | [13 empty] | 0 | 0 | 0 | 0 | [11 empty] | UIL Distributed Resources LLC | 100 | Iberdrola SA | 100
Town of Needham VNEM CSG | 60110_G_PV1 | 60110 | G | PV1 |  | Solar PV |  | NENGREST | Massachusetts | 25 | Norfolk | 21 | 25021 | 3 | 0 | 2016 | 9999 |  |  | N | Solar | [13 empty] | 0 | 0 | 0 | 0 | [11 empty] | SolarCity Corp | 100 | Tesla Inc | 100
Williamsburg Solar LLC VNEM CSG | 60111_G_PV1 | 60111 | G | PV1 |  | Solar PV |  | NENGREST | Massachusetts | 25 | Hampshire | 15 | 25015 | 2.2 | 0 | 2016 | 9999 |  |  | N | Solar | [13 empty] | 0 | 0 | 0 | 0 | [11 empty] | SolarCity Corp | 100 | Tesla Inc | 100
Oregon Convention Center | 60112_G_PV1 | 60112 | G | PV1 |  | Solar PV |  | WECC_PNW | Oregon | 41 | Multnomah | 51 | 41051 | 1.4 | 0 | 2016 | 9999 |  |  | N | Solar | [13 empty] | 0 | 0 | 0 | 0 | [11 empty] | SolarCity Corp | 100 | Tesla Inc | 100
Jackson Board of Education-Liberty HS | 60113_G_PV1 | 60113 | G | PV1 |  | Solar PV |  | PJM_EMAC | New Jersey | 34 | Ocean | 29 | 34029 | 1.2 | 0 | 2016 | 9999 |  |  | N | Solar | [13 empty] | 0 | 0 | 0 | 0 | [11 empty] | SolarCity Corp | 100 | Tesla Inc | 100
Oneida County- DPW | 60114_G_PV1 | 60114 | G | PV1 |  | Solar PV |  | NY_Z_C&E | New York | 36 | Oneida | 65 | 36065 | 1.5 | 0 | 2017 | 9999 |  |  | N | Solar | [13 empty] | 0 | 0 | 0 | 0 | [11 empty] | SolarCity Corp | 100 | Tesla Inc | 100
Town of Halfmoon | 60115_G_PV1 | 60115 | G | PV1 |  | Solar PV |  | NY_Z_F | New York | 36 | Saratoga | 91 | 36091 | 1 | 0 | 2017 | 9999 |  |  | N | Solar | [13 empty] | 0 | 0 | 0 | 0 | [11 empty] | SolarCity Corp | 100 | Tesla Inc | 100
BJ's Wholesale Club, Inc- Uxbridge | 60116_G_PV1 | 60116 | G | PV1 |  | Solar PV |  | NENGREST | Massachusetts | 25 | Worcester | 27 | 25027 | 1 | 0 | 2017 | 9999 |  |  | N | Solar | [13 empty] | 0 | 0 | 0 | 0 | [11 empty] | SolarCity Corp | 100 | Tesla Inc | 100
Western Michigan Solar Gardens | 60117_G_1 | 60117 | G | 1 |  | Solar PV |  | MIS_LMI | Michigan | 26 | Kalamazoo | 77 | 26077 | 1 | 0 | 2016 | 9999 |  |  | N | Solar | [13 empty] | 0 | 0 | 0 | 0 | [11 empty] | Consumers Energy Co | 100 | CMS Energy Corp | 100
Grand Valley Solar Gardens | 60118_G_1 | 60118 | G | 1 |  | Solar PV |  | MIS_LMI | Michigan | 26 | Ottawa | 139 | 26139 | 3 | 0 | 2016 | 9999 |  |  | N | Solar | [13 empty] | 0 | 0 | 0 | 0 | [11 empty] | Consumers Energy Co | 100 | CMS Energy Corp | 100
Granby Hydro | 60119_G_GEN1 | 60119 | G | GEN1 |  | Hydro |  | WECC_CO | Colorado | 8 | Grand | 49 | 08049 | 1.2 | 0 | 2016 | 9999 |  |  | N | Hydro | [13 empty] | 0 | 0 | 0 | 0 | [11 empty] | Northern Water | 100 | Northern Water | 100
HCE Johnston I, LLC | 60121_G_HCEJI | 60121 | G | HCEJI |  | Solar PV |  | S_VACA | North Carolina | 37 | Johnston | 101 | 37101 | 2.6 | 0 | 2015 | 9999 |  |  | N | Solar | [13 empty] | 0 | 0 | 0 | 0 | [11 empty] | HCE Johnston Solar I LLC | 100 | Holocene Clean Energy Inc | 100
Colorado Bend II | 60122_G_CT7 | 60122 | G | CT7 | 91195 | Combined Cycle |  | ERC_REST | Texas | 48 | Wharton | 481 | 48481 | 313.2 | 7050 | 2017 | 9999 |  |  | N | Natural Gas |  |  |  | NH3 | SCR | [8 empty] | 0.0046591 | 0.0046591 | 0.0046591 | 0.0046591 | [11 empty] | Colorado Bend II Power LLC | 100 | Exelon Corp | 100
Colorado Bend II | 60122_G_CT8 | 60122 | G | CT8 | 91196 | Combined Cycle |  | ERC_REST | Texas | 48 | Wharton | 481 | 48481 | 313.2 | 7050 | 2017 | 9999 |  |  | N | Natural Gas |  |  |  | NH3 | SCR | [8 empty] | 0.0046591 | 0.0046591 | 0.0046591 | 0.0046591 | [11 empty] | Colorado Bend II Power LLC | 100 | Exelon Corp | 100
Colorado Bend II | 60122_G_STG9 | 60122 | G | STG9 | 91195 | Combined Cycle |  | ERC_REST | Texas | 48 | Wharton | 481 | 48481 | 461.4 | 7050 | 2017 | 9999 |  |  | N | Natural Gas |  |  |  | LNB | SCR | [8 empty] | 0.0046591 | 0.0046591 | 0.0046591 | 0.0046591 | [11 empty] | Colorado Bend II Power LLC | 100 | Exelon Corp | 100
Castle Gap Solar Hybrid | 60123_G_CGAP | 60123 | G | CGAP |  | Solar PV |  | ERC_WEST | Texas | 48 | Upton | 461 | 48461 | 180 | 0 | 2018 | 9999 |  |  | N | Solar | [13 empty] | 0 | 0 | 0 | 0 | [11 empty] | Upton County Solar 2 LLC | 100 | Vistra Energy | 100
Castle Gap Solar Hybrid | 60123_G_BAT1 | 60123 | G | BAT1 |  | Energy Storage |  | ERC_WEST | Texas | 48 | Upton | 461 | 48461 | 9.9 | 0 | 2019 | 9999 |  |  | N | Energy Storage | [13 empty] | 0 | 0 | 0 | 0 | [11 empty] | Upco Power I LLC | 100 | SunEdison | 100
Goldfinch | 60124_G_GFNCH | 60124 | G | GFNCH |  | Solar PV |  | FRCC | Florida | 12 | Polk | 105 | 12105 | 3 | 0 | 2016 | 9999 |  |  | N | Solar | [13 empty] | 0 | 0 | 0 | 0 | [11 empty] | LKL Goldfinch LLC | 100 | SunEdison | 100
Harpster Wind | 60126_G_H1 | 60126 | G | H1 |  | Onshore Wind |  | PJM_West | Ohio | 39 | Wyandot | 175 | 39175 | 1.5 | 0 | 2016 | 9999 |  |  | N | Wind | [13 empty] | 0 | 0 | 0 | 0 | [11 empty] | OEE XVII LLC | 100 | One Energy LLC | 100
Eastern Shore Solar, LLC | 60127_G_PV1 | 60127 | G | PV1 |  | Solar PV |  | PJM_EMAC | Virginia | 51 | Accomack | 1 | 51001 | 80 | 0 | 2016 | 9999 |  |  | N | Solar | [13 empty] | 0 | 0 | 0 | 0 | [11 empty] | Eastern Shore Solar LLC | 100 | Dominion Energy Inc | 100
Zephyr Wind | 60128_G_Z1 | 60128 | G | Z1 |  | Onshore Wind |  | PJM_West | Ohio | 39 | Hancock | 63 | 39063 | 1.5 | 0 | 2015 | 9999 |  |  | N | Wind | [13 empty] | 0 | 0 | 0 | 0 | [11 empty] | One Energy LLC | 100 | One Energy LLC | 100
Zephyr Wind | 60128_G_Z2 | 60128 | G | Z2 |  | Onshore Wind |  | PJM_West | Ohio | 39 | Hancock | 63 | 39063 | 1.5 | 0 | 2015 | 9999 |  |  | N | Wind | [13 empty] | 0 | 0 | 0 | 0 | [11 empty] | One Energy LLC | 100 | One Energy LLC | 100
Zephyr Wind | 60128_G_Z3 | 60128 | G | Z3 |  | Onshore Wind |  | PJM_West | Ohio | 39 | Hancock | 63 | 39063 | 1.5 | 0 | 2015 | 9999 |  |  | N | Wind | [13 empty] | 0 | 0 | 0 | 0 | [11 empty] | One Energy LLC | 100 | One Energy LLC | 100
Red Toad 1425 A Powatan Road, LLC | 60129_G_POW | 60129 | G | POW |  | Solar PV |  | S_VACA | North Carolina | 37 | Johnston | 101 | 37101 | 1.9 | 0 | 2015 | 9999 |  |  | N | Solar | [13 empty] | 0 | 0 | 0 | 0 | [11 empty] | Red Toad 1425 A Powatan Road LLC | 100 | Red Toad 1425 A Powatan Road LLC | 100
Big Sand Draw Plant | 60130_G_1 | 60130 | G | 1 |  | Combustion Turbine | IC Engine | WECC_WY | Wyoming | 56 | Fremont | 13 | 56013 | 1.4 | 11686 | 2015 | 9999 |  |  | N | Natural Gas | [13 empty] | 1.061 | 1.061 | 1.061 | 1.061 | [11 empty] | Devon Energy Production Co LP | 100 | Devon Energy Corp | 100
Big Sand Draw Plant | 60130_G_2 | 60130 | G | 2 |  | Combustion Turbine | IC Engine | WECC_WY | Wyoming | 56 | Fremont | 13 | 56013 | 1.4 | 11686 | 2015 | 9999 |  |  | N | Natural Gas | [13 empty] | 1.061 | 1.061 | 1.061 | 1.061 | [11 empty] | Devon Energy Production Co LP | 100 | Devon Energy Corp | 100
Big Sand Draw Plant | 60130_G_4 | 60130 | G | 4 |  | Combustion Turbine | IC Engine | WECC_WY | Wyoming | 56 | Fremont | 13 | 56013 | 1.4 | 11686 | 2015 | 9999 |  |  | N | Natural Gas | [13 empty] | 1.061 | 1.061 | 1.061 | 1.061 | [11 empty] | Devon Energy Production Co LP | 100 | Devon Energy Corp | 100
Big Sand Draw Plant | 60130_G_5 | 60130 | G | 5 |  | Combustion Turbine | IC Engine | WECC_WY | Wyoming | 56 | Fremont | 13 | 56013 | 1.4 | 11686 | 2015 | 9999 |  |  | N | Natural Gas | [13 empty] | 1.061 | 1.061 | 1.061 | 1.061 | [11 empty] | Devon Energy Production Co LP | 100 | Devon Energy Corp | 100
Big Sand Draw Plant | 60130_G_6 | 60130 | G | 6 |  | Combustion Turbine | IC Engine | WECC_WY | Wyoming | 56 | Fremont | 13 | 56013 | 1.4 | 11686 | 2015 | 9999 |  |  | N | Natural Gas | [13 empty] | 1.061 | 1.061 | 1.061 | 1.061 | [11 empty] | Devon Energy Production Co LP | 100 | Devon Energy Corp | 100
Durham Solar | 60131_G_DURM | 60131 | G | DURM |  | Solar PV |  | S_VACA | North Carolina | 37 | Durham | 63 | 37063 | 3.4 | 0 | 2015 | 9999 |  |  | N | Solar | [13 empty] | 0 | 0 | 0 | 0 | [11 empty] | Durham Solar LLC | 100 | Cypress Creek Holdings LLC | 100
New Creek Wind | 60132_G_NCG01 | 60132 | G | NCG01 |  | Onshore Wind |  | PJM_AP | West Virginia | 54 | Grant | 23 | 54023 | 103 | 0 | 2016 | 9999 |  |  | N | Wind | [13 empty] | 0 | 0 | 0 | 0 | [11 empty] | New Creek Wind LLC | 100 | Enbridge Energy Partners LP | 100
Morgan Farm, LLC | 60133_G_MOR | 60133 | G | MOR |  | Solar PV |  | S_VACA | North Carolina | 37 | Franklin | 69 | 37069 | 4.9 | 0 | 2015 | 9999 |  |  | N | Solar | [13 empty] | 0 | 0 | 0 | 0 | [11 empty] | Morgan Farm LLC | 100 | Enlight Solar LLC | 100
Nashville Farms, LLC | 60134_G_NASH | 60134 | G | NASH |  | Solar PV |  | S_VACA | North Carolina | 37 | Nash | 127 | 37127 | 1.9 | 0 | 2015 | 9999 |  |  | N | Solar | [13 empty] | 0 | 0 | 0 | 0 | [11 empty] | Nashville Farms LLC | 100 | Sunrise Energy Ventures LLC | 100
Cedar Solar, LLC | 60135_G_CED | 60135 | G | CED |  | Solar PV |  | S_VACA | North Carolina | 37 | Duplin | 61 | 37061 | 4.9 | 0 | 2015 | 9999 |  |  | N | Solar | [13 empty] | 0 | 0 | 0 | 0 | [11 empty] | Cedar Solar LLC | 100 | NARENCO | 100
Elm Solar, LLC | 60136_G_ELM | 60136 | G | ELM |  | Solar PV |  | S_VACA | North Carolina | 37 | Lee | 105 | 37105 | 4.9 | 0 | 2015 | 9999 |  |  | N | Solar | [13 empty] | 0 | 0 | 0 | 0 | [11 empty] | Elm Solar LLC | 100 | NARENCO | 100
Glasgow LFGTE | 60137_G_1 | 60137 | G | 1 |  | Landfill Gas |  | PJM_West | Kentucky | 21 | Barren | 9 | 21009 | 1 | 13500 | 2015 | 9999 |  |  | N | Landfill Gas | [13 empty] | 0.22117 | 0.22117 | 0.22117 | 0.22117 | [11 empty] | East Kentucky Power Coop | 100 | East Kentucky Power Coop | 100
Lemoore 1 | 60142_G_LEPV1 | 60142 | G | LEPV1 |  | Solar PV |  | WEC_CALN | California | 6 | Kings | 31 | 06031 | 1.5 | 0 | 2016 | 9999 |  |  | N | Solar | [13 empty] | 0 | 0 | 0 | 0 | [11 empty] | Immodo Energy Services Corp | 100 | Immodo Group | 100
Peak View Wind Farm | 60143_G_WTG | 60143 | G | WTG |  | Onshore Wind |  | WECC_CO | Colorado | 8 | Huerfano | 55 | 08055 | 60.8 | 0 | 2016 | 9999 |  |  | N | Wind | [13 empty] | 0 | 0 | 0 | 0 | [11 empty] | Peak View Wind Energy LLC | 100 | Invenergy LLC | 100
Baltimore Church Solar, LLC | 60144_G_FLS1 | 60144 | G | FLS1 |  | Solar PV |  | S_VACA | North Carolina | 37 | Robeson | 155 | 37155 | 5.4 | 0 | 2017 | 9999 |  |  | N | Solar | [13 empty] | 0 | 0 | 0 | 0 | [11 empty] | Baltimore Church Solar LLC | 100 | FLS Energy Inc | 100
Broadview Energy JN, LLC | 60145_G_1 | 60145 | G | 1 |  | Onshore Wind |  | WECC_NM | New Mexico | 35 | Curry | 9 | 35009 | 181.7 | 0 | 2017 | 9999 |  |  | N | Wind | [13 empty] | 0 | 0 | 0 | 0 | [11 empty] | Broadview Energy JN LLC | 100 | Canada Pension Plan Investment Board | 100
Cohen Farm Solar, LLC | 60146_G_FLS1 | 60146 | G | FLS1 |  | Solar PV |  | S_VACA | North Carolina | 37 | Lee | 105 | 37105 | 6.5 | 0 | 2016 | 9999 |  |  | N | Solar | [13 empty] | 0 | 0 | 0 | 0 | [11 empty] | Cohen Farm Solar LLC | 100 | Cypress Creek Holdings LLC | 100
Floyd Solar, LLC | 60147_G_FLS1 | 60147 | G | FLS1 |  | Solar PV |  | S_VACA | North Carolina | 37 | Robeson | 155 | 37155 | 6.5 | 0 | 2016 | 9999 |  |  | N | Solar | [13 empty] | 0 | 0 | 0 | 0 | [11 empty] | Floyd Road Solar Farm LLC | 100 | Floyd Road Solar Farm LLC | 100
Innovative Solar 43, LLC | 60149_G_FLS1 | 60149 | G | FLS1 |  | Solar PV |  | S_VACA | North Carolina | 37 | Bladen | 17 | 37017 | 50.8 | 0 | 2016 | 9999 |  |  | N | Solar | [13 empty] | 0 | 0 | 0 | 0 | [11 empty] | Innovative Solar 43 LLC | 100 | Innovative Solar Systems LLC | 100
Cornell Geneva Solar Farm | 60150_G_ARGOS | 60150 | G | ARGOS |  | Solar PV |  | NY_Z_C&E | New York | 36 | Ontario | 69 | 36069 | 2 | 0 | 2015 | 9999 |  |  | N | Solar | [13 empty] | 0 | 0 | 0 | 0 | [11 empty] | Argos Solar LLC | 100 | Argos Solar LLC | 100
Building F | 60151_G_BLDGF | 60151 | G | BLDGF |  | Solar PV |  | WEC_LADW | California | 6 | Los Angeles | 37 | 06037 | 1.3 | 0 | 2016 | 9999 |  |  | N | Solar | [13 empty] | 0 | 0 | 0 | 0 | [11 empty] | Golden Springs Building F LLC | 100 | Golden Springs Development Co LLC | 100
Broadview Energy KW, LLC | 60152_G_1 | 60152 | G | 1 |  | Onshore Wind |  | WECC_NM | New Mexico | 35 | Curry | 9 | 35009 | 142.6 | 0 | 2017 | 9999 |  |  | N | Wind | [13 empty] | 0 | 0 | 0 | 0 | [11 empty] | Broadview Energy KW LLC | 100 | Canada Pension Plan Investment Board | 100
Building G | 60153_G_BLDGG | 60153 | G | BLDGG |  | Solar PV |  | WEC_LADW | California | 6 | Los Angeles | 37 | 06037 | 1.2 | 0 | 2016 | 9999 |  |  | N | Solar | [13 empty] | 0 | 0 | 0 | 0 | [11 empty] | Golden Springs Development Co LLC | 100 | Golden Springs Development Co LLC | 100
Buidling L | 60154_G_BLDG1 | 60154 | G | BLDG1 |  | Solar PV |  | WEC_LADW | California | 6 | Los Angeles | 37 | 06037 | 1 | 0 | 2016 | 9999 |  |  | N | Solar | [13 empty] | 0 | 0 | 0 | 0 | [11 empty] | Golden Springs Development Co LLC | 100 | Golden Springs Development Co LLC | 100
Shelter Solar | 60156_G_PV1 | 60156 | G | PV1 |  | Solar PV |  | S_VACA | North Carolina | 37 | Hoke | 93 | 37093 | 5 | 0 | 2018 | 9999 |  |  | N | Solar | [13 empty] | 0 | 0 | 0 | 0 | [11 empty] | Shelter Solar LLC | 100 | Cate Street Capital Inc | 100
Heedeh Solar | 60157_G_PV1 | 60157 | G | PV1 |  | Solar PV |  | S_VACA | North Carolina | 37 | Columbus | 47 | 37047 | 4.5 | 0 | 2018 | 9999 |  |  | N | Solar | [13 empty] | 0 | 0 | 0 | 0 | [11 empty] | Heedeh Solar LLC | 100 | Cate Street Capital Inc | 100
Daystar Solar | 60179_G_PV1 | 60179 | G | PV1 |  | Solar PV |  | S_VACA | North Carolina | 37 | Jones | 103 | 37103 | 5 | 0 | 2017 | 9999 |  |  | N | Solar | [13 empty] | 0 | 0 | 0 | 0 | [11 empty] | Daystar Solar LLC | 100 | Cate Street Capital Inc | 100
Kathleen Solar | 60180_G_PV1 | 60180 | G | PV1 |  | Solar PV |  | S_VACA | North Carolina | 37 | Wake | 183 | 37183 | 5 | 0 | 2018 | 9999 |  |  | N | Solar | [13 empty] | 0 | 0 | 0 | 0 | [11 empty] | Kathleen Solar LLC | 100 | Cate Street Capital Inc | 100
Grove Solar | 60181_G_PV1 | 60181 | G | PV1 |  | Solar PV |  | S_VACA | North Carolina | 37 | Craven | 49 | 37049 | 5 | 0 | 2020 | 9999 |  |  | N | Solar | [13 empty] | 0 | 0 | 0 | 0 | [11 empty] | Grove Solar LLC | 100 | Cate Street Capital Inc | 100
Dulles | 60182_G_DULLE | 60182 | G | DULLE |  | Solar PV |  | WECC_SCE | California | 6 | Riverside | 65 | 06065 | 2 | 0 | 2016 | 9999 |  |  | N | Solar | [13 empty] | 0 | 0 | 0 | 0 | [11 empty] | Golden Springs Development Co LLC | 100 | Golden Springs Development Co LLC | 100
Freeway Springs | 60183_G_FSPRI | 60183 | G | FSPRI |  | Solar PV |  | WEC_LADW | California | 6 | Los Angeles | 37 | 06037 | 2 | 0 | 2016 | 9999 |  |  | N | Solar | [13 empty] | 0 | 0 | 0 | 0 | [11 empty] | Golden Springs Development Co LLC | 100 | Golden Springs Development Co LLC | 100
ADS Renewable Energy-Wolf Creek LLC | 60184_G_GEN1 | 60184 | G | GEN1 |  | Landfill Gas |  | S_SOU | Georgia | 13 | Twiggs | 289 | 13289 | 1.4 | 13500 | 2011 | 9999 |  |  | N | Landfill Gas | [13 empty] | 0.22117 | 0.22117 | 0.22117 | 0.22117 | [11 empty] | SESCO Wolfcreek LFG LLC | 100 | Sustainable Energy Solutions LLC | 100
ADS Renewable Energy-Wolf Creek LLC | 60184_G_GEN2 | 60184 | G | GEN2 |  | Landfill Gas |  | S_SOU | Georgia | 13 | Twiggs | 289 | 13289 | 1.4 | 13500 | 2011 | 9999 |  |  | N | Landfill Gas | [13 empty] | 0.22117 | 0.22117 | 0.22117 | 0.22117 | [11 empty] | SESCO Wolfcreek LFG LLC | 100 | Sustainable Energy Solutions LLC | 100
Solverde 1 | 60185_G_SOLV1 | 60185 | G | SOLV1 |  | Solar PV |  | WEC_LADW | California | 6 | Los Angeles | 37 | 06037 | 81 | 0 | 2016 | 9999 |  |  | N | Solar | [13 empty] | 0 | 0 | 0 | 0 | [11 empty] | Solverde 1 LLC | 100 | Sustainable Power Group LLC | 100
Antelope DSR 1 | 60186_G_DSR1 | 60186 | G | DSR1 |  | Solar PV |  | WEC_LADW | California | 6 | Los Angeles | 37 | 06037 | 48 | 0 | 2016 | 9999 |  |  | N | Solar | [13 empty] | 0 | 0 | 0 | 0 | [11 empty] | Antelope DSR 1 LLC | 100 | Sustainable Power Group LLC | 100
Antelope DSR 2 | 60187_G_DSR2 | 60187 | G | DSR2 |  | Solar PV |  | WEC_LADW | California | 6 | Los Angeles | 37 | 06037 | 5 | 0 | 2016 | 9999 |  |  | N | Solar | [13 empty] | 0 | 0 | 0 | 0 | [11 empty] | Antelope DSR 2 LLC | 100 | Sustainable Power Group LLC | 100
Conetoe Solar | 60188_G_CON15 | 60188 | G | CON15 |  | Solar PV |  | S_VACA | North Carolina | 37 | Edgecombe | 65 | 37065 | 5 | 0 | 2015 | 9999 |  |  | N | Solar | [13 empty] | 0 | 0 | 0 | 0 | [11 empty] | Conetoe Solar LLC | 100 | SunEnergy 1 LLC | 100
Sugar Run Solar | 60189_G_SRS15 | 60189 | G | SRS15 |  | Solar PV |  | PJM_Dom | North Carolina | 37 | Gates | 73 | 37073 | 5 | 0 | 2015 | 9999 |  |  | N | Solar | [13 empty] | 0 | 0 | 0 | 0 | [11 empty] | SolNCPower3 LLC | 100 | Solon Group | 100
HMW Minster PV I | 60190_G_MIN01 | 60190 | G | MIN01 |  | Solar PV |  | PJM_West | Ohio | 39 | Auglaize | 11 | 39011 | 3 | 0 | 2015 | 9999 |  |  | N | Solar | [13 empty] | 0 | 0 | 0 | 0 | [11 empty] | HMV Minster LLC | 100 | Half Moon Ventures LLC | 100
TWE New Bern Solar Project, LLC | 60191_G_FLS1 | 60191 | G | FLS1 |  | Solar PV |  | S_VACA | North Carolina | 37 | Craven | 49 | 37049 | 4 | 0 | 2016 | 9999 |  |  | N | Solar | [13 empty] | 0 | 0 | 0 | 0 | [11 empty] | FLS Energy Inc | 100 | FLS Energy Inc | 100
North Fork Community Power | 60192_G_NFCP1 | 60192 | G | NFCP1 |  | Non-Fossil Waste |  | WEC_CALN | California | 6 | Madera | 39 | 06039 | 2 | 7150 | 2020 | 9999 |  |  | Y | Non-Fossil Waste | [13 empty] | 0 | 0 | 0 | 0 | [11 empty] | Phoenix Energy | 100 | Phoenix Energy | 100
Whitethorn Solar LLC | 60193_G_GEN1 | 60193 | G | GEN1 |  | Solar PV |  | WEC_CALN | California | 6 | Alameda | 1 | 06001 | 3.3 | 0 | 2016 | 9999 |  |  | N | Solar | [13 empty] | 0 | 0 | 0 | 0 | [11 empty] | Whitethorn Solar LLC | 100 | Public Service Enterprise Group Inc | 100
South Valley Solar Energy Center | 60195_G_SVSEC | 60195 | G | SVSEC |  | Solar PV |  | WECC_NM | New Mexico | 35 | Bernalillo | 1 | 35001 | 9.9 | 0 | 2015 | 9999 |  |  | N | Solar | [13 empty] | 0 | 0 | 0 | 0 | [11 empty] | Public Service Co of New Mexico | 100 | PNM Resources Inc | 100
Santa Fe Solar Energy Center | 60196_G_SFSEC | 60196 | G | SFSEC |  | Solar PV |  | WECC_NM | New Mexico | 35 | Santa Fe | 49 | 35049 | 9.3 | 0 | 2015 | 9999 |  |  | N | Solar | [13 empty] | 0 | 0 | 0 | 0 | [11 empty] | Public Service Co of New Mexico | 100 | PNM Resources Inc | 100
Santolina Solar Energy Center | 60197_G_SANTO | 60197 | G | SANTO |  | Solar PV |  | WECC_NM | New Mexico | 35 | Bernalillo | 1 | 35001 | 10.5 | 0 | 2015 | 9999 |  |  | N | Solar | [13 empty] | 0 | 0 | 0 | 0 | [11 empty] | Public Service Co of New Mexico | 100 | PNM Resources Inc | 100
Rio Communities Solar Energy Center | 60198_G_RCSEC | 60198 | G | RCSEC |  | Solar PV |  | WECC_NM | New Mexico | 35 | Valencia | 61 | 35061 | 9.9 | 0 | 2015 | 9999 |  |  | N | Solar | [13 empty] | 0 | 0 | 0 | 0 | [11 empty] | Public Service Co of New Mexico | 100 | PNM Resources Inc | 100
County Home Solar Center, LLC | 60199_G_CHSC1 | 60199 | G | CHSC1 |  | Solar PV |  | S_VACA | North Carolina | 37 | Cleveland | 45 | 37045 | 2 | 0 | 2016 | 9999 |  |  | N | Solar | [13 empty] | 0 | 0 | 0 | 0 | [11 empty] | County Home Solar Center LLC | 100 | Heliosage Energy LLC | 100
Laurinburg Solar, LLC (Heelstone) | 60200_G_LAUR | 60200 | G | LAUR |  | Solar PV |  | S_VACA | North Carolina | 37 | Robeson | 155 | 37155 | 1.9 | 0 | 2015 | 9999 |  |  | N | Solar | [13 empty] | 0 | 0 | 0 | 0 | [11 empty] | Laurinburg Solar LLC | 100 | NARENCO | 100
CES Cherry Hill Solar | 60201_G_CHNJ | 60201 | G | CHNJ |  | Solar PV |  | PJM_EMAC | New Jersey | 34 | Camden | 7 | 34007 | 1.2 | 0 | 2016 | 9999 |  |  | N | Solar | [13 empty] | 0 | 0 | 0 | 0 | [11 empty] | Consolidated Edison Solutions Inc | 100 | Consolidated Edison Inc | 100
Hemlock Solar | 60207_G_HEMLK | 60207 | G | HEMLK |  | Solar PV |  | PJM_Dom | North Carolina | 37 | Northampton | 131 | 37131 | 5 | 0 | 2017 | 9999 |  |  | N | Solar | [13 empty] | 0 | 0 | 0 | 0 | [11 empty] | Hemlock Solar LLC | 100 | Geenex LLC | 100
Long Farm 46 Solar, LLC | 60208_G_PV1 | 60208 | G | PV1 |  | Solar PV |  | PJM_Dom | North Carolina | 37 | Northampton | 131 | 37131 | 5 | 0 | 2016 | 9999 |  |  | N | Solar | [13 empty] | 0 | 0 | 0 | 0 | [11 empty] | Long Farm 46 Solar LLC | 100 | Long Farm 46 Solar LLC | 100
HXNAir Solar One | 60209_G_HXNAI | 60209 | G | HXNAI |  | Solar PV |  | PJM_Dom | North Carolina | 37 | Halifax | 83 | 37083 | 5 | 0 | 2017 | 9999 |  |  | N | Solar | [13 empty] | 0 | 0 | 0 | 0 | [11 empty] | HXNAir Solar One LLC | 100 | Geenex LLC | 100
Cotton Plains Wind Farm | 60210_G_CPWF | 60210 | G | CPWF |  | Onshore Wind |  | ERC_PHDL | Texas | 48 | Floyd | 153 | 48153 | 50.4 | 0 | 2017 | 9999 |  |  | N | Wind | [13 empty] | 0 | 0 | 0 | 0 | [11 empty] | Cotton Plains Wind I LLC | 100 | Apex Clean Energy Inc | 100
Rocksprings | 60217_G_RKSP | 60217 | G | RKSP |  | Onshore Wind |  | ERC_REST | Texas | 48 | Val Verde | 465 | 48465 | 149.3 | 0 | 2017 | 9999 |  |  | N | Wind | [13 empty] | 0 | 0 | 0 | 0 | [11 empty] | Rocksprings Val Verde Wind LLC | 100 | SunEdison | 100
Frontier Windpower | 60218_G_FC1 | 60218 | G | FC1 |  | Onshore Wind |  | SPP_WEST | Oklahoma | 40 | Kay | 71 | 40071 | 200 | 0 | 2016 | 9999 |  |  | N | Wind | [13 empty] | 0 | 0 | 0 | 0 | [11 empty] | Frontier Windpower LLC | 100 | Duke Energy Corp | 100
Strata Roof 1 | 60219_G_UNIT1 | 60219 | G | UNIT1 |  | Solar PV |  | WEC_BANC | California | 6 | Sacramento | 67 | 06067 | 1 | 0 | 2013 | 9999 |  |  | N | Solar | [13 empty] | 0 | 0 | 0 | 0 | [11 empty] | Strata Roof 1 LLC | 100 | Strata Solar LLC | 100
Zero Waste Energy Development Co LLC | 60220_G_ZWED1 | 60220 | G | ZWED1 |  | Non-Fossil Waste |  | WEC_CALN | California | 6 | Santa Clara | 85 | 06085 | 0.8 | 6092 | 2015 | 9999 |  |  | Y | Non-Fossil Waste | [13 empty] | 0 | 0 | 0 | 0 | [11 empty] | Zero Waste Energy Co Inc | 100 | Zero Waste Energy Co Inc | 100
Zero Waste Energy Development Co LLC | 60220_G_ZWED2 | 60220 | G | ZWED2 |  | Non-Fossil Waste |  | WEC_CALN | California | 6 | Santa Clara | 85 | 06085 | 0.8 | 27351 | 2015 | 9999 |  |  | N | Non-Fossil Waste | [13 empty] | 0 | 0 | 0 | 0 | [11 empty] | Zero Waste Energy Co Inc | 100 | Zero Waste Energy Co Inc | 100
Bristol Plant | 60222_G_C1 | 60222 | G | C1 |  | Landfill Gas |  | S_C_TVA | Virginia | 51 | Bristol City | 520 | 51520 | 0.3 | 13500 | 2015 | 9999 |  |  | N | Landfill Gas | [13 empty] | 0.21546 | 0.21546 | 0.21546 | 0.21546 | [11 empty] | INGENCO | 100 | INGENCO | 100
Bristol Plant | 60222_G_C2 | 60222 | G | C2 |  | Landfill Gas |  | S_C_TVA | Virginia | 51 | Bristol City | 520 | 51520 | 0.3 | 13500 | 2015 | 9999 |  |  | N | Landfill Gas | [13 empty] | 0.21546 | 0.21546 | 0.21546 | 0.21546 | [11 empty] | INGENCO | 100 | INGENCO | 100
Bristol Plant | 60222_G_C3 | 60222 | G | C3 |  | Landfill Gas |  | S_C_TVA | Virginia | 51 | Bristol City | 520 | 51520 | 0.3 | 13500 | 2015 | 9999 |  |  | N | Landfill Gas | [13 empty] | 0.21546 | 0.21546 | 0.21546 | 0.21546 | [11 empty] | INGENCO | 100 | INGENCO | 100
Bristol Plant | 60222_G_C4 | 60222 | G | C4 |  | Landfill Gas |  | S_C_TVA | Virginia | 51 | Bristol City | 520 | 51520 | 0.3 | 13500 | 2015 | 9999 |  |  | N | Landfill Gas | [13 empty] | 0.21546 | 0.21546 | 0.21546 | 0.21546 | [11 empty] | INGENCO | 100 | INGENCO | 100
Bristol Plant | 60222_G_C5 | 60222 | G | C5 |  | Landfill Gas |  | S_C_TVA | Virginia | 51 | Bristol City | 520 | 51520 | 0.3 | 13500 | 2015 | 9999 |  |  | N | Landfill Gas | [13 empty] | 0.21546 | 0.21546 | 0.21546 | 0.21546 | [11 empty] | INGENCO | 100 | INGENCO | 100
Bristol Plant | 60222_G_C6 | 60222 | G | C6 |  | Landfill Gas |  | S_C_TVA | Virginia | 51 | Bristol City | 520 | 51520 | 0.3 | 13500 | 2015 | 9999 |  |  | N | Landfill Gas | [13 empty] | 0.21546 | 0.21546 | 0.21546 | 0.21546 | [11 empty] | INGENCO | 100 | INGENCO | 100
Bristol Plant | 60222_G_A1 | 60222 | G | A1 |  | Landfill Gas |  | S_C_TVA | Virginia | 51 | Bristol City | 520 | 51520 | 0.3 | 13500 | 2016 | 9999 |  |  | N | Landfill Gas | [13 empty] | 0.21546 | 0.21546 | 0.21546 | 0.21546 | [11 empty] | INGENCO | 100 | INGENCO | 100
Bristol Plant | 60222_G_A2 | 60222 | G | A2 |  | Landfill Gas |  | S_C_TVA | Virginia | 51 | Bristol City | 520 | 51520 | 0.3 | 13500 | 2016 | 9999 |  |  | N | Landfill Gas | [13 empty] | 0.21546 | 0.21546 | 0.21546 | 0.21546 | [11 empty] | INGENCO | 100 | INGENCO | 100
Bristol Plant | 60222_G_A3 | 60222 | G | A3 |  | Landfill Gas |  | S_C_TVA | Virginia | 51 | Bristol City | 520 | 51520 | 0.3 | 13500 | 2016 | 9999 |  |  | N | Landfill Gas | [13 empty] | 0.21546 | 0.21546 | 0.21546 | 0.21546 | [11 empty] | INGENCO | 100 | INGENCO | 100
Bristol Plant | 60222_G_A4 | 60222 | G | A4 |  | Landfill Gas |  | S_C_TVA | Virginia | 51 | Bristol City | 520 | 51520 | 0.3 | 13500 | 2016 | 9999 |  |  | N | Landfill Gas | [13 empty] | 0.21546 | 0.21546 | 0.21546 | 0.21546 | [11 empty] | INGENCO | 100 | INGENCO | 100
Bristol Plant | 60222_G_A5 | 60222 | G | A5 |  | Landfill Gas |  | S_C_TVA | Virginia | 51 | Bristol City | 520 | 51520 | 0.3 | 13500 | 2016 | 9999 |  |  | N | Landfill Gas | [13 empty] | 0.21546 | 0.21546 | 0.21546 | 0.21546 | [11 empty] | INGENCO | 100 | INGENCO | 100
Bristol Plant | 60222_G_A6 | 60222 | G | A6 |  | Landfill Gas |  | S_C_TVA | Virginia | 51 | Bristol City | 520 | 51520 | 0.3 | 13500 | 2016 | 9999 |  |  | N | Landfill Gas | [13 empty] | 0.21546 | 0.21546 | 0.21546 | 0.21546 | [11 empty] | INGENCO | 100 | INGENCO | 100
Equinix San Jose | 60223_G_EQXOO | 60223 | G | EQXOO |  | Fuel Cell |  | WEC_CALN | California | 6 | Santa Clara | 85 | 06085 | 1 | 6553 | 2015 | 9999 |  |  | N | Natural Gas | [13 empty] | 0 | 0 | 0 | 0 | [11 empty] | Bloom Energy Corp | 100 | Bloom Energy Corp | 100
Intel Santa Clara | 60224_G_NTL00 | 60224 | G | NTL00 |  | Fuel Cell |  | WEC_CALN | California | 6 | Santa Clara | 85 | 06085 | 1 | 7094 | 2015 | 9999 |  |  | N | Natural Gas | [13 empty] | 0 | 0 | 0 | 0 | [11 empty] | Bloom Energy Corp | 100 | Bloom Energy Corp | 100
CMEEC - Bozrah | 60225_G_PV1 | 60225 | G | PV1 |  | Solar PV |  | NENG_CT | Connecticut | 9 | New London | 11 | 09011 | 2.5 | 0 | 2016 | 9999 |  |  | N | Solar | [13 empty] | 0 | 0 | 0 | 0 | [11 empty] | SolarCity Corp | 100 | Tesla Inc | 100
Rancho Seco Solar, LLC | 60226_G_GEN01 | 60226 | G | GEN01 |  | Solar PV |  | WEC_BANC | California | 6 | Sacramento | 67 | 06067 | 10.8 | 0 | 2016 | 9999 |  |  | N | Solar | [13 empty] | 0 | 0 | 0 | 0 | [11 empty] | Rancho Seco Solar LLC | 100 | D E Shaw & Co LP | 100
BJ's Wholesale Club Inc Dist Center | 60227_G_PV1 | 60227 | G | PV1 |  | Solar PV |  | PJM_EMAC | New Jersey | 34 | Burlington | 5 | 34005 | 1.4 | 0 | 2016 | 9999 |  |  | N | Solar | [13 empty] | 0 | 0 | 0 | 0 | [11 empty] | Allegheny Solar I LLC | 100 | SolarCity Corp | 100
Conn Mun Electric Energy Coop | 60228_G_PV1 | 60228 | G | PV1 |  | Solar PV |  | NENG_CT | Connecticut | 9 | New London | 11 | 09011 | 1 | 0 | 2016 | 9999 |  |  | N | Solar | [13 empty] | 0 | 0 | 0 | 0 | [11 empty] | SolarCity Corp | 100 | Tesla Inc | 100
Orange County Solar Farm (NY) | 60229_G_PV1 | 60229 | G | PV1 |  | Solar PV |  | NY_Z_G-I | New York | 36 | Orange | 71 | 36071 | 1.5 | 0 | 2017 | 9999 |  |  | N | Solar | [13 empty] | 0 | 0 | 0 | 0 | [11 empty] | SolarCity Corp | 100 | Tesla Inc | 100
Estrella Mountain PV | 60230_G_PV1 | 60230 | G | PV1 |  | Solar PV |  | WECC_AZ | Arizona | 4 | Maricopa | 13 | 04013 | 1.8 | 0 | 2019 | 9999 |  |  | N | Solar | [13 empty] | 0 | 0 | 0 | 0 | [11 empty] | SolarCity Corp | 100 | Tesla Inc | 100
Genentech-Oceanside Hybrid | 60231_G_BA1 | 60231 | G | BA1 |  | Energy Storage |  | WEC_SDGE | California | 6 | San Diego | 73 | 06073 | 2 | 0 | 2016 | 9999 |  |  | N | Energy Storage | [13 empty] | 0 | 0 | 0 | 0 | [11 empty] | SolarCity Corp | 100 | Tesla Inc | 100
Genentech-Oceanside Hybrid | 60231_G_PV1 | 60231 | G | PV1 |  | Solar PV |  | WEC_SDGE | California | 6 | San Diego | 73 | 06073 | 4.5 | 0 | 2016 | 9999 |  |  | N | Solar | [13 empty] | 0 | 0 | 0 | 0 | [11 empty] | SolarCity Corp | 100 | Tesla Inc | 100
Onondaga County- Jamesville | 60232_G_PV1 | 60232 | G | PV1 |  | Solar PV |  | NY_Z_C&E | New York | 36 | Onondaga | 67 | 36067 | 2 | 0 | 2018 | 9999 |  |  | N | Solar | [13 empty] | 0 | 0 | 0 | 0 | [11 empty] | SolarCity Corp | 100 | Tesla Inc | 100
RE Garland | 60233_G_PV2 | 60233 | G | PV2 |  | Solar PV |  | WECC_SCE | California | 6 | Kern | 29 | 06029 | 185 | 0 | 2016 | 9999 |  |  | N | Solar | [13 empty] | 0 | 0 | 0 | 0 | [11 empty] | RE Garland LLC | 100 | Canadian Solar Inc | 100
Belle Haven Diesel Generation Facility | 60234_G_BDG10 | 60234 | G | BDG10 |  | Combustion Turbine | IC Engine | PJM_EMAC | Virginia | 51 | Accomack | 1 | 51001 | 2 | 10745 | 2002 | 9999 |  |  | N | Distillate Fuel Oil | [13 empty] | 3.0662 | 3.0662 | 3.0662 | 3.0662 | [11 empty] | Old Dominion Electric Coop | 100 | Old Dominion Electric Coop | 100
Belle Haven Diesel Generation Facility | 60234_G_BDG9 | 60234 | G | BDG9 |  | Combustion Turbine | IC Engine | PJM_EMAC | Virginia | 51 | Accomack | 1 | 51001 | 2 | 10745 | 2002 | 9999 |  |  | N | Distillate Fuel Oil | [13 empty] | 3.0662 | 3.0662 | 3.0662 | 3.0662 | [11 empty] | Old Dominion Electric Coop | 100 | Old Dominion Electric Coop | 100
Perdue Diesel Generation Facility | 60235_G_PDG5 | 60235 | G | PDG5 |  | Combustion Turbine | IC Engine | PJM_EMAC | Virginia | 51 | Accomack | 1 | 51001 | 2 | 10745 | 2002 | 9999 |  |  | N | Distillate Fuel Oil | [13 empty] | 4.4679 | 4.4679 | 4.4679 | 4.4679 | [11 empty] | Old Dominion Electric Coop | 100 | Old Dominion Electric Coop | 100
Perdue Diesel Generation Facility | 60235_G_PDG6 | 60235 | G | PDG6 |  | Combustion Turbine | IC Engine | PJM_EMAC | Virginia | 51 | Accomack | 1 | 51001 | 2 | 10745 | 2002 | 9999 |  |  | N | Distillate Fuel Oil | [13 empty] | 4.4679 | 4.4679 | 4.4679 | 4.4679 | [11 empty] | Old Dominion Electric Coop | 100 | Old Dominion Electric Coop | 100
Onancock Diesel Generation Facility | 60236_G_ODG7 | 60236 | G | ODG7 |  | Combustion Turbine | IC Engine | PJM_EMAC | Virginia | 51 | Accomack | 1 | 51001 | 2 | 10745 | 2002 | 9999 |  |  | N | Distillate Fuel Oil | [13 empty] | 3.3516 | 3.3516 | 3.3516 | 3.3516 | [11 empty] | Old Dominion Electric Coop | 100 | Old Dominion Electric Coop | 100
Onancock Diesel Generation Facility | 60236_G_ODG8 | 60236 | G | ODG8 |  | Combustion Turbine | IC Engine | PJM_EMAC | Virginia | 51 | Accomack | 1 | 51001 | 2 | 10745 | 2002 | 9999 |  |  | N | Distillate Fuel Oil | [13 empty] | 3.3516 | 3.3516 | 3.3516 | 3.3516 | [11 empty] | Old Dominion Electric Coop | 100 | Old Dominion Electric Coop | 100
Midway Solar Farm II | 60237_G_MSF2 | 60237 | G | MSF2 |  | Solar PV |  | WECC_IID | California | 6 | Imperial | 25 | 06025 | 30 | 0 | 2017 | 9999 |  |  | N | Solar | [13 empty] | 0 | 0 | 0 | 0 | [11 empty] | Dominion Energy Inc | 100 | Dominion Energy Inc | 100
McDonald Solar Farm, LLC | 60238_G_PV1 | 60238 | G | PV1 |  | Solar PV |  | MIS_INKY | Indiana | 18 | Vigo | 167 | 18167 | 5.2 | 0 | 2015 | 9999 |  |  | N | Solar | [13 empty] | 0 | 0 | 0 | 0 | [11 empty] | McDonald Solar Farm LLC | 100 | Cypress Creek Holdings LLC | 100
Pastime Farm, LLC | 60239_G_PV1 | 60239 | G | PV1 |  | Solar PV |  | MIS_INKY | Indiana | 18 | Clay | 21 | 18021 | 5.2 | 0 | 2015 | 9999 |  |  | N | Solar | [13 empty] | 0 | 0 | 0 | 0 | [11 empty] | Pastime Farm LLC | 100 | Cypress Creek Holdings LLC | 100
Yanceyville Farm 3, LLC | 60240_G_1 | 60240 | G | 1 |  | Solar PV |  | S_VACA | North Carolina | 37 | Caswell | 33 | 37033 | 4.9 | 0 | 2015 | 9999 |  |  | N | Solar | [13 empty] | 0 | 0 | 0 | 0 | [11 empty] | Yanceyville Farm 3 LLC | 100 | Strata Solar LLC | 100
Union Renewable Energy Facility | 60241_G_00611 | 60241 | G | 00611 |  | Landfill Gas |  | S_VACA | South Carolina | 45 | Union | 87 | 45087 | 1.2 | 13500 | 2015 | 9999 |  |  | N | Landfill Gas | [13 empty] | 0.22117 | 0.22117 | 0.22117 | 0.22117 | [11 empty] | Republic Services | 100 | Republic Services | 100
Union Renewable Energy Facility | 60241_G_00677 | 60241 | G | 00677 |  | Landfill Gas |  | S_VACA | South Carolina | 45 | Union | 87 | 45087 | 1.2 | 13500 | 2015 | 9999 |  |  | N | Landfill Gas | [13 empty] | 0.22117 | 0.22117 | 0.22117 | 0.22117 | [11 empty] | Republic Services | 100 | Republic Services | 100
Algonquin SKIC 10 Solar, LLC | 60242_G_SKI10 | 60242 | G | SKI10 |  | Solar PV |  | WECC_SCE | California | 6 | Kern | 29 | 06029 | 10 | 0 | 2017 | 9999 |  |  | N | Solar | [13 empty] | 0 | 0 | 0 | 0 | [11 empty] | Algonquin SKIC 10 Solar LLC | 100 | Algonquin Power & Utilities Corp | 100
Valley View Solar | 60247_G_VVS | 60247 | G | VVS |  | Solar PV |  | WECC_CO | Colorado | 8 | Weld | 123 | 08123 | 4 | 0 | 2015 | 9999 |  |  | N | Solar | [13 empty] | 0 | 0 | 0 | 0 | [11 empty] | Silicon Ranch Corp | 100 | Silicon Ranch Corp | 100
Skylark | 60248_G_CAREY | 60248 | G | CAREY |  | Solar PV |  | WECC_CO | Colorado | 8 | Weld | 123 | 08123 | 4 | 0 | 2015 | 9999 |  |  | N | Solar | [13 empty] | 0 | 0 | 0 | 0 | [11 empty] | Silicon Ranch Corp | 100 | Silicon Ranch Corp | 100
Silicon Valley Clean Water | 60249_G_CGN | 60249 | G | CGN |  | Non-Fossil Waste |  | WEC_CALN | California | 6 | San Mateo | 81 | 06081 | 1.2 | 5778 | 2015 | 9999 |  |  | Y | Non-Fossil Waste | [13 empty] | 0 | 0 | 0 | 0 | [11 empty] | Silicon Valley Clean Water | 100 | Silicon Valley Clean Water | 100
IMPA Huntingburg Solar Park | 60251_G_SHUNT | 60251 | G | SHUNT |  | Solar PV |  | MIS_INKY | Indiana | 18 | Dubois | 37 | 18037 | 2 | 0 | 2016 | 9999 |  |  | N | Solar | [13 empty] | 0 | 0 | 0 | 0 | [11 empty] | Indiana Municipal Power Agency | 100 | Indiana Municipal Power Agency | 100
IMPA Washington Solar Park | 60252_G_SWASH | 60252 | G | SWASH |  | Solar PV |  | MIS_INKY | Indiana | 18 | Daviess | 27 | 18027 | 4 | 0 | 2016 | 9999 |  |  | N | Solar | [13 empty] | 0 | 0 | 0 | 0 | [11 empty] | Indiana Municipal Power Agency | 100 | Indiana Municipal Power Agency | 100
IMPA Anderson Solar Park | 60253_G_SANDE | 60253 | G | SANDE |  | Solar PV |  | PJM_West | Indiana | 18 | Madison | 95 | 18095 | 5 | 0 | 2017 | 9999 |  |  | N | Solar | [13 empty] | 0 | 0 | 0 | 0 | [11 empty] | IMPA Anderson 1 Solar Project LLC | 100 | Indiana Municipal Power Agency | 100
Owatonna Energy Station | 60254_G_UNIT1 | 60254 | G | UNIT1 |  | Combustion Turbine | IC Engine | MIS_MNWI | Minnesota | 27 | Steele | 147 | 27147 | 9.7 | 10745 | 2018 | 9999 |  |  | N | Natural Gas | [13 empty] | 1.061 | 1.061 | 1.061 | 1.061 | [11 empty] | Southern Minnesota Municipal Power Agency | 100 | Southern Minnesota Municipal Power Agency | 100
Owatonna Energy Station | 60254_G_UNIT2 | 60254 | G | UNIT2 |  | Combustion Turbine | IC Engine | MIS_MNWI | Minnesota | 27 | Steele | 147 | 27147 | 9.7 | 10745 | 2018 | 9999 |  |  | N | Natural Gas | [13 empty] | 1.061 | 1.061 | 1.061 | 1.061 | [11 empty] | Southern Minnesota Municipal Power Agency | 100 | Southern Minnesota Municipal Power Agency | 100
Owatonna Energy Station | 60254_G_UNIT3 | 60254 | G | UNIT3 |  | Combustion Turbine | IC Engine | MIS_MNWI | Minnesota | 27 | Steele | 147 | 27147 | 9.7 | 10745 | 2018 | 9999 |  |  | N | Natural Gas | [13 empty] | 1.061 | 1.061 | 1.061 | 1.061 | [11 empty] | Southern Minnesota Municipal Power Agency | 100 | Southern Minnesota Municipal Power Agency | 100
Owatonna Energy Station | 60254_G_UNIT4 | 60254 | G | UNIT4 |  | Combustion Turbine | IC Engine | MIS_MNWI | Minnesota | 27 | Steele | 147 | 27147 | 9.7 | 10745 | 2018 | 9999 |  |  | N | Natural Gas | [13 empty] | 0.03606 | 0.03606 | 0.03606 | 0.03606 | [11 empty] | Southern Minnesota Municipal Power Agency | 100 | Southern Minnesota Municipal Power Agency | 100
Weymouth Solar Plant | 60255_G_1 | 60255 | G | 1 |  | Solar PV |  | WEC_LADW | California | 6 | Los Angeles | 37 | 06037 | 2 | 0 | 2016 | 9999 |  |  | N | Solar | [13 empty] | 0 | 0 | 0 | 0 | [11 empty] | Metropolitan Water District | 100 | Metropolitan Water District | 100
Weymouth Solar Plant | 60255_G_2 | 60255 | G | 2 |  | Solar PV |  | WEC_LADW | California | 6 | Los Angeles | 37 | 06037 | 1 | 0 | 2016 | 9999 |  |  | N | Solar | [13 empty] | 0 | 0 | 0 | 0 | [11 empty] | Metropolitan Water District | 100 | Metropolitan Water District | 100
Bluestem | 60256_G_1 | 60256 | G | 1 |  | Onshore Wind |  | SPP_SPS | Oklahoma | 40 | Beaver | 7 | 40007 | 198 | 0 | 2016 | 9999 |  |  | N | Wind | [13 empty] | 0 | 0 | 0 | 0 | [11 empty] | Bluestem Wind Energy LLC | 100 | Exelon Corp | 100
Stainback Solar Farm | 60257_G_INV1 | 60257 | G | INV1 |  | Solar PV |  | S_VACA | North Carolina | 37 | Vance | 181 | 37181 | 5 | 0 | 2016 | 9999 |  |  | N | Solar | [13 empty] | 0 | 0 | 0 | 0 | [11 empty] | Stainback Solar Farm LLC | 100 | Entropy Solar Integrators LLC | 100
Alta Luna | 60258_G_ALPV1 | 60258 | G | ALPV1 |  | Solar PV |  | WECC_NM | New Mexico | 35 | Luna | 29 | 35029 | 28.1 | 0 | 2017 | 9999 |  |  | N | Solar | [13 empty] | 0 | 0 | 0 | 0 | [11 empty] | TPE Alta Luna LLC | 100 | D E Shaw & Co LP | 100
Pioneer Wind Park, LLC | 60259_G_PWP1 | 60259 | G | PWP1 |  | Onshore Wind |  | WECC_WY | Wyoming | 56 | Converse | 9 | 56009 | 80 | 0 | 2016 | 9999 |  |  | N | Wind | [13 empty] | 0 | 0 | 0 | 0 | [11 empty] | Pioneer Wind Park II LLC | 100 | Wasatch Wind Inc | 100
Playa Solar 2 | 60261_G_GEN1 | 60261 | G | GEN1 |  | Solar PV |  | WECC_SNV | Nevada | 32 | Clark | 3 | 32003 | 100 | 0 | 2017 | 9999 |  |  | N | Solar | [13 empty] | 0 | 0 | 0 | 0 | [11 empty] | Playa Solar 2 LLC | 100 | First Solar Inc | 100
Prairie Breeze II | 60262_G_GEN1 | 60262 | G | GEN1 |  | Onshore Wind |  | SPP_NEBR | Nebraska | 31 | Antelope | 3 | 31003 | 73.4 | 0 | 2015 | 9999 |  |  | N | Wind | [13 empty] | 0 | 0 | 0 | 0 | [11 empty] | Prairie Breeze Wind Energy II LLC | 100 | Excelsior Energy Capital LP | 100
Durham AWTF | 60263_G_GEN1 | 60263 | G | GEN1 |  | Non-Fossil Waste |  | WECC_PNW | Oregon | 41 | Washington | 67 | 41067 | 0.7 | 10592 | 2015 | 9999 |  |  | Y | Non-Fossil Waste | [13 empty] | 0 | 0 | 0 | 0 | [11 empty] | Clean Water Services (OR) | 100 | Clean Water Services (OR) | 100
Durham AWTF | 60263_G_GEN2 | 60263 | G | GEN2 |  | Non-Fossil Waste |  | WECC_PNW | Oregon | 41 | Washington | 67 | 41067 | 0.8 | 10592 | 2015 | 9999 |  |  | Y | Non-Fossil Waste | [13 empty] | 0 | 0 | 0 | 0 | [11 empty] | Clean Water Services (OR) | 100 | Clean Water Services (OR) | 100
Bacliff | 60264_G_BCGT1 | 60264 | G | BCGT1 | 91269 | Combustion Turbine |  | ERC_REST | Texas | 48 | Galveston | 167 | 48167 | 54 | 10745 | 2018 | 9999 |  |  | N | Natural Gas |  |  |  | DLNB | [9 empty] | 0.09079 | 0.09079 | 0.09079 | 0.09079 | [11 empty] | NRG Texas LLC | 100 | NRG Energy Inc | 100
Bacliff | 60264_G_BCGT2 | 60264 | G | BCGT2 | 91270 | Combustion Turbine |  | ERC_REST | Texas | 48 | Galveston | 167 | 48167 | 54 | 10745 | 2018 | 9999 |  |  | N | Natural Gas |  |  |  | DLNB | [9 empty] | 0.11177 | 0.11177 | 0.11177 | 0.11177 | [11 empty] | NRG Texas LLC | 100 | NRG Energy Inc | 100
Bacliff | 60264_G_BCGT3 | 60264 | G | BCGT3 | 91271 | Combustion Turbine |  | ERC_REST | Texas | 48 | Galveston | 167 | 48167 | 54 | 10745 | 2018 | 9999 |  |  | N | Natural Gas |  |  |  | DLNB | [9 empty] | 0.14224 | 0.14224 | 0.14224 | 0.14224 | [11 empty] | NRG Texas LLC | 100 | NRG Energy Inc | 100
Bacliff | 60264_G_BCGT4 | 60264 | G | BCGT4 | 91272 | Combustion Turbine |  | ERC_REST | Texas | 48 | Galveston | 167 | 48167 | 54 | 10745 | 2018 | 9999 |  |  | N | Natural Gas |  |  |  | DLNB | [9 empty] | 0.10817 | 0.10817 | 0.10817 | 0.10817 | [11 empty] | NRG Texas LLC | 100 | NRG Energy Inc | 100
Bacliff | 60264_G_BCGT5 | 60264 | G | BCGT5 | 91273 | Combustion Turbine |  | ERC_REST | Texas | 48 | Galveston | 167 | 48167 | 54 | 10745 | 2018 | 9999 |  |  | N | Natural Gas |  |  |  | DLNB | [9 empty] | 0.11603 | 0.11603 | 0.11603 | 0.11603 | [11 empty] | NRG Texas LLC | 100 | NRG Energy Inc | 100
Bacliff | 60264_G_BCGT6 | 60264 | G | BCGT6 | 91274 | Combustion Turbine |  | ERC_REST | Texas | 48 | Galveston | 167 | 48167 | 54 | 10745 | 2018 | 9999 |  |  | N | Natural Gas |  |  |  | DLNB | [9 empty] | 0.12185 | 0.12185 | 0.12185 | 0.12185 | [11 empty] | NRG Texas LLC | 100 | NRG Energy Inc | 100
Junction Road | 60265_G_JUNCT | 60265 | G | JUNCT |  | Solar PV |  | PJM_EMAC | New Jersey | 34 | Hunterdon | 19 | 34019 | 4.7 | 0 | 2016 | 9999 |  |  | N | Solar | [13 empty] | 0 | 0 | 0 | 0 | [11 empty] | NJR Clean Energy Ventures II Corp | 100 | New Jersey Resources Corp | 100
Cedar Branch | 60266_G_CEDAR | 60266 | G | CEDAR |  | Solar PV |  | PJM_EMAC | New Jersey | 34 | Atlantic | 1 | 34001 | 6.2 | 0 | 2016 | 9999 |  |  | N | Solar | [13 empty] | 0 | 0 | 0 | 0 | [11 empty] | NJR Clean Energy Ventures II Corp | 100 | New Jersey Resources Corp | 100
Sharon Station | 60267_G_SHRN1 | 60267 | G | SHRN1 |  | Solar PV |  | PJM_EMAC | New Jersey | 34 | Monmouth | 25 | 34025 | 2.8 | 0 | 2016 | 9999 |  |  | N | Solar | [13 empty] | 0 | 0 | 0 | 0 | [11 empty] | NJR Clean Energy Ventures Corp | 100 | New Jersey Resources Corp | 100
Blue Cloud Wind Energy LLC | 60270_G_WT1 | 60270 | G | WT1 |  | Onshore Wind |  | SPP_SPS | Texas | 48 | Bailey | 17 | 48017 | 148.4 | 0 | 2018 | 9999 |  |  | N | Wind | [13 empty] | 0 | 0 | 0 | 0 | [11 empty] | Blue Cloud Wind Energy LLC | 100 | Copenhagen Infrastructure Partners | 100
CED Westfield Solar, LLC | 60274_G_WFMA | 60274 | G | WFMA |  | Solar PV |  | NENGREST | Massachusetts | 25 | Hampden | 13 | 25013 | 2 | 0 | 2016 | 9999 |  |  | N | Solar | [13 empty] | 0 | 0 | 0 | 0 | [11 empty] | Consolidated Edison Development Inc | 100 | Consolidated Edison Inc | 100
Westside Solar Power PV1 | 60275_G_WSPV1 | 60275 | G | WSPV1 |  | Solar PV |  | WEC_CALN | California | 6 | Kings | 31 | 06031 | 2 | 0 | 2016 | 9999 |  |  | N | Solar | [13 empty] | 0 | 0 | 0 | 0 | [11 empty] | Westlands Investor MM LLC | 100 | Westlands Investor MM LLC | 100
West Groton CHP | 60276_G_G1 | 60276 | G | G1 |  | Combustion Turbine |  | NENGREST | Massachusetts | 25 | Middlesex | 17 | 25017 | 3.8 | 8700 | 2015 | 9999 |  |  | Y | Natural Gas | [13 empty] | 0.011 | 0.011 | 0.011 | 0.011 | [11 empty] | Hollingsworth & Vose Co | 100 | Hollingsworth & Vose Co | 100
Castor Solar | 60277_G_CASTR | 60277 | G | CASTR |  | Solar PV |  | WECC_SCE | California | 6 | Kern | 29 | 06029 | 1.5 | 0 | 2016 | 9999 |  |  | N | Solar | [13 empty] | 0 | 0 | 0 | 0 | [11 empty] | Green Light Energy Corp | 100 | Alaywan Trust | 100
Southbridge Solar | 60278_G_SBRDG | 60278 | G | SBRDG |  | Solar PV |  | NENGREST | Massachusetts | 25 | Worcester | 27 | 25027 | 1.9 | 0 | 2016 | 9999 |  |  | N | Solar | [13 empty] | 0 | 0 | 0 | 0 | [11 empty] | Sustainable Power Group LLC | 100 | Sustainable Power Group LLC | 100
Antelope Big Sky Ranch | 60279_G_ABSR | 60279 | G | ABSR |  | Solar PV |  | WEC_LADW | California | 6 | Los Angeles | 37 | 06037 | 19 | 0 | 2016 | 9999 |  |  | N | Solar | [13 empty] | 0 | 0 | 0 | 0 | [11 empty] | Antelope Big Sky Ranch LLC | 100 | Sustainable Power Group LLC | 100
Summer Solar LLC | 60280_G_SUMSL | 60280 | G | SUMSL |  | Solar PV |  | WEC_LADW | California | 6 | Los Angeles | 37 | 06037 | 19 | 0 | 2016 | 9999 |  |  | N | Solar | [13 empty] | 0 | 0 | 0 | 0 | [11 empty] | Summer Solar LLC | 100 | Sustainable Power Group LLC | 100
Central Antelope Dry Ranch B LLC | 60281_G_CADRB | 60281 | G | CADRB |  | Solar PV |  | WEC_LADW | California | 6 | Los Angeles | 37 | 06037 | 3 | 0 | 2017 | 9999 |  |  | N | Solar | [13 empty] | 0 | 0 | 0 | 0 | [11 empty] | Central Antelope Dry Ranch B LLC | 50 | Martifer Solar | 50
SR Mavericks | 60283_G_MVRKS | 60283 | G | MVRKS |  | Solar PV |  | WECC_CO | Colorado | 8 | Weld | 123 | 08123 | 7.8 | 0 | 2016 | 9999 |  |  | N | Solar | [13 empty] | 0 | 0 | 0 | 0 | [11 empty] | SR Mavericks LLC | 100 | Silicon Ranch Corp | 100
Organ Church Solar | 60284_G_PV1 | 60284 | G | PV1 |  | Solar PV |  | S_VACA | North Carolina | 37 | Rowan | 159 | 37159 | 4.9 | 0 | 2019 | 9999 |  |  | N | Solar | [13 empty] | 0 | 0 | 0 | 0 | [11 empty] | Organ Church Solar LLC | 100 | Cypress Creek Holdings LLC | 100
Red Horse III | 60285_G_RH3 | 60285 | G | RH3 |  | Solar PV |  | WECC_AZ | Arizona | 4 | Cochise | 3 | 04003 | 30 | 0 | 2016 | 9999 |  |  | N | Solar | [13 empty] | 0 | 0 | 0 | 0 | [11 empty] | Red Horse III LLC | 100 | D E Shaw & Co LP | 100
Ajax Solar | 60288_G_PV1 | 60288 | G | PV1 |  | Solar PV |  | S_VACA | North Carolina | 37 | Robeson | 155 | 37155 | 4.9 | 0 | 2017 | 9999 |  |  | N | Solar | [13 empty] | 0 | 0 | 0 | 0 | [11 empty] | Ajax Solar LLC | 100 | Cypress Creek Holdings LLC | 100
Trinity Solar | 60291_G_PV1 | 60291 | G | PV1 |  | Solar PV |  | S_VACA | North Carolina | 37 | Randolph | 151 | 37151 | 4.9 | 0 | 2019 | 9999 |  |  | N | Solar | [13 empty] | 0 | 0 | 0 | 0 | [11 empty] | Trinity Solar LLC | 100 | Cypress Creek Holdings LLC | 100
St. Matthews Solar | 60293_G_PV1 | 60293 | G | PV1 |  | Solar PV |  | S_VACA | South Carolina | 45 | Calhoun | 17 | 45017 | 10.2 | 0 | 2017 | 9999 |  |  | N | Solar | [13 empty] | 0 | 0 | 0 | 0 | [11 empty] | St Matthews Solar LLC | 100 | Cypress Creek Holdings LLC | 100
HMV Minster Energy Storage System | 60299_G_MIN02 | 60299 | G | MIN02 |  | Energy Storage |  | PJM_West | Ohio | 39 | Auglaize | 11 | 39011 | 7 | 0 | 2016 | 9999 |  |  | N | Energy Storage | [13 empty] | 0 | 0 | 0 | 0 | [11 empty] | Half Moon Ventures LLC | 100 | Half Moon Ventures LLC | 100
Montana Solar Facility | 60300_G_IMPV1 | 60300 | G | IMPV1 |  | Solar PV |  | WECC_NM | Texas | 48 | El Paso | 141 | 48141 | 3 | 0 | 2017 | 9999 |  |  | N | Solar | [13 empty] | 0 | 0 | 0 | 0 | [11 empty] | El Paso Electric Co | 100 | JPMorgan Chase & Co | 100
Holloman Solar Facility | 60301_G_HPV1 | 60301 | G | HPV1 |  | Solar PV |  | WECC_NM | New Mexico | 35 | Otero | 35 | 35035 | 5 | 0 | 2018 | 9999 |  |  | N | Solar | [13 empty] | 0 | 0 | 0 | 0 | [11 empty] | El Paso Electric Co | 100 | JPMorgan Chase & Co | 100
Keys Energy Center | 60302_G_10 | 60302 | G | 10 | 91141 | Combined Cycle |  | PJM_SMAC | Maryland | 24 | Prince Georges | 33 | 24033 | 327 | 7050 | 2018 | 9999 |  |  | N | Natural Gas | [13 empty] | 0.0057147 | 0.0057147 | 0.0057147 | 0.0057147 | [11 empty] | PSEG Keys Energy Center LLC | 100 | Public Service Enterprise Group Inc | 100
Keys Energy Center | 60302_G_11 | 60302 | G | 11 | 91141 | Combined Cycle |  | PJM_SMAC | Maryland | 24 | Prince Georges | 33 | 24033 | 214 | 7050 | 2018 | 9999 |  |  | N | Natural Gas | [13 empty] | 0.0057147 | 0.0057147 | 0.0057147 | 0.0057147 | [11 empty] | PSEG Keys Energy Center LLC | 100 | Public Service Enterprise Group Inc | 100
Keys Energy Center | 60302_G_12 | 60302 | G | 12 | 91142 | Combined Cycle |  | PJM_SMAC | Maryland | 24 | Prince Georges | 33 | 24033 | 214 | 7050 | 2018 | 9999 |  |  | N | Natural Gas | [13 empty] | 0.0057147 | 0.0057147 | 0.0057147 | 0.0057147 | [11 empty] | PSEG Keys Energy Center LLC | 100 | Public Service Enterprise Group Inc | 100
Sumrall II Solar Farm | 60303_G_SUM2 | 60303 | G | SUM2 |  | Solar PV |  | MIS_MS | Mississippi | 28 | Lamar | 73 | 28073 | 52 | 0 | 2017 | 9999 |  |  | N | Solar | [13 empty] | 0 | 0 | 0 | 0 | [11 empty] | MS Solar 3 LLC | 100 | Origis Energy | 100
San Isabel Solar, LLC | 60304_G_SISPV | 60304 | G | SISPV |  | Solar PV |  | WECC_CO | Colorado | 8 | Las Animas | 71 | 08071 | 30 | 0 | 2016 | 9999 |  |  | N | Solar | [13 empty] | 0 | 0 | 0 | 0 | [11 empty] | San Isabel Solar LLC | 100 | LS Power Group | 100
Sumrall I Solar Farm | 60306_G_SUM1 | 60306 | G | SUM1 |  | Solar PV |  | MIS_MS | Mississippi | 28 | Lamar | 73 | 28073 | 52 | 0 | 2017 | 9999 |  |  | N | Solar | [13 empty] | 0 | 0 | 0 | 0 | [11 empty] | MS Solar 2 LLC | 100 | D E Shaw & Co LP | 100
Mesquite Solar 2, LLC | 60307_G_1 | 60307 | G | 1 |  | Solar PV |  | WECC_AZ | Arizona | 4 | Maricopa | 13 | 04013 | 100 | 0 | 2016 | 9999 |  |  | N | Solar | [13 empty] | 0 | 0 | 0 | 0 | [11 empty] | Mesquite Solar 2 LLC | 100 | Consolidated Edison Inc | 100
Mesquite Solar 3, LLC | 60308_G_1 | 60308 | G | 1 |  | Solar PV |  | WECC_AZ | Arizona | 4 | Maricopa | 13 | 04013 | 150 | 0 | 2016 | 9999 |  |  | N | Solar | [13 empty] | 0 | 0 | 0 | 0 | [11 empty] | Mesquite Solar 3 LLC | 100 | Consolidated Edison Inc | 100
Portal Ridge Solar B, LLC | 60310_G_GEN01 | 60310 | G | GEN01 |  | Solar PV |  | WECC_SCE | California | 6 | Los Angeles | 37 | 06037 | 20 | 0 | 2017 | 9999 |  |  | N | Solar | [13 empty] | 0 | 0 | 0 | 0 | [11 empty] | Portal Ridge Solar B LLC | 100 | D E Shaw & Co LP | 100
Portal Ridge Solar C, LLC | 60311_G_GEN01 | 60311 | G | GEN01 |  | Solar PV |  | WECC_SCE | California | 6 | Los Angeles | 37 | 06037 | 11.4 | 0 | 2017 | 9999 |  |  | N | Solar | [13 empty] | 0 | 0 | 0 | 0 | [11 empty] | Portal Ridge Solar A LLC | 100 | D E Shaw & Co LP | 100
Howell Midland Farm, LLC | 60312_G_1 | 60312 | G | 1 |  | Solar PV |  | S_VACA | North Carolina | 37 | Cabarrus | 25 | 37025 | 4.9 | 0 | 2015 | 9999 |  |  | N | Solar | [13 empty] | 0 | 0 | 0 | 0 | [11 empty] | Howell Midland Farm LLC | 100 | Howell Midland Farm LLC | 100
Augustus Farm, LLC | 60313_G_1 | 60313 | G | 1 |  | Solar PV |  | S_VACA | North Carolina | 37 | Pitt | 147 | 37147 | 4.9 | 0 | 2015 | 9999 |  |  | N | Solar | [13 empty] | 0 | 0 | 0 | 0 | [11 empty] | Augustus Farm LLC | 100 | Augustus Farm LLC | 100
Prairie Breeze III | 60314_G_GEN1 | 60314 | G | GEN1 |  | Onshore Wind |  | SPP_NEBR | Nebraska | 31 | Antelope | 3 | 31003 | 35.8 | 0 | 2016 | 9999 |  |  | N | Wind | [13 empty] | 0 | 0 | 0 | 0 | [11 empty] | Prairie Breeze Wind Energy III LLC | 100 | Invenergy LLC | 100
Midway Solar Farm III | 60315_G_MSF3 | 60315 | G | MSF3 |  | Solar PV |  | WECC_IID | California | 6 | Imperial | 25 | 06025 | 20 | 0 | 2018 | 9999 |  |  | N | Solar | [13 empty] | 0 | 0 | 0 | 0 | [11 empty] | 97WI 8ME LLC | 100 | 8 Minute Solar Energy | 100
Scott Solar Farm | 60316_G_1 | 60316 | G | 1 |  | Solar PV |  | PJM_Dom | Virginia | 51 | Powhatan | 145 | 51145 | 6.8 | 0 | 2016 | 9999 |  |  | N | Solar | [13 empty] | 0 | 0 | 0 | 0 | [11 empty] | Virginia Electric & Power Co | 100 | Dominion Energy Inc | 100
Grady Wind Energy Center, LLC | 60317_G_1 | 60317 | G | 1 |  | Onshore Wind |  | SPP_SPS | New Mexico | 35 | Curry | 9 | 35009 | 220.5 | 0 | 2019 | 9999 |  |  | N | Wind | [13 empty] | 0 | 0 | 0 | 0 | [11 empty] | Grady Wind Energy Center LLC | 100 | Riverstone Holdings LLC | 100
Woodland Solar Farm | 60318_G_1 | 60318 | G | 1 |  | Solar PV |  | PJM_Dom | Virginia | 51 | Isle of Wight | 93 | 51093 | 7.6 | 0 | 2016 | 9999 |  |  | N | Solar | [13 empty] | 0 | 0 | 0 | 0 | [11 empty] | Virginia Electric & Power Co | 100 | Dominion Energy Inc | 100
Whitehouse Solar Farm | 60319_G_1 | 60319 | G | 1 |  | Solar PV |  | PJM_Dom | Virginia | 51 | Louisa | 109 | 51109 | 8 | 0 | 2016 | 9999 |  |  | N | Solar | [13 empty] | 0 | 0 | 0 | 0 | [11 empty] | Advanced Solar Power Holdings Inc | 100 | Advanced Solar Power Holdings Inc | 100
Jeffco Community Solar Gardens LLC | 60320_G_SSCO1 | 60320 | G | SSCO1 |  | Solar PV |  | WECC_CO | Colorado | 8 | Jefferson | 59 | 08059 | 1.2 | 0 | 2016 | 9999 |  |  | N | Solar | [13 empty] | 0 | 0 | 0 | 0 | [11 empty] | Jeffco Community Solar Gardens LLC | 100 | Global Sun Holdings Inc | 100
Willow Spring Solar, LLC | 60324_G_GEN01 | 60324 | G | GEN01 |  | Solar PV |  | WECC_SCE | California | 6 | Kern | 29 | 06029 | 100 | 0 | 2019 | 9999 |  |  | N | Solar | [13 empty] | 0 | 0 | 0 | 0 | [11 empty] | Willow Springs Solar LLC | 100 | D E Shaw & Co LP | 100
O'Brien Wind | 60326_G_OBWF | 60326 | G | OBWF |  | Onshore Wind |  | MIS_MIDA | Iowa | 19 | O'Brien | 141 | 19141 | 61.9 | 0 | 2016 | 9999 |  |  | N | Wind | [13 empty] | 0 | 0 | 0 | 0 | [11 empty] | MidAmerican Energy Co | 100 | Berkshire Hathaway Inc | 100
O'Brien Wind | 60326_G_OBWF2 | 60326 | G | OBWF2 |  | Onshore Wind |  | MIS_MIDA | Iowa | 19 | O'Brien | 141 | 19141 | 108.7 | 0 | 2016 | 9999 |  |  | N | Wind | [13 empty] | 0 | 0 | 0 | 0 | [11 empty] | MidAmerican Energy Co | 100 | Berkshire Hathaway Inc | 100
O'Brien Wind | 60326_G_OBWF3 | 60326 | G | OBWF3 |  | Onshore Wind |  | MIS_MIDA | Iowa | 19 | O'Brien | 141 | 19141 | 79.7 | 0 | 2016 | 9999 |  |  | N | Wind | [13 empty] | 0 | 0 | 0 | 0 | [11 empty] | MidAmerican Energy Co | 100 | Berkshire Hathaway Inc | 100
East Amwell | 60327_G_AMWEL | 60327 | G | AMWEL |  | Solar PV |  | PJM_EMAC | New Jersey | 34 | Hunterdon | 19 | 34019 | 1.9 | 0 | 2016 | 9999 |  |  | N | Solar | [13 empty] | 0 | 0 | 0 | 0 | [11 empty] | NJR Clean Energy Ventures II Corp | 100 | New Jersey Resources Corp | 100
Ringer Hill Wind Farm, LLC | 60329_G_RINGR | 60329 | G | RINGR |  | Onshore Wind |  | PJM_PENE | Pennsylvania | 42 | Somerset | 111 | 42111 | 38.3 | 0 | 2016 | 9999 |  |  | N | Wind | [13 empty] | 0 | 0 | 0 | 0 | [11 empty] | Ringer Hill Wind LLC | 100 | New Jersey Resources Corp | 100
Grove Solar Center, LLC | 60330_G_GSC1 | 60330 | G | GSC1 |  | Solar PV |  | WECC_PNW | Oregon | 41 | Malheur | 45 | 41045 | 6 | 0 | 2016 | 9999 |  |  | N | Solar | [13 empty] | 0 | 0 | 0 | 0 | [11 empty] | Grove Solar Center LLC | 100 | Heliosage Energy LLC | 100
Hyline Solar Center, LLC | 60331_G_HSC1 | 60331 | G | HSC1 |  | Solar PV |  | WECC_PNW | Oregon | 41 | Malheur | 45 | 41045 | 9 | 0 | 2016 | 9999 |  |  | N | Solar | [13 empty] | 0 | 0 | 0 | 0 | [11 empty] | Hyline Solar Center LLC | 100 | Heliosage Energy LLC | 100
Open Range Solar Center, LLC | 60332_G_ORSC1 | 60332 | G | ORSC1 |  | Solar PV |  | WECC_PNW | Oregon | 41 | Malheur | 45 | 41045 | 10 | 0 | 2016 | 9999 |  |  | N | Solar | [13 empty] | 0 | 0 | 0 | 0 | [11 empty] | Open Range Solar Center LLC | 100 | Heliosage Energy LLC | 100
Railroad Solar Center, LLC | 60333_G_RSC1 | 60333 | G | RSC1 |  | Solar PV |  | WECC_PNW | Oregon | 41 | Malheur | 45 | 41045 | 4.5 | 0 | 2016 | 9999 |  |  | N | Solar | [13 empty] | 0 | 0 | 0 | 0 | [11 empty] | Railroad Solar Center LLC | 100 | Heliosage Energy LLC | 100
Thunderegg Solar Center, LLC | 60334_G_TSC1 | 60334 | G | TSC1 |  | Solar PV |  | WECC_PNW | Oregon | 41 | Malheur | 45 | 41045 | 10 | 0 | 2016 | 9999 |  |  | N | Solar | [13 empty] | 0 | 0 | 0 | 0 | [11 empty] | Thunderegg Solar Center LLC | 100 | Heliosage Energy LLC | 100
Vale Air Solar Center, LLC | 60335_G_VASC1 | 60335 | G | VASC1 |  | Solar PV |  | WECC_PNW | Oregon | 41 | Malheur | 45 | 41045 | 10 | 0 | 2016 | 9999 |  |  | N | Solar | [13 empty] | 0 | 0 | 0 | 0 | [11 empty] | Vale Air Solar Center LLC | 100 | Heliosage Energy LLC | 100
Midway Solar Farm 1 | 60336_G_MSF1 | 60336 | G | MSF1 |  | Solar PV |  | WECC_IID | California | 6 | Imperial | 25 | 06025 | 50 | 0 | 2018 | 9999 |  |  | N | Solar | [13 empty] | 0 | 0 | 0 | 0 | [11 empty] | 83WI 8ME LLC | 100 | 8 Minute Solar Energy | 100
Providence Solar | 60337_G_PROV | 60337 | G | PROV |  | Solar PV |  | S_C_TVA | Tennessee | 47 | Madison | 113 | 47113 | 16 | 0 | 2017 | 9999 |  |  | N | Solar | [13 empty] | 0 | 0 | 0 | 0 | [11 empty] | Providence Solar Center LLC | 100 | Heliosage Energy LLC | 100
Electra Wind Farm | 60338_G_EWF | 60338 | G | EWF |  | Onshore Wind |  | ERC_WEST | Texas | 48 | Wilbarger | 487 | 48487 | 230 | 0 | 2016 | 9999 |  |  | N | Wind | [13 empty] | 0 | 0 | 0 | 0 | [11 empty] | Electra Wind LLC | 100 | Starwood Capital Group Global LLC | 100
Horse Creek Wind Farm | 60339_G_HCWF | 60339 | G | HCWF |  | Onshore Wind |  | ERC_WEST | Texas | 48 | Haskell | 207 | 48207 | 230 | 0 | 2016 | 9999 |  |  | N | Wind | [13 empty] | 0 | 0 | 0 | 0 | [11 empty] | Horse Creek Wind LLC | 100 | Starwood Capital Group Global LLC | 100
Albany Green Energy | 60340_B_1 | 60340 | B | 1 | 91192 | Biomass |  | S_SOU | Georgia | 13 | Dougherty | 95 | 13095 | 54 | 10994 | 2017 | 9999 |  |  | Y | Biomass |  |  | 0.727 | CF + NH3 | SNCR |  |  | B | NA |  |  |  |  | 0.06052 | 0.04618 | 0.06052 | 0.04618 |  |  |  |  | Yes | 2017 | [5 empty] | Albany Green Energy LLC | 100 | Exelon Corp | 100
Wal-Mart Truth or Consequences PV | 60341_G_WMTOC | 60341 | G | WMTOC |  | Solar PV |  | WECC_NM | New Mexico | 35 | Sierra | 51 | 35051 | 1 | 0 | 2015 | 9999 |  |  | N | Solar | [13 empty] | 0 | 0 | 0 | 0 | [11 empty] | SSA Solar of NM 3 LLC | 100 | Sun Financial LLC | 100
Ida Grove Wind | 60342_G_IGWF | 60342 | G | IGWF |  | Onshore Wind |  | MIS_MIDA | Iowa | 19 | Ida | 93 | 19093 | 61.1 | 0 | 2016 | 9999 |  |  | N | Wind | [13 empty] | 0 | 0 | 0 | 0 | [11 empty] | Ida Grove Wind Energy LLC | 100 | Berkshire Hathaway Inc | 100
Ida Grove Wind | 60342_G_IGWF2 | 60342 | G | IGWF2 |  | Onshore Wind |  | MIS_MIDA | Iowa | 19 | Ida | 93 | 19093 | 119.6 | 0 | 2016 | 9999 |  |  | N | Wind | [13 empty] | 0 | 0 | 0 | 0 | [11 empty] | Ida Grove Wind Energy LLC | 100 | Berkshire Hathaway Inc | 100
Ida Grove Wind | 60342_G_IGWF3 | 60342 | G | IGWF3 |  | Onshore Wind |  | MIS_MIDA | Iowa | 19 | Ida | 93 | 19093 | 92.8 | 0 | 2016 | 9999 |  |  | N | Wind | [13 empty] | 0 | 0 | 0 | 0 | [11 empty] | Ida Grove Wind Energy LLC | 100 | Berkshire Hathaway Inc | 100
Ida Grove Wind | 60342_G_IGWF4 | 60342 | G | IGWF4 |  | Onshore Wind |  | MIS_MIDA | Iowa | 19 | Ida | 93 | 19093 | 27.6 | 0 | 2016 | 9999 |  |  | N | Wind | [13 empty] | 0 | 0 | 0 | 0 | [11 empty] | Ida Grove Wind Energy LLC | 100 | Berkshire Hathaway Inc | 100
Sudbury Solar | 60344_G_SUD | 60344 | G | SUD |  | Solar PV |  | NENGREST | Vermont | 50 | Rutland | 21 | 50021 | 2 | 0 | 2016 | 9999 |  |  | N | Solar | [13 empty] | 0 | 0 | 0 | 0 | [11 empty] | Sudbury Solar LLC | 100 | Allco Renewable Energy Limited | 100
Okeechobee Clean Energy Center | 60345_G_1A | 60345 | G | 1A | 91288 | Combined Cycle |  | FRCC | Florida | 12 | Okeechobee | 93 | 12093 | 376.6 | 7050 | 2019 | 9999 |  |  | N | Natural Gas, Distillate Fuel Oil |  |  |  | DLNB | SCR | [8 empty] | 0.0085669 | 0.0085669 | 0.0085669 | 0.0085669 | [11 empty] | Florida Power & Light Co | 100 | NextEra Energy Inc | 100
Okeechobee Clean Energy Center | 60345_G_1B | 60345 | G | 1B | 91287 | Combined Cycle |  | FRCC | Florida | 12 | Okeechobee | 93 | 12093 | 376.6 | 7050 | 2019 | 9999 |  |  | N | Natural Gas, Distillate Fuel Oil |  |  |  | DLNB | SCR | [8 empty] | 0.0085669 | 0.0085669 | 0.0085669 | 0.0085669 | [11 empty] | Florida Power & Light Co | 100 | NextEra Energy Inc | 100
Okeechobee Clean Energy Center | 60345_G_1C | 60345 | G | 1C | 91289 | Combined Cycle |  | FRCC | Florida | 12 | Okeechobee | 93 | 12093 | 376.6 | 7050 | 2019 | 9999 |  |  | N | Natural Gas, Distillate Fuel Oil |  |  |  | DLNB | SCR | [8 empty] | 0.0085669 | 0.0085669 | 0.0085669 | 0.0085669 | [11 empty] | Florida Power & Light Co | 100 | NextEra Energy Inc | 100
Okeechobee Clean Energy Center | 60345_G_1ST | 60345 | G | 1ST | 91288 | Combined Cycle |  | FRCC | Florida | 12 | Okeechobee | 93 | 12093 | 593.3 | 7050 | 2019 | 9999 |  |  | N | Natural Gas, Distillate Fuel Oil |  |  |  |  | SCR | [8 empty] | 0.0085669 | 0.0085669 | 0.0085669 | 0.0085669 | [11 empty] | Florida Power & Light Co | 100 | NextEra Energy Inc | 100
Demille Solar Farm | 60346_G_1 | 60346 | G | 1 |  | Solar PV |  | MIS_LMI | Michigan | 26 | Lapeer | 87 | 26087 | 28.4 | 0 | 2017 | 9999 |  |  | N | Solar | [13 empty] | 0 | 0 | 0 | 0 | [11 empty] | DTE Electric Co | 100 | DTE Energy Co | 100
Turrill Solar Farm | 60347_G_1 | 60347 | G | 1 |  | Solar PV |  | MIS_LMI | Michigan | 26 | Lapeer | 87 | 26087 | 19.6 | 0 | 2017 | 9999 |  |  | N | Solar | [13 empty] | 0 | 0 | 0 | 0 | [11 empty] | DTE Electric Co | 100 | DTE Energy Co | 100
O'Shea Solar Farm | 60348_G_1 | 60348 | G | 1 |  | Solar PV |  | MIS_LMI | Michigan | 26 | Wayne | 163 | 26163 | 2 | 0 | 2017 | 9999 |  |  | N | Solar | [13 empty] | 0 | 0 | 0 | 0 | [11 empty] | DTE Energy Co | 100 | DTE Energy Co | 100
Hill AFB LFG Facility, Bldg #737 | 60349_G_LFGG1 | 60349 | G | LFGG1 |  | Landfill Gas |  | WECC_UT | Utah | 49 | Davis | 11 | 49011 | 0.6 | 14103 | 2005 | 9999 |  |  | N | Landfill Gas | [13 empty] | 0.22117 | 0.22117 | 0.22117 | 0.22117 | [11 empty] | Ameresco Federal Solutions Inc | 100 | Ameresco Inc | 100
Hill AFB LFG Facility, Bldg #737 | 60349_G_LFGG2 | 60349 | G | LFGG2 |  | Landfill Gas |  | WECC_UT | Utah | 49 | Davis | 11 | 49011 | 0.7 | 14103 | 2005 | 9999 |  |  | N | Landfill Gas | [13 empty] | 0.22117 | 0.22117 | 0.22117 | 0.22117 | [11 empty] | Ameresco Federal Solutions Inc | 100 | Ameresco Inc | 100
Hill AFB LFG Facility, Bldg #737 | 60349_G_LFGG3 | 60349 | G | LFGG3 |  | Landfill Gas |  | WECC_UT | Utah | 49 | Davis | 11 | 49011 | 0.9 | 14103 | 2008 | 9999 |  |  | N | Landfill Gas | [13 empty] | 0.22117 | 0.22117 | 0.22117 | 0.22117 | [11 empty] | Ameresco Federal Solutions Inc | 100 | Ameresco Inc | 100
NRG Solar Las Vegas MB 2, LLC | 60350_G_LVMB2 | 60350 | G | LVMB2 |  | Solar PV |  | WECC_SNV | Nevada | 32 | Clark | 3 | 32003 | 1.5 | 0 | 2016 | 9999 |  |  | N | Solar | [13 empty] | 0 | 0 | 0 | 0 | [11 empty] | NRG Energy Inc | 100 | NRG Energy Inc | 100
Bison Solar LLC | 60351_G_BSPV1 | 60351 | G | BSPV1 |  | Solar PV |  | WECC_CO | Colorado | 8 | Larimer | 69 | 08069 | 30 | 0 | 2016 | 9999 |  |  | N | Solar | [13 empty] | 0 | 0 | 0 | 0 | [11 empty] | Bison Solar LLC | 100 | LS Power Group | 100
Boulder Solar Power, LLC | 60352_G_BSP | 60352 | G | BSP |  | Solar PV |  | WECC_SNV | Nevada | 32 | Clark | 3 | 32003 | 100 | 0 | 2016 | 9999 |  |  | N | Solar | [13 empty] | 0 | 0 | 0 | 0 | [11 empty] | Boulder Solar Power LLC | 100 | TOTAL SA | 100
Cecil County CCVT HS | 60353_G_CCVT | 60353 | G | CCVT |  | Solar PV |  | PJM_EMAC | Maryland | 24 | Cecil | 15 | 24015 | 2 | 0 | 2015 | 9999 |  |  | N | Solar | [13 empty] | 0 | 0 | 0 | 0 | [11 empty] | Terraform Power Inc | 100 | Brookfield Asset Management Inc | 100
Brady II Wind Energy Center | 60354_G_BWEC2 | 60354 | G | BWEC2 |  | Onshore Wind |  | SPP_WAUE | North Dakota | 38 | Stark | 89 | 38089 | 150 | 0 | 2016 | 9999 |  |  | N | Wind | [13 empty] | 0 | 0 | 0 | 0 | [11 empty] | Brady Wind II LLC | 100 | NextEra Energy Inc | 100
Brady Wind Energy Center | 60355_G_BWEC1 | 60355 | G | BWEC1 |  | Onshore Wind |  | SPP_WAUE | North Dakota | 38 | Stark | 89 | 38089 | 150 | 0 | 2016 | 9999 |  |  | N | Wind | [13 empty] | 0 | 0 | 0 | 0 | [11 empty] | Brady Wind LLC | 100 | NextEra Energy Inc | 100
South Field Energy | 60356_G_SFECC | 60356 | G | SFECC |  | Combined Cycle |  | PJM_ATSI | Ohio | 39 | Columbiana | 29 | 39029 | 1060 | 7050 | 2021 | 9999 |  |  | N | Natural Gas, Distillate Fuel Oil |  |  |  |  | SCR | [8 empty] | 0.011 | 0.011 | 0.011 | 0.011 | [11 empty] | South Field Energy LLC | 100 | Advanced Power | 100
Lackawanna Energy Center | 60357_G_GEN1 | 60357 | G | GEN1 | 91210 | Combined Cycle |  | PJM_WMAC | Pennsylvania | 42 | Lackawanna | 69 | 42069 | 465 | 7050 | 2018 | 9999 |  |  | N | Natural Gas |  |  |  | DLNB | SCR | [8 empty] | 0.0052716 | 0.0052716 | 0.0052716 | 0.0052716 | [11 empty] | Invenergy Thermal Development LLC | 100 | Invenergy LLC | 100
Lackawanna Energy Center | 60357_G_GEN2 | 60357 | G | GEN2 | 91211 | Combined Cycle |  | PJM_WMAC | Pennsylvania | 42 | Lackawanna | 69 | 42069 | 465 | 7050 | 2018 | 9999 |  |  | N | Natural Gas |  |  |  | DLNB | SCR | [8 empty] | 0.0056444 | 0.0056444 | 0.0056444 | 0.0056444 | [11 empty] | Lackawanna Energy Center LLC | 100 | Invenergy LLC | 100
Lackawanna Energy Center | 60357_G_GEN3 | 60357 | G | GEN3 | 91212 | Combined Cycle |  | PJM_WMAC | Pennsylvania | 42 | Lackawanna | 69 | 42069 | 465 | 7050 | 2018 | 9999 |  |  | N | Natural Gas |  |  |  | DLNB | SCR | [8 empty] | 0.0056517 | 0.0056517 | 0.0056517 | 0.0056517 | [11 empty] | Lackawanna Energy Center LLC | 100 | Invenergy LLC | 100
Gastonia Solar Center | 60359_G_60916 | 60359 | G | 60916 |  | Solar PV |  | S_VACA | North Carolina | 37 | Gaston | 71 | 37071 | 4.3 | 0 | 2018 | 9999 |  |  | N | Solar | [13 empty] | 0 | 0 | 0 | 0 | [11 empty] | Enerparc Solar Development LLC | 100 | Enerparc AG | 100
Wortham Solar Farm | 60361_G_INV1 | 60361 | G | INV1 |  | Solar PV |  | S_VACA | North Carolina | 37 | Vance | 181 | 37181 | 5 | 0 | 2016 | 9999 |  |  | N | Solar | [13 empty] | 0 | 0 | 0 | 0 | [11 empty] | Wortham Solar Farm LLC | 100 | Entropy Solar Integrators LLC | 100
White Farm Solar, LLC | 60363_G_WFSPV | 60363 | G | WFSPV |  | Solar PV |  | PJM_Dom | North Carolina | 37 | Northampton | 131 | 37131 | 5.2 | 0 | 2016 | 9999 |  |  | N | Solar | [13 empty] | 0 | 0 | 0 | 0 | [11 empty] | Carolina Solar Energy II LLC | 100 | Carolina Solar Energy | 100
White Street Renewables | 60364_G_WSLFG | 60364 | G | WSLFG |  | Landfill Gas |  | S_VACA | North Carolina | 37 | Guilford | 81 | 37081 | 1.6 | 13648 | 2019 | 9999 |  |  | N | Landfill Gas | [13 empty] | 0.09 | 0.09 | 0.09 | 0.09 | [11 empty] | White Street Renewables LLC | 100 | Petra Engineering PLLC | 100
Vulcraft Solar | 60365_G_VULC | 60365 | G | VULC |  | Solar PV |  | NY_Z_C&E | New York | 36 | Chemung | 15 | 36015 | 1.6 | 0 | 2013 | 9999 |  |  | N | Solar | [13 empty] | 0 | 0 | 0 | 0 | [11 empty] | Soltage VUL 1600 Chemung LLC | 100 | Soltage LLC | 100
Old Settler Wind | 60366_G_OSWF | 60366 | G | OSWF |  | Onshore Wind |  | ERC_PHDL | Texas | 48 | Floyd | 153 | 48153 | 151.2 | 0 | 2017 | 9999 |  |  | N | Wind | [13 empty] | 0 | 0 | 0 | 0 | [11 empty] | Old Settler Wind LLC | 100 | Apex Clean Energy Inc | 100
Snow Camp Solar, LLC | 60367_G_SCSPV | 60367 | G | SCSPV |  | Solar PV |  | S_VACA | North Carolina | 37 | Alamance | 1 | 37001 | 5.2 | 0 | 2016 | 9999 |  |  | N | Solar | [13 empty] | 0 | 0 | 0 | 0 | [11 empty] | Snow Camp Solar LLC | 100 | Cypress Creek Holdings LLC | 100
Panda Hummel Station LLC | 60368_G_CTG1 | 60368 | G | CTG1 | 91106 | Combined Cycle |  | PJM_WMAC | Pennsylvania | 42 | Snyder | 109 | 42109 | 226.3 | 7050 | 2018 | 9999 |  |  | N | Natural Gas |  |  |  | DLNB | SCR | [8 empty] | 0.0064168 | 0.0064168 | 0.0064168 | 0.0064168 | [11 empty] | Hummel Generation LLC | 100 | LS Power Group | 100
Panda Hummel Station LLC | 60368_G_CTG2 | 60368 | G | CTG2 | 91107 | Combined Cycle |  | PJM_WMAC | Pennsylvania | 42 | Snyder | 109 | 42109 | 226.3 | 7050 | 2018 | 9999 |  |  | N | Natural Gas |  |  |  | DLNB | SCR | [8 empty] | 0.0064168 | 0.0064168 | 0.0064168 | 0.0064168 | [11 empty] | Hummel Generation LLC | 100 | LS Power Group | 100
Panda Hummel Station LLC | 60368_G_CTG3 | 60368 | G | CTG3 | 91111 | Combined Cycle |  | PJM_WMAC | Pennsylvania | 42 | Snyder | 109 | 42109 | 226.3 | 7050 | 2018 | 9999 |  |  | N | Natural Gas |  |  |  | DLNB | SCR | [8 empty] | 0.0064168 | 0.0064168 | 0.0064168 | 0.0064168 | [11 empty] | Hummel Generation LLC | 100 | LS Power Group | 100
Panda Hummel Station LLC | 60368_G_STG | 60368 | G | STG | 91106 | Combined Cycle |  | PJM_WMAC | Pennsylvania | 42 | Snyder | 109 | 42109 | 417.6 | 7050 | 2018 | 9999 |  |  | N | Natural Gas |  |  |  |  | SCR | [8 empty] | 0.0064168 | 0.0064168 | 0.0064168 | 0.0064168 | [11 empty] | Hummel Generation LLC | 100 | LS Power Group | 100
Battleboro Farm | 60369_G_BFPV | 60369 | G | BFPV |  | Solar PV |  | S_VACA | North Carolina | 37 | Nash | 127 | 37127 | 5.2 | 0 | 2016 | 9999 |  |  | N | Solar | [13 empty] | 0 | 0 | 0 | 0 | [11 empty] | Battleboro Farm LLC | 100 | Strata Solar LLC | 100
Flint Hill Solar, LLC | 60370_G_FHSPV | 60370 | G | FHSPV |  | Solar PV |  | S_VACA | North Carolina | 37 | Moore | 125 | 37125 | 5.2 | 0 | 2016 | 9999 |  |  | N | Solar | [13 empty] | 0 | 0 | 0 | 0 | [11 empty] | Flint Hill Solar LLC | 100 | Cypress Creek Holdings LLC | 100
Legoland Solar | 60371_G_1 | 60371 | G | 1 |  | Solar PV |  | FRCC | Florida | 12 | Polk | 105 | 12105 | 1.4 | 0 | 2016 | 9999 |  |  | N | Solar | [13 empty] | 0 | 0 | 0 | 0 | [11 empty] | Tampa Electric Co | 100 | TECO Energy Inc | 100
Lamesa Solar | 60372_G_LSPV1 | 60372 | G | LSPV1 |  | Solar PV |  | ERC_WEST | Texas | 48 | Dawson | 115 | 48115 | 100 | 0 | 2017 | 9999 |  |  | N | Solar | [13 empty] | 0 | 0 | 0 | 0 | [11 empty] | Southern Power Co | 100 | Southern Co | 100
ILR Landfill | 60375_G_ILR1 | 60375 | G | ILR1 |  | Solar PV |  | PJM_EMAC | New Jersey | 34 | Middlesex | 23 | 34023 | 7.7 | 0 | 2016 | 9999 |  |  | N | Solar | [13 empty] | 0 | 0 | 0 | 0 | [11 empty] | Solar Wind Energy LLC | 100 | Solar Wind Energy LLC | 100
Clean Energy Future-Lordstown, LLC | 60376_G_CTG1 | 60376 | G | CTG1 | 91109 | Combined Cycle |  | PJM_ATSI | Ohio | 39 | Trumbull | 155 | 39155 | 263 | 7050 | 2018 | 9999 |  |  | N | Natural Gas |  |  |  | DLNB | SCR | [8 empty] | 0.0058959 | 0.0058959 | 0.0058959 | 0.0058959 | [11 empty] | Clean Energy Future Lordstown LLC | 100 | Clean Energy Future Lordstown LLC | 100
Clean Energy Future-Lordstown, LLC | 60376_G_CTG2 | 60376 | G | CTG2 | 91110 | Combined Cycle |  | PJM_ATSI | Ohio | 39 | Trumbull | 155 | 39155 | 263 | 7050 | 2018 | 9999 |  |  | N | Natural Gas |  |  |  | DLNB | SCR | [8 empty] | 0.0058959 | 0.0058959 | 0.0058959 | 0.0058959 | [11 empty] | Clean Energy Future Lordstown LLC | 100 | Clean Energy Future Lordstown LLC | 100
Clean Energy Future-Lordstown, LLC | 60376_G_STG1 | 60376 | G | STG1 | 91109 | Combined Cycle |  | PJM_ATSI | Ohio | 39 | Trumbull | 155 | 39155 | 324 | 7050 | 2018 | 9999 |  |  | N | Natural Gas |  |  |  |  | SCR | [8 empty] | 0.0058959 | 0.0058959 | 0.0058959 | 0.0058959 | [11 empty] | Clean Energy Future Lordstown LLC | 100 | Clean Energy Future Lordstown LLC | 100
NHA at Mansfield NJ | 60378_G_PV1 | 60378 | G | PV1 |  | Solar PV |  | PJM_EMAC | New Jersey | 34 | Warren | 41 | 34041 | 5 | 0 | 2016 | 9999 |  |  | N | Solar | [13 empty] | 0 | 0 | 0 | 0 | [11 empty] | Luminace Solar New Jersey LLC | 100 | Exelon Corp | 100
Shoe Creek Solar, LLC | 60380_G_SCSPV | 60380 | G | SCSPV |  | Solar PV |  | S_VACA | North Carolina | 37 | Scotland | 165 | 37165 | 65 | 0 | 2017 | 9999 |  |  | N | Solar | [13 empty] | 0 | 0 | 0 | 0 | [11 empty] | Shoe Creek Solar LLC | 100 | Cypress Creek Holdings LLC | 100
Sulphur Springs | 60381_G_SSSP | 60381 | G | SSSP |  | Solar PV |  | WECC_AZ | Arizona | 4 | Cochise | 3 | 04003 | 20 | 0 | 2016 | 9999 |  |  | N | Solar | [13 empty] | 0 | 0 | 0 | 0 | [11 empty] | Solar Star Arizona XIII LLC | 100 | SunPower Corp | 100
Monroe Solar Facility | 60383_G_MONPV | 60383 | G | MONPV |  | Solar PV |  | S_VACA | North Carolina | 37 | Union | 179 | 37179 | 60 | 0 | 2017 | 9999 |  |  | N | Solar | [13 empty] | 0 | 0 | 0 | 0 | [11 empty] | Duke Energy Carolinas | 100 | Duke Energy Corp | 100
Hertford Solar Farm | 60384_G_HERT | 60384 | G | HERT |  | Solar PV |  | PJM_Dom | North Carolina | 37 | Perquimans | 143 | 37143 | 5 | 0 | 2016 | 9999 |  |  | N | Solar | [13 empty] | 0 | 0 | 0 | 0 | [11 empty] | SolNCPower10 LLC | 100 | Solon Group | 100
Santa Rita Jail Fuel Cell | 60385_G_MB-18 | 60385 | G | MB-18 |  | Fuel Cell |  | WEC_CALN | California | 6 | Alameda | 1 | 06001 | 1.4 | 8264 | 2016 | 9999 |  |  | Y | Natural Gas | [13 empty] | 0 | 0 | 0 | 0 | [11 empty] | SRJFC LLC | 100 | FuelCell Energy Inc | 100
RE Garland A | 60386_G_PV1 | 60386 | G | PV1 |  | Solar PV |  | WECC_SCE | California | 6 | Kern | 29 | 06029 | 20 | 0 | 2016 | 9999 |  |  | N | Solar | [13 empty] | 0 | 0 | 0 | 0 | [11 empty] | RE Garland A LLC | 100 | Canadian Solar Inc | 100
Morgantown | 60388_G_GEMT | 60388 | G | GEMT |  | Landfill Gas |  | PJM_WMAC | Pennsylvania | 42 | Berks | 11 | 42011 | 1.6 | 14727 | 2016 | 9999 |  |  | N | Landfill Gas | [13 empty] | 0.22117 | 0.22117 | 0.22117 | 0.22117 | [11 empty] | Granger Energy of Morgantown LLC | 100 | Energy Developments | 100
RE Barren Ridge 1 | 60389_G_REBR1 | 60389 | G | REBR1 |  | Solar PV |  | WEC_CALN | California | 6 | Kern | 29 | 06029 | 60 | 0 | 2016 | 9999 |  |  | N | Solar | [13 empty] | 0 | 0 | 0 | 0 | [11 empty] | RE Barren Ridge 1 LLC | 100 | Korea Electric Power Corp | 100
Beech Ridge Energy Storage | 60390_G_BRES | 60390 | G | BRES |  | Energy Storage |  | PJM_AP | West Virginia | 54 | Greenbrier | 25 | 54025 | 31.5 | 0 | 2015 | 9999 |  |  | N | Energy Storage | [13 empty] | 0 | 0 | 0 | 0 | [11 empty] | Beech Ridge Energy Storage LLC | 100 | Invenergy LLC | 100
SJA Solar LLC-Solterra Monastery CSG | 60391_G_SJAPV | 60391 | G | SJAPV |  | Solar PV |  | NENGREST | Massachusetts | 25 | Worcester | 27 | 25027 | 20.1 | 0 | 2016 | 9999 |  |  | N | Solar | [13 empty] | 0 | 0 | 0 | 0 | [11 empty] | SJA Solar LLC | 100 | NRG Energy Inc | 100
Pfizer Groton Fuel Cell | 60392_G_MM-24 | 60392 | G | MM-24 |  | Fuel Cell |  | NENG_CT | Connecticut | 9 | New London | 11 | 09011 | 2.8 | 8816 | 2016 | 9999 |  |  | Y | Natural Gas | [13 empty] | 0 | 0 | 0 | 0 | [11 empty] | Pfizer Inc | 100 | Pfizer Inc | 100
Pfizer Groton Fuel Cell | 60392_G_MM-25 | 60392 | G | MM-25 |  | Fuel Cell |  | NENG_CT | Connecticut | 9 | New London | 11 | 09011 | 2.8 | 8816 | 2016 | 9999 |  |  | Y | Natural Gas | [13 empty] | 0 | 0 | 0 | 0 | [11 empty] | Pfizer Inc | 100 | Pfizer Inc | 100
MC1 Solar | 60395_G_MC1PV | 60395 | G | MC1PV |  | Solar PV |  | PJM_Dom | North Carolina | 37 | Martin | 117 | 37117 | 5 | 0 | 2016 | 9999 |  |  | N | Solar | [13 empty] | 0 | 0 | 0 | 0 | [11 empty] | MC1 Solar Farm LLC | 100 | MC1 Solar Farm LLC | 100
St. Pauls Solar 1, LLC | 60396_G_FLS1 | 60396 | G | FLS1 |  | Solar PV |  | S_VACA | North Carolina | 37 | Robeson | 155 | 37155 | 4.9 | 0 | 2017 | 9999 |  |  | N | Solar | [13 empty] | 0 | 0 | 0 | 0 | [11 empty] | St Pauls Solar 1 LLC | 100 | Cypress Creek Holdings LLC | 100
Kennedy Solar, LLC | 60397_G_FLS1 | 60397 | G | FLS1 |  | Solar PV |  | S_VACA | North Carolina | 37 | Duplin | 61 | 37061 | 4.9 | 0 | 2017 | 9999 |  |  | N | Solar | [13 empty] | 0 | 0 | 0 | 0 | [11 empty] | Kennedy Solar LLC | 100 | FLS Energy Inc | 100
Innovative Solar 65 | 60398_G_FLS1 | 60398 | G | FLS1 |  | Solar PV |  | S_VACA | North Carolina | 37 | Scotland | 165 | 37165 | 4.9 | 0 | 2016 | 9999 |  |  | N | Solar | [13 empty] | 0 | 0 | 0 | 0 | [11 empty] | Innovative Solar 65 LLC | 100 | Innovative Solar Systems LLC | 100
Lincoln Solar, LLC (NC) | 60399_G_FLS1 | 60399 | G | FLS1 |  | Solar PV |  | S_VACA | North Carolina | 37 | Rutherford | 161 | 37161 | 4.9 | 0 | 2016 | 9999 |  |  | N | Solar | [13 empty] | 0 | 0 | 0 | 0 | [11 empty] | Lincoln Solar LLC | 100 | Allco Renewable Energy Limited | 100
Exum Farm Solar, LLC | 60400_G_FLS1 | 60400 | G | FLS1 |  | Solar PV |  | S_VACA | North Carolina | 37 | Lenoir | 107 | 37107 | 4.9 | 0 | 2016 | 9999 |  |  | N | Solar | [13 empty] | 0 | 0 | 0 | 0 | [11 empty] | Exum Farm Solar LLC | 100 | Cypress Creek Holdings LLC | 100
Bizzell Church Solar 1, LLC | 60401_G_BCSPV | 60401 | G | BCSPV |  | Solar PV |  | S_VACA | North Carolina | 37 | Johnston | 101 | 37101 | 5.2 | 0 | 2015 | 9999 |  |  | N | Solar | [13 empty] | 0 | 0 | 0 | 0 | [11 empty] | Bizzell Church Solar I LLC | 100 | Cypress Creek Holdings LLC | 100
CB Bladen Solar, LLC | 60402_G_CBPV | 60402 | G | CBPV |  | Solar PV |  | S_VACA | North Carolina | 37 | Bladen | 17 | 37017 | 5.2 | 0 | 2016 | 9999 |  |  | N | Solar | [13 empty] | 0 | 0 | 0 | 0 | [11 empty] | Clark Brothers LLC | 100 | Clark Brothers LLC | 100
Currin Solar, LLC | 60403_G_CSPV | 60403 | G | CSPV |  | Solar PV |  | S_VACA | North Carolina | 37 | Granville | 77 | 37077 | 5.2 | 0 | 2015 | 9999 |  |  | N | Solar | [13 empty] | 0 | 0 | 0 | 0 | [11 empty] | Currin Solar Farm LLC | 100 | Entropy Solar Integrators LLC | 100
Pisgah Mountain Wind | 60404_G_PISGA | 60404 | G | PISGA |  | Onshore Wind |  | NENG_ME | Maine | 23 | Penobscot | 19 | 23019 | 9.1 | 0 | 2016 | 9999 |  |  | N | Wind | [13 empty] | 0 | 0 | 0 | 0 | [11 empty] | Mike Smith & Paul & Sandy Fuller | 100 | Mike Smith & Paul & Sandy Fuller | 100
Chaves Solar, LLC | 60405_G_CSPV | 60405 | G | CSPV |  | Solar PV |  | SPP_SPS | New Mexico | 35 | Chaves | 5 | 35005 | 70 | 0 | 2016 | 9999 |  |  | N | Solar | [13 empty] | 0 | 0 | 0 | 0 | [11 empty] | Chaves County Solar LLC | 100 | NextEra Energy Inc | 100
Roswell Solar, LLC | 60406_G_RSPV | 60406 | G | RSPV |  | Solar PV |  | SPP_SPS | New Mexico | 35 | Chaves | 5 | 35005 | 70 | 0 | 2016 | 9999 |  |  | N | Solar | [13 empty] | 0 | 0 | 0 | 0 | [11 empty] | Roswell Solar LLC | 100 | NextEra Energy Inc | 100
Nash 97 Solar, LLC | 60408_G_97PV | 60408 | G | 97PV |  | Solar PV |  | S_VACA | North Carolina | 37 | Nash | 127 | 37127 | 5.2 | 0 | 2016 | 9999 |  |  | N | Solar | [13 empty] | 0 | 0 | 0 | 0 | [11 empty] | Nash 97 Solar LLC | 100 | Cypress Creek Holdings LLC | 100
South Winston Farm, LLC | 60409_G_SWFPV | 60409 | G | SWFPV |  | Solar PV |  | S_VACA | North Carolina | 37 | Forsyth | 67 | 37067 | 5.2 | 0 | 2016 | 9999 |  |  | N | Solar | [13 empty] | 0 | 0 | 0 | 0 | [11 empty] | South Winston Farm LLC | 100 | Cypress Creek Holdings LLC | 100
Sullivan Solar, LLC | 60410_G_SULPV | 60410 | G | SULPV |  | Solar PV |  | MIS_INKY | Indiana | 18 | Sullivan | 153 | 18153 | 5.2 | 0 | 2016 | 9999 |  |  | N | Solar | [13 empty] | 0 | 0 | 0 | 0 | [11 empty] | Sullivan Solar LLC | 100 | Cypress Creek Holdings LLC | 100
Coventry Photovoltaic, LLC | 60411_G_COVEN | 60411 | G | COVEN |  | Solar PV |  | NENGREST | Vermont | 50 | Orleans | 19 | 50019 | 2.2 | 0 | 2014 | 9999 |  |  | N | Solar | [13 empty] | 0 | 0 | 0 | 0 | [11 empty] | Borrego Solar Systems Inc | 100 | Borrego Solar Systems Inc | 100
Munro Valley Solar | 60412_G_MUN | 60412 | G | MUN |  | Solar PV |  | WECC_SCE | California | 6 | Inyo | 27 | 06027 | 4 | 0 | 2016 | 9999 |  |  | N | Solar | [13 empty] | 0 | 0 | 0 | 0 | [11 empty] | Munro Valley Solar LLC | 100 | Allco Finance Group Limited | 100
Bonnybrooke PV | 60413_G_AZPV1 | 60413 | G | AZPV1 |  | Solar PV |  | WECC_AZ | Arizona | 4 | Pinal | 21 | 04021 | 50 | 0 | 2016 | 9999 |  |  | N | Solar | [13 empty] | 0 | 0 | 0 | 0 | [11 empty] | Apple Inc | 100 | Apple Inc | 100
Bethel Wind Farm LLC | 60414_G_GEN1 | 60414 | G | GEN1 |  | Onshore Wind |  | ERC_PHDL | Texas | 48 | Castro | 69 | 48069 | 276 | 0 | 2017 | 9999 |  |  | N | Wind | [13 empty] | 0 | 0 | 0 | 0 | [11 empty] | Bethel Wind Farm LLC | 100 | Southern Co | 100
Hardison Farm Solar, LLC | 60415_G_HFSPV | 60415 | G | HFSPV |  | Solar PV |  | PJM_Dom | North Carolina | 37 | Martin | 117 | 37117 | 5.2 | 0 | 2016 | 9999 |  |  | N | Solar | [13 empty] | 0 | 0 | 0 | 0 | [11 empty] | Carolina Solar Energy II LLC | 100 | Carolina Solar Energy | 100
Maxton Solar, LLC | 60416_G_MSPV | 60416 | G | MSPV |  | Solar PV |  | S_VACA | North Carolina | 37 | Robeson | 155 | 37155 | 4.9 | 0 | 2016 | 9999 |  |  | N | Solar | [13 empty] | 0 | 0 | 0 | 0 | [11 empty] | Maxton Solar 1 LLC | 100 | Cypress Creek Holdings LLC | 100
Modlin Solar Farm | 60417_G_MSFPV | 60417 | G | MSFPV |  | Solar PV |  | PJM_Dom | North Carolina | 37 | Martin | 117 | 37117 | 4.9 | 0 | 2016 | 9999 |  |  | N | Solar | [13 empty] | 0 | 0 | 0 | 0 | [11 empty] | Modlin Farm Solar LLC | 100 | Cypress Creek Holdings LLC | 100
Calligan Creek Hydroelectric Project | 60418_G_CC6MW | 60418 | G | CC6MW |  | Hydro |  | WECC_PNW | Washington | 53 | King | 33 | 53033 | 6 | 0 | 2018 | 9999 |  |  | N | Hydro | [13 empty] | 0 | 0 | 0 | 0 | [11 empty] | Calligan Power LLC | 100 | Calligan Power LLC | 100
Don A Campbell 2 Geothermal | 60419_G_DAC2G | 60419 | G | DAC2G |  | Geothermal |  | WECC_NNV | Nevada | 32 | Mineral | 21 | 32021 | 16.2 | 9771 | 2015 | 9999 |  |  | N | Geothermal | [13 empty] | 0 | 0 | 0 | 0 | 0.4563 | 0.4563 | 0.4563 | [8 empty] | ORNI 47 LLC | 100 | Northleaf Capital Partners | 100
Veyo Heat Recovery Project | 60421_G_WHR1 | 60421 | G | WHR1 |  | Non-Fossil Waste |  | WECC_UT | Utah | 49 | Washington | 53 | 49053 | 8.4 | 9182 | 2016 | 9999 |  |  | N | Non-Fossil Waste | [13 empty] | 0 | 0 | 0 | 0 | [11 empty] | Utah Associated Municipal Power System | 100 | Utah Associated Municipal Power System | 100
Morgan's Corner | 60422_G_1 | 60422 | G | 1 |  | Solar PV |  | PJM_Dom | North Carolina | 37 | Pasquotank | 139 | 37139 | 8 | 0 | 2015 | 9999 |  |  | N | Solar | [13 empty] | 0 | 0 | 0 | 0 | [11 empty] | Morgans Corner Solar Energy LLC | 100 | Dominion Energy Inc | 100
Fairhaven C | 60423_G_FCPV | 60423 | G | FCPV |  | Solar PV |  | NENGREST | Massachusetts | 25 | Bristol | 5 | 25005 | 1.6 | 0 | 2017 | 9999 |  |  | N | Solar | [13 empty] | 0 | 0 | 0 | 0 | [11 empty] | Nautilus Power LLC | 100 | Essential Power LLC | 100
West Bridgewater AB CSG | 60424_G_WBAB | 60424 | G | WBAB |  | Solar PV |  | NENGREST | Massachusetts | 25 | Plymouth | 23 | 25023 | 1.7 | 0 | 2017 | 9999 |  |  | N | Solar | [13 empty] | 0 | 0 | 0 | 0 | [11 empty] | Nautilus Power LLC | 100 | Essential Power LLC | 100
Skidmore College | 60425_G_SO049 | 60425 | G | SO049 |  | Solar PV |  | NY_Z_F | New York | 36 | Saratoga | 91 | 36091 | 2 | 0 | 2014 | 9999 |  |  | N | Solar | [13 empty] | 0 | 0 | 0 | 0 | [11 empty] | Dynamic Energy Solutions | 100 | Dynamic Energy Solutions | 100
RCWD PV Project | 60426_G_RCWD | 60426 | G | RCWD |  | Solar PV |  | WECC_SCE | California | 6 | Riverside | 65 | 06065 | 4.1 | 0 | 2016 | 9999 |  |  | N | Solar | [13 empty] | 0 | 0 | 0 | 0 | [11 empty] | Solar Star California XL LLC | 100 | TOTAL SA | 100
CoServ Community Solar Station | 60427_G_CSS1 | 60427 | G | CSS1 |  | Solar PV |  | ERC_REST | Texas | 48 | Denton | 121 | 48121 | 2 | 0 | 2015 | 9999 |  |  | N | Solar | [13 empty] | 0 | 0 | 0 | 0 | [11 empty] | Coserv Electric | 100 | Coserv Electric | 100
CA Dept of Public Health at Richmond | 60428_G_PV1 | 60428 | G | PV1 |  | Solar PV |  | WEC_CALN | California | 6 | Contra Costa | 13 | 06013 | 2.2 | 0 | 2017 | 9999 |  |  | N | Solar | [13 empty] | 0 | 0 | 0 | 0 | [11 empty] | California PV Energy 2 LLC | 100 | Exelon Corp | 100
Tompkins Cortland Community College | 60431_G_TC3 | 60431 | G | TC3 |  | Solar PV |  | NY_Z_C&E | New York | 36 | Tompkins | 109 | 36109 | 2 | 0 | 2015 | 9999 |  |  | N | Solar | [13 empty] | 0 | 0 | 0 | 0 | [11 empty] | SEC LHNY Solar One LLC | 100 | NextEra Energy Inc | 100
Three Peaks Power | 60432_G_TPP | 60432 | G | TPP |  | Solar PV |  | WECC_UT | Utah | 49 | Iron | 21 | 49021 | 80 | 0 | 2016 | 9999 |  |  | N | Solar | [13 empty] | 0 | 0 | 0 | 0 | [11 empty] | Three Peaks Power LLC | 100 | Scatec Solar | 100
Crane Solar Facility | 60435_G_XXXXX | 60435 | G | XXXXX |  | Solar PV |  | MIS_INKY | Indiana | 18 | Martin | 101 | 18101 | 17 | 0 | 2017 | 9999 |  |  | N | Solar | [13 empty] | 0 | 0 | 0 | 0 | [11 empty] | Duke Energy Indiana | 100 | Duke Energy Corp | 100
East Pecos Solar | 60436_G_1 | 60436 | G | 1 |  | Solar PV |  | ERC_WEST | Texas | 48 | Pecos | 371 | 48371 | 118.5 | 0 | 2017 | 9999 |  |  | N | Solar | [13 empty] | 0 | 0 | 0 | 0 | [11 empty] | East Pecos Solar LLC | 100 | First Solar Inc | 100
Bernards Solar | 60437_G_BERNS | 60437 | G | BERNS |  | Solar PV |  | PJM_EMAC | New Jersey | 34 | Somerset | 35 | 34035 | 2.6 | 0 | 2016 | 9999 |  |  | N | Solar | [13 empty] | 0 | 0 | 0 | 0 | [11 empty] | Bernards Solar LLC | 100 | New Jersey Resources Corp | 100
Whitakers Farm (Fisher Rd) | 60438_G_1 | 60438 | G | 1 |  | Solar PV |  | S_VACA | North Carolina | 37 | Nash | 127 | 37127 | 3.4 | 0 | 2016 | 9999 |  |  | N | Solar | [13 empty] | 0 | 0 | 0 | 0 | [11 empty] | Whitakers Farm LLC | 100 | Strata Solar LLC | 100
Salem Smart Power Center | 60441_G_SSPC | 60441 | G | SSPC |  | Energy Storage |  | WECC_PNW | Oregon | 41 | Marion | 47 | 41047 | 5 | 0 | 2013 | 9999 |  |  | N | Energy Storage | [13 empty] | 0 | 0 | 0 | 0 | [11 empty] | Portland General Electric Co | 100 | Portland General Electric Co | 100
Carver MA 1 Community Solar | 60442_G_CMA1 | 60442 | G | CMA1 |  | Solar PV |  | NENGREST | Massachusetts | 25 | Plymouth | 23 | 25023 | 2 | 0 | 2016 | 9999 |  |  | N | Solar | [13 empty] | 0 | 0 | 0 | 0 | [11 empty] | Nautilus Power LLC | 100 | Essential Power LLC | 100
Wareham MA 1 Community Solar | 60443_G_WMA1 | 60443 | G | WMA1 |  | Solar PV |  | NENGREST | Massachusetts | 25 | Plymouth | 23 | 25023 | 2 | 0 | 2016 | 9999 |  |  | N | Solar | [13 empty] | 0 | 0 | 0 | 0 | [11 empty] | Community Solar Parent I LLC | 100 | Community Solar Parent I LLC | 100
Glacier Battery Storage | 60444_G_GLA | 60444 | G | GLA |  | Energy Storage |  | WECC_PNW | Washington | 53 | Whatcom | 73 | 53073 | 2 | 0 | 2016 | 9999 |  |  | N | Energy Storage | [13 empty] | 0 | 0 | 0 | 0 | [11 empty] | Puget Sound Energy Inc | 100 | Puget Energy Inc | 100
ID Solar | 60445_G_INV1 | 60445 | G | INV1 |  | Solar PV |  | WECC_ID | Idaho | 16 | Ada | 1 | 16001 | 40 | 0 | 2016 | 9999 |  |  | N | Solar | [13 empty] | 0 | 0 | 0 | 0 | [11 empty] | ID Solar I LLC | 100 | FTP Power LLC | 100
E&B Resources | 60446_G_PVEB | 60446 | G | PVEB |  | Solar PV |  | WECC_SCE | California | 6 | Kern | 29 | 06029 | 1 | 0 | 2013 | 9999 |  |  | N | Solar | [13 empty] | 0 | 0 | 0 | 0 | [11 empty] | Terraform Power Inc | 100 | Brookfield Asset Management Inc | 100
Presbyterian Senior Living Service | 60447_G_PSLS | 60447 | G | PSLS |  | Solar PV |  | PJM_SMAC | Maryland | 24 | Baltimore | 5 | 24005 | 1.2 | 0 | 2013 | 9999 |  |  | N | Solar | [13 empty] | 0 | 0 | 0 | 0 | [11 empty] | Terraform Power Inc | 100 | Brookfield Asset Management Inc | 100
Valdosta | 60448_G_VALD | 60448 | G | VALD |  | Solar PV |  | S_SOU | Georgia | 13 | Lowndes | 185 | 13185 | 1 | 0 | 2013 | 9999 |  |  | N | Solar | [13 empty] | 0 | 0 | 0 | 0 | [11 empty] | Terraform Power Inc | 100 | Brookfield Asset Management Inc | 100
Pavant Solar II LLC | 60449_G_PSII | 60449 | G | PSII |  | Solar PV |  | WECC_UT | Utah | 49 | Millard | 27 | 49027 | 50 | 0 | 2016 | 9999 |  |  | N | Solar | [13 empty] | 0 | 0 | 0 | 0 | [11 empty] | Pavant Solar II LLC | 100 | Public Service Enterprise Group Inc | 100
Corcoran | 60450_G_PVCR | 60450 | G | PVCR |  | Solar PV |  | WEC_CALN | California | 6 | Kings | 31 | 06031 | 1.1 | 0 | 2014 | 9999 |  |  | N | Solar | [13 empty] | 0 | 0 | 0 | 0 | [11 empty] | Terraform Power Inc | 100 | Brookfield Asset Management Inc | 100
Brookside | 60451_G_PVBR | 60451 | G | PVBR |  | Solar PV |  | NENGREST | Rhode Island | 44 | Providence | 7 | 44007 | 1 | 0 | 2015 | 9999 |  |  | N | Solar | [13 empty] | 0 | 0 | 0 | 0 | [11 empty] | Terraform Power Inc | 100 | Brookfield Asset Management Inc | 100
Calverton | 60452_G_CALV | 60452 | G | CALV |  | Solar PV |  | NY_Z_K | New York | 36 | Suffolk | 103 | 36103 | 3.9 | 0 | 2015 | 9999 |  |  | N | Solar | [13 empty] | 0 | 0 | 0 | 0 | [11 empty] | Community Energy Solar | 100 | Community Energy Inc (Cei) | 100
Cummins, Inc | 60453_G_CUMM | 60453 | G | CUMM |  | Solar PV |  | NY_Z_A | New York | 36 | Chautauqua | 13 | 36013 | 2 | 0 | 2015 | 9999 |  |  | N | Solar | [13 empty] | 0 | 0 | 0 | 0 | [11 empty] | Terraform Power Inc | 100 | Brookfield Asset Management Inc | 100
Houghton | 60454_G_HOUGH | 60454 | G | HOUGH |  | Solar PV |  | NY_Z_B | New York | 36 | Allegany | 3 | 36003 | 2.6 | 0 | 2015 | 9999 |  |  | N | Solar | [13 empty] | 0 | 0 | 0 | 0 | [11 empty] | Houghton College | 100 | Houghton College | 100
Oneida - South | 60455_G_ONS | 60455 | G | ONS |  | Solar PV |  | NY_Z_C&E | New York | 36 | Oneida | 65 | 36065 | 1.9 | 0 | 2015 | 9999 |  |  | N | Solar | [13 empty] | 0 | 0 | 0 | 0 | [11 empty] | NextEra Energy Resources LLC | 100 | NextEra Energy Inc | 100
Oneida - West | 60456_G_ONW | 60456 | G | ONW |  | Solar PV |  | NY_Z_C&E | New York | 36 | Oneida | 65 | 36065 | 1.9 | 0 | 2015 | 9999 |  |  | N | Solar | [13 empty] | 0 | 0 | 0 | 0 | [11 empty] | NextEra Energy Resources LLC | 100 | NextEra Energy Inc | 100
Athens Energy | 60457_G_1 | 60457 | G | 1 |  | Biomass |  | NENG_ME | Maine | 23 | Somerset | 25 | 23025 | 7.1 | 17622 | 2016 | 9999 |  |  | N | Biomass | [13 empty] | 0.22033 | 0.22033 | 0.22033 | 0.22033 | [11 empty] | Athens Energy LLC | 100 | Athens Energy LLC | 100
Hardwick-Athol & Eagle Hill | 60458_G_HAEH | 60458 | G | HAEH |  | Solar PV |  | NENGREST | Massachusetts | 25 | Worcester | 27 | 25027 | 2.8 | 0 | 2015 | 9999 |  |  | N | Solar | [13 empty] | 0 | 0 | 0 | 0 | [11 empty] | DG 1 Acquisition Co LLC | 100 | NextEra Energy Inc | 100
Port Comfort Power LLC | 60459_G_PC1 | 60459 | G | PC1 | 91150 | Combustion Turbine |  | ERC_REST | Texas | 48 | Calhoun | 57 | 48057 | 45 | 10745 | 2017 | 9999 |  |  | N | Natural Gas | [13 empty] | 0.01818 | 0.01818 | 0.01818 | 0.01818 | [11 empty] | Port Comfort Power LLC | 100 | Agilon Energy LLC | 100
Port Comfort Power LLC | 60459_G_PC2 | 60459 | G | PC2 | 91151 | Combustion Turbine |  | ERC_REST | Texas | 48 | Calhoun | 57 | 48057 | 45 | 10745 | 2017 | 9999 |  |  | N | Natural Gas | [13 empty] | 0.01917 | 0.01917 | 0.01917 | 0.01917 | [11 empty] | Port Comfort Power LLC | 100 | Agilon Energy LLC | 100
Chamon Power LLC | 60460_G_CH1 | 60460 | G | CH1 | 91152 | Combustion Turbine |  | ERC_REST | Texas | 48 | Harris | 201 | 48201 | 45 | 10811 | 2017 | 9999 |  |  | N | Natural Gas | [13 empty] | 0.01523 | 0.01523 | 0.01523 | 0.01523 | [11 empty] | Chamon Power LLC | 100 | Agilon Energy LLC | 100
Chamon Power LLC | 60460_G_CH2 | 60460 | G | CH2 | 91153 | Combustion Turbine |  | ERC_REST | Texas | 48 | Harris | 201 | 48201 | 45 | 10811 | 2017 | 9999 |  |  | N | Natural Gas | [13 empty] | 0.01466 | 0.01466 | 0.01466 | 0.01466 | [11 empty] | Chamon Power LLC | 100 | Agilon Energy LLC | 100
The Clorox Company | 60461_G_PV1 | 60461 | G | PV1 |  | Solar PV |  | PJM_EMAC | Maryland | 24 | Harford | 25 | 24025 | 1.6 | 0 | 2016 | 9999 |  |  | N | Solar | [13 empty] | 0 | 0 | 0 | 0 | [11 empty] | SolarCity Corp | 100 | Tesla Inc | 100
Onondaga County- Clearwater | 60462_G_PV1 | 60462 | G | PV1 |  | Solar PV |  | NY_Z_C&E | New York | 36 | Oswego | 75 | 36075 | 2 | 0 | 2017 | 9999 |  |  | N | Solar | [13 empty] | 0 | 0 | 0 | 0 | [11 empty] | SolarCity Corp | 100 | Tesla Inc | 100
Greene County Meter #1 | 60463_G_PV1 | 60463 | G | PV1 |  | Solar PV |  | NY_Z_F | New York | 36 | Greene | 39 | 36039 | 1.6 | 0 | 2018 | 9999 |  |  | N | Solar | [13 empty] | 0 | 0 | 0 | 0 | [11 empty] | SolarCity Corp | 100 | Tesla Inc | 100
Tenaska Westmoreland Generating Station | 60464_G_CTG1 | 60464 | G | CTG1 | 91139 | Combined Cycle |  | PJM_PENE | Pennsylvania | 42 | Westmoreland | 129 | 42129 | 286.6 | 7050 | 2018 | 9999 |  |  | N | Natural Gas |  |  |  | DLNB + H2O | SCR | [8 empty] | 0.0048988 | 0.0048988 | 0.0048988 | 0.0048988 | [11 empty] | Tenaska Pennsylvania Partners LLC | 100 | Tenaska Inc | 100
Tenaska Westmoreland Generating Station | 60464_G_CTG2 | 60464 | G | CTG2 | 91140 | Combined Cycle |  | PJM_PENE | Pennsylvania | 42 | Westmoreland | 129 | 42129 | 286.6 | 7050 | 2018 | 9999 |  |  | N | Natural Gas |  |  |  | DLNB + H2O | SCR | [8 empty] | 0.0048988 | 0.0048988 | 0.0048988 | 0.0048988 | [11 empty] | Tenaska Pennsylvania Partners LLC | 100 | Tenaska Inc | 100
Tenaska Westmoreland Generating Station | 60464_G_STG1 | 60464 | G | STG1 | 91139 | Combined Cycle |  | PJM_PENE | Pennsylvania | 42 | Westmoreland | 129 | 42129 | 370.8 | 7050 | 2018 | 9999 |  |  | N | Natural Gas |  |  |  | LNB + NH3 | SCR | [8 empty] | 0.0048988 | 0.0048988 | 0.0048988 | 0.0048988 | [11 empty] | Tenaska Pennsylvania Partners LLC | 100 | Tenaska Inc | 100
Chesapeake College | 60465_G_PV1 | 60465 | G | PV1 |  | Solar PV |  | PJM_EMAC | Maryland | 24 | Queen Annes | 35 | 24035 | 1.5 | 0 | 2016 | 9999 |  |  | N | Solar | [13 empty] | 0 | 0 | 0 | 0 | [11 empty] | SolarCity Corp | 100 | Tesla Inc | 100
Waterman Turnout Hydroelectric | 60466_G_WTHF | 60466 | G | WTHF |  | Hydro |  | WECC_SCE | California | 6 | San Bernardino | 71 | 06071 | 1 | 0 | 2022 | 9999 |  |  | N | Hydro | [13 empty] | 0 | 0 | 0 | 0 | [11 empty] | San Bernardino Valley Municipal Water District | 100 | San Bernardino Valley Municipal Water District | 100
Red Rock | 60467_G_PV1 | 60467 | G | PV1 |  | Solar PV |  | WECC_AZ | Arizona | 4 | Maricopa | 13 | 04013 | 40 | 0 | 2017 | 9999 |  |  | N | Solar | [13 empty] | 0 | 0 | 0 | 0 | [11 empty] | Arizona Public Service Co | 100 | Pinnacle West Capital Corp | 100
Friendswood Energy | 60468_G_GT-1 | 60468 | G | GT-1 | 91283 | Combustion Turbine |  | ERC_REST | Texas | 48 | Harris | 201 | 48201 | 117 | 10745 | 2018 | 9999 |  |  | N | Natural Gas |  |  |  | DLNB | [9 empty] | 0.03098 | 0.03098 | 0.03098 | 0.03098 | [11 empty] | Friendswood Energy Genco | 100 | Quantum Utility Generation LLC | 100
Solar Glynn | 60469_G_INV1 | 60469 | G | INV1 |  | Solar PV |  | S_SOU | Georgia | 13 | Glynn | 127 | 13127 | 18 | 0 | 2016 | 9999 |  |  | N | Solar | [13 empty] | 0 | 0 | 0 | 0 | [11 empty] | Solar Glynn LLC | 100 | Entropy Solar Integrators LLC | 100
Paulding Wind Farm III | 60470_G_1 | 60470 | G | 1 |  | Onshore Wind |  | PJM_West | Ohio | 39 | Paulding | 125 | 39125 | 100.8 | 0 | 2016 | 9999 |  |  | N | Wind | [13 empty] | 0 | 0 | 0 | 0 | [11 empty] | Paulding Wind Farm III LLC | 100 | Energias de Portugal SA | 100
Green River Wind Farm | 60471_G_GRNRV | 60471 | G | GRNRV |  | Onshore Wind |  | PJM_COMD | Illinois | 17 | Lee | 103 | 17103 | 212 | 0 | 2019 | 9999 |  |  | N | Wind | [13 empty] | 0 | 0 | 0 | 0 | [11 empty] | Green River Wind Farm Phase 1 LLC | 100 | Rahn Group | 100
CPS 1 Community Solar | 60472_G_CPS1 | 60472 | G | CPS1 |  | Solar PV |  | ERC_REST | Texas | 48 | Bexar | 29 | 48029 | 1 | 0 | 2016 | 9999 |  |  | N | Solar | [13 empty] | 0 | 0 | 0 | 0 | [11 empty] | Clean Energy Collective LLC | 100 | Clean Energy Collective LLC | 100
Westport MA 1 Community Solar | 60473_G_WPMA1 | 60473 | G | WPMA1 |  | Solar PV |  | NENGREST | Massachusetts | 25 | Bristol | 5 | 25005 | 1.3 | 0 | 2016 | 9999 |  |  | N | Solar | [13 empty] | 0 | 0 | 0 | 0 | [11 empty] | Nautilus Power LLC | 100 | Essential Power LLC | 100
Bayshore Solar B, LLC | 60474_G_BSHRB | 60474 | G | BSHRB |  | Solar PV |  | WEC_LADW | California | 6 | Los Angeles | 37 | 06037 | 20 | 0 | 2017 | 9999 |  |  | N | Solar | [13 empty] | 0 | 0 | 0 | 0 | [11 empty] | Bayshore Solar B LLC | 100 | Sustainable Power Group LLC | 100
Bayshore Solar C, LLC | 60475_G_BSHRC | 60475 | G | BSHRC |  | Solar PV |  | WEC_LADW | California | 6 | Los Angeles | 37 | 06037 | 20 | 0 | 2017 | 9999 |  |  | N | Solar | [13 empty] | 0 | 0 | 0 | 0 | [11 empty] | Bayshore Solar C LLC | 100 | Sustainable Power Group LLC | 100
Westport MA 2 Community Solar | 60476_G_WPMA2 | 60476 | G | WPMA2 |  | Solar PV |  | NENGREST | Massachusetts | 25 | Bristol | 5 | 25005 | 1.2 | 0 | 2016 | 9999 |  |  | N | Solar | [13 empty] | 0 | 0 | 0 | 0 | [11 empty] | Nautilus Power LLC | 100 | Essential Power LLC | 100
Bethlehem - East | 60477_G_BE | 60477 | G | BE |  | Solar PV |  | NY_Z_F | New York | 36 | Albany | 1 | 36001 | 1.7 | 0 | 2016 | 9999 |  |  | N | Solar | [13 empty] | 0 | 0 | 0 | 0 | [11 empty] | DG Bethlehem Solar LLC | 100 | NextEra Energy Inc | 100
Bethlehem - West | 60478_G_BW | 60478 | G | BW |  | Solar PV |  | NY_Z_F | New York | 36 | Albany | 1 | 36001 | 1 | 0 | 2016 | 9999 |  |  | N | Solar | [13 empty] | 0 | 0 | 0 | 0 | [11 empty] | DG Bethlehem Solar LLC | 100 | NextEra Energy Inc | 100
Germantown Solar, LLC | 60480_G_PV1 | 60480 | G | PV1 |  | Solar PV |  | S_VACA | North Carolina | 37 | Forsyth | 67 | 37067 | 2.1 | 0 | 2015 | 9999 |  |  | N | Solar | [13 empty] | 0 | 0 | 0 | 0 | [11 empty] | Germantown Solar LLC | 100 | Cypress Creek Holdings LLC | 100
Bayshore Solar A, LLC | 60481_G_BSHRA | 60481 | G | BSHRA |  | Solar PV |  | WEC_LADW | California | 6 | Los Angeles | 37 | 06037 | 20 | 0 | 2017 | 9999 |  |  | N | Solar | [13 empty] | 0 | 0 | 0 | 0 | [11 empty] | Bayshore Solar A LLC | 100 | Sustainable Power Group LLC | 100
Williamston West Farm, LLC | 60484_G_1 | 60484 | G | 1 |  | Solar PV |  | PJM_Dom | North Carolina | 37 | Martin | 117 | 37117 | 4.9 | 0 | 2016 | 9999 |  |  | N | Solar | [13 empty] | 0 | 0 | 0 | 0 | [11 empty] | Williamston West Farm LLC | 100 | Strata Solar LLC | 100
Longboat Solar, LLC | 60485_G_PV1 | 60485 | G | PV1 |  | Solar PV |  | WECC_SCE | California | 6 | San Bernardino | 71 | 06071 | 20 | 0 | 2016 | 9999 |  |  | N | Solar | [13 empty] | 0 | 0 | 0 | 0 | [11 empty] | Longboat Solar LLC | 100 | Duke Energy Corp | 100
Greenfield Wind - MT | 60486_G_1 | 60486 | G | 1 |  | Onshore Wind |  | WECC_MT | Montana | 30 | Teton | 99 | 30099 | 25 | 0 | 2016 | 9999 |  |  | N | Wind | [13 empty] | 0 | 0 | 0 | 0 | [11 empty] | Greenfield Wind LLC | 100 | WINData LLC | 100
River Road Solar, LLC | 60487_G_PV1 | 60487 | G | PV1 |  | Solar PV |  | PJM_Dom | North Carolina | 37 | Hertford | 91 | 37091 | 5 | 0 | 2016 | 9999 |  |  | N | Solar | [13 empty] | 0 | 0 | 0 | 0 | [11 empty] | River Road Solar LLC | 100 | SunEnergy 1 LLC | 100
Hamilton Solar-Crosswicks | 60489_G_PV1 | 60489 | G | PV1 |  | Solar PV |  | PJM_EMAC | New Jersey | 34 | Mercer | 21 | 34021 | 3.5 | 0 | 2011 | 9999 |  |  | N | Solar | [13 empty] | 0 | 0 | 0 | 0 | [11 empty] | Hartz Solar Hamilton LLC | 100 | Hartz Mountain Industries Inc | 100
Hamilton Solar-Crosswicks | 60489_G_PV2 | 60489 | G | PV2 |  | Solar PV |  | PJM_EMAC | New Jersey | 34 | Mercer | 21 | 34021 | 4 | 0 | 2011 | 9999 |  |  | N | Solar | [13 empty] | 0 | 0 | 0 | 0 | [11 empty] | Hartz Solar Hamilton LLC | 100 | Hartz Mountain Industries Inc | 100
Redwood 4 Solar Farm | 60490_G_RW4SF | 60490 | G | RW4SF |  | Solar PV |  | WECC_SCE | California | 6 | Kern | 29 | 06029 | 20 | 0 | 2017 | 9999 |  |  | N | Solar | [13 empty] | 0 | 0 | 0 | 0 | [11 empty] | 54KR 8ME LLC | 100 | 8 Minute Solar Energy | 100
Springbok 3 Solar Farm | 60491_G_SB3BS | 60491 | G | SB3BS |  | Energy Storage |  | WECC_SCE | California | 6 | Kern | 29 | 06029 | 1.5 | 0 | 2019 | 9999 |  |  | N | Energy Storage | [13 empty] | 0 | 0 | 0 | 0 | [11 empty] | 64KT 8ME LLC | 100 | 8 Minute Solar Energy | 100
Springbok 3 Solar Farm | 60491_G_SB3SF | 60491 | G | SB3SF |  | Solar PV |  | WECC_SCE | California | 6 | Kern | 29 | 06029 | 90 | 0 | 2019 | 9999 |  |  | N | Solar | [13 empty] | 0 | 0 | 0 | 0 | [11 empty] | 64KT 8ME LLC | 100 | 8 Minute Solar Energy | 100
Rail Trail | 60492_G_PV1 | 60492 | G | PV1 |  | Solar PV |  | NENGREST | Massachusetts | 25 | Berkshire | 3 | 25003 | 2 | 0 | 2016 | 9999 |  |  | N | Solar | [13 empty] | 0 | 0 | 0 | 0 | [11 empty] | RT MA Solar LLC | 100 | Altus Power America Management LLC | 100
Rising Paper | 60493_G_1 | 60493 | G | 1 |  | Solar PV |  | NENGREST | Massachusetts | 25 | Berkshire | 3 | 25003 | 2.5 | 0 | 2016 | 9999 |  |  | N | Solar | [13 empty] | 0 | 0 | 0 | 0 | [11 empty] | RP MA Solar LLC | 100 | Altus Power America Management LLC | 100
Hampden | 60494_G_1 | 60494 | G | 1 |  | Solar PV |  | NENGREST | Massachusetts | 25 | Hampden | 13 | 25013 | 3.2 | 0 | 2015 | 9999 |  |  | N | Solar | [13 empty] | 0 | 0 | 0 | 0 | [11 empty] | HA MA Solar LLC | 100 | Altus Power America Management LLC | 100
Little Bay | 60495_G_1 | 60495 | G | 1 |  | Solar PV |  | NENGREST | Rhode Island | 44 | Providence | 7 | 44007 | 1.3 | 0 | 2014 | 9999 |  |  | N | Solar | [13 empty] | 0 | 0 | 0 | 0 | [11 empty] | LB RI Solar LLC | 100 | Altus Power Management LLC | 100
MEBA | 60496_G_1 | 60496 | G | 1 |  | Solar PV |  | PJM_EMAC | Maryland | 24 | Talbot | 41 | 24041 | 1.5 | 0 | 2014 | 9999 |  |  | N | Solar | [13 empty] | 0 | 0 | 0 | 0 | [11 empty] | Meba Solar I LLC | 100 | Altus Power Management LLC | 100
SR Skylark B | 60497_G_SKY B | 60497 | G | SKY B |  | Solar PV |  | WECC_CO | Colorado | 8 | Weld | 123 | 08123 | 2 | 0 | 2016 | 9999 |  |  | N | Solar | [13 empty] | 0 | 0 | 0 | 0 | [11 empty] | Silicon Ranch Corp | 100 | Silicon Ranch Corp | 100
Shirley Water | 60498_G_1 | 60498 | G | 1 |  | Solar PV |  | NENGREST | Massachusetts | 25 | Middlesex | 17 | 25017 | 2 | 0 | 2016 | 9999 |  |  | N | Solar | [13 empty] | 0 | 0 | 0 | 0 | [11 empty] | SWD Solar LLC | 100 | Altus Power America Management LLC | 100
Westside Avenue | 60500_G_1 | 60500 | G | 1 |  | Solar PV |  | PJM_EMAC | New Jersey | 34 | Hudson | 17 | 34017 | 0.9 | 0 | 2011 | 9999 |  |  | N | Solar | [13 empty] | 0 | 0 | 0 | 0 | [11 empty] | Hartz Solar LLC | 100 | Hartz Mountain Industries Inc | 100
Hartz Way | 60501_G_1 | 60501 | G | 1 |  | Solar PV |  | PJM_EMAC | New Jersey | 34 | Hudson | 17 | 34017 | 0.9 | 0 | 2010 | 9999 |  |  | N | Solar | [13 empty] | 0 | 0 | 0 | 0 | [11 empty] | Hartz Solar LLC | 100 | Hartz Mountain Industries Inc | 100
Tyler Bluff Wind Project, LLC | 60502_G_GEN1 | 60502 | G | GEN1 |  | Onshore Wind |  | ERC_REST | Texas | 48 | Cooke | 97 | 48097 | 125.6 | 0 | 2016 | 9999 |  |  | N | Wind | [13 empty] | 0 | 0 | 0 | 0 | [11 empty] | Tyler Bluff Wind Project LLC | 100 | Southern Co | 100
Crowned Ridge Wind Energy Center | 60503_G_CTTL1 | 60503 | G | CTTL1 |  | Onshore Wind |  | SPP_WAUE | South Dakota | 46 | Codington | 29 | 46029 | 200.1 | 0 | 2019 | 9999 |  |  | N | Wind | [13 empty] | 0 | 0 | 0 | 0 | [11 empty] | Crowned Ridge Wind LLC | 100 | NextEra Energy Inc | 100
Blazing Star Wind Farm 1 | 60504_G_BLZG1 | 60504 | G | BLZG1 |  | Onshore Wind |  | MIS_MNWI | Minnesota | 27 | Lincoln | 81 | 27081 | 200 | 0 | 2019 | 9999 |  |  | N | Wind | [13 empty] | 0 | 0 | 0 | 0 | [11 empty] | Xcel Energy Inc | 100 | Xcel Energy Inc | 100
Crocker Wind Farm | 60505_G_CRCKR | 60505 | G | CRCKR |  | Onshore Wind |  | SPP_WAUE | South Dakota | 46 | Clark | 25 | 46025 | 200 | 0 | 2019 | 9999 |  |  | N | Wind | [13 empty] | 0 | 0 | 0 | 0 | [11 empty] | Crocker Wind Farm LLC | 100 | Rahn Group | 100
ETT Presidio NaS Battery | 60506_G_BOB | 60506 | G | BOB |  | Energy Storage |  | ERC_WEST | Texas | 48 | Presidio | 377 | 48377 | 4 | 0 | 2010 | 9999 |  |  | N | Energy Storage | [13 empty] | 0 | 0 | 0 | 0 | [11 empty] | Electric Transmission Texas LLC | 100 | American Electric Power Co Inc | 100
Broome County | 60507_G_NORTH | 60507 | G | NORTH |  | Solar PV |  | NY_Z_C&E | New York | 36 | Broome | 7 | 36007 | 2 | 0 | 2018 | 9999 |  |  | N | Solar | [13 empty] | 0 | 0 | 0 | 0 | [11 empty] | Weisshorn Solar I LLC | 100 | Weisshorn Solar I LLC | 100
Broome County | 60507_G_SOUTH | 60507 | G | SOUTH |  | Solar PV |  | NY_Z_C&E | New York | 36 | Broome | 7 | 36007 | 2 | 0 | 2018 | 9999 |  |  | N | Solar | [13 empty] | 0 | 0 | 0 | 0 | [11 empty] | Weisshorn Solar I LLC | 100 | Weisshorn Solar I LLC | 100
Valley Center | 60509_G_PV1 | 60509 | G | PV1 |  | Solar PV |  | WEC_SDGE | California | 6 | San Diego | 73 | 06073 | 2.3 | 0 | 2016 | 9999 |  |  | N | Solar | [13 empty] | 0 | 0 | 0 | 0 | [11 empty] | NLP Valley Center Solar LLC | 100 | Summit Power Group Inc | 100
Two Mile Desert Project | 60510_G_PV1 | 60510 | G | PV1 |  | Solar PV |  | PJM_Dom | North Carolina | 37 | Perquimans | 143 | 37143 | 16.2 | 0 | 2019 | 9999 |  |  | N | Solar | [13 empty] | 0 | 0 | 0 | 0 | [11 empty] | Advanced Solar Power Holdings Inc | 100 | Advanced Solar Power Holdings Inc | 100
Clear Spring Ranch PV Project | 60511_G_PV1 | 60511 | G | PV1 |  | Solar PV |  | WECC_CO | Colorado | 8 | El Paso | 41 | 08041 | 10 | 0 | 2016 | 9999 |  |  | N | Solar | [13 empty] | 0 | 0 | 0 | 0 | [11 empty] | DG Colorado Solar LLC | 100 | NextEra Energy Inc | 100
Seminole | 60514_G_PV1 | 60514 | G | PV1 |  | Solar PV |  | S_SOU | Georgia | 13 | Seminole | 253 | 13253 | 1.6 | 0 | 2014 | 9999 |  |  | N | Solar | [13 empty] | 0 | 0 | 0 | 0 | [11 empty] | Terraform Power Inc | 100 | Brookfield Asset Management Inc | 100
Granger | 60516_G_PV1 | 60516 | G | PV1 |  | Solar PV |  | WEC_SDGE | California | 6 | San Diego | 73 | 06073 | 3 | 0 | 2016 | 9999 |  |  | N | Solar | [13 empty] | 0 | 0 | 0 | 0 | [11 empty] | NLP Granger A82 LLC | 100 | Summit Power Group Inc | 100
Hancock Creek Hydroelectric Project | 60517_G_HY1 | 60517 | G | HY1 |  | Hydro |  | WECC_PNW | Washington | 53 | King | 33 | 53033 | 6 | 0 | 2018 | 9999 |  |  | N | Hydro | [13 empty] | 0 | 0 | 0 | 0 | [11 empty] | Hancock Power LLC | 100 | Hancock Power LLC | 100
Stafford Hill Solar | 60518_G_BA1 | 60518 | G | BA1 |  | Energy Storage |  | NENGREST | Vermont | 50 | Rutland | 21 | 50021 | 2 | 0 | 2015 | 9999 |  |  | N | Energy Storage | [13 empty] | 0 | 0 | 0 | 0 | [11 empty] | Green Mountain Power Corp | 100 | Gaz Métropolitain & Co LP | 100
Stafford Hill Solar | 60518_G_PV1 | 60518 | G | PV1 |  | Solar PV |  | NENGREST | Vermont | 50 | Rutland | 21 | 50021 | 2 | 0 | 2015 | 9999 |  |  | N | Solar | [13 empty] | 0 | 0 | 0 | 0 | [11 empty] | Green Mountain Power Corp | 100 | Gaz Métropolitain & Co LP | 100
Albany Solar | 60519_G_PV1 | 60519 | G | PV1 |  | Solar PV |  | MIS_MNWI | Minnesota | 27 | Stearns | 145 | 27145 | 10 | 0 | 2016 | 9999 |  |  | N | Solar | [13 empty] | 0 | 0 | 0 | 0 | [11 empty] | Aurora Distributed Solar LLC | 100 | Rahn Group | 100
Annandale Solar | 60520_G_PV1 | 60520 | G | PV1 |  | Solar PV |  | MIS_MNWI | Minnesota | 27 | Wright | 171 | 27171 | 6 | 0 | 2016 | 9999 |  |  | N | Solar | [13 empty] | 0 | 0 | 0 | 0 | [11 empty] | Aurora Distributed Solar LLC | 100 | Rahn Group | 100
Atwater Solar | 60521_G_PV1 | 60521 | G | PV1 |  | Solar PV |  | MIS_MNWI | Minnesota | 27 | Kandiyohi | 67 | 27067 | 4 | 0 | 2016 | 9999 |  |  | N | Solar | [13 empty] | 0 | 0 | 0 | 0 | [11 empty] | Aurora Distributed Solar LLC | 100 | Rahn Group | 100
Chisago Solar | 60522_G_PV1 | 60522 | G | PV1 |  | Solar PV |  | MIS_MNWI | Minnesota | 27 | Chisago | 25 | 27025 | 6.5 | 0 | 2016 | 9999 |  |  | N | Solar | [13 empty] | 0 | 0 | 0 | 0 | [11 empty] | Enel Green Power North America Inc | 100 | Enel SpA | 100
Dodge Center Solar | 60523_G_PV1 | 60523 | G | PV1 |  | Solar PV |  | MIS_MNWI | Minnesota | 27 | Dodge | 39 | 27039 | 6.5 | 0 | 2016 | 9999 |  |  | N | Solar | [13 empty] | 0 | 0 | 0 | 0 | [11 empty] | Aurora Distributed Solar LLC | 100 | Rahn Group | 100
Eastwood Solar | 60524_G_PV1 | 60524 | G | PV1 |  | Solar PV |  | MIS_MNWI | Minnesota | 27 | Blue Earth | 13 | 27013 | 5.5 | 0 | 2016 | 9999 |  |  | N | Solar | [13 empty] | 0 | 0 | 0 | 0 | [11 empty] | Aurora Distributed Solar LLC | 100 | Rahn Group | 100
Hastings Solar | 60525_G_PV1 | 60525 | G | PV1 |  | Solar PV |  | MIS_MNWI | Minnesota | 27 | Dakota | 37 | 27037 | 4.5 | 0 | 2016 | 9999 |  |  | N | Solar | [13 empty] | 0 | 0 | 0 | 0 | [11 empty] | Aurora Distributed Solar LLC | 100 | Rahn Group | 100
Lake Emily Solar | 60526_G_PV1 | 60526 | G | PV1 |  | Solar PV |  | MIS_MNWI | Minnesota | 27 | Nicollet | 103 | 27103 | 4.5 | 0 | 2016 | 9999 |  |  | N | Solar | [13 empty] | 0 | 0 | 0 | 0 | [11 empty] | Aurora Distributed Solar LLC | 100 | Rahn Group | 100
Lake Pulaski Solar | 60527_G_PV1 | 60527 | G | PV1 |  | Solar PV |  | MIS_MNWI | Minnesota | 27 | Wright | 171 | 27171 | 7.5 | 0 | 2016 | 9999 |  |  | N | Solar | [13 empty] | 0 | 0 | 0 | 0 | [11 empty] | Aurora Distributed Solar LLC | 100 | Rahn Group | 100
Lawrence Creek Solar | 60528_G_PV1 | 60528 | G | PV1 |  | Solar PV |  | MIS_MNWI | Minnesota | 27 | Chisago | 25 | 27025 | 3.5 | 0 | 2016 | 9999 |  |  | N | Solar | [13 empty] | 0 | 0 | 0 | 0 | [11 empty] | Aurora Distributed Solar LLC | 100 | Rahn Group | 100
Montrose Solar | 60529_G_PV1 | 60529 | G | PV1 |  | Solar PV |  | MIS_MNWI | Minnesota | 27 | Wright | 171 | 27171 | 3.5 | 0 | 2016 | 9999 |  |  | N | Solar | [13 empty] | 0 | 0 | 0 | 0 | [11 empty] | Aurora Distributed Solar LLC | 100 | Rahn Group | 100
Paynesville Solar | 60530_G_PV1 | 60530 | G | PV1 |  | Solar PV |  | MIS_MNWI | Minnesota | 27 | Stearns | 145 | 27145 | 10 | 0 | 2016 | 9999 |  |  | N | Solar | [13 empty] | 0 | 0 | 0 | 0 | [11 empty] | Aurora Distributed Solar LLC | 100 | Rahn Group | 100
Pine Island Solar | 60531_G_PV1 | 60531 | G | PV1 |  | Solar PV |  | MIS_MNWI | Minnesota | 27 | Goodhue | 49 | 27049 | 4 | 0 | 2016 | 9999 |  |  | N | Solar | [13 empty] | 0 | 0 | 0 | 0 | [11 empty] | Aurora Distributed Solar LLC | 100 | Rahn Group | 100
Waseca Solar | 60532_G_PV1 | 60532 | G | PV1 |  | Solar PV |  | MIS_MNWI | Minnesota | 27 | Waseca | 161 | 27161 | 10 | 0 | 2016 | 9999 |  |  | N | Solar | [13 empty] | 0 | 0 | 0 | 0 | [11 empty] | Aurora Distributed Solar LLC | 100 | Rahn Group | 100
West Faribault Solar | 60533_G_PV1 | 60533 | G | PV1 |  | Solar PV |  | MIS_MNWI | Minnesota | 27 | Rice | 131 | 27131 | 5.5 | 0 | 2016 | 9999 |  |  | N | Solar | [13 empty] | 0 | 0 | 0 | 0 | [11 empty] | Aurora Distributed Solar LLC | 100 | Rahn Group | 100
West Waconia Solar | 60534_G_PV1 | 60534 | G | PV1 |  | Solar PV |  | MIS_MNWI | Minnesota | 27 | Carver | 19 | 27019 | 8.5 | 0 | 2016 | 9999 |  |  | N | Solar | [13 empty] | 0 | 0 | 0 | 0 | [11 empty] | Aurora Distributed Solar LLC | 100 | Rahn Group | 100
Saluda Solar, LLC | 60535_G_PV1 | 60535 | G | PV1 |  | Solar PV |  | S_VACA | South Carolina | 45 | Saluda | 81 | 45081 | 6.8 | 0 | 2016 | 9999 |  |  | N | Solar | [13 empty] | 0 | 0 | 0 | 0 | [11 empty] | Saluda Solar II LLC | 100 | Cypress Creek Holdings LLC | 100
UA Central Utility Plant | 60536_G_TRBN1 | 60536 | G | TRBN1 |  | Combustion Turbine |  | SPP_WEST | Arkansas | 5 | Washington | 143 | 05143 | 5.2 | 11373 | 2016 | 9999 |  |  | Y | Natural Gas | [13 empty] | 0.011 | 0.011 | 0.011 | 0.011 | [11 empty] | University of Arkansas | 100 | University of Arkansas | 100
Limerick Road Solar Farm | 60537_G_8027 | 60537 | G | 8027 |  | Solar PV |  | NENGREST | Vermont | 50 | Chittenden | 7 | 50007 | 2.2 | 0 | 2013 | 9999 |  |  | N | Solar | [13 empty] | 0 | 0 | 0 | 0 | [11 empty] | Limerick Rd Solar LLC | 100 | Meach Cove Real Estate | 100
Langdon Solar Farm, LLC | 60538_G_1 | 60538 | G | 1 |  | Solar PV |  | S_VACA | North Carolina | 37 | Johnston | 101 | 37101 | 5 | 0 | 2015 | 9999 |  |  | N | Solar | [13 empty] | 0 | 0 | 0 | 0 | [11 empty] | Langdon Solar Farm LLC | 100 | Sustainable Energy Solutions LLC | 100
Innovative Solar 42 | 60539_G_IS042 | 60539 | G | IS042 |  | Solar PV |  | S_VACA | North Carolina | 37 | Bladen | 17 | 37017 | 71 | 0 | 2017 | 9999 |  |  | N | Solar | [13 empty] | 0 | 0 | 0 | 0 | [11 empty] | Innovative Solar 42 LLC | 100 | Innovative Solar Systems LLC | 100
Innovative Solar 31 | 60540_G_IS031 | 60540 | G | IS031 |  | Solar PV |  | S_VACA | North Carolina | 37 | Bladen | 17 | 37017 | 35 | 0 | 2017 | 9999 |  |  | N | Solar | [13 empty] | 0 | 0 | 0 | 0 | [11 empty] | Innovative Solar 31 LLC | 100 | Innovative Solar Systems LLC | 100
Wind GEM | 60541_G_WT1 | 60541 | G | WT1 |  | Onshore Wind |  | MIS_MIDA | Iowa | 19 | Adair | 1 | 19001 | 1.9 | 0 | 2015 | 9999 |  |  | N | Wind | [13 empty] | 0 | 0 | 0 | 0 | [11 empty] | Wind Gem LLC | 100 | Wind Gem LLC | 100
158th Fighter Wing Solar Farm | 60542_G_900 | 60542 | G | 900 |  | Solar PV |  | NENGREST | Vermont | 50 | Chittenden | 7 | 50007 | 2 | 0 | 2011 | 9999 |  |  | N | Solar | [13 empty] | 0 | 0 | 0 | 0 | [11 empty] | 158TH Fighter Wing | 100 | Vermont Air National Guard | 100
Tri-County Solar Facility | 60544_G_PV1 | 60544 | G | PV1 |  | Solar PV |  | S_SOU | Georgia | 13 | Putnam | 237 | 13237 | 1 | 0 | 2016 | 9999 |  |  | N | Solar | [13 empty] | 0 | 0 | 0 | 0 | [11 empty] | Georgia Power Co | 100 | Southern Co | 100
Grant Plains Wind, LLC | 60545_G_WT | 60545 | G | WT |  | Onshore Wind |  | SPP_WEST | Oklahoma | 40 | Grant | 53 | 40053 | 147.2 | 0 | 2016 | 9999 |  |  | N | Wind | [13 empty] | 0 | 0 | 0 | 0 | [11 empty] | Grant Plains Wind LLC | 100 | Southern Co | 100
GMP Solar - Richmond | 60547_G_PV1 | 60547 | G | PV1 |  | Solar PV |  | NENGREST | Vermont | 50 | Chittenden | 7 | 50007 | 1.9 | 0 | 2016 | 9999 |  |  | N | Solar | [13 empty] | 0 | 0 | 0 | 0 | [11 empty] | GMP Solar Richmond LLC | 100 | Gaz Métropolitain & Co LP | 100
NorWest Energy 2, LLC | 60548_G_PV1 | 60548 | G | PV1 |  | Solar PV |  | WECC_PNW | Oregon | 41 | Deschutes | 17 | 41017 | 9.9 | 0 | 2016 | 9999 |  |  | N | Solar | [13 empty] | 0 | 0 | 0 | 0 | [11 empty] | NorWest Energy 2 LLC | 100 | Cypress Creek Holdings LLC | 100
ZV Solar 3, LLC | 60549_G_ZV3 | 60549 | G | ZV3 |  | Solar PV |  | S_VACA | North Carolina | 37 | Robeson | 155 | 37155 | 4.9 | 0 | 2016 | 9999 |  |  | N | Solar | [13 empty] | 0 | 0 | 0 | 0 | [11 empty] | ZV Solar 1 LLC | 100 | Cypress Creek Holdings LLC | 100
GRP Franklin Renewable Energy Facility | 60550_B_B001 | 60550 | B | B001 |  | Biomass |  | S_SOU | Georgia | 13 | Franklin | 119 | 13119 | 58 | 13500 | 2019 | 9999 |  |  | N | Biomass |  |  | 0.5 | NH3 |  |  |  | B | NA |  |  |  |  | 0.02 | 0.02 | 0.02 | 0.02 |  |  |  |  | Yes | 2019 | [5 empty] | GRP Franklin LLC | 100 | Georgia Renewable Power LLC | 100
Big Level Wind | 60551_G_BLW01 | 60551 | G | BLW01 |  | Onshore Wind |  | PJM_AP | Pennsylvania | 42 | Potter | 105 | 42105 | 90 | 0 | 2019 | 9999 |  |  | N | Wind | [13 empty] | 0 | 0 | 0 | 0 | [11 empty] | Big Level Wind LLC | 100 | TransAlta Corp | 100
Hattiesburg Solar Farm | 60552_G_HATTI | 60552 | G | HATTI |  | Solar PV |  | S_SOU | Mississippi | 28 | Forrest | 35 | 28035 | 50 | 0 | 2017 | 9999 |  |  | N | Solar | [13 empty] | 0 | 0 | 0 | 0 | [11 empty] | Hattiesburg Farm LLC | 100 | Silicon Ranch Corp | 100
Southerland Farm Solar | 60553_G_1 | 60553 | G | 1 |  | Solar PV |  | S_VACA | North Carolina | 37 | Vance | 181 | 37181 | 5 | 0 | 2016 | 9999 |  |  | N | Solar | [13 empty] | 0 | 0 | 0 | 0 | [11 empty] | Southerland Farm LLC | 100 | Strata Solar LLC | 100
Hazlehurst II | 60554_G_STHLV | 60554 | G | STHLV |  | Solar PV |  | S_SOU | Georgia | 13 | Jeff Davis | 161 | 13161 | 52.5 | 0 | 2016 | 9999 |  |  | N | Solar | [13 empty] | 0 | 0 | 0 | 0 | [11 empty] | Silicon Ranch Corp | 100 | Silicon Ranch Corp | 100
Selmer I | 60555_G_SELMI | 60555 | G | SELMI |  | Solar PV |  | S_C_TVA | Tennessee | 47 | McNairy | 109 | 47109 | 16 | 0 | 2016 | 9999 |  |  | N | Solar | [13 empty] | 0 | 0 | 0 | 0 | [11 empty] | Selmer North I LLC | 100 | Silicon Ranch Corp | 100
Selmer II | 60556_G_SELM2 | 60556 | G | SELM2 |  | Solar PV |  | S_C_TVA | Tennessee | 47 | McNairy | 109 | 47109 | 8 | 0 | 2016 | 9999 |  |  | N | Solar | [13 empty] | 0 | 0 | 0 | 0 | [11 empty] | Selmer North I LLC | 100 | Silicon Ranch Corp | 100
Solar Blythe 2 | 60558_G_PV1 | 60558 | G | PV1 |  | Solar PV |  | WECC_SCE | California | 6 | Riverside | 65 | 06065 | 20 | 0 | 2017 | 9999 |  |  | N | Solar | [13 empty] | 0 | 0 | 0 | 0 | [11 empty] | Solar Blythe II LLC | 100 | Global Infrastructure Partners | 100
Marquette Energy Center | 60559_G_MEC1 | 60559 | G | MEC1 |  | Combustion Turbine | IC Engine | MIS_WUMS | Michigan | 26 | Marquette | 103 | 26103 | 16.7 | 10745 | 2017 | 9999 |  |  | N | Natural Gas, Distillate Fuel Oil | [13 empty] | 2.3552 | 2.3552 | 2.3552 | 2.3552 | [11 empty] | Marquette Board of Light & Power | 100 | Marquette Board of Light & Power | 100
Marquette Energy Center | 60559_G_MEC2 | 60559 | G | MEC2 |  | Combustion Turbine | IC Engine | MIS_WUMS | Michigan | 26 | Marquette | 103 | 26103 | 16.7 | 10745 | 2017 | 9999 |  |  | N | Natural Gas, Distillate Fuel Oil | [13 empty] | 2.3552 | 2.3552 | 2.3552 | 2.3552 | [11 empty] | Marquette Board of Light & Power | 100 | Marquette Board of Light & Power | 100
Marquette Energy Center | 60559_G_MEC3 | 60559 | G | MEC3 |  | Combustion Turbine | IC Engine | MIS_WUMS | Michigan | 26 | Marquette | 103 | 26103 | 16.7 | 10745 | 2017 | 9999 |  |  | N | Natural Gas, Distillate Fuel Oil | [13 empty] | 2.3552 | 2.3552 | 2.3552 | 2.3552 | [11 empty] | Marquette Board of Light & Power | 100 | Marquette Board of Light & Power | 100
Millington Solar Farm | 60560_G_MILL | 60560 | G | MILL |  | Solar PV |  | S_C_TVA | Tennessee | 47 | Shelby | 157 | 47157 | 53 | 0 | 2018 | 9999 |  |  | N | Solar | [13 empty] | 0 | 0 | 0 | 0 | [11 empty] | SR Millington LLC | 100 | Silicon Ranch Corp | 100
Cedartown Battery Energy Storage Project | 60561_G_1 | 60561 | G | 1 |  | Energy Storage |  | S_SOU | Georgia | 13 | Polk | 233 | 13233 | 1 | 0 | 2015 | 9999 |  |  | N | Energy Storage | [13 empty] | 0 | 0 | 0 | 0 | [11 empty] | Georgia Power Co | 100 | Southern Co | 100
GMP Solar - Panton Hybrid | 60562_G_GMPSP | 60562 | G | GMPSP |  | Solar PV |  | NENGREST | Vermont | 50 | Addison | 1 | 50001 | 4.9 | 0 | 2016 | 9999 |  |  | N | Solar | [13 empty] | 0 | 0 | 0 | 0 | [11 empty] | GMP Solar Panton LLC | 100 | Gaz Métropolitain & Co LP | 100
GMP Solar - Panton Hybrid | 60562_G_GMPBP | 60562 | G | GMPBP |  | Energy Storage |  | NENGREST | Vermont | 50 | Addison | 1 | 50001 | 1 | 0 | 2018 | 9999 |  |  | N | Energy Storage | [13 empty] | 0 | 0 | 0 | 0 | [11 empty] | GMP Solar Panton LLC | 100 | Gaz Métropolitain & Co LP | 100
Westside Energy Station | 60564_G_WES1 | 60564 | G | WES1 |  | Combustion Turbine | IC Engine | MIS_MNWI | Minnesota | 27 | Olmsted | 109 | 27109 | 9.3 | 10745 | 2018 | 9999 |  |  | N | Natural Gas | [13 empty] | 1.061 | 1.061 | 1.061 | 1.061 | [11 empty] | Rochester Dept Public Utilities | 100 | Rochester Dept Public Utilities | 100
Westside Energy Station | 60564_G_WES2 | 60564 | G | WES2 |  | Combustion Turbine | IC Engine | MIS_MNWI | Minnesota | 27 | Olmsted | 109 | 27109 | 9.3 | 10745 | 2018 | 9999 |  |  | N | Natural Gas | [13 empty] | 1.061 | 1.061 | 1.061 | 1.061 | [11 empty] | Rochester Dept Public Utilities | 100 | Rochester Dept Public Utilities | 100
Westside Energy Station | 60564_G_WES3 | 60564 | G | WES3 |  | Combustion Turbine | IC Engine | MIS_MNWI | Minnesota | 27 | Olmsted | 109 | 27109 | 9.3 | 10745 | 2018 | 9999 |  |  | N | Natural Gas | [13 empty] | 1.061 | 1.061 | 1.061 | 1.061 | [11 empty] | Rochester Dept Public Utilities | 100 | Rochester Dept Public Utilities | 100
Westside Energy Station | 60564_G_WES4 | 60564 | G | WES4 |  | Combustion Turbine | IC Engine | MIS_MNWI | Minnesota | 27 | Olmsted | 109 | 27109 | 9.3 | 10745 | 2018 | 9999 |  |  | N | Natural Gas | [13 empty] | 1.061 | 1.061 | 1.061 | 1.061 | [11 empty] | Rochester Dept Public Utilities | 100 | Rochester Dept Public Utilities | 100
Westside Energy Station | 60564_G_WES5 | 60564 | G | WES5 |  | Combustion Turbine | IC Engine | MIS_MNWI | Minnesota | 27 | Olmsted | 109 | 27109 | 9.3 | 10745 | 2018 | 9999 |  |  | N | Natural Gas | [13 empty] | 1.061 | 1.061 | 1.061 | 1.061 | [11 empty] | Rochester Dept Public Utilities | 100 | Rochester Dept Public Utilities | 100
Borrego Springs Energy Storage | 60565_G_SES1 | 60565 | G | SES1 |  | Energy Storage |  | WEC_SDGE | California | 6 | San Diego | 73 | 06073 | 0.5 | 0 | 2012 | 9999 |  |  | N | Energy Storage | [13 empty] | 0 | 0 | 0 | 0 | [11 empty] | San Diego Gas & Electric Co | 100 | Sempra Energy | 100
Borrego Springs Energy Storage | 60565_G_SES2 | 60565 | G | SES2 |  | Energy Storage |  | WEC_SDGE | California | 6 | San Diego | 73 | 06073 | 1 | 0 | 2014 | 9999 |  |  | N | Energy Storage | [13 empty] | 0 | 0 | 0 | 0 | [11 empty] | San Diego Gas & Electric Co | 100 | Sempra Energy | 100
Pala Energy Storage Yard | 60566_G_SES1 | 60566 | G | SES1 |  | Energy Storage |  | WEC_SDGE | California | 6 | San Diego | 73 | 06073 | 0.5 | 0 | 2012 | 9999 |  |  | N | Energy Storage | [13 empty] | 0 | 0 | 0 | 0 | [11 empty] | San Diego Gas & Electric Co | 100 | Sempra Energy | 100
Pala Energy Storage Yard | 60566_G_SES2 | 60566 | G | SES2 |  | Energy Storage |  | WEC_SDGE | California | 6 | San Diego | 73 | 06073 | 1 | 0 | 2015 | 9999 |  |  | N | Energy Storage | [13 empty] | 0 | 0 | 0 | 0 | [11 empty] | San Diego Gas & Electric Co | 100 | Sempra Energy | 100
Ortega Highway Energy Storage | 60567_G_SES1 | 60567 | G | SES1 |  | Energy Storage |  | WECC_SCE | California | 6 | Orange | 59 | 06059 | 1 | 0 | 2015 | 9999 |  |  | N | Energy Storage | [13 empty] | 0 | 0 | 0 | 0 | [11 empty] | San Diego Gas & Electric Co | 100 | Sempra Energy | 100
Ortega Highway Energy Storage | 60567_G_SES2 | 60567 | G | SES2 |  | Energy Storage |  | WECC_SCE | California | 6 | Orange | 59 | 06059 | 1 | 0 | 2015 | 9999 |  |  | N | Energy Storage | [13 empty] | 0 | 0 | 0 | 0 | [11 empty] | San Diego Gas & Electric Co | 100 | Sempra Energy | 100
Canyon Crest Academy | 60568_G_SES | 60568 | G | SES |  | Energy Storage |  | WEC_SDGE | California | 6 | San Diego | 73 | 06073 | 1 | 0 | 2014 | 9999 |  |  | N | Energy Storage | [13 empty] | 0 | 0 | 0 | 0 | [11 empty] | San Diego Gas & Electric Co | 100 | Sempra Energy | 100
El Cajon Energy Storage | 60569_G_SES | 60569 | G | SES |  | Energy Storage |  | WEC_SDGE | California | 6 | San Diego | 73 | 06073 | 7.5 | 0 | 2017 | 9999 |  |  | N | Energy Storage | [13 empty] | 0 | 0 | 0 | 0 | [11 empty] | San Diego Gas & Electric Co | 100 | Sempra Energy | 100
Escondido Energy Storage | 60570_G_SES | 60570 | G | SES |  | Energy Storage |  | WEC_SDGE | California | 6 | San Diego | 73 | 06073 | 30 | 0 | 2017 | 9999 |  |  | N | Energy Storage | [13 empty] | 0 | 0 | 0 | 0 | [11 empty] | San Diego Gas & Electric Co | 100 | Sempra Energy | 100
North City Cogeneration Facility | 60571_G_NCEP | 60571 | G | NCEP |  | Landfill Gas |  | WEC_SDGE | California | 6 | San Diego | 73 | 06073 | 1.4 | 14103 | 2013 | 9999 |  |  | N | Landfill Gas | [13 empty] | 0.22117 | 0.22117 | 0.22117 | 0.22117 | [11 empty] | San Diego (City of) | 100 | San Diego (City of) | 100
HQC Rock River Solar Power Gen Station | 60573_G_PV1 | 60573 | G | PV1 |  | Solar PV |  | MIS_WUMS | Wisconsin | 55 | Rock | 105 | 55105 | 2.1 | 0 | 2016 | 9999 |  |  | N | Solar | [13 empty] | 0 | 0 | 0 | 0 | [11 empty] | HQC Rock River Solar Power Generation Station LLC | 100 | Hanwha Group | 100
Great Western Wind Energy, LLC | 60574_G_GEN1 | 60574 | G | GEN1 |  | Onshore Wind |  | SPP_WEST | Oklahoma | 40 | Ellis | 45 | 40045 | 225 | 0 | 2016 | 9999 |  |  | N | Wind | [13 empty] | 0 | 0 | 0 | 0 | [11 empty] | Great Western Wind Energy LLC | 100 | EDF Group | 100
Wadesboro Farm 2 | 60575_G_1 | 60575 | G | 1 |  | Solar PV |  | S_VACA | North Carolina | 37 | Anson | 7 | 37007 | 5 | 0 | 2016 | 9999 |  |  | N | Solar | [13 empty] | 0 | 0 | 0 | 0 | [11 empty] | Wadesboro Farm 2 LLC | 100 | Strata Solar LLC | 100
Wadesboro Farm 3 | 60576_G_1 | 60576 | G | 1 |  | Solar PV |  | S_VACA | North Carolina | 37 | Anson | 7 | 37007 | 5 | 0 | 2016 | 9999 |  |  | N | Solar | [13 empty] | 0 | 0 | 0 | 0 | [11 empty] | Wadesboro Farm 3 LLC | 100 | Strata Solar LLC | 100
Hector Farm | 60577_G_1 | 60577 | G | 1 |  | Solar PV |  | S_VACA | North Carolina | 37 | Montgomery | 123 | 37123 | 5 | 0 | 2017 | 9999 |  |  | N | Solar | [13 empty] | 0 | 0 | 0 | 0 | [11 empty] | Hector Farm LLC | 100 | Strata Solar LLC | 100
Kojak Farm | 60578_G_1 | 60578 | G | 1 |  | Solar PV |  | S_VACA | North Carolina | 37 | Nash | 127 | 37127 | 5 | 0 | 2016 | 9999 |  |  | N | Solar | [13 empty] | 0 | 0 | 0 | 0 | [11 empty] | Kojak Farm LLC | 100 | Strata Solar LLC | 100
Meriwether Farm | 60579_G_1 | 60579 | G | 1 |  | Solar PV |  | S_VACA | North Carolina | 37 | Granville | 77 | 37077 | 5 | 0 | 2016 | 9999 |  |  | N | Solar | [13 empty] | 0 | 0 | 0 | 0 | [11 empty] | Meriwether Farm LLC | 100 | Strata Solar LLC | 100
Soluga Farms III | 60580_G_1 | 60580 | G | 1 |  | Solar PV |  | S_VACA | North Carolina | 37 | Cumberland | 51 | 37051 | 5 | 0 | 2015 | 9999 |  |  | N | Solar | [13 empty] | 0 | 0 | 0 | 0 | [11 empty] | Soluga Farms III LLC | 100 | Strata Solar LLC | 100
Upton County Solar | 60581_G_UCTX | 60581 | G | UCTX |  | Solar PV |  | ERC_WEST | Texas | 48 | Upton | 461 | 48461 | 150 | 0 | 2017 | 9999 |  |  | N | Solar | [13 empty] | 0 | 0 | 0 | 0 | [11 empty] | CED Upton County Solar LLC | 100 | Consolidated Edison Inc | 100
CoTAL Solar Farm | 60582_G_PV1 | 60582 | G | PV1 |  | Solar PV |  | FRCC | Florida | 12 | Leon | 73 | 12073 | 20 | 0 | 2017 | 9999 |  |  | N | Solar | [13 empty] | 0 | 0 | 0 | 0 | [11 empty] | FL Solar 1 LLC | 100 | Origis Energy | 100
LaFayette Solar Farm | 60583_G_PV1 | 60583 | G | PV1 |  | Solar PV |  | S_SOU | Alabama | 1 | Chambers | 17 | 01017 | 79.2 | 0 | 2017 | 9999 |  |  | N | Solar | [13 empty] | 0 | 0 | 0 | 0 | [11 empty] | AL Solar A LLC | 100 | Boralex Inc | 100
Oceana Solar | 60584_G_01 | 60584 | G | 01 |  | Solar PV |  | PJM_Dom | Virginia | 51 | Virginia Beach City | 810 | 51810 | 7 | 0 | 2017 | 9999 |  |  | N | Solar | [13 empty] | 0 | 0 | 0 | 0 | [11 empty] | Virginia Electric & Power Co | 100 | Dominion Energy Inc | 100
Mount Vernon Solar | 60585_G_MV01 | 60585 | G | MV01 |  | Solar PV |  | S_SOU | Georgia | 13 | Walton | 297 | 13297 | 1 | 0 | 2015 | 9999 |  |  | N | Solar | [13 empty] | 0 | 0 | 0 | 0 | [11 empty] | Walton EMC (The) | 100 | Walton EMC (The) | 100
Pleasant Valley Solar | 60586_G_PV01 | 60586 | G | PV01 |  | Solar PV |  | S_SOU | Georgia | 13 | Walton | 297 | 13297 | 2.5 | 0 | 2016 | 9999 |  |  | N | Solar | [13 empty] | 0 | 0 | 0 | 0 | [11 empty] | Walton EMC (The) | 100 | Walton EMC (The) | 100
Kelly Creek Wind Project | 60587_G_WND1 | 60587 | G | WND1 |  | Onshore Wind |  | MIS_IL | Illinois | 17 | Ford | 53 | 17053 | 184 | 0 | 2016 | 9999 |  |  | N | Wind | [13 empty] | 0 | 0 | 0 | 0 | [11 empty] | Kelly Creek Wind LLC | 100 | EDF Group | 100
CPV Fairview Energy Center | 60589_G_GEN1 | 60589 | G | GEN1 | 91312 | Combined Cycle |  | PJM_PENE | Pennsylvania | 42 | Cambria | 21 | 42021 | 342 | 7050 | 2020 | 9999 |  |  | N | Natural Gas |  |  |  |  | SCR | [8 empty] | 0.0056157 | 0.0056157 | 0.0056157 | 0.0056157 | [11 empty] | CPV Fairview LLC | 100 | Competitive Power Ventures Inc | 100
CPV Fairview Energy Center | 60589_G_GEN2 | 60589 | G | GEN2 | 91311 | Combined Cycle |  | PJM_PENE | Pennsylvania | 42 | Cambria | 21 | 42021 | 342 | 7050 | 2020 | 9999 |  |  | N | Natural Gas |  |  |  |  | SCR | [8 empty] | 0.0056157 | 0.0056157 | 0.0056157 | 0.0056157 | [11 empty] | CPV Fairview LLC | 100 | Competitive Power Ventures Inc | 100
CPV Fairview Energy Center | 60589_G_GEN3 | 60589 | G | GEN3 | 91312 | Combined Cycle |  | PJM_PENE | Pennsylvania | 42 | Cambria | 21 | 42021 | 416 | 7050 | 2020 | 9999 |  |  | N | Natural Gas |  |  |  |  | SCR | [8 empty] | 0.0056157 | 0.0056157 | 0.0056157 | 0.0056157 | [11 empty] | CPV Fairview LLC | 100 | Competitive Power Ventures Inc | 100
Golden Fields Solar I, LLC | 60590_G_RS1 | 60590 | G | RS1 |  | Solar PV |  | WECC_SCE | California | 6 | Kern | 29 | 06029 | 54 | 0 | 2016 | 9999 |  |  | N | Solar | [13 empty] | 0 | 0 | 0 | 0 | [11 empty] | Golden Fields Solar I LLC | 100 | TOTAL SA | 100
Solar Star California, XLI, LLC | 60591_G_RS1 | 60591 | G | RS1 |  | Solar PV |  | WECC_SCE | California | 6 | Kern | 29 | 06029 | 54 | 0 | 2016 | 9999 |  |  | N | Solar | [13 empty] | 0 | 0 | 0 | 0 | [11 empty] | Solar Star California XLI LLC | 100 | TOTAL SA | 100
Rush Springs Wind | 60592_G_WT1 | 60592 | G | WT1 |  | Onshore Wind |  | SPP_WEST | Oklahoma | 40 | Stephens | 137 | 40137 | 249.9 | 0 | 2016 | 9999 |  |  | N | Wind | [13 empty] | 0 | 0 | 0 | 0 | [11 empty] | Rush Springs Wind Energy LLC | 100 | NextEra Energy Inc | 100
UI RCP Woodbridge FC | 60593_G_WBFC | 60593 | G | WBFC |  | Fuel Cell |  | NENG_CT | Connecticut | 9 | New Haven | 9 | 09009 | 2.2 | 7709 | 2016 | 9999 |  |  | N | Natural Gas | [13 empty] | 0 | 0 | 0 | 0 | [11 empty] | United Illuminating Co | 100 | Iberdrola SA | 100
Voyager Wind I | 60594_G_VYGR1 | 60594 | G | VYGR1 |  | Onshore Wind |  | WECC_SCE | California | 6 | Kern | 29 | 06029 | 131.1 | 0 | 2019 | 9999 |  |  | N | Wind | [13 empty] | 0 | 0 | 0 | 0 | [11 empty] | Terra Gen Power LLC | 100 | Energy Capital Partners | 100
Wayne Solar III LLC | 60597_G_WYN3 | 60597 | G | WYN3 |  | Solar PV |  | S_VACA | North Carolina | 37 | Wayne | 191 | 37191 | 5 | 0 | 2014 | 9999 |  |  | N | Solar | [13 empty] | 0 | 0 | 0 | 0 | [11 empty] | Wayne Solar III LLC | 100 | NARENCO | 100
Wayne Solar II LLC | 60598_G_WYN2 | 60598 | G | WYN2 |  | Solar PV |  | S_VACA | North Carolina | 37 | Wayne | 191 | 37191 | 5 | 0 | 2014 | 9999 |  |  | N | Solar | [13 empty] | 0 | 0 | 0 | 0 | [11 empty] | Wayne Solar II LLC | 100 | NARENCO | 100
Duplin Solar I LLC (160 Houston Lane) | 60599_G_DPLN | 60599 | G | DPLN |  | Solar PV |  | S_VACA | North Carolina | 37 | Duplin | 61 | 37061 | 5 | 0 | 2014 | 9999 |  |  | N | Solar | [13 empty] | 0 | 0 | 0 | 0 | [11 empty] | Duplin Solar I LLC | 100 | SG Landlord 3 LLC | 100
Old Pageland Monroe Road Solar Farm | 60600_G_PV1 | 60600 | G | PV1 |  | Solar PV |  | S_VACA | North Carolina | 37 | Union | 179 | 37179 | 5.3 | 0 | 2015 | 9999 |  |  | N | Solar | [13 empty] | 0 | 0 | 0 | 0 | [11 empty] | Old Pageland Monroe Road Solar Farm LLC | 100 | Tal McBride | 100
Bay Branch Solar | 60601_G_BBSOL | 60601 | G | BBSOL |  | Solar PV |  | S_VACA | North Carolina | 37 | Beaufort | 13 | 37013 | 5 | 0 | 2018 | 9999 |  |  | N | Solar | [13 empty] | 0 | 0 | 0 | 0 | [11 empty] | Hexagon Energy LLC | 100 | Hexagon Energy LLC | 100
Wayne Solar I LLC | 60602_G_WYN1 | 60602 | G | WYN1 |  | Solar PV |  | S_VACA | North Carolina | 37 | Wayne | 191 | 37191 | 5 | 0 | 2014 | 9999 |  |  | N | Solar | [13 empty] | 0 | 0 | 0 | 0 | [11 empty] | Wayne Solar I LLC | 100 | NARENCO | 100
Jacobson 5 MW Solar | 60603_G_PV1 | 60603 | G | PV1 |  | Solar PV |  | WECC_AZ | Arizona | 4 | Mohave | 15 | 04015 | 4.4 | 0 | 2017 | 9999 |  |  | N | Solar | [13 empty] | 0 | 0 | 0 | 0 | [11 empty] | UNS Electric Inc | 100 | Uns Energy Corp | 100
Wye Mills VNEM CSG | 60604_G_PV1 | 60604 | G | PV1 |  | Solar PV |  | PJM_EMAC | Maryland | 24 | Queen Annes | 35 | 24035 | 10 | 0 | 2016 | 9999 |  |  | N | Solar | [13 empty] | 0 | 0 | 0 | 0 | [11 empty] | OneEnergy Wye Mills Solar LLC | 100 | OneEnergy Inc | 100
CMEEC - Rogers Rd Solar | 60605_G_PV1 | 60605 | G | PV1 |  | Solar PV |  | NENG_CT | Connecticut | 9 | New London | 11 | 09011 | 1.5 | 0 | 2017 | 9999 |  |  | N | Solar | [13 empty] | 0 | 0 | 0 | 0 | [11 empty] | SolarCity Corp | 100 | Tesla Inc | 100
CMEEC - Polaris Park Solar Hybrid | 60607_G_BA1 | 60607 | G | BA1 |  | Energy Storage |  | NENG_CT | Connecticut | 9 | New London | 11 | 09011 | 0.8 | 0 | 2017 | 9999 |  |  | N | Energy Storage | [13 empty] | 0 | 0 | 0 | 0 | [11 empty] | SolarCity Corp | 100 | Tesla Inc | 100
CMEEC - Polaris Park Solar Hybrid | 60607_G_PV1 | 60607 | G | PV1 |  | Solar PV |  | NENG_CT | Connecticut | 9 | New London | 11 | 09011 | 3.5 | 0 | 2017 | 9999 |  |  | N | Solar | [13 empty] | 0 | 0 | 0 | 0 | [11 empty] | Dom Solar Lessor I LP | 100 | SolarCity Corp | 100
CMEEC - Navy NE Trident | 60608_G_PV1 | 60608 | G | PV1 |  | Solar PV |  | NENG_CT | Connecticut | 9 | New London | 11 | 09011 | 1 | 0 | 2017 | 9999 |  |  | N | Solar | [13 empty] | 0 | 0 | 0 | 0 | [11 empty] | SolarCity Corp | 100 | Tesla Inc | 100
CMEEC - Norwich Stott St Solar Hybrid | 60609_G_BA1 | 60609 | G | BA1 |  | Energy Storage |  | NENG_CT | Connecticut | 9 | New London | 11 | 09011 | 0.8 | 0 | 2016 | 9999 |  |  | N | Energy Storage | [13 empty] | 0 | 0 | 0 | 0 | [11 empty] | SolarCity Corp | 100 | Tesla Inc | 100
CMEEC - Norwich Stott St Solar Hybrid | 60609_G_PV1 | 60609 | G | PV1 |  | Solar PV |  | NENG_CT | Connecticut | 9 | New London | 11 | 09011 | 3.5 | 0 | 2016 | 9999 |  |  | N | Solar | [13 empty] | 0 | 0 | 0 | 0 | [11 empty] | SolarCity Corp | 100 | Tesla Inc | 100
St. Mary Clean Energy Center | 60610_G_1 | 60610 | G | 1 |  | Non-Fossil Waste |  | MIS_LA | Louisiana | 22 | St Mary | 101 | 22101 | 47.9 | 7050 | 2019 | 9999 |  |  | N | Non-Fossil Waste | [13 empty] | 0 | 0 | 0 | 0 | [11 empty] | CLECO Power LLC | 100 | Cleco Corp | 100
Summit Farms Solar | 60611_G_PV1 | 60611 | G | PV1 |  | Solar PV |  | PJM_Dom | North Carolina | 37 | Currituck | 53 | 37053 | 60 | 0 | 2016 | 9999 |  |  | N | Solar | [13 empty] | 0 | 0 | 0 | 0 | [11 empty] | Summit Farms Solar LLC | 100 | SunEnergy 1 LLC | 100
Morin Solar 2013 LLC | 60612_G_MORIN | 60612 | G | MORIN |  | Solar PV |  | NENGREST | Massachusetts | 25 | Worcester | 27 | 25027 | 4 | 0 | 2013 | 9999 |  |  | N | Solar | [13 empty] | 0 | 0 | 0 | 0 | [11 empty] | GJM Solar LLC | 25 | Solventerra LLC | 100
Brookfield Solar 2013 LLC | 60613_G_NBKFD | 60613 | G | NBKFD |  | Solar PV |  | NENGREST | Massachusetts | 25 | Worcester | 27 | 25027 | 2 | 0 | 2013 | 9999 |  |  | N | Solar | [13 empty] | 0 | 0 | 0 | 0 | [11 empty] | CVI Cleancapital Solar 6 | 50 | CleanCapital | 50
WYM 1250 Palmer LLC | 60614_G_PALMR | 60614 | G | PALMR |  | Solar PV |  | NENGREST | Massachusetts | 25 | Hampden | 13 | 25013 | 1 | 0 | 2013 | 9999 |  |  | N | Solar | [13 empty] | 0 | 0 | 0 | 0 | [11 empty] | Wym 1250 Palmer LLC | 100 | Soltage LLC | 100
Southern Sky Renew Energy Berkley LLC | 60615_G_BRKLY | 60615 | G | BRKLY |  | Solar PV |  | NENGREST | Massachusetts | 25 | Bristol | 5 | 25005 | 3 | 0 | 2014 | 9999 |  |  | N | Solar | [13 empty] | 0 | 0 | 0 | 0 | [11 empty] | Soltage LLC | 100 | Soltage LLC | 100
BC Solar | 60616_G_BCSLR | 60616 | G | BCSLR |  | Solar PV |  | WECC_PNW | Oregon | 41 | Lake | 37 | 41037 | 8 | 0 | 2016 | 9999 |  |  | N | Solar | [13 empty] | 0 | 0 | 0 | 0 | [11 empty] | Black Cap Solar LLC | 100 | Obsidian Finance Group LLC | 100
Rush Creek Wind | 60619_G_GEN1 | 60619 | G | GEN1 |  | Onshore Wind |  | WECC_CO | Colorado | 8 | Elbert | 39 | 08039 | 600 | 0 | 2018 | 9999 |  |  | N | Wind | [13 empty] | 0 | 0 | 0 | 0 | [11 empty] | Public Service Co of Colorado | 100 | Xcel Energy Inc | 100
Ninnescah Wind Energy, LLC | 60620_G_NSW | 60620 | G | NSW |  | Onshore Wind |  | SPP_N | Kansas | 20 | Pratt | 151 | 20151 | 208.3 | 0 | 2016 | 9999 |  |  | N | Wind | [13 empty] | 0 | 0 | 0 | 0 | [11 empty] | Ninnescah Wind Energy LLC | 100 | NextEra Energy Inc | 100
Worcester Landfill | 60621_G_WL | 60621 | G | WL |  | Solar PV |  | NENGREST | Massachusetts | 25 | Worcester | 27 | 25027 | 6.5 | 0 | 2017 | 9999 |  |  | N | Solar | [13 empty] | 0 | 0 | 0 | 0 | [11 empty] | Worcester DPW (City of) | 100 | Worcester DPW (City of) | 100
DG AMP Solar Bowling Green | 60622_G_AMPBG | 60622 | G | AMPBG |  | Solar PV |  | PJM_ATSI | Ohio | 39 | Wood | 173 | 39173 | 20 | 0 | 2017 | 9999 |  |  | N | Solar | [13 empty] | 0 | 0 | 0 | 0 | [11 empty] | DG AMP Solar LLC | 100 | NextEra Energy Inc | 100
Brantley Solar | 60623_G_PV1 | 60623 | G | PV1 |  | Solar PV |  | S_VACA | North Carolina | 37 | Nash | 127 | 37127 | 50.2 | 0 | 2018 | 9999 |  |  | N | Solar | [13 empty] | 0 | 0 | 0 | 0 | [11 empty] | Brantley Farm Solar LLC | 100 | Cypress Creek Holdings LLC | 100
Fox Creek Solar | 60624_G_PV1 | 60624 | G | PV1 |  | Solar PV |  | S_VACA | North Carolina | 37 | Franklin | 69 | 37069 | 50.2 | 0 | 2018 | 9999 |  |  | N | Solar | [13 empty] | 0 | 0 | 0 | 0 | [11 empty] | Fox Creek Farm Solar LLC | 100 | Carolina Solar Energy | 100
NRG Renew Canal 1 CSG LLC | 60625_G_CANAL | 60625 | G | CANAL |  | Solar PV |  | NENGREST | Massachusetts | 25 | Barnstable | 1 | 25001 | 1.2 | 0 | 2017 | 9999 |  |  | N | Solar | [13 empty] | 0 | 0 | 0 | 0 | [11 empty] | NRG Renew Canal 1 LLC | 100 | NRG Energy Inc | 100
Perkins Solar, LLC | 60629_G_PV1 | 60629 | G | PV1 |  | Solar PV |  | S_VACA | North Carolina | 37 | Person | 145 | 37145 | 2 | 0 | 2016 | 9999 |  |  | N | Solar | [13 empty] | 0 | 0 | 0 | 0 | [11 empty] | Perkins Solar LLC | 100 | Cypress Creek Holdings LLC | 100
Empire Solar | 60631_G_PV1 | 60631 | G | PV1 |  | Solar PV |  | MIS_MNWI | Minnesota | 27 | Dakota | 37 | 27037 | 7 | 0 | 2016 | 9999 |  |  | N | Solar | [13 empty] | 0 | 0 | 0 | 0 | [11 empty] | Empire LLC | 100 | Empire LLC | 100
Blue Lake Solar | 60632_G_PV1 | 60632 | G | PV1 |  | Solar PV |  | MIS_MNWI | Minnesota | 27 | Scott | 139 | 27139 | 3.9 | 0 | 2016 | 9999 |  |  | N | Solar | [13 empty] | 0 | 0 | 0 | 0 | [11 empty] | Blue Lake LLC | 100 | Blue Lake LLC | 100
Gainey Solar, LLC | 60633_G_PV1 | 60633 | G | PV1 |  | Solar PV |  | S_VACA | North Carolina | 37 | Bladen | 17 | 37017 | 2 | 0 | 2016 | 9999 |  |  | N | Solar | [13 empty] | 0 | 0 | 0 | 0 | [11 empty] | Gainey Solar LLC | 100 | Solbridge Energy LLC | 100
Auten Road Farm, LLC | 60634_G_PV1 | 60634 | G | PV1 |  | Solar PV |  | S_VACA | North Carolina | 37 | Gaston | 71 | 37071 | 5 | 0 | 2017 | 9999 |  |  | N | Solar | [13 empty] | 0 | 0 | 0 | 0 | [11 empty] | Auten Road Farm LLC | 100 | Strata Solar LLC | 100
Creech Solar 2, LLC | 60635_G_PV1 | 60635 | G | PV1 |  | Solar PV |  | S_VACA | North Carolina | 37 | Wake | 183 | 37183 | 6.8 | 0 | 2016 | 9999 |  |  | N | Solar | [13 empty] | 0 | 0 | 0 | 0 | [11 empty] | Creech Solar 2 LLC | 100 | Cypress Creek Holdings LLC | 100
Bunn Level Farm, LLC | 60636_G_1 | 60636 | G | 1 |  | Solar PV |  | S_VACA | North Carolina | 37 | Harnett | 85 | 37085 | 5 | 0 | 2016 | 9999 |  |  | N | Solar | [13 empty] | 0 | 0 | 0 | 0 | [11 empty] | Bunn Level Farm LLC | 100 | Strata Solar LLC | 100
Cork Oak Solar | 60637_G_NC160 | 60637 | G | NC160 |  | Solar PV |  | PJM_Dom | North Carolina | 37 | Halifax | 83 | 37083 | 26.2 | 0 | 2017 | 9999 |  |  | N | Solar | [13 empty] | 0 | 0 | 0 | 0 | [11 empty] | Cork Oak Solar LLC | 100 | Geenex LLC | 100
Sunflower Solar | 60638_G_NC160 | 60638 | G | NC160 |  | Solar PV |  | PJM_Dom | North Carolina | 37 | Halifax | 83 | 37083 | 20.9 | 0 | 2017 | 9999 |  |  | N | Solar | [13 empty] | 0 | 0 | 0 | 0 | [11 empty] | Geenex Solar LLC | 100 | Geenex LLC | 100
Kingman Wind | 60639_G_KMW1 | 60639 | G | KMW1 |  | Onshore Wind |  | SPP_N | Kansas | 20 | Pratt | 151 | 20151 | 100 | 0 | 2016 | 9999 |  |  | N | Wind | [13 empty] | 0 | 0 | 0 | 0 | [11 empty] | Kingman Wind Energy I LLC | 100 | NextEra Energy Inc | 100
Kingman Wind | 60639_G_KMW2 | 60639 | G | KMW2 |  | Onshore Wind |  | SPP_N | Kansas | 20 | Pratt | 151 | 20151 | 100 | 0 | 2016 | 9999 |  |  | N | Wind | [13 empty] | 0 | 0 | 0 | 0 | [11 empty] | Kingman Wind Energy II LLC | 100 | NextEra Energy Inc | 100
NRG Solar Mule, LLC | 60640_G_COLBY | 60640 | G | COLBY |  | Solar PV |  | NENG_ME | Maine | 23 | Kennebec | 11 | 23011 | 1.5 | 0 | 2017 | 9999 |  |  | N | Solar | [13 empty] | 0 | 0 | 0 | 0 | [11 empty] | NRG Solar Mule LLC | 100 | NRG Energy Inc | 100
West Brookfield Solar, LLC | 60644_G_WBRK | 60644 | G | WBRK |  | Solar PV |  | NENGREST | Massachusetts | 25 | Worcester | 27 | 25027 | 1.4 | 0 | 2016 | 9999 |  |  | N | Solar | [13 empty] | 0 | 0 | 0 | 0 | [11 empty] | Cleangen Partners LLC | 100 | Cleangen Partners LLC | 100
Javelina Wind Energy II, LLC | 60645_G_WJ21 | 60645 | G | WJ21 |  | Onshore Wind |  | ERC_REST | Texas | 48 | Webb | 479 | 48479 | 200 | 0 | 2016 | 9999 |  |  | N | Wind | [13 empty] | 0 | 0 | 0 | 0 | [11 empty] | Javelina Wind Energy II LLC | 100 | NextEra Energy Inc | 100
Shakopee Energy Park | 60647_G_SQA01 | 60647 | G | SQA01 |  | Combustion Turbine | IC Engine | MIS_MNWI | Minnesota | 27 | Scott | 139 | 27139 | 9.3 | 8700 | 2017 | 9999 |  |  | Y | Natural Gas | [13 empty] | 1.061 | 1.061 | 1.061 | 1.061 | [11 empty] | Minnesota Municipal Power Agency | 100 | Minnesota Municipal Power Agency | 100
Shakopee Energy Park | 60647_G_SQA02 | 60647 | G | SQA02 |  | Combustion Turbine | IC Engine | MIS_MNWI | Minnesota | 27 | Scott | 139 | 27139 | 9.3 | 8700 | 2017 | 9999 |  |  | Y | Natural Gas | [13 empty] | 1.061 | 1.061 | 1.061 | 1.061 | [11 empty] | Minnesota Municipal Power Agency | 100 | Minnesota Municipal Power Agency | 100
Shakopee Energy Park | 60647_G_SQA03 | 60647 | G | SQA03 |  | Combustion Turbine | IC Engine | MIS_MNWI | Minnesota | 27 | Scott | 139 | 27139 | 9.3 | 8700 | 2017 | 9999 |  |  | Y | Natural Gas | [13 empty] | 1.061 | 1.061 | 1.061 | 1.061 | [11 empty] | Minnesota Municipal Power Agency | 100 | Minnesota Municipal Power Agency | 100
Shakopee Energy Park | 60647_G_SQA04 | 60647 | G | SQA04 |  | Combustion Turbine | IC Engine | MIS_MNWI | Minnesota | 27 | Scott | 139 | 27139 | 9.3 | 8700 | 2017 | 9999 |  |  | Y | Natural Gas | [13 empty] | 1.061 | 1.061 | 1.061 | 1.061 | [11 empty] | Minnesota Municipal Power Agency | 100 | Minnesota Municipal Power Agency | 100
Shakopee Energy Park | 60647_G_SQA05 | 60647 | G | SQA05 |  | Combustion Turbine | IC Engine | MIS_MNWI | Minnesota | 27 | Scott | 139 | 27139 | 9.3 | 8700 | 2017 | 9999 |  |  | Y | Natural Gas | [13 empty] | 1.061 | 1.061 | 1.061 | 1.061 | [11 empty] | Minnesota Municipal Power Agency | 100 | Minnesota Municipal Power Agency | 100
Rabbit Hill Energy Storage Project | 60649_G_1 | 60649 | G | 1 |  | Energy Storage |  | ERC_REST | Texas | 48 | Williamson | 491 | 48491 | 9.9 | 0 | 2019 | 9999 |  |  | N | Energy Storage | [13 empty] | 0 | 0 | 0 | 0 | [11 empty] | ESS Rabbit Hill Project LLC | 100 | Alevo Group SA | 100
North Nash Farm, LLC | 60651_G_1 | 60651 | G | 1 |  | Solar PV |  | S_VACA | North Carolina | 37 | Nash | 127 | 37127 | 5 | 0 | 2015 | 9999 |  |  | N | Solar | [13 empty] | 0 | 0 | 0 | 0 | [11 empty] | North Nash Farm LLC | 100 | North Nash Farm LLC | 100
Dickinson Solar Array | 60652_G_PV1 | 60652 | G | PV1 |  | Solar PV |  | MIS_MNWI | Minnesota | 27 | Wright | 171 | 27171 | 2.3 | 0 | 2016 | 9999 |  |  | N | Solar | [13 empty] | 0 | 0 | 0 | 0 | [11 empty] | Great River Energy | 100 | Great River Energy | 100
Belchertown | 60653_G_PV1 | 60653 | G | PV1 |  | Solar PV |  | NENGREST | Massachusetts | 25 | Hampshire | 15 | 25015 | 1 | 0 | 2015 | 9999 |  |  | N | Solar | [13 empty] | 0 | 0 | 0 | 0 | [11 empty] | Altus Power America Management LLC | 100 | Altus Power America Management LLC | 100
Rock Creek Wind Project | 60655_G_WT1 | 60655 | G | WT1 |  | Onshore Wind |  | S_D_AECI | Missouri | 29 | Atchison | 5 | 29005 | 300 | 0 | 2017 | 9999 |  |  | N | Wind | [13 empty] | 0 | 0 | 0 | 0 | [11 empty] | Rock Creek Wind Project LLC | 100 | Enel SpA | 100
McHenry Battery Storage | 60656_G_MCH1 | 60656 | G | MCH1 |  | Energy Storage |  | PJM_COMD | Illinois | 17 | McHenry | 111 | 17111 | 19.8 | 0 | 2016 | 9999 |  |  | N | Energy Storage | [13 empty] | 0 | 0 | 0 | 0 | [11 empty] | McHenry Battery Storage LLC | 100 | EDF Group | 100
Salt Fork Wind Project, LLC | 60657_G_GEN1 | 60657 | G | GEN1 |  | Onshore Wind |  | SPP_SPS | Texas | 48 | Donley | 129 | 48129 | 174 | 0 | 2016 | 9999 |  |  | N | Wind | [13 empty] | 0 | 0 | 0 | 0 | [11 empty] | Salt Fork Wind LLC | 100 | Southern Co | 100
Moffett Solar Project | 60658_G_PV1 | 60658 | G | PV1 |  | Solar PV |  | S_VACA | South Carolina | 45 | Jasper | 53 | 45053 | 69.5 | 0 | 2017 | 9999 |  |  | N | Solar | [13 empty] | 0 | 0 | 0 | 0 | [11 empty] | Moffett Solar 1 LLC | 100 | Dominion Energy Inc | 100
Ridgeland Solar Project | 60659_G_PV1 | 60659 | G | PV1 |  | Solar PV |  | S_VACA | South Carolina | 45 | Jasper | 53 | 45053 | 10 | 0 | 2017 | 9999 |  |  | N | Solar | [13 empty] | 0 | 0 | 0 | 0 | [11 empty] | Ridgeland Solar Farm I LLC | 100 | Ridgeland Solar Farm I LLC | 100
Willey Battery Utility | 60660_G_WBU | 60660 | G | WBU |  | Energy Storage |  | PJM_West | Ohio | 39 | Hamilton | 61 | 39061 | 6 | 0 | 2016 | 9999 |  |  | N | Energy Storage | [13 empty] | 0 | 0 | 0 | 0 | [11 empty] | Willey Battery Utility LLC | 100 | Sumitomo Corp | 100
Mira Loma Energy Storage Facility | 60661_G_013A | 60661 | G | 013A |  | Energy Storage |  | WECC_SCE | California | 6 | San Bernardino | 71 | 06071 | 10 | 0 | 2016 | 9999 |  |  | N | Energy Storage | [13 empty] | 0 | 0 | 0 | 0 | [11 empty] | Southern California Edison Co | 100 | Edison International | 100
Mira Loma Energy Storage Facility | 60661_G_013B | 60661 | G | 013B |  | Energy Storage |  | WECC_SCE | California | 6 | San Bernardino | 71 | 06071 | 10 | 0 | 2016 | 9999 |  |  | N | Energy Storage | [13 empty] | 0 | 0 | 0 | 0 | [11 empty] | Southern California Edison Co | 100 | Edison International | 100
Archdiocese of Baltimore J | 60662_G_PV1 | 60662 | G | PV1 |  | Solar PV |  | PJM_EMAC | Maryland | 24 | Harford | 25 | 24025 | 2 | 0 | 2015 | 9999 |  |  | N | Solar | [13 empty] | 0 | 0 | 0 | 0 | [11 empty] | Constellation Solar Maryland MC LLC | 100 | Exelon Corp | 100
Archdiocese of Baltimore L | 60663_G_PV1 | 60663 | G | PV1 |  | Solar PV |  | PJM_EMAC | Maryland | 24 | Harford | 25 | 24025 | 2 | 0 | 2015 | 9999 |  |  | N | Solar | [13 empty] | 0 | 0 | 0 | 0 | [11 empty] | Constellation Solar Maryland MC LLC | 100 | Exelon Corp | 100
Baltimore City B | 60664_G_PV1 | 60664 | G | PV1 |  | Solar PV |  | PJM_EMAC | Maryland | 24 | Harford | 25 | 24025 | 2 | 0 | 2015 | 9999 |  |  | N | Solar | [13 empty] | 0 | 0 | 0 | 0 | [11 empty] | Constellation NewEnergy Inc | 100 | Exelon Corp | 100
Baltimore City D | 60665_G_PV1 | 60665 | G | PV1 |  | Solar PV |  | PJM_EMAC | Maryland | 24 | Harford | 25 | 24025 | 2 | 0 | 2015 | 9999 |  |  | N | Solar | [13 empty] | 0 | 0 | 0 | 0 | [11 empty] | Constellation NewEnergy Inc | 100 | Exelon Corp | 100
Baltimore City F | 60666_G_PV1 | 60666 | G | PV1 |  | Solar PV |  | PJM_EMAC | Maryland | 24 | Harford | 25 | 24025 | 2 | 0 | 2015 | 9999 |  |  | N | Solar | [13 empty] | 0 | 0 | 0 | 0 | [11 empty] | Constellation NewEnergy Inc | 100 | Exelon Corp | 100
Baltimore City G | 60667_G_PV1 | 60667 | G | PV1 |  | Solar PV |  | PJM_EMAC | Maryland | 24 | Harford | 25 | 24025 | 2 | 0 | 2015 | 9999 |  |  | N | Solar | [13 empty] | 0 | 0 | 0 | 0 | [11 empty] | Constellation NewEnergy Inc | 100 | Exelon Corp | 100
City of Havre De Grace C | 60668_G_PV1 | 60668 | G | PV1 |  | Solar PV |  | PJM_EMAC | Maryland | 24 | Harford | 25 | 24025 | 2 | 0 | 2015 | 9999 |  |  | N | Solar | [13 empty] | 0 | 0 | 0 | 0 | [11 empty] | Constellation NewEnergy Inc | 100 | Exelon Corp | 100
Sod Run WTP A | 60669_G_PV1 | 60669 | G | PV1 |  | Solar PV |  | PJM_EMAC | Maryland | 24 | Harford | 25 | 24025 | 2 | 0 | 2015 | 9999 |  |  | N | Solar | [13 empty] | 0 | 0 | 0 | 0 | [11 empty] | Constellation NewEnergy Inc | 100 | Exelon Corp | 100
Osborn Wind Energy | 60672_G_GEN1 | 60672 | G | GEN1 |  | Onshore Wind |  | S_D_AECI | Missouri | 29 | DeKalb | 63 | 29063 | 195.8 | 0 | 2016 | 9999 |  |  | N | Wind | [13 empty] | 0 | 0 | 0 | 0 | [11 empty] | Osborn Wind Energy LLC | 100 | NextEra Energy Inc | 100
Nixa Solar, LLC | 60673_G_NIXA | 60673 | G | NIXA |  | Solar PV |  | SPP_N | Missouri | 29 | Christian | 43 | 29043 | 7.9 | 0 | 2017 | 9999 |  |  | N | Solar | [13 empty] | 0 | 0 | 0 | 0 | [11 empty] | Nixa Solar LLC | 100 | Cypress Creek Holdings LLC | 100
Tannery Road Landfill | 60677_G_TRSP | 60677 | G | TRSP |  | Solar PV |  | NY_Z_C&E | New York | 36 | Oneida | 65 | 36065 | 2 | 0 | 2016 | 9999 |  |  | N | Solar | [13 empty] | 0 | 0 | 0 | 0 | [11 empty] | groSolar | 100 | groSolar | 100
San Joaquin Solar | 60678_G_SJ1A | 60678 | G | SJ1A |  | Solar PV |  | WEC_CALN | California | 6 | Fresno | 19 | 06019 | 18.5 | 0 | 2018 | 9999 |  |  | N | Solar | [13 empty] | 0 | 0 | 0 | 0 | [11 empty] | Gasna 6P LLC | 100 | Gestamp Corp | 100
San Joaquin Solar | 60678_G_SJ1B | 60678 | G | SJ1B |  | Solar PV |  | WEC_CALN | California | 6 | Fresno | 19 | 06019 | 1.5 | 0 | 2019 | 9999 |  |  | N | Solar | [13 empty] | 0 | 0 | 0 | 0 | [11 empty] | Gasna 6P LLC | 100 | Gestamp Corp | 100
Fort Rucker Solar Array | 60679_G_1 | 60679 | G | 1 |  | Solar PV |  | S_SOU | Alabama | 1 | Dale | 45 | 01045 | 10.6 | 0 | 2017 | 9999 |  |  | N | Solar | [13 empty] | 0 | 0 | 0 | 0 | [11 empty] | Alabama Power Co | 100 | Southern Co | 100
ANAD Solar Array | 60680_G_1 | 60680 | G | 1 |  | Solar PV |  | S_SOU | Alabama | 1 | Calhoun | 15 | 01015 | 7.4 | 0 | 2017 | 9999 |  |  | N | Solar | [13 empty] | 0 | 0 | 0 | 0 | [11 empty] | Alabama Power Co | 100 | Southern Co | 100
Annapolis Solar Park, LLC | 60681_G_ASP12 | 60681 | G | ASP12 |  | Solar PV |  | PJM_SMAC | Maryland | 24 | Anne Arundel | 3 | 24003 | 12 | 0 | 2018 | 9999 |  |  | N | Solar | [13 empty] | 0 | 0 | 0 | 0 | [11 empty] | Annapolis Solar Park LLC | 100 | BQ Energy LLC | 100
Pearl Solar | 60682_G_PEARL | 60682 | G | PEARL |  | Solar PV |  | ERC_WEST | Texas | 48 | Pecos | 371 | 48371 | 50 | 0 | 2017 | 9999 |  |  | N | Solar | [13 empty] | 0 | 0 | 0 | 0 | [11 empty] | OCI Solar TRE LLC | 100 | OCI Company Ltd | 100
TRS Fuel Cell | 60683_G_MMH1 | 60683 | G | MMH1 |  | Fuel Cell |  | NENG_CT | Connecticut | 9 | Fairfield | 1 | 09001 | 3.7 | 9145 | 2019 | 9999 |  |  | Y | Natural Gas | [13 empty] | 0 | 0 | 0 | 0 | [11 empty] | TRS Fuel Cell LLC | 100 | FuelCell Energy Inc | 100
Amphitheater High School Solar | 60684_G_AHS1 | 60684 | G | AHS1 |  | Solar PV |  | WECC_AZ | Arizona | 4 | Pima | 19 | 04019 | 1 | 0 | 2016 | 9999 |  |  | N | Solar | [13 empty] | 0 | 0 | 0 | 0 | [11 empty] | Constellation Solar Arizona 2 LLC | 100 | Exelon Corp | 100
Canyon Del Oro High School Solar | 60685_G_CDO1 | 60685 | G | CDO1 |  | Solar PV |  | WECC_AZ | Arizona | 4 | Pima | 19 | 04019 | 1 | 0 | 2016 | 9999 |  |  | N | Solar | [13 empty] | 0 | 0 | 0 | 0 | [11 empty] | Constellation Solar Arizona 2 LLC | 100 | Exelon Corp | 100
Canyon Del Oro High School Solar | 60685_G_CDO2 | 60685 | G | CDO2 |  | Solar PV |  | WECC_AZ | Arizona | 4 | Pima | 19 | 04019 | 0.1 | 0 | 2016 | 9999 |  |  | N | Solar | [13 empty] | 0 | 0 | 0 | 0 | [11 empty] | Constellation Solar Arizona 2 LLC | 100 | Exelon Corp | 100
Canyon Del Oro High School Solar | 60685_G_CDO3 | 60685 | G | CDO3 |  | Solar PV |  | WECC_AZ | Arizona | 4 | Pima | 19 | 04019 | 0.2 | 0 | 2016 | 9999 |  |  | N | Solar | [13 empty] | 0 | 0 | 0 | 0 | [11 empty] | Constellation Solar Arizona 2 LLC | 100 | Exelon Corp | 100
Canyon Del Oro High School Solar | 60685_G_CDO4 | 60685 | G | CDO4 |  | Solar PV |  | WECC_AZ | Arizona | 4 | Pima | 19 | 04019 | 0.2 | 0 | 2016 | 9999 |  |  | N | Solar | [13 empty] | 0 | 0 | 0 | 0 | [11 empty] | Constellation Solar Arizona 2 LLC | 100 | Exelon Corp | 100
Pierre Solar | 60686_G_PIERS | 60686 | G | PIERS |  | Solar PV |  | SPP_WAUE | South Dakota | 46 | Hughes | 65 | 46065 | 1 | 0 | 2016 | 9999 |  |  | N | Solar | [13 empty] | 0 | 0 | 0 | 0 | [11 empty] | Pierre Solar | 100 | Pierre Solar | 100
Cimarron Bend Wind Project I, LLC | 60687_G_1 | 60687 | G | 1 |  | Onshore Wind |  | SPP_N | Kansas | 20 | Clark | 25 | 20025 | 200 | 0 | 2016 | 9999 |  |  | N | Wind | [13 empty] | 0 | 0 | 0 | 0 | [11 empty] | Cimarron Bend Wind Project I LLC | 100 | Enel SpA | 100
Cimarron Bend Wind Project II, LLC | 60688_G_1 | 60688 | G | 1 |  | Onshore Wind |  | SPP_N | Kansas | 20 | Clark | 25 | 20025 | 200 | 0 | 2017 | 9999 |  |  | N | Wind | [13 empty] | 0 | 0 | 0 | 0 | [11 empty] | Cimarron Bend Wind Project II LLC | 100 | Enel SpA | 100
Western Plains Wind Farm | 60689_G_1 | 60689 | G | 1 |  | Onshore Wind |  | SPP_N | Kansas | 20 | Ford | 57 | 20057 | 280.6 | 0 | 2017 | 9999 |  |  | N | Wind | [13 empty] | 0 | 0 | 0 | 0 | [11 empty] | Evergy Kansas Central Inc | 100 | Evergy Inc | 100
Blue Summit Storage, LLC | 60690_G_WBSS | 60690 | G | WBSS |  | Energy Storage |  | ERC_WEST | Texas | 48 | Wilbarger | 487 | 48487 | 30 | 0 | 2017 | 9999 |  |  | N | Energy Storage | [13 empty] | 0 | 0 | 0 | 0 | [11 empty] | Blue Summit Storage LLC | 100 | NextEra Energy Inc | 100
WakeSun LLC | 60694_G_MLC27 | 60694 | G | MLC27 |  | Solar PV |  | MIS_MNWI | Minnesota | 27 | Stearns | 145 | 27145 | 1 | 0 | 2017 | 9999 |  |  | N | Solar | [13 empty] | 0 | 0 | 0 | 0 | [11 empty] | Wakesun LLC | 100 | Wakesun LLC | 100
WakeSun LLC | 60694_G_MLC28 | 60694 | G | MLC28 |  | Solar PV |  | MIS_MNWI | Minnesota | 27 | Stearns | 145 | 27145 | 1 | 0 | 2017 | 9999 |  |  | N | Solar | [13 empty] | 0 | 0 | 0 | 0 | [11 empty] | Wakesun LLC | 100 | Wakesun LLC | 100
WakeSun LLC | 60694_G_MLC29 | 60694 | G | MLC29 |  | Solar PV |  | MIS_MNWI | Minnesota | 27 | Stearns | 145 | 27145 | 1 | 0 | 2017 | 9999 |  |  | N | Solar | [13 empty] | 0 | 0 | 0 | 0 | [11 empty] | Wakesun LLC | 100 | Wakesun LLC | 100
BentonSun LLC | 60695_G_MLC17 | 60695 | G | MLC17 |  | Solar PV |  | MIS_MNWI | Minnesota | 27 | Carver | 19 | 27019 | 1 | 0 | 2016 | 9999 |  |  | N | Solar | [13 empty] | 0 | 0 | 0 | 0 | [11 empty] | BentonSun LLC | 100 | Bentonsun LLC | 100
BentonSun LLC | 60695_G_MLC18 | 60695 | G | MLC18 |  | Solar PV |  | MIS_MNWI | Minnesota | 27 | Carver | 19 | 27019 | 1 | 0 | 2016 | 9999 |  |  | N | Solar | [13 empty] | 0 | 0 | 0 | 0 | [11 empty] | BentonSun LLC | 100 | Bentonsun LLC | 100
BentonSun LLC | 60695_G_MLC19 | 60695 | G | MLC19 |  | Solar PV |  | MIS_MNWI | Minnesota | 27 | Carver | 19 | 27019 | 1 | 0 | 2016 | 9999 |  |  | N | Solar | [13 empty] | 0 | 0 | 0 | 0 | [11 empty] | BentonSun LLC | 100 | Bentonsun LLC | 100
BentonSun LLC | 60695_G_MLC20 | 60695 | G | MLC20 |  | Solar PV |  | MIS_MNWI | Minnesota | 27 | Carver | 19 | 27019 | 1 | 0 | 2016 | 9999 |  |  | N | Solar | [13 empty] | 0 | 0 | 0 | 0 | [11 empty] | BentonSun LLC | 100 | Bentonsun LLC | 100
BentonSun LLC | 60695_G_MLC21 | 60695 | G | MLC21 |  | Solar PV |  | MIS_MNWI | Minnesota | 27 | Carver | 19 | 27019 | 1 | 0 | 2016 | 9999 |  |  | N | Solar | [13 empty] | 0 | 0 | 0 | 0 | [11 empty] | BentonSun LLC | 100 | Bentonsun LLC | 100
Four Peaks Camino Real | 60696_G_1 | 60696 | G | 1 |  | Landfill Gas |  | WECC_NM | New Mexico | 35 | Dona Ana | 13 | 35013 | 1.6 | 13500 | 2008 | 9999 |  |  | N | Landfill Gas | [13 empty] | 0.22117 | 0.22117 | 0.22117 | 0.22117 | [11 empty] | Four Peaks Energy Inc | 100 | Four Peaks Energy Inc | 100
Four Peaks Camino Real | 60696_G_2 | 60696 | G | 2 |  | Landfill Gas |  | WECC_NM | New Mexico | 35 | Dona Ana | 13 | 35013 | 1.6 | 13500 | 2008 | 9999 |  |  | N | Landfill Gas | [13 empty] | 0.22117 | 0.22117 | 0.22117 | 0.22117 | [11 empty] | Four Peaks Energy Inc | 100 | Four Peaks Energy Inc | 100
Stanton Energy Reliability Center | 60698_G_GT1 | 60698 | G | GT1 |  | Combustion Turbine |  | WECC_SCE | California | 6 | Orange | 59 | 06059 | 45.9 | 10745 | 2020 | 9999 |  |  | N | Natural Gas | [13 empty] | 0.011 | 0.011 | 0.011 | 0.011 | [11 empty] | Stanton Energy Reliability Center LLC | 100 | Wellhead Electric Co | 100
Stanton Energy Reliability Center | 60698_G_GT2 | 60698 | G | GT2 |  | Combustion Turbine |  | WECC_SCE | California | 6 | Orange | 59 | 06059 | 45.9 | 10745 | 2020 | 9999 |  |  | N | Natural Gas | [13 empty] | 0.011 | 0.011 | 0.011 | 0.011 | [11 empty] | Stanton Energy Reliability Center LLC | 100 | Wellhead Electric Co | 100
DESI-1 Battery Energy Storage Facility | 60699_G_DESI1 | 60699 | G | DESI1 |  | Energy Storage |  | WECC_SCE | California | 6 | Orange | 59 | 06059 | 2.4 | 0 | 2020 | 9999 |  |  | N | Energy Storage | [13 empty] | 0 | 0 | 0 | 0 | [11 empty] | Southern California Edison Co | 100 | Edison International | 100
Wind Colebrook South | 60700_G_WCS | 60700 | G | WCS |  | Onshore Wind |  | NENG_CT | Connecticut | 9 | Litchfield | 5 | 09005 | 1 | 0 | 2015 | 9999 |  |  | N | Wind | [13 empty] | 0 | 0 | 0 | 0 | [11 empty] | Wind Colebrook South LLC | 100 | Wind Colebrook South | 100
JED Solid Waste Mgmt Renewable Energy | 60701_G_00603 | 60701 | G | 00603 |  | Landfill Gas |  | FRCC | Florida | 12 | Osceola | 97 | 12097 | 1.4 | 13500 | 2017 | 9999 |  |  | N | Landfill Gas | [13 empty] | 0.15785 | 0.15785 | 0.15785 | 0.15785 | [11 empty] | CB&I Environmental & Infrastructure Inc | 100 | CB&I Inc | 100
JED Solid Waste Mgmt Renewable Energy | 60701_G_00696 | 60701 | G | 00696 |  | Landfill Gas |  | FRCC | Florida | 12 | Osceola | 97 | 12097 | 1.4 | 13500 | 2017 | 9999 |  |  | N | Landfill Gas | [13 empty] | 0.15785 | 0.15785 | 0.15785 | 0.15785 | [11 empty] | CB&I Environmental & Infrastructure Inc | 100 | CB&I Inc | 100
JED Solid Waste Mgmt Renewable Energy | 60701_G_00697 | 60701 | G | 00697 |  | Landfill Gas |  | FRCC | Florida | 12 | Osceola | 97 | 12097 | 1.4 | 13500 | 2017 | 9999 |  |  | N | Landfill Gas | [13 empty] | 0.15785 | 0.15785 | 0.15785 | 0.15785 | [11 empty] | CB&I Environmental & Infrastructure Inc | 100 | CB&I Inc | 100
JED Solid Waste Mgmt Renewable Energy | 60701_G_00698 | 60701 | G | 00698 |  | Landfill Gas |  | FRCC | Florida | 12 | Osceola | 97 | 12097 | 1.4 | 13500 | 2017 | 9999 |  |  | N | Landfill Gas | [13 empty] | 0.15785 | 0.15785 | 0.15785 | 0.15785 | [11 empty] | CB&I Environmental & Infrastructure Inc | 100 | CB&I Inc | 100
JED Solid Waste Mgmt Renewable Energy | 60701_G_00699 | 60701 | G | 00699 |  | Landfill Gas |  | FRCC | Florida | 12 | Osceola | 97 | 12097 | 1.4 | 13500 | 2017 | 9999 |  |  | N | Landfill Gas | [13 empty] | 0.15785 | 0.15785 | 0.15785 | 0.15785 | [11 empty] | CB&I Environmental & Infrastructure Inc | 100 | CB&I Inc | 100
JED Solid Waste Mgmt Renewable Energy | 60701_G_00700 | 60701 | G | 00700 |  | Landfill Gas |  | FRCC | Florida | 12 | Osceola | 97 | 12097 | 1.4 | 13500 | 2017 | 9999 |  |  | N | Landfill Gas | [13 empty] | 0.15785 | 0.15785 | 0.15785 | 0.15785 | [11 empty] | CB&I Environmental & Infrastructure Inc | 100 | CB&I Inc | 100
Rincon Solar I | 60702_G_PV1 | 60702 | G | PV1 |  | Solar PV |  | S_SOU | Georgia | 13 | Effingham | 103 | 13103 | 17.4 | 0 | 2016 | 9999 |  |  | N | Solar | [13 empty] | 0 | 0 | 0 | 0 | [11 empty] | AES Distributed Energy Inc | 100 | AES Corp (The) | 100
Green City Recovery, LLC | 60703_G_1 | 60703 | G | 1 |  | Landfill Gas |  | S_C_KY | Kentucky | 21 | Scott | 209 | 21209 | 1 | 13500 | 2016 | 9999 |  |  | N | Landfill Gas | [13 empty] | 0.22117 | 0.22117 | 0.22117 | 0.22117 | [11 empty] | Green City Recovery LLC | 100 | Green City Recovery LLC | 100
Green City Recovery, LLC | 60703_G_2 | 60703 | G | 2 |  | Landfill Gas |  | S_C_KY | Kentucky | 21 | Scott | 209 | 21209 | 1 | 13648 | 2019 | 9999 |  |  | N | Landfill Gas | [13 empty] | 0.09 | 0.09 | 0.09 | 0.09 | [11 empty] | Green City Recovery LLC | 100 | Green City Recovery LLC | 100
Trenton Solar Farm (MO) | 60704_G_TSF1 | 60704 | G | TSF1 |  | Solar PV |  | MIS_MO | Missouri | 29 | Grundy | 79 | 29079 | 2.8 | 0 | 2015 | 9999 |  |  | N | Solar | [13 empty] | 0 | 0 | 0 | 0 | [11 empty] | MCP Trenton LLC | 100 | MCP Trenton LLC | 100
Rolla Solar Farm (MO) | 60705_G_RSF1 | 60705 | G | RSF1 |  | Solar PV |  | MIS_MO | Missouri | 29 | Phelps | 161 | 29161 | 2.8 | 0 | 2016 | 9999 |  |  | N | Solar | [13 empty] | 0 | 0 | 0 | 0 | [11 empty] | MCP Rolla LLC | 100 | MCP Rolla LLC | 100
Waynesville Solar Farm (MO) | 60706_G_WSF1 | 60706 | G | WSF1 |  | Solar PV |  | S_D_AECI | Missouri | 29 | Pulaski | 169 | 29169 | 2.8 | 0 | 2016 | 9999 |  |  | N | Solar | [13 empty] | 0 | 0 | 0 | 0 | [11 empty] | MCP Waynesville LLC | 100 | MCP Waynesville LLC | 100
Marshall Solar Farm (MO) | 60707_G_MMSF1 | 60707 | G | MMSF1 |  | Solar PV |  | SPP_N | Missouri | 29 | Saline | 195 | 29195 | 2.8 | 0 | 2016 | 9999 |  |  | N | Solar | [13 empty] | 0 | 0 | 0 | 0 | [11 empty] | MCP Marshall LLC | 100 | MCP Marshall LLC | 100
Havre de Grace II - E at Perryman | 60708_G_PV1 | 60708 | G | PV1 |  | Solar PV |  | PJM_EMAC | Maryland | 24 | Harford | 25 | 24025 | 1.4 | 0 | 2016 | 9999 |  |  | N | Solar | [13 empty] | 0 | 0 | 0 | 0 | [11 empty] | Constellation Solar Maryland MC LLC | 100 | Exelon Corp | 100
Stone Hill Solar CSG | 60710_G_PV1 | 60710 | G | PV1 |  | Solar PV |  | NENGREST | Massachusetts | 25 | Bristol | 5 | 25005 | 2 | 0 | 2014 | 9999 |  |  | N | Solar | [13 empty] | 0 | 0 | 0 | 0 | [11 empty] | Solect Energy Development LLC | 100 | Solect Energy Inc | 100
Chisago Community Solar | 60711_G_CCS1 | 60711 | G | CCS1 |  | Solar PV |  | MIS_MNWI | Minnesota | 27 | Chisago | 25 | 27025 | 0.9 | 0 | 2016 | 9999 |  |  | N | Solar | [13 empty] | 0 | 0 | 0 | 0 | [11 empty] | Chisago Community Solar I LLC | 100 | Berkshire Hathaway Inc | 100
Chisago Community Solar | 60711_G_CCS2 | 60711 | G | CCS2 |  | Solar PV |  | MIS_MNWI | Minnesota | 27 | Chisago | 25 | 27025 | 0.9 | 0 | 2016 | 9999 |  |  | N | Solar | [13 empty] | 0 | 0 | 0 | 0 | [11 empty] | Chisago Community Solar IV LLC | 100 | Berkshire Hathaway Inc | 100
Chisago Community Solar | 60711_G_CCS3 | 60711 | G | CCS3 |  | Solar PV |  | MIS_MNWI | Minnesota | 27 | Chisago | 25 | 27025 | 0.9 | 0 | 2016 | 9999 |  |  | N | Solar | [13 empty] | 0 | 0 | 0 | 0 | [11 empty] | Chisago Community Solar III LLC | 100 | Berkshire Hathaway Inc | 100
Chisago Community Solar | 60711_G_CCS4 | 60711 | G | CCS4 |  | Solar PV |  | MIS_MNWI | Minnesota | 27 | Chisago | 25 | 27025 | 0.9 | 0 | 2016 | 9999 |  |  | N | Solar | [13 empty] | 0 | 0 | 0 | 0 | [11 empty] | Chisago Community Solar II LLC | 100 | Berkshire Hathaway Inc | 100
Ursa Community Solar | 60712_G_UCS1 | 60712 | G | UCS1 |  | Solar PV |  | MIS_MNWI | Minnesota | 27 | Dakota | 37 | 27037 | 0.9 | 0 | 2017 | 9999 |  |  | N | Solar | [13 empty] | 0 | 0 | 0 | 0 | [11 empty] | Ursa Community Solar | 100 | Ursa Community Solar | 100
Ursa Community Solar | 60712_G_UCS2 | 60712 | G | UCS2 |  | Solar PV |  | MIS_MNWI | Minnesota | 27 | Dakota | 37 | 27037 | 0.9 | 0 | 2017 | 9999 |  |  | N | Solar | [13 empty] | 0 | 0 | 0 | 0 | [11 empty] | Ursa Community Solar | 100 | Ursa Community Solar | 100
Ursa Community Solar | 60712_G_UCS3 | 60712 | G | UCS3 |  | Solar PV |  | MIS_MNWI | Minnesota | 27 | Dakota | 37 | 27037 | 0.9 | 0 | 2017 | 9999 |  |  | N | Solar | [13 empty] | 0 | 0 | 0 | 0 | [11 empty] | Ursa Community Solar | 100 | Ursa Community Solar | 100
Ursa Community Solar | 60712_G_UCS4 | 60712 | G | UCS4 |  | Solar PV |  | MIS_MNWI | Minnesota | 27 | Dakota | 37 | 27037 | 0.9 | 0 | 2017 | 9999 |  |  | N | Solar | [13 empty] | 0 | 0 | 0 | 0 | [11 empty] | Ursa Community Solar | 100 | Ursa Community Solar | 100
Ursa Community Solar | 60712_G_UCS5 | 60712 | G | UCS5 |  | Solar PV |  | MIS_MNWI | Minnesota | 27 | Dakota | 37 | 27037 | 0.9 | 0 | 2017 | 9999 |  |  | N | Solar | [13 empty] | 0 | 0 | 0 | 0 | [11 empty] | Ursa Community Solar | 100 | Ursa Community Solar | 100
Sunrise Community Solar | 60713_G_SCS1 | 60713 | G | SCS1 |  | Solar PV |  | MIS_MNWI | Minnesota | 27 | Chisago | 25 | 27025 | 0.9 | 0 | 2016 | 9999 |  |  | N | Solar | [13 empty] | 0 | 0 | 0 | 0 | [11 empty] | Geronimo Community Solar Gardens LLC | 100 | Berkshire Hathaway Inc | 100
Sunrise Community Solar | 60713_G_SCS2 | 60713 | G | SCS2 |  | Solar PV |  | MIS_MNWI | Minnesota | 27 | Chisago | 25 | 27025 | 0.9 | 0 | 2016 | 9999 |  |  | N | Solar | [13 empty] | 0 | 0 | 0 | 0 | [11 empty] | Geronimo Community Solar Gardens LLC | 100 | Berkshire Hathaway Inc | 100
Sunrise Community Solar | 60713_G_SCS3 | 60713 | G | SCS3 |  | Solar PV |  | MIS_MNWI | Minnesota | 27 | Chisago | 25 | 27025 | 0.9 | 0 | 2016 | 9999 |  |  | N | Solar | [13 empty] | 0 | 0 | 0 | 0 | [11 empty] | Geronimo Community Solar Gardens LLC | 100 | Berkshire Hathaway Inc | 100
Sunrise Community Solar | 60713_G_SCS4 | 60713 | G | SCS4 |  | Solar PV |  | MIS_MNWI | Minnesota | 27 | Chisago | 25 | 27025 | 0.9 | 0 | 2016 | 9999 |  |  | N | Solar | [13 empty] | 0 | 0 | 0 | 0 | [11 empty] | Geronimo Community Solar Gardens LLC | 100 | Berkshire Hathaway Inc | 100
Sunrise Community Solar | 60713_G_SCS5 | 60713 | G | SCS5 |  | Solar PV |  | MIS_MNWI | Minnesota | 27 | Chisago | 25 | 27025 | 0.9 | 0 | 2016 | 9999 |  |  | N | Solar | [13 empty] | 0 | 0 | 0 | 0 | [11 empty] | Geronimo Community Solar Gardens LLC | 100 | Berkshire Hathaway Inc | 100
Rosemount Community Solar | 60714_G_RCS1 | 60714 | G | RCS1 |  | Solar PV |  | MIS_MNWI | Minnesota | 27 | Dakota | 37 | 27037 | 0.9 | 0 | 2016 | 9999 |  |  | N | Solar | [13 empty] | 0 | 0 | 0 | 0 | [11 empty] | Rosemount Community Solar | 100 | Berkshire Hathaway Inc | 100
Rosemount Community Solar | 60714_G_RCS2 | 60714 | G | RCS2 |  | Solar PV |  | MIS_MNWI | Minnesota | 27 | Dakota | 37 | 27037 | 0.9 | 0 | 2016 | 9999 |  |  | N | Solar | [13 empty] | 0 | 0 | 0 | 0 | [11 empty] | Rosemount Community Solar | 100 | Berkshire Hathaway Inc | 100
Rosemount Community Solar | 60714_G_RCS3 | 60714 | G | RCS3 |  | Solar PV |  | MIS_MNWI | Minnesota | 27 | Dakota | 37 | 27037 | 0.9 | 0 | 2016 | 9999 |  |  | N | Solar | [13 empty] | 0 | 0 | 0 | 0 | [11 empty] | Rosemount Community Solar | 100 | Berkshire Hathaway Inc | 100
Rosemount Community Solar | 60714_G_RCS4 | 60714 | G | RCS4 |  | Solar PV |  | MIS_MNWI | Minnesota | 27 | Dakota | 37 | 27037 | 0.9 | 0 | 2016 | 9999 |  |  | N | Solar | [13 empty] | 0 | 0 | 0 | 0 | [11 empty] | Rosemount Community Solar | 100 | Berkshire Hathaway Inc | 100
Rosemount Community Solar | 60714_G_RCS5 | 60714 | G | RCS5 |  | Solar PV |  | MIS_MNWI | Minnesota | 27 | Dakota | 37 | 27037 | 0.9 | 0 | 2016 | 9999 |  |  | N | Solar | [13 empty] | 0 | 0 | 0 | 0 | [11 empty] | Rosemount Community Solar | 100 | Berkshire Hathaway Inc | 100
Paynesville Community Solar | 60715_G_PCS1 | 60715 | G | PCS1 |  | Solar PV |  | MIS_MNWI | Minnesota | 27 | Stearns | 145 | 27145 | 0.9 | 0 | 2016 | 9999 |  |  | N | Solar | [13 empty] | 0 | 0 | 0 | 0 | [11 empty] | Paynesville Community Solar | 100 | Paynesville Community Solar | 100
Paynesville Community Solar | 60715_G_PCS2 | 60715 | G | PCS2 |  | Solar PV |  | MIS_MNWI | Minnesota | 27 | Stearns | 145 | 27145 | 0.9 | 0 | 2016 | 9999 |  |  | N | Solar | [13 empty] | 0 | 0 | 0 | 0 | [11 empty] | Paynesville Community Solar | 100 | Paynesville Community Solar | 100
Paynesville Community Solar | 60715_G_PCS3 | 60715 | G | PCS3 |  | Solar PV |  | MIS_MNWI | Minnesota | 27 | Stearns | 145 | 27145 | 0.9 | 0 | 2016 | 9999 |  |  | N | Solar | [13 empty] | 0 | 0 | 0 | 0 | [11 empty] | Paynesville Community Solar | 100 | Paynesville Community Solar | 100
Paynesville Community Solar | 60715_G_PCS4 | 60715 | G | PCS4 |  | Solar PV |  | MIS_MNWI | Minnesota | 27 | Stearns | 145 | 27145 | 0.9 | 0 | 2016 | 9999 |  |  | N | Solar | [13 empty] | 0 | 0 | 0 | 0 | [11 empty] | Paynesville Community Solar | 100 | Paynesville Community Solar | 100
Paynesville Community Solar | 60715_G_PCS5 | 60715 | G | PCS5 |  | Solar PV |  | MIS_MNWI | Minnesota | 27 | Stearns | 145 | 27145 | 0.9 | 0 | 2017 | 9999 |  |  | N | Solar | [13 empty] | 0 | 0 | 0 | 0 | [11 empty] | Paynesville Community Solar | 100 | Paynesville Community Solar | 100
Orion Community Solar | 60716_G_OCS1 | 60716 | G | OCS1 |  | Solar PV |  | MIS_MNWI | Minnesota | 27 | Stearns | 145 | 27145 | 0.9 | 0 | 2017 | 9999 |  |  | N | Solar | [13 empty] | 0 | 0 | 0 | 0 | [11 empty] | Orion Community Solar | 100 | Orion Community Solar | 100
Orion Community Solar | 60716_G_OCS2 | 60716 | G | OCS2 |  | Solar PV |  | MIS_MNWI | Minnesota | 27 | Stearns | 145 | 27145 | 0.9 | 0 | 2017 | 9999 |  |  | N | Solar | [13 empty] | 0 | 0 | 0 | 0 | [11 empty] | Orion Community Solar | 100 | Orion Community Solar | 100
Orion Community Solar | 60716_G_OCS3 | 60716 | G | OCS3 |  | Solar PV |  | MIS_MNWI | Minnesota | 27 | Stearns | 145 | 27145 | 0.9 | 0 | 2017 | 9999 |  |  | N | Solar | [13 empty] | 0 | 0 | 0 | 0 | [11 empty] | Orion Community Solar | 100 | Orion Community Solar | 100
Northfield Community Solar | 60717_G_NCS1 | 60717 | G | NCS1 |  | Solar PV |  | MIS_MNWI | Minnesota | 27 | Dakota | 37 | 27037 | 0.9 | 0 | 2016 | 9999 |  |  | N | Solar | [13 empty] | 0 | 0 | 0 | 0 | [11 empty] | Northfield Community Solar | 100 | Northfield Community Solar | 100
Northfield Community Solar | 60717_G_NCS2 | 60717 | G | NCS2 |  | Solar PV |  | MIS_MNWI | Minnesota | 27 | Dakota | 37 | 27037 | 0.9 | 0 | 2016 | 9999 |  |  | N | Solar | [13 empty] | 0 | 0 | 0 | 0 | [11 empty] | Northfield Community Solar | 100 | Northfield Community Solar | 100
Northfield Community Solar | 60717_G_NCS3 | 60717 | G | NCS3 |  | Solar PV |  | MIS_MNWI | Minnesota | 27 | Dakota | 37 | 27037 | 0.9 | 0 | 2016 | 9999 |  |  | N | Solar | [13 empty] | 0 | 0 | 0 | 0 | [11 empty] | Northfield Community Solar | 100 | Northfield Community Solar | 100
Northfield Community Solar | 60717_G_NCS4 | 60717 | G | NCS4 |  | Solar PV |  | MIS_MNWI | Minnesota | 27 | Dakota | 37 | 27037 | 0.9 | 0 | 2016 | 9999 |  |  | N | Solar | [13 empty] | 0 | 0 | 0 | 0 | [11 empty] | Northfield Community Solar | 100 | Northfield Community Solar | 100
Northfield Community Solar | 60717_G_NCS5 | 60717 | G | NCS5 |  | Solar PV |  | MIS_MNWI | Minnesota | 27 | Dakota | 37 | 27037 | 0.9 | 0 | 2016 | 9999 |  |  | N | Solar | [13 empty] | 0 | 0 | 0 | 0 | [11 empty] | Northfield Community Solar | 100 | Northfield Community Solar | 100
Weld 1 Community Solar Array | 60720_G_WELD1 | 60720 | G | WELD1 |  | Solar PV |  | WECC_CO | Colorado | 8 | Weld | 123 | 08123 | 1.5 | 0 | 2017 | 9999 |  |  | N | Solar | [13 empty] | 0 | 0 | 0 | 0 | [11 empty] | Clean Energy Collective LLC | 100 | Clean Energy Collective LLC | 100
Green Cow Power | 60721_G_ENG1 | 60721 | G | ENG1 |  | Non-Fossil Waste |  | MIS_INKY | Indiana | 18 | Elkhart | 39 | 18039 | 1 | 11084 | 2015 | 9999 |  |  | N | Non-Fossil Waste | [13 empty] | 0 | 0 | 0 | 0 | [11 empty] | Green Cow Power LLC | 100 | Green Cow Power LLC | 100
Green Cow Power | 60721_G_ENG2 | 60721 | G | ENG2 |  | Non-Fossil Waste |  | MIS_INKY | Indiana | 18 | Elkhart | 39 | 18039 | 1 | 11084 | 2015 | 9999 |  |  | N | Non-Fossil Waste | [13 empty] | 0 | 0 | 0 | 0 | [11 empty] | Green Cow Power LLC | 100 | Green Cow Power LLC | 100
Green Cow Power | 60721_G_ENG3 | 60721 | G | ENG3 |  | Non-Fossil Waste |  | MIS_INKY | Indiana | 18 | Elkhart | 39 | 18039 | 1 | 11084 | 2015 | 9999 |  |  | N | Non-Fossil Waste | [13 empty] | 0 | 0 | 0 | 0 | [11 empty] | Green Cow Power LLC | 100 | Green Cow Power LLC | 100
Logan 1 Community Solar Array | 60722_G_LOGA1 | 60722 | G | LOGA1 |  | Solar PV |  | WECC_CO | Colorado | 8 | Logan | 75 | 08075 | 1.7 | 0 | 2017 | 9999 |  |  | N | Solar | [13 empty] | 0 | 0 | 0 | 0 | [11 empty] | Clean Energy Collective LLC | 100 | Clean Energy Collective LLC | 100
Conejos 1 Community Solar Array | 60723_G_CONEJ | 60723 | G | CONEJ |  | Solar PV |  | WECC_CO | Colorado | 8 | Conejos | 21 | 08021 | 1.5 | 0 | 2017 | 9999 |  |  | N | Solar | [13 empty] | 0 | 0 | 0 | 0 | [11 empty] | Clean Energy Collective LLC | 100 | Clean Energy Collective LLC | 100
Arapahoe 3 Community Solar Array | 60724_G_ARAP3 | 60724 | G | ARAP3 |  | Solar PV |  | WECC_CO | Colorado | 8 | Arapahoe | 5 | 08005 | 1.8 | 0 | 2017 | 9999 |  |  | N | Solar | [13 empty] | 0 | 0 | 0 | 0 | [11 empty] | Clean Energy Collective LLC | 100 | Clean Energy Collective LLC | 100
Xcel Adams 2 Community Solar Array | 60725_G_ADCO2 | 60725 | G | ADCO2 |  | Solar PV |  | WECC_CO | Colorado | 8 | Adams | 1 | 08001 | 1.5 | 0 | 2017 | 9999 |  |  | N | Solar | [13 empty] | 0 | 0 | 0 | 0 | [11 empty] | Clean Energy Collective LLC | 100 | Clean Energy Collective LLC | 100
Xcel Adams 1 Community Solar Array | 60726_G_ADCO1 | 60726 | G | ADCO1 |  | Solar PV |  | WECC_CO | Colorado | 8 | Adams | 1 | 08001 | 1.8 | 0 | 2017 | 9999 |  |  | N | Solar | [13 empty] | 0 | 0 | 0 | 0 | [11 empty] | Clean Energy Collective LLC | 100 | Clean Energy Collective LLC | 100
East Orange Solar | 60727_G_PV1 | 60727 | G | PV1 |  | Solar PV |  | PJM_EMAC | New Jersey | 34 | Essex | 13 | 34013 | 4 | 0 | 2015 | 9999 |  |  | N | Solar | [13 empty] | 0 | 0 | 0 | 0 | [11 empty] | Marina Energy LLC | 100 | Goldman Sachs Group Inc (The) | 100
Howell Solar | 60728_G_PV1 | 60728 | G | PV1 |  | Solar PV |  | PJM_EMAC | New Jersey | 34 | Monmouth | 25 | 34025 | 5.7 | 0 | 2016 | 9999 |  |  | N | Solar | [13 empty] | 0 | 0 | 0 | 0 | [11 empty] | Effisolar Energy Corp | 100 | Effisolar Energy Corp | 100
Raritan Solar | 60729_G_PV1 | 60729 | G | PV1 |  | Solar PV |  | PJM_EMAC | New Jersey | 34 | Hunterdon | 19 | 34019 | 7.4 | 0 | 2016 | 9999 |  |  | N | Solar | [13 empty] | 0 | 0 | 0 | 0 | [11 empty] | Marina Energy LLC | 100 | Goldman Sachs Group Inc (The) | 100
Bridgewater Solar CSG | 60730_G_PV1 | 60730 | G | PV1 |  | Solar PV |  | NENGREST | Massachusetts | 25 | Plymouth | 23 | 25023 | 2 | 0 | 2015 | 9999 |  |  | N | Solar | [13 empty] | 0 | 0 | 0 | 0 | [11 empty] | Marina Energy LLC | 100 | Goldman Sachs Group Inc (The) | 100
Bridgewater Solar CSG | 60730_G_PV2 | 60730 | G | PV2 |  | Solar PV |  | NENGREST | Massachusetts | 25 | Plymouth | 23 | 25023 | 1 | 0 | 2015 | 9999 |  |  | N | Solar | [13 empty] | 0 | 0 | 0 | 0 | [11 empty] | Marina Energy LLC | 100 | Goldman Sachs Group Inc (The) | 100
Holliston Solar CSG | 60731_G_PV1 | 60731 | G | PV1 |  | Solar PV |  | NENGREST | Massachusetts | 25 | Middlesex | 17 | 25017 | 1 | 0 | 2015 | 9999 |  |  | N | Solar | [13 empty] | 0 | 0 | 0 | 0 | [11 empty] | Marina Energy LLC | 100 | Goldman Sachs Group Inc (The) | 100
Frankford Solar | 60732_G_PV1 | 60732 | G | PV1 |  | Solar PV |  | PJM_EMAC | New Jersey | 34 | Sussex | 37 | 34037 | 7.3 | 0 | 2012 | 9999 |  |  | N | Solar | [13 empty] | 0 | 0 | 0 | 0 | [11 empty] | Marina Energy LLC | 100 | Goldman Sachs Group Inc (The) | 100
Brickyard Solar | 60733_G_PV1 | 60733 | G | PV1 |  | Solar PV |  | PJM_EMAC | New Jersey | 34 | Monmouth | 25 | 34025 | 1.5 | 0 | 2015 | 9999 |  |  | N | Solar | [13 empty] | 0 | 0 | 0 | 0 | [11 empty] | Brickyard LLC | 100 | Brickyard LLC | 100
Bordentown Solar | 60734_G_PV1 | 60734 | G | PV1 |  | Solar PV |  | PJM_EMAC | New Jersey | 34 | Burlington | 5 | 34005 | 6.7 | 0 | 2015 | 9999 |  |  | N | Solar | [13 empty] | 0 | 0 | 0 | 0 | [11 empty] | Marina Energy LLC | 100 | Goldman Sachs Group Inc (The) | 100
Longview Solar | 60735_G_PV1 | 60735 | G | PV1 |  | Solar PV |  | PJM_EMAC | Maryland | 24 | Wicomico | 45 | 24045 | 12.5 | 0 | 2016 | 9999 |  |  | N | Solar | [13 empty] | 0 | 0 | 0 | 0 | [11 empty] | Longview Solar LLC | 100 | Longview Solar LLC | 100
Wilmington Solar | 60736_G_PV1 | 60736 | G | PV1 |  | Solar PV |  | NENGREST | Massachusetts | 25 | Middlesex | 17 | 25017 | 1.8 | 0 | 2015 | 9999 |  |  | N | Solar | [13 empty] | 0 | 0 | 0 | 0 | [11 empty] | Marina Energy LLC | 100 | Goldman Sachs Group Inc (The) | 100
Church Hill | 60737_G_PV1 | 60737 | G | PV1 |  | Solar PV |  | PJM_EMAC | Maryland | 24 | Queen Annes | 35 | 24035 | 5.6 | 0 | 2016 | 9999 |  |  | N | Solar | [13 empty] | 0 | 0 | 0 | 0 | [11 empty] | Church Hill Solar Farm LLC | 100 | Church Hill Solar Farm LLC | 100
Fall River Solar CSG | 60738_G_PV1 | 60738 | G | PV1 |  | Solar PV |  | NENGREST | Massachusetts | 25 | Bristol | 5 | 25005 | 2 | 0 | 2013 | 9999 |  |  | N | Solar | [13 empty] | 0 | 0 | 0 | 0 | [11 empty] | Fall River Innovation Solar LLC | 100 | Gehrlicher Solar America Corp | 100
DSM Solar | 60739_G_PV1 | 60739 | G | PV1 |  | Solar PV |  | PJM_EMAC | New Jersey | 34 | Warren | 41 | 34041 | 4 | 0 | 2014 | 9999 |  |  | N | Solar | [13 empty] | 0 | 0 | 0 | 0 | [11 empty] | Marina Energy LLC | 100 | Goldman Sachs Group Inc (The) | 100
Pittsgrove Solar | 60740_G_PV1 | 60740 | G | PV1 |  | Solar PV |  | PJM_EMAC | New Jersey | 34 | Salem | 33 | 34033 | 2 | 0 | 2014 | 9999 |  |  | N | Solar | [13 empty] | 0 | 0 | 0 | 0 | [11 empty] | Pittsgrove Solar LLC | 100 | Goldman Sachs Group Inc (The) | 100
Old Midville Solar | 60741_G_OMD | 60741 | G | OMD |  | Solar PV |  | S_SOU | Georgia | 13 | Jenkins | 165 | 13165 | 19.7 | 0 | 2016 | 9999 |  |  | N | Solar | [13 empty] | 0 | 0 | 0 | 0 | [11 empty] | Citizens Solar Holdings VI LLC | 100 | Citizens Enterprises Corp | 100
Argonne National Laboratory CHP | 60742_G_CHP | 60742 | G | CHP |  | Combustion Turbine |  | PJM_COMD | Illinois | 17 | DuPage | 43 | 17043 | 4.7 | 10629 | 2016 | 2045 |  |  | Y | Natural Gas | [13 empty] | 0.011 | 0.011 | 0.011 | 0.011 | [11 empty] | Argonne National Laboratory | 100 | Argonne National Laboratory | 100
Rattlesnake Power, LLC | 60743_G_WT1 | 60743 | G | WT1 |  | Onshore Wind |  | ERC_REST | Texas | 48 | McCulloch | 307 | 48307 | 160 | 0 | 2018 | 9999 |  |  | N | Wind | [13 empty] | 0 | 0 | 0 | 0 | [11 empty] | Rattlesnake Power LLC | 100 | Goldwind Science & Technology Co Ltd | 100
SEPV Imperial Dixieland West | 60744_G_SESI2 | 60744 | G | SESI2 |  | Solar PV |  | WECC_IID | California | 6 | Imperial | 25 | 06025 | 2.9 | 0 | 2016 | 9999 |  |  | N | Solar | [13 empty] | 0 | 0 | 0 | 0 | [11 empty] | SEPV Imperial LLC | 100 | AES Corp (The) | 100
SEPV Imperial Dixieland East | 60745_G_SESI1 | 60745 | G | SESI1 |  | Solar PV |  | WECC_IID | California | 6 | Imperial | 25 | 06025 | 1.9 | 0 | 2016 | 9999 |  |  | N | Solar | [13 empty] | 0 | 0 | 0 | 0 | [11 empty] | SEPV Imperial LLC | 100 | AES Corp (The) | 100
Silvi Gibraltar Rock | 60746_G_08502 | 60746 | G | 08502 |  | Solar PV |  | PJM_EMAC | New Jersey | 34 | Somerset | 35 | 34035 | 3 | 0 | 2016 | 9999 |  |  | N | Solar | [13 empty] | 0 | 0 | 0 | 0 | [11 empty] | Clean Capital Partners LLC | 100 | Clean Capital Partners LLC | 100
Seabrook Village | 60747_G_07724 | 60747 | G | 07724 |  | Solar PV |  | PJM_EMAC | New Jersey | 34 | Monmouth | 25 | 34025 | 3.1 | 0 | 2016 | 9999 |  |  | N | Solar | [13 empty] | 0 | 0 | 0 | 0 | [11 empty] | Clean Capital Partners LLC | 100 | Clean Capital Partners LLC | 100
Simcoe Solar | 60748_G_IDSS | 60748 | G | IDSS |  | Solar PV |  | WECC_ID | Idaho | 16 | Elmore | 39 | 16039 | 20 | 0 | 2017 | 9999 |  |  | N | Solar | [13 empty] | 0 | 0 | 0 | 0 | [11 empty] | Simcoe Solar LLC | 100 | Capital Dynamics | 100
Osawatomie Power Plant South Sub | 60750_G_CAT4 | 60750 | G | CAT4 |  | Combustion Turbine | IC Engine | SPP_N | Kansas | 20 | Miami | 121 | 20121 | 2 | 10745 | 2017 | 9999 |  |  | N | Distillate Fuel Oil | [13 empty] | 1.6498 | 1.6498 | 1.6498 | 1.6498 | [11 empty] | Osawatomie KS (City of) | 100 | Osawatomie KS (City of) | 100
Osawatomie Power Plant South Sub | 60750_G_CAT5 | 60750 | G | CAT5 |  | Combustion Turbine | IC Engine | SPP_N | Kansas | 20 | Miami | 121 | 20121 | 2 | 11334 | 2017 | 9999 |  |  | N | Distillate Fuel Oil | [13 empty] | 1.6498 | 1.6498 | 1.6498 | 1.6498 | [11 empty] | Osawatomie KS (City of) | 100 | Osawatomie KS (City of) | 100
Osawatomie Power Plant South Sub | 60750_G_CAT6 | 60750 | G | CAT6 |  | Combustion Turbine | IC Engine | SPP_N | Kansas | 20 | Miami | 121 | 20121 | 2 | 11334 | 2017 | 9999 |  |  | N | Distillate Fuel Oil | [13 empty] | 1.6498 | 1.6498 | 1.6498 | 1.6498 | [11 empty] | Osawatomie KS (City of) | 100 | Osawatomie KS (City of) | 100
Osawatomie Power Plant North Sub | 60751_G_CAT1 | 60751 | G | CAT1 |  | Combustion Turbine | IC Engine | SPP_N | Kansas | 20 | Miami | 121 | 20121 | 2 | 10745 | 2018 | 9999 |  |  | N | Distillate Fuel Oil | [13 empty] | 1.6498 | 1.6498 | 1.6498 | 1.6498 | [11 empty] | Osawatomie KS (City of) | 100 | Osawatomie KS (City of) | 100
Osawatomie Power Plant North Sub | 60751_G_CAT2 | 60751 | G | CAT2 |  | Combustion Turbine | IC Engine | SPP_N | Kansas | 20 | Miami | 121 | 20121 | 2 | 10745 | 2018 | 9999 |  |  | N | Distillate Fuel Oil | [13 empty] | 1.6498 | 1.6498 | 1.6498 | 1.6498 | [11 empty] | Osawatomie KS (City of) | 100 | Osawatomie KS (City of) | 100
Osawatomie Power Plant North Sub | 60751_G_CAT3 | 60751 | G | CAT3 |  | Combustion Turbine | IC Engine | SPP_N | Kansas | 20 | Miami | 121 | 20121 | 2 | 10745 | 2018 | 9999 |  |  | N | Distillate Fuel Oil | [13 empty] | 1.6498 | 1.6498 | 1.6498 | 1.6498 | [11 empty] | Osawatomie KS (City of) | 100 | Osawatomie KS (City of) | 100
Gloucester Community College Solar | 60752_G_PV1 | 60752 | G | PV1 |  | Solar PV |  | PJM_EMAC | New Jersey | 34 | Gloucester | 15 | 34015 | 2.2 | 0 | 2014 | 9999 |  |  | N | Solar | [13 empty] | 0 | 0 | 0 | 0 | [11 empty] | Marina Energy LLC | 100 | Goldman Sachs Group Inc (The) | 100
Shirley Landfill | 60753_G_PV1 | 60753 | G | PV1 |  | Solar PV |  | NENGREST | Massachusetts | 25 | Middlesex | 17 | 25017 | 1 | 0 | 2017 | 9999 |  |  | N | Solar | [13 empty] | 0 | 0 | 0 | 0 | [11 empty] | Altus Power America Inc | 100 | Altus Power America Management LLC | 100
DDR Shoppers World | 60754_G_PV1 | 60754 | G | PV1 |  | Solar PV |  | NENGREST | Massachusetts | 25 | Middlesex | 17 | 25017 | 1.3 | 0 | 2017 | 9999 |  |  | N | Solar | [13 empty] | 0 | 0 | 0 | 0 | [11 empty] | SW MA Solar LLC | 100 | Altus Power America Management LLC | 100
Spartan | 60755_G_PV1 | 60755 | G | PV1 |  | Solar PV |  | PJM_EMAC | New Jersey | 34 | Burlington | 5 | 34005 | 8.3 | 0 | 2017 | 9999 |  |  | N | Solar | [13 empty] | 0 | 0 | 0 | 0 | [11 empty] | North Hanover Solar W2 082 LLC | 100 | Effisolar Energy Corp | 100
Meadow Solar | 60756_G_PV1 | 60756 | G | PV1 |  | Solar PV |  | NENGREST | Massachusetts | 25 | Suffolk | 25 | 25025 | 3 | 0 | 2016 | 9999 |  |  | N | Solar | [13 empty] | 0 | 0 | 0 | 0 | [11 empty] | MD MA Solar LLC | 100 | Altus Power America Management LLC | 100
Cedarville CSG | 60757_G_PV1 | 60757 | G | PV1 |  | Solar PV |  | NENGREST | Massachusetts | 25 | Plymouth | 23 | 25023 | 0.5 | 0 | 2017 | 9999 |  |  | N | Solar | [13 empty] | 0 | 0 | 0 | 0 | [11 empty] | Altus Power America Management LLC | 100 | Altus Power America Management LLC | 100
Cedarville CSG | 60757_G_PV2 | 60757 | G | PV2 |  | Solar PV |  | NENGREST | Massachusetts | 25 | Plymouth | 23 | 25023 | 1 | 0 | 2017 | 9999 |  |  | N | Solar | [13 empty] | 0 | 0 | 0 | 0 | [11 empty] | Altus Power America Management LLC | 100 | Altus Power America Management LLC | 100
Cedarville CSG | 60757_G_PV3 | 60757 | G | PV3 |  | Solar PV |  | NENGREST | Massachusetts | 25 | Plymouth | 23 | 25023 | 1 | 0 | 2017 | 9999 |  |  | N | Solar | [13 empty] | 0 | 0 | 0 | 0 | [11 empty] | Altus Power America Management LLC | 100 | Altus Power America Management LLC | 100
Millikan BESS | 60760_G_PE101 | 60760 | G | PE101 |  | Energy Storage |  | WECC_SCE | California | 6 | Orange | 59 | 06059 | 2 | 0 | 2016 | 9999 |  |  | N | Energy Storage | [13 empty] | 0 | 0 | 0 | 0 | [11 empty] | PPA Grand Johanna LLC | 100 | Powin Energy Corp | 100
Roper Farm, LLC | 60761_G_1 | 60761 | G | 1 |  | Solar PV |  | S_VACA | North Carolina | 37 | Cleveland | 45 | 37045 | 5 | 0 | 2015 | 9999 |  |  | N | Solar | [13 empty] | 0 | 0 | 0 | 0 | [11 empty] | Solar Management Services LLC | 100 | Solar Management Services LLC | 100
Pfizer Peapack Solar | 60762_G_07934 | 60762 | G | 07934 |  | Solar PV |  | PJM_EMAC | New Jersey | 34 | Somerset | 35 | 34035 | 6.2 | 0 | 2016 | 9999 |  |  | N | Solar | [13 empty] | 0 | 0 | 0 | 0 | [11 empty] | Clean Capital Partners LLC | 100 | Clean Capital Partners LLC | 100
Holland Solar | 60763_G_PV1 | 60763 | G | PV1 |  | Solar PV |  | PJM_EMAC | New Jersey | 34 | Hunterdon | 19 | 34019 | 2.6 | 0 | 2015 | 9999 |  |  | N | Solar | [13 empty] | 0 | 0 | 0 | 0 | [11 empty] | Marina Energy LLC | 100 | Goldman Sachs Group Inc (The) | 100
Victory Solar LLC | 60764_G_PV1 | 60764 | G | PV1 |  | Solar PV |  | WECC_CO | Colorado | 8 | Adams | 1 | 08001 | 12.8 | 0 | 2016 | 9999 |  |  | N | Solar | [13 empty] | 0 | 0 | 0 | 0 | [11 empty] | Victory Solar LLC | 100 | Duke Energy Corp | 100
L'Oreal Franklin | 60765_G_PV1 | 60765 | G | PV1 |  | Solar PV |  | PJM_EMAC | New Jersey | 34 | Somerset | 35 | 34035 | 1.2 | 0 | 2012 | 9999 |  |  | N | Solar | [13 empty] | 0 | 0 | 0 | 0 | [11 empty] | Marina Energy LLC | 100 | Goldman Sachs Group Inc (The) | 100
L'Oreal Monmouth | 60766_G_PV1 | 60766 | G | PV1 |  | Solar PV |  | PJM_EMAC | New Jersey | 34 | Monmouth | 25 | 34025 | 2 | 0 | 2013 | 9999 |  |  | N | Solar | [13 empty] | 0 | 0 | 0 | 0 | [11 empty] | Marina Energy LLC | 100 | Goldman Sachs Group Inc (The) | 100
Gila River Power Block 2 | 60768_G_CTG3 | 60768 | G | CTG3 |  | Combined Cycle |  | WECC_AZ | Arizona | 4 | Maricopa | 13 | 04013 | 146 | 7474 | 2003 | 9999 |  |  | N | Natural Gas |  |  |  |  | SCR | [8 empty] | 0.00756 | 0.00756 | 0.00756 | 0.00756 | [11 empty] | CXA Sundevil II Inc | 100 | Beal Bank USA | 100
Gila River Power Block 2 | 60768_G_CTG4 | 60768 | G | CTG4 |  | Combined Cycle |  | WECC_AZ | Arizona | 4 | Maricopa | 13 | 04013 | 146 | 7474 | 2003 | 9999 |  |  | N | Natural Gas |  |  |  |  | SCR | [8 empty] | 0.00756 | 0.00756 | 0.00756 | 0.00756 | [11 empty] | CXA Sundevil II Inc | 100 | Beal Bank USA | 100
Gila River Power Block 2 | 60768_G_ST10 | 60768 | G | ST10 |  | Combined Cycle |  | WECC_AZ | Arizona | 4 | Maricopa | 13 | 04013 | 223 | 7474 | 2003 | 9999 |  |  | N | Natural Gas |  |  |  | LNB + NH3 | SCR | [8 empty] | 0.00756 | 0.00756 | 0.00756 | 0.00756 | [11 empty] | CXA Sundevil II Inc | 100 | Beal Bank USA | 100
Lower Cape May HS | 60769_G_PV1 | 60769 | G | PV1 |  | Solar PV |  | PJM_EMAC | New Jersey | 34 | Cape May | 9 | 34009 | 1.5 | 0 | 2012 | 9999 |  |  | N | Solar | [13 empty] | 0 | 0 | 0 | 0 | [11 empty] | Marina Energy LLC | 100 | Goldman Sachs Group Inc (The) | 100
Timber Creek HS | 60771_G_PV1 | 60771 | G | PV1 |  | Solar PV |  | PJM_EMAC | New Jersey | 34 | Camden | 7 | 34007 | 1.3 | 0 | 2013 | 9999 |  |  | N | Solar | [13 empty] | 0 | 0 | 0 | 0 | [11 empty] | Marina Energy LLC | 100 | Goldman Sachs Group Inc (The) | 100
Adams Ave MS and HS | 60772_G_PVMS | 60772 | G | PVMS |  | Solar PV |  | PJM_EMAC | New Jersey | 34 | Atlantic | 1 | 34001 | 1.5 | 0 | 2011 | 9999 |  |  | N | Solar | [13 empty] | 0 | 0 | 0 | 0 | [11 empty] | Marina Energy LLC | 100 | Goldman Sachs Group Inc (The) | 100
Adams Ave MS and HS | 60772_G_PVHS | 60772 | G | PVHS |  | Solar PV |  | PJM_EMAC | New Jersey | 34 | Atlantic | 1 | 34001 | 1.5 | 0 | 2012 | 9999 |  |  | N | Solar | [13 empty] | 0 | 0 | 0 | 0 | [11 empty] | Marina Energy LLC | 100 | Goldman Sachs Group Inc (The) | 100
Phantom Solar | 60774_G_GEN1 | 60774 | G | GEN1 |  | Solar PV |  | ERC_REST | Texas | 48 | Bell | 27 | 48027 | 15.4 | 0 | 2017 | 9999 |  |  | N | Solar | [13 empty] | 0 | 0 | 0 | 0 | [11 empty] | Phantom Solar LLC | 100 | Apex Clean Energy Inc | 100
Deerfield CSG Solar | 60775_G_PV1 | 60775 | G | PV1 |  | Solar PV |  | NENGREST | Massachusetts | 25 | Franklin | 11 | 25011 | 6 | 0 | 2017 | 9999 |  |  | N | Solar | [13 empty] | 0 | 0 | 0 | 0 | [11 empty] | LSDP 11 LLC | 100 | LSDP 11 LLC | 100
Community Foodbank of NJ | 60776_G_FDBNK | 60776 | G | FDBNK |  | Solar PV |  | PJM_EMAC | New Jersey | 34 | Union | 39 | 34039 | 1.1 | 0 | 2012 | 9999 |  |  | N | Solar | [13 empty] | 0 | 0 | 0 | 0 | [11 empty] | Public Service Electric & Gas Co | 100 | Public Service Enterprise Group Inc | 100
Hew Fulton Farm, LLC | 60778_G_1 | 60778 | G | 1 |  | Solar PV |  | S_VACA | North Carolina | 37 | Scotland | 165 | 37165 | 5 | 0 | 2015 | 9999 |  |  | N | Solar | [13 empty] | 0 | 0 | 0 | 0 | [11 empty] | Hew Fulton Farm LLC | 100 | Strata Solar LLC | 100
McGoogan Farm, LLC | 60779_G_1 | 60779 | G | 1 |  | Solar PV |  | S_VACA | North Carolina | 37 | Robeson | 155 | 37155 | 5 | 0 | 2015 | 9999 |  |  | N | Solar | [13 empty] | 0 | 0 | 0 | 0 | [11 empty] | Mcgoogan Farm LLC | 100 | Strata Solar LLC | 100
Royal Wine Corp Solar Power Plant | 60781_G_PV1 | 60781 | G | PV1 |  | Solar PV |  | PJM_EMAC | New Jersey | 34 | Hudson | 17 | 34017 | 1 | 0 | 2011 | 9999 |  |  | N | Solar | [13 empty] | 0 | 0 | 0 | 0 | [11 empty] | Royal Wine Corp | 100 | Royal Wine Corp | 100
Barnhill Road Solar, LLC | 60782_G_1 | 60782 | G | 1 |  | Solar PV |  | PJM_Dom | North Carolina | 37 | Pasquotank | 139 | 37139 | 3.1 | 0 | 2016 | 9999 |  |  | N | Solar | [13 empty] | 0 | 0 | 0 | 0 | [11 empty] | Barnhill Road Solar LLC | 100 | SunEnergy 1 LLC | 100
Leggett Solar, LLC | 60783_G_1 | 60783 | G | 1 |  | Solar PV |  | S_VACA | North Carolina | 37 | Edgecombe | 65 | 37065 | 5 | 0 | 2016 | 9999 |  |  | N | Solar | [13 empty] | 0 | 0 | 0 | 0 | [11 empty] | Leggett Solar LLC | 100 | SunEnergy 1 LLC | 100
Jersey Holdings | 60784_G_PV1 | 60784 | G | PV1 |  | Solar PV |  | S_VACA | North Carolina | 37 | Robeson | 155 | 37155 | 5 | 0 | 2017 | 9999 |  |  | N | Solar | [13 empty] | 0 | 0 | 0 | 0 | [11 empty] | Jersey Holdings LLC | 100 | Birdseye Renewable Energy | 100
Tungsten Mountain | 60785_G_UNIT1 | 60785 | G | UNIT1 |  | Geothermal |  | WECC_NNV | Nevada | 32 | Churchill | 1 | 32001 | 37 | 9771 | 2017 | 9999 |  |  | N | Geothermal | [13 empty] | 0 | 0 | 0 | 0 | 0.4563 | 0.4563 | 0.4563 | [8 empty] | ORNI 43 LLC | 100 | Ormat Technologies Inc | 100
Tungsten Mountain | 60785_G_TMSOL | 60785 | G | TMSOL |  | Solar PV |  | WECC_NNV | Nevada | 32 | Churchill | 1 | 32001 | 7.3 | 0 | 2019 | 9999 |  |  | N | Solar | [13 empty] | 0 | 0 | 0 | 0 | [11 empty] | ORNI 43 LLC | 100 | Ormat Technologies Inc | 100
Williamston Speight Solar, LLC | 60787_G_SPGHT | 60787 | G | SPGHT |  | Solar PV |  | PJM_Dom | North Carolina | 37 | Martin | 117 | 37117 | 15 | 0 | 2016 | 9999 |  |  | N | Solar | [13 empty] | 0 | 0 | 0 | 0 | [11 empty] | Williamston Speight Solar LLC | 100 | SunEnergy 1 LLC | 100
Suwannee Solar Facility | 60788_G_XXXXX | 60788 | G | XXXXX |  | Solar PV |  | FRCC | Florida | 12 | Suwannee | 121 | 12121 | 8.8 | 0 | 2017 | 9999 |  |  | N | Solar | [13 empty] | 0 | 0 | 0 | 0 | [11 empty] | Duke Energy Florida | 100 | Duke Energy Corp | 100
Bluebell Solar | 60789_G_UNIT1 | 60789 | G | UNIT1 |  | Solar PV |  | ERC_WEST | Texas | 48 | Sterling | 431 | 48431 | 30 | 0 | 2018 | 9999 |  |  | N | Solar | [13 empty] | 0 | 0 | 0 | 0 | [11 empty] | Bluebell Solar LLC | 100 | NextEra Energy Inc | 100
PVN Milliken, LLC | 60790_G_PV | 60790 | G | PV |  | Solar PV |  | WECC_SCE | California | 6 | San Bernardino | 71 | 06071 | 3 | 0 | 2017 | 9999 |  |  | N | Solar | [13 empty] | 0 | 0 | 0 | 0 | [11 empty] | San Bernardino County (CA) | 100 | San Bernardino County (CA) | 100
SunAnza | 60791_G_ANZA1 | 60791 | G | ANZA1 |  | Solar PV |  | WECC_SCE | California | 6 | Riverside | 65 | 06065 | 2 | 0 | 2017 | 9999 |  |  | N | Solar | [13 empty] | 0 | 0 | 0 | 0 | [11 empty] | Arizona Electric Power Coop Inc | 100 | Arizona Electric Power Coop Inc | 100
CC Landfill Energy, LLC | 60792_G_GT1 | 60792 | G | GT1 |  | Landfill Gas |  | WECC_SNV | Nevada | 32 | Clark | 3 | 32003 | 3.3 | 17500 | 2012 | 9999 |  |  | N | Landfill Gas | [13 empty] | 0.22117 | 0.22117 | 0.22117 | 0.22117 | [11 empty] | CC Landfill Energy LLC | 100 | Goldman Sachs Group Inc (The) | 100
CC Landfill Energy, LLC | 60792_G_GT2 | 60792 | G | GT2 |  | Landfill Gas |  | WECC_SNV | Nevada | 32 | Clark | 3 | 32003 | 3.3 | 17500 | 2012 | 9999 |  |  | N | Landfill Gas | [13 empty] | 0.22117 | 0.22117 | 0.22117 | 0.22117 | [11 empty] | CC Landfill Energy LLC | 100 | Goldman Sachs Group Inc (The) | 100
Eichtens Community Solar | 60795_G_SO228 | 60795 | G | SO228 |  | Solar PV |  | MIS_MNWI | Minnesota | 27 | Chisago | 25 | 27025 | 3.9 | 0 | 2016 | 9999 |  |  | N | Solar | [13 empty] | 0 | 0 | 0 | 0 | [11 empty] | Terraform Power Inc | 100 | Brookfield Asset Management Inc | 100
Red Wing Community Solar | 60796_G_SO234 | 60796 | G | SO234 |  | Solar PV |  | MIS_MNWI | Minnesota | 27 | Goodhue | 49 | 27049 | 4.9 | 0 | 2016 | 9999 |  |  | N | Solar | [13 empty] | 0 | 0 | 0 | 0 | [11 empty] | Red Wing MN LLC | 100 | WGL Holdings Inc | 100
Lake Forest Hospital | 60797_G_GEN1 | 60797 | G | GEN1 |  | Combustion Turbine | IC Engine | PJM_COMD | Illinois | 17 | Lake | 97 | 17097 | 3.2 | 10745 | 1996 | 2045 |  |  | N | Natural Gas | [13 empty] | 1.061 | 1.061 | 1.061 | 1.061 | [11 empty] | Lake Forest Hospital | 100 | Lake Forest Hospital | 100
South Atlantic Services Solar Farm I | 60798_G_PV1 | 60798 | G | PV1 |  | Solar PV |  | S_VACA | North Carolina | 37 | New Hanover | 129 | 37129 | 1.6 | 0 | 2013 | 9999 |  |  | N | Solar | [13 empty] | 0 | 0 | 0 | 0 | [11 empty] | South Atlantic Services Inc | 100 | South Atlantic Services Inc | 100
Iron Horse Solar 4, LLC | 60799_G_PV1 | 60799 | G | PV1 |  | Solar PV |  | NENGREST | Massachusetts | 25 | Middlesex | 17 | 25017 | 4.5 | 0 | 2017 | 9999 |  |  | N | Solar | [13 empty] | 0 | 0 | 0 | 0 | [11 empty] | Iron Horse Solar 4 LLC | 100 | Soltage LLC | 100
Catawba Solar LLC | 60800_G_PV1 | 60800 | G | PV1 |  | Solar PV |  | S_VACA | North Carolina | 37 | Rowan | 159 | 37159 | 2 | 0 | 2016 | 9999 |  |  | N | Solar | [13 empty] | 0 | 0 | 0 | 0 | [11 empty] | Catawba Solar LLC | 100 | OF Solutions LLC | 100
BHE Pueblo 2 Community Solar Array | 60801_G_PUEB2 | 60801 | G | PUEB2 |  | Solar PV |  | WECC_CO | Colorado | 8 | Pueblo | 101 | 08101 | 1.5 | 0 | 2018 | 9999 |  |  | N | Solar | [13 empty] | 0 | 0 | 0 | 0 | [11 empty] | Clean Energy Collective LLC | 100 | Clean Energy Collective LLC | 100
Gemini Technologies Services, Inc. Solar | 60804_G_DBGAT | 60804 | G | DBGAT |  | Solar PV |  | PJM_EMAC | New Jersey | 34 | Morris | 27 | 34027 | 1.2 | 0 | 2013 | 9999 |  |  | N | Solar | [13 empty] | 0 | 0 | 0 | 0 | [11 empty] | Gemini Technologies Services Inc Solar | 100 | Gemini Technologies Services Inc Solar | 100
Beaver Run | 60805_G_BRUN1 | 60805 | G | BRUN1 |  | Solar PV |  | PJM_EMAC | New Jersey | 34 | Sussex | 37 | 34037 | 7.4 | 0 | 2015 | 9999 |  |  | N | Solar | [13 empty] | 0 | 0 | 0 | 0 | [11 empty] | Shotco Energy LLC | 100 | Shotco Energy LLC | 100
North Bergen Solar | 60806_G_PV1 | 60806 | G | PV1 |  | Solar PV |  | PJM_EMAC | New Jersey | 34 | Hudson | 17 | 34017 | 1.7 | 0 | 2016 | 9999 |  |  | N | Solar | [13 empty] | 0 | 0 | 0 | 0 | [11 empty] | Hartz Solar LLC | 100 | Hartz Mountain Industries Inc | 100
US Foods Solar | 60808_G_USFDS | 60808 | G | USFDS |  | Solar PV |  | PJM_EMAC | New Jersey | 34 | Middlesex | 23 | 34023 | 6 | 0 | 2012 | 9999 |  |  | N | Solar | [13 empty] | 0 | 0 | 0 | 0 | [11 empty] | Vanguard Energy Services LLC | 100 | Vanguard Energy Systems LLC | 100
Summit Water Nexus Mt. Holly, LLC Solar | 60809_G_MHWWT | 60809 | G | MHWWT |  | Solar PV |  | PJM_EMAC | New Jersey | 34 | Burlington | 5 | 34005 | 1 | 0 | 2013 | 9999 |  |  | N | Solar | [13 empty] | 0 | 0 | 0 | 0 | [11 empty] | Summit Water Nexus Mount Holly LLC | 100 | Summit Water Nexus Mount Holly LLC | 100
Sabert Solar | 60810_G_SABER | 60810 | G | SABER |  | Solar PV |  | PJM_EMAC | New Jersey | 34 | Middlesex | 23 | 34023 | 2.1 | 0 | 2011 | 9999 |  |  | N | Solar | [13 empty] | 0 | 0 | 0 | 0 | [11 empty] | Vanguard Energy Services LLC | 100 | Vanguard Energy Systems LLC | 100
Cloverdale Solar Center | 60813_G_ECA02 | 60813 | G | ECA02 |  | Solar PV |  | WEC_CALN | California | 6 | Sonoma | 97 | 06097 | 1 | 0 | 2019 | 9999 |  |  | N | Solar | [13 empty] | 0 | 0 | 0 | 0 | [11 empty] | Cloverdale Solar 2 LLC | 100 | BAP Power Corp | 100
Hampshire College Hybrid | 60815_G_BA1 | 60815 | G | BA1 |  | Energy Storage |  | NENGREST | Massachusetts | 25 | Hampshire | 15 | 25015 | 0.5 | 0 | 2017 | 9999 |  |  | N | Energy Storage | [13 empty] | 0 | 0 | 0 | 0 | [11 empty] | SolarCity Corp | 100 | Tesla Inc | 100
Hampshire College Hybrid | 60815_G_BA2 | 60815 | G | BA2 |  | Energy Storage |  | NENGREST | Massachusetts | 25 | Hampshire | 15 | 25015 | 0.5 | 0 | 2017 | 9999 |  |  | N | Energy Storage | [13 empty] | 0 | 0 | 0 | 0 | [11 empty] | SolarCity Corp | 100 | Tesla Inc | 100
Hampshire College Hybrid | 60815_G_PV1 | 60815 | G | PV1 |  | Solar PV |  | NENGREST | Massachusetts | 25 | Hampshire | 15 | 25015 | 1.7 | 0 | 2017 | 9999 |  |  | N | Solar | [13 empty] | 0 | 0 | 0 | 0 | [11 empty] | SolarCity Corp | 100 | Tesla Inc | 100
Hampshire College Hybrid | 60815_G_PV2 | 60815 | G | PV2 |  | Solar PV |  | NENGREST | Massachusetts | 25 | Hampshire | 15 | 25015 | 1.7 | 0 | 2017 | 9999 |  |  | N | Solar | [13 empty] | 0 | 0 | 0 | 0 | [11 empty] | SolarCity Corp | 100 | Tesla Inc | 100
Town of Lexington Solar | 60816_G_PV1 | 60816 | G | PV1 |  | Solar PV |  | NENGREST | Massachusetts | 25 | Middlesex | 17 | 25017 | 1.6 | 0 | 2017 | 9999 |  |  | N | Solar | [13 empty] | 0 | 0 | 0 | 0 | [11 empty] | SolarCity Corp | 100 | Tesla Inc | 100
Sullivan County - Adult Care Solar | 60817_G_PV1 | 60817 | G | PV1 |  | Solar PV |  | NY_Z_G-I | New York | 36 | Sullivan | 105 | 36105 | 2 | 0 | 2017 | 9999 |  |  | N | Solar | [13 empty] | 0 | 0 | 0 | 0 | [11 empty] | SolarCity Corp | 100 | Tesla Inc | 100
Oswego County - Fulton Solar | 60818_G_PV1 | 60818 | G | PV1 |  | Solar PV |  | NY_Z_C&E | New York | 36 | Oswego | 75 | 36075 | 2 | 0 | 2018 | 9999 |  |  | N | Solar | [13 empty] | 0 | 0 | 0 | 0 | [11 empty] | Weisshorn Solar I LLC | 100 | Weisshorn Solar I LLC | 100
Jefferson-Lewis BOCES Solar | 60819_G_PV1 | 60819 | G | PV1 |  | Solar PV |  | NY_Z_C&E | New York | 36 | Jefferson | 45 | 36045 | 2 | 0 | 2017 | 9999 |  |  | N | Solar | [13 empty] | 0 | 0 | 0 | 0 | [11 empty] | Cypress Creek Renewables LLC | 100 | Cypress Creek Holdings LLC | 100
Montgomery County Correctional Facility | 60820_G_PV1 | 60820 | G | PV1 |  | Solar PV |  | PJM_SMAC | Maryland | 24 | Montgomery | 31 | 24031 | 1.4 | 0 | 2017 | 9999 |  |  | N | Solar | [13 empty] | 0 | 0 | 0 | 0 | [11 empty] | SolarCity Corp | 100 | Tesla Inc | 100
Weber State University - Davis Campus PV | 60821_G_PV1 | 60821 | G | PV1 |  | Solar PV |  | WECC_UT | Utah | 49 | Davis | 11 | 49011 | 1.3 | 0 | 2017 | 9999 |  |  | N | Solar | [13 empty] | 0 | 0 | 0 | 0 | [11 empty] | Tesla Inc | 100 | Tesla Inc | 100
Intel - Ocotillo Campus Solar | 60822_G_PV1 | 60822 | G | PV1 |  | Solar PV |  | WECC_AZ | Arizona | 4 | Maricopa | 13 | 04013 | 2.8 | 0 | 2017 | 9999 |  |  | N | Solar | [13 empty] | 0 | 0 | 0 | 0 | [11 empty] | SolarCity Corp | 100 | Tesla Inc | 100
Intel - Ocotillo Campus Solar | 60822_G_PV2 | 60822 | G | PV2 |  | Solar PV |  | WECC_AZ | Arizona | 4 | Maricopa | 13 | 04013 | 1.4 | 0 | 2018 | 9999 |  |  | N | Solar | [13 empty] | 0 | 0 | 0 | 0 | [11 empty] | SolarCity Corp | 100 | Tesla Inc | 100
South Sioux City Solar | 60823_G_PV1 | 60823 | G | PV1 |  | Solar PV |  | SPP_NEBR | Nebraska | 31 | Dakota | 43 | 31043 | 2.3 | 0 | 2016 | 9999 |  |  | N | Solar | [13 empty] | 0 | 0 | 0 | 0 | [11 empty] | SolarCity Corp | 100 | Tesla Inc | 100
Valley Sanitary District WTP Solar | 60824_G_PV1 | 60824 | G | PV1 |  | Solar PV |  | WECC_SCE | California | 6 | Riverside | 65 | 06065 | 1 | 0 | 2016 | 9999 |  |  | N | Solar | [13 empty] | 0 | 0 | 0 | 0 | [11 empty] | SolarCity Corp | 100 | Tesla Inc | 100
Colgreen North Shore Solar Farm | 60825_G_CNS1 | 60825 | G | CNS1 |  | Solar PV |  | WECC_IID | California | 6 | Riverside | 65 | 06065 | 74.8 | 0 | 2018 | 9999 |  |  | N | Solar | [13 empty] | 0 | 0 | 0 | 0 | [11 empty] | ColGreen North Shore LLC | 100 | Sunpin Holdings LLLC | 100
Sun Streams, LLC | 60827_G_GEN01 | 60827 | G | GEN01 |  | Solar PV |  | WECC_AZ | Arizona | 4 | Maricopa | 13 | 04013 | 150 | 0 | 2020 | 9999 |  |  | N | Solar | [13 empty] | 0 | 0 | 0 | 0 | [11 empty] | Sun Streams LLC | 100 | First Solar Inc | 100
Webster Holdco Solar CSG | 60830_G_WEBST | 60830 | G | WEBST |  | Solar PV |  | MIS_MNWI | Minnesota | 27 | Rice | 131 | 27131 | 5 | 0 | 2017 | 9999 |  |  | N | Solar | [13 empty] | 0 | 0 | 0 | 0 | [11 empty] | Webster Holdco LLC | 100 | NRG Energy Inc | 100
Orbit Energy RI | 60831_G_1 | 60831 | G | 1 |  | Non-Fossil Waste |  | NENGREST | Rhode Island | 44 | Providence | 7 | 44007 | 3.2 | 13500 | 2017 | 9999 |  |  | N | Non-Fossil Waste | [13 empty] | 0 | 0 | 0 | 0 | [11 empty] | Blue Sphere Corp | 100 | Blue Sphere Corp | 100
Farmington Holdco Solar | 60832_G_FARMI | 60832 | G | FARMI |  | Solar PV |  | MIS_MNWI | Minnesota | 27 | Dakota | 37 | 27037 | 5 | 0 | 2017 | 9999 |  |  | N | Solar | [13 empty] | 0 | 0 | 0 | 0 | [11 empty] | Farmington Holdco LLC | 100 | NRG Energy Inc | 100
Dodge Holdco Solar CSG | 60833_G_DODGE | 60833 | G | DODGE |  | Solar PV |  | MIS_MNWI | Minnesota | 27 | Dodge | 39 | 27039 | 5 | 0 | 2017 | 9999 |  |  | N | Solar | [13 empty] | 0 | 0 | 0 | 0 | [11 empty] | Dodge Holdco LLC | 100 | NRG Energy Inc | 100
Hwy 14 Holdco Solar CSG | 60834_G_HWY14 | 60834 | G | HWY14 |  | Solar PV |  | MIS_MNWI | Minnesota | 27 | Olmsted | 109 | 27109 | 5 | 0 | 2017 | 9999 |  |  | N | Solar | [13 empty] | 0 | 0 | 0 | 0 | [11 empty] | Hwy 14 Holdco LLC | 100 | NRG Energy Inc | 100
Pine Island Solar CSG | 60835_G_PINEI | 60835 | G | PINEI |  | Solar PV |  | MIS_MNWI | Minnesota | 27 | Olmsted | 109 | 27109 | 3.9 | 0 | 2017 | 9999 |  |  | N | Solar | [13 empty] | 0 | 0 | 0 | 0 | [11 empty] | Pine Island Holdco LLC | 100 | NRG Energy Inc | 100
Big Lake Holdco Solar CSG | 60836_G_BLAKE | 60836 | G | BLAKE |  | Solar PV |  | MIS_MNWI | Minnesota | 27 | Sherburne | 141 | 27141 | 5 | 0 | 2017 | 9999 |  |  | N | Solar | [13 empty] | 0 | 0 | 0 | 0 | [11 empty] | Big Lake Holdco LLC | 100 | NRG Energy Inc | 100
Forest Lake Solar CSG | 60837_G_FORES | 60837 | G | FORES |  | Solar PV |  | MIS_MNWI | Minnesota | 27 | Washington | 163 | 27163 | 5 | 0 | 2017 | 9999 |  |  | N | Solar | [13 empty] | 0 | 0 | 0 | 0 | [11 empty] | Forest Lake Holdco LLC | 100 | NRG Energy Inc | 100
Wabasha Holdco Solar CSG | 60838_G_WABAS | 60838 | G | WABAS |  | Solar PV |  | MIS_MNWI | Minnesota | 27 | Wabasha | 157 | 27157 | 3 | 0 | 2017 | 9999 |  |  | N | Solar | [13 empty] | 0 | 0 | 0 | 0 | [11 empty] | Wabasha Holdco LLC | 100 | NRG Energy Inc | 100
Goya Foods, Inc- Jersey City Solar | 60839_G_PV1 | 60839 | G | PV1 |  | Solar PV |  | PJM_EMAC | New Jersey | 34 | Hudson | 17 | 34017 | 2.5 | 0 | 2015 | 9999 |  |  | N | Solar | [13 empty] | 0 | 0 | 0 | 0 | [11 empty] | Goya Foods Inc | 100 | Goya Foods Inc | 100
Goya Foods, Inc- Secaucus Solar | 60840_G_PV1 | 60840 | G | PV1 |  | Solar PV |  | PJM_EMAC | New Jersey | 34 | Hudson | 17 | 34017 | 1.6 | 0 | 2016 | 9999 |  |  | N | Solar | [13 empty] | 0 | 0 | 0 | 0 | [11 empty] | Vanguard Energy Services LLC | 100 | Vanguard Energy Systems LLC | 100
Prudential 55 Livingston Roseland Solar | 60841_G_PV1 | 60841 | G | PV1 |  | Solar PV |  | PJM_EMAC | New Jersey | 34 | Essex | 13 | 34013 | 1.2 | 0 | 2013 | 9999 |  |  | N | Solar | [13 empty] | 0 | 0 | 0 | 0 | [11 empty] | Vanguard Energy Services LLC | 100 | Vanguard Energy Systems LLC | 100
Prudential 80 Livingston Roseland Solar | 60842_G_PV1 | 60842 | G | PV1 |  | Solar PV |  | PJM_EMAC | New Jersey | 34 | Essex | 13 | 34013 | 1.7 | 0 | 2013 | 9999 |  |  | N | Solar | [13 empty] | 0 | 0 | 0 | 0 | [11 empty] | Vanguard Energy Services LLC | 100 | Vanguard Energy Systems LLC | 100
River Terminal Development Solar | 60843_G_RTD1 | 60843 | G | RTD1 |  | Solar PV |  | PJM_EMAC | New Jersey | 34 | Hudson | 17 | 34017 | 0.5 | 0 | 2006 | 9999 |  |  | N | Solar | [13 empty] | 0 | 0 | 0 | 0 | [11 empty] | RTC Properties Inc | 100 | RTC Properties Inc | 100
River Terminal Development Solar | 60843_G_RTD2 | 60843 | G | RTD2 |  | Solar PV |  | PJM_EMAC | New Jersey | 34 | Hudson | 17 | 34017 | 0.6 | 0 | 2009 | 9999 |  |  | N | Solar | [13 empty] | 0 | 0 | 0 | 0 | [11 empty] | RTC Properties Inc | 100 | RTC Properties Inc | 100
River Terminal Development Solar | 60843_G_RTD3 | 60843 | G | RTD3 |  | Solar PV |  | PJM_EMAC | New Jersey | 34 | Hudson | 17 | 34017 | 0.2 | 0 | 2011 | 9999 |  |  | N | Solar | [13 empty] | 0 | 0 | 0 | 0 | [11 empty] | RTC Properties Inc | 100 | RTC Properties Inc | 100
River Terminal Development Solar | 60843_G_RTD4 | 60843 | G | RTD4 |  | Solar PV |  | PJM_EMAC | New Jersey | 34 | Hudson | 17 | 34017 | 1 | 0 | 2011 | 9999 |  |  | N | Solar | [13 empty] | 0 | 0 | 0 | 0 | [11 empty] | RTC Properties Inc | 100 | RTC Properties Inc | 100
River Terminal Development Solar | 60843_G_RTD5 | 60843 | G | RTD5 |  | Solar PV |  | PJM_EMAC | New Jersey | 34 | Hudson | 17 | 34017 | 0.4 | 0 | 2016 | 9999 |  |  | N | Solar | [13 empty] | 0 | 0 | 0 | 0 | [11 empty] | RTC Properties Inc | 100 | RTC Properties Inc | 100
Genentech Vacaville Meter #1 | 60844_G_PV1 | 60844 | G | PV1 |  | Solar PV |  | WEC_CALN | California | 6 | Solano | 95 | 06095 | 3.8 | 0 | 2017 | 9999 |  |  | N | Solar | [13 empty] | 0 | 0 | 0 | 0 | [11 empty] | SolarCity Corp | 100 | Tesla Inc | 100
Genentech Vacaville Meter #1 | 60844_G_PV2 | 60844 | G | PV2 |  | Solar PV |  | WEC_CALN | California | 6 | Solano | 95 | 06095 | 2.3 | 0 | 2017 | 9999 |  |  | N | Solar | [13 empty] | 0 | 0 | 0 | 0 | [11 empty] | SolarCity Corp | 100 | Tesla Inc | 100
US GSA - Sacramento | 60846_G_PV1 | 60846 | G | PV1 |  | Solar PV |  | WEC_BANC | California | 6 | Sacramento | 67 | 06067 | 1.1 | 0 | 2018 | 9999 |  |  | N | Solar | [13 empty] | 0 | 0 | 0 | 0 | [11 empty] | SolarCity Corp | 100 | Tesla Inc | 100
Garrett County - DPU Treatment Plant | 60847_G_PV1 | 60847 | G | PV1 |  | Solar PV |  | PJM_AP | Maryland | 24 | Garrett | 23 | 24023 | 1.2 | 0 | 2017 | 9999 |  |  | N | Solar | [13 empty] | 0 | 0 | 0 | 0 | [11 empty] | SolarCity Corp | 100 | Tesla Inc | 100
Temple Solar Arrays | 60848_G_51599 | 60848 | G | 51599 |  | Solar PV |  | PJM_WMAC | Pennsylvania | 42 | Berks | 11 | 42011 | 2.2 | 0 | 2011 | 9999 |  |  | N | Solar | [13 empty] | 0 | 0 | 0 | 0 | [11 empty] | UGI Energy Services Inc | 100 | UGI Corp | 100
Emmitsburg Solar Arrays | 60849_G_87353 | 60849 | G | 87353 |  | Solar PV |  | PJM_AP | Maryland | 24 | Frederick | 21 | 24021 | 1.7 | 0 | 2014 | 9999 |  |  | N | Solar | [13 empty] | 0 | 0 | 0 | 0 | [11 empty] | UGI Energy Services Inc | 100 | UGI Corp | 100
Thigpen Farms Solar, LLC | 60850_G_PV1 | 60850 | G | PV1 |  | Solar PV |  | S_VACA | North Carolina | 37 | Robeson | 155 | 37155 | 5 | 0 | 2022 | 9999 |  |  | N | Solar | [13 empty] | 0 | 0 | 0 | 0 | [11 empty] | Thigpen Farms Solar LLC | 100 | FLS Energy Inc | 100
Curtis Hill Solar CSG | 60851_G_PV1 | 60851 | G | PV1 |  | Solar PV |  | NENGREST | Massachusetts | 25 | Worcester | 27 | 25027 | 1.9 | 0 | 2016 | 9999 |  |  | N | Solar | [13 empty] | 0 | 0 | 0 | 0 | [11 empty] | Conergy Projects Inc | 100 | Conergy Projects Inc | 100
Depot Hill Solar CSG | 60852_G_PV1 | 60852 | G | PV1 |  | Solar PV |  | NENGREST | Massachusetts | 25 | Worcester | 27 | 25027 | 1.9 | 0 | 2016 | 9999 |  |  | N | Solar | [13 empty] | 0 | 0 | 0 | 0 | [11 empty] | Conergy Projects Inc | 100 | Conergy Projects Inc | 100
SR Houston | 60853_G_HOUST | 60853 | G | HOUST |  | Solar PV |  | S_C_TVA | Mississippi | 28 | Chickasaw | 17 | 28017 | 3.1 | 0 | 2016 | 9999 |  |  | N | Solar | [13 empty] | 0 | 0 | 0 | 0 | [11 empty] | SR Houston Holdings LLC | 100 | Silicon Ranch Corp | 100
Bird Machine Solar Farm | 60854_G_BRDMA | 60854 | G | BRDMA |  | Solar PV |  | NENGREST | Massachusetts | 25 | Norfolk | 21 | 25021 | 3.5 | 0 | 2017 | 9999 |  |  | N | Solar | [13 empty] | 0 | 0 | 0 | 0 | [11 empty] | Bird Machine Solar Farm LLC | 100 | Bird Machine Solar Farm LLC | 100
Iron Horse Solar I CSG | 60855_G_DOW | 60855 | G | DOW |  | Solar PV |  | NENGREST | Massachusetts | 25 | Middlesex | 17 | 25017 | 2.9 | 0 | 2016 | 9999 |  |  | N | Solar | [13 empty] | 0 | 0 | 0 | 0 | [11 empty] | Iron Horse Solar 1 LLC | 100 | Soltage LLC | 100
Astra Wind Farm | 60856_G_ASTRA | 60856 | G | ASTRA |  | Onshore Wind |  | ERC_PHDL | Texas | 48 | Randall | 381 | 48381 | 163 | 0 | 2017 | 9999 |  |  | N | Wind | [13 empty] | 0 | 0 | 0 | 0 | [11 empty] | Astra Wind LLC | 100 | NRG Energy Inc | 100
NES Rutgers Solar | 60857_G_LKWD1 | 60857 | G | LKWD1 |  | Solar PV |  | PJM_EMAC | New Jersey | 34 | Ocean | 29 | 34029 | 1 | 0 | 2012 | 9999 |  |  | N | Solar | [13 empty] | 0 | 0 | 0 | 0 | [11 empty] | Nes Rutgers LLC | 100 | Nes Rutgers LLC | 100
126 Grove Solar LLC | 60858_G_PV1 | 60858 | G | PV1 |  | Solar PV |  | NENGREST | Massachusetts | 25 | Norfolk | 21 | 25021 | 2 | 0 | 2012 | 9999 |  |  | N | Solar | [13 empty] | 0 | 0 | 0 | 0 | [11 empty] | Soltas Energy Corp | 100 | Barron Partners LP | 100
VEC Alburgh Array | 60860_G_PV1 | 60860 | G | PV1 |  | Solar PV |  | NENGREST | Vermont | 50 | Grand Isle | 13 | 50013 | 1 | 0 | 2016 | 9999 |  |  | N | Solar | [13 empty] | 0 | 0 | 0 | 0 | [11 empty] | SoCore VT Alburgh LLC | 100 | SoCore Energy | 100
Dept of General Services -FTB | 60861_G_PV1 | 60861 | G | PV1 |  | Solar PV |  | WEC_BANC | California | 6 | Sacramento | 67 | 06067 | 2.7 | 0 | 2017 | 9999 |  |  | N | Solar | [13 empty] | 0 | 0 | 0 | 0 | [11 empty] | California PV Energy 2 LLC | 100 | Exelon Corp | 100
Cooperative Solar One | 60863_G_PV1 | 60863 | G | PV1 |  | Solar PV |  | PJM_West | Kentucky | 21 | Clark | 49 | 21049 | 8.5 | 0 | 2017 | 9999 |  |  | N | Solar | [13 empty] | 0 | 0 | 0 | 0 | [11 empty] | East Kentucky Power Coop | 100 | East Kentucky Power Coop | 100
Kokomo Solar 1, LLC | 60864_G_PV1 | 60864 | G | PV1 |  | Solar PV |  | MIS_INKY | Indiana | 18 | Howard | 67 | 18067 | 5.4 | 0 | 2016 | 9999 |  |  | N | Solar | [13 empty] | 0 | 0 | 0 | 0 | [11 empty] | Kokomo Solar I LLC | 100 | Inovateus Solar LLC | 100
Equity Industrial Turbines | 60865_G_WT1 | 60865 | G | WT1 |  | Onshore Wind |  | NENGREST | Massachusetts | 25 | Essex | 9 | 25009 | 4 | 0 | 2012 | 9999 |  |  | N | Wind | [13 empty] | 0 | 0 | 0 | 0 | [11 empty] | Equity Industrial Turbines LLC | 100 | Equity Industrial Turbines LLC | 100
Bashaw Solar CSG 1, LLC | 60866_G_4MID | 60866 | G | 4MID |  | Solar PV |  | NENGREST | Massachusetts | 25 | Essex | 9 | 25009 | 2 | 0 | 2017 | 9999 |  |  | N | Solar | [13 empty] | 0 | 0 | 0 | 0 | [11 empty] | Bashaw Solar 1 LLC | 100 | NRG Energy Inc | 100
Kearsarge Southwick LLC | 60867_G_SOU | 60867 | G | SOU |  | Solar PV |  | NENGREST | Massachusetts | 25 | Hampden | 13 | 25013 | 3.3 | 0 | 2015 | 9999 |  |  | N | Solar | [13 empty] | 0 | 0 | 0 | 0 | [11 empty] | KS Chester Holdings LLC | 50 | Kearsarge Energy LP | 100
Timothy Lake Powerhouse | 60868_G_1 | 60868 | G | 1 |  | Hydro |  | WECC_PNW | Oregon | 41 | Clackamas | 5 | 41005 | 1.1 | 0 | 2018 | 9999 |  |  | N | Hydro | [13 empty] | 0 | 0 | 0 | 0 | [11 empty] | Portland General Electric Co | 100 | Portland General Electric Co | 100
Solar Star California, XLIV, LLC | 60869_G_PB1 | 60869 | G | PB1 |  | Solar PV |  | WEC_LADW | California | 6 | Los Angeles | 37 | 06037 | 9.5 | 0 | 2016 | 9999 |  |  | N | Solar | [13 empty] | 0 | 0 | 0 | 0 | [11 empty] | Solar Star California XLIV LLC | 100 | TOTAL SA | 100
Prairie Wind Farm | 60873_G_PWE | 60873 | G | PWE |  | Onshore Wind |  | MIS_MIDA | Iowa | 19 | Mahaska | 123 | 19123 | 168 | 0 | 2018 | 9999 |  |  | N | Wind | [13 empty] | 0 | 0 | 0 | 0 | [11 empty] | Prairie Wind Energy LLC (IA) | 100 | Berkshire Hathaway Inc | 100
GMP Solar - Hartford | 60874_G_GMPSH | 60874 | G | GMPSH |  | Solar PV |  | NENGREST | Vermont | 50 | Windsor | 27 | 50027 | 5 | 0 | 2016 | 9999 |  |  | N | Solar | [13 empty] | 0 | 0 | 0 | 0 | [11 empty] | GMP Solar Hartford LLC | 100 | Gaz Métropolitain & Co LP | 100
GMP Solar - Williston | 60875_G_GMPSW | 60875 | G | GMPSW |  | Solar PV |  | NENGREST | Vermont | 50 | Chittenden | 7 | 50007 | 4.7 | 0 | 2016 | 9999 |  |  | N | Solar | [13 empty] | 0 | 0 | 0 | 0 | [11 empty] | GMP Solar Williston LLC | 100 | Gaz Métropolitain & Co LP | 100
Eastern Iowa Solar | 60876_G_EIS1 | 60876 | G | EIS1 |  | Solar PV |  | MIS_MIDA | Iowa | 19 | Muscatine | 139 | 19139 | 1.8 | 0 | 2016 | 9999 |  |  | N | Solar | [13 empty] | 0 | 0 | 0 | 0 | [11 empty] | Central Iowa Power Coop | 100 | Central Iowa Power Coop | 100
GMP Solar - Williamstown | 60877_G_GMPSN | 60877 | G | GMPSN |  | Solar PV |  | NENGREST | Vermont | 50 | Orange | 17 | 50017 | 5 | 0 | 2016 | 9999 |  |  | N | Solar | [13 empty] | 0 | 0 | 0 | 0 | [11 empty] | GMP Solar Williston LLC | 100 | Gaz Métropolitain & Co LP | 100
Sutton Solar CSG | 60878_G_54508 | 60878 | G | 54508 |  | Solar PV |  | NENGREST | Massachusetts | 25 | Worcester | 27 | 25027 | 1.9 | 0 | 2016 | 9999 |  |  | N | Solar | [13 empty] | 0 | 0 | 0 | 0 | [11 empty] | Sutton Solar LLC | 100 | Nexamp | 100
Nexamp Peak CSG | 60879_G_02731 | 60879 | G | 02731 |  | Solar PV |  | NENGREST | Massachusetts | 25 | Berkshire | 3 | 25003 | 1.7 | 0 | 2015 | 9999 |  |  | N | Solar | [13 empty] | 0 | 0 | 0 | 0 | [11 empty] | Nexamp Peak LLC | 100 | Nexamp | 100
Stafford MS Ground Mount Community Solar | 60880_G_MS1 | 60880 | G | MS1 |  | Solar PV |  | NENG_CT | Connecticut | 9 | Tolland | 13 | 09013 | 1 | 0 | 2016 | 9999 |  |  | N | Solar | [13 empty] | 0 | 0 | 0 | 0 | [11 empty] | Stafford CT (Town of) | 100 | Stafford CT (Town of) | 100
Stafford MS Ground Mount Community Solar | 60880_G_MS2 | 60880 | G | MS2 |  | Solar PV |  | NENG_CT | Connecticut | 9 | Tolland | 13 | 09013 | 1 | 0 | 2016 | 9999 |  |  | N | Solar | [13 empty] | 0 | 0 | 0 | 0 | [11 empty] | Stafford CT (Town of) | 100 | Stafford CT (Town of) | 100
Bernhardt Furniture Solar Farm | 60881_G_BERN4 | 60881 | G | BERN4 |  | Solar PV |  | S_VACA | North Carolina | 37 | Caldwell | 27 | 37027 | 1 | 0 | 2015 | 9999 |  |  | N | Solar | [13 empty] | 0 | 0 | 0 | 0 | [11 empty] | Bernhardt Furniture Co | 100 | Bernhardt Furniture Co | 100
Carl Friedrich Gauss Solar | 60882_G_GAUSS | 60882 | G | GAUSS |  | Solar PV |  | PJM_Dom | North Carolina | 37 | Halifax | 83 | 37083 | 5 | 0 | 2018 | 9999 |  |  | N | Solar | [13 empty] | 0 | 0 | 0 | 0 | [11 empty] | Geenex LLC | 100 | Geenex LLC | 100
Deerfield Wind Energy, LLC | 60883_G_WT1 | 60883 | G | WT1 |  | Onshore Wind |  | MIS_LMI | Michigan | 26 | Huron | 63 | 26063 | 41.6 | 0 | 2017 | 9999 |  |  | N | Wind | [13 empty] | 0 | 0 | 0 | 0 | [11 empty] | Deerfield Wind Energy LLC | 100 | RES Group | 100
Deerfield Wind Energy, LLC | 60883_G_WT2 | 60883 | G | WT2 |  | Onshore Wind |  | MIS_LMI | Michigan | 26 | Huron | 63 | 26063 | 74.5 | 0 | 2017 | 9999 |  |  | N | Wind | [13 empty] | 0 | 0 | 0 | 0 | [11 empty] | Deerfield Wind Energy LLC | 100 | RES Group | 100
Deerfield Wind Energy, LLC | 60883_G_WT3 | 60883 | G | WT3 |  | Onshore Wind |  | MIS_LMI | Michigan | 26 | Huron | 63 | 26063 | 32.9 | 0 | 2017 | 9999 |  |  | N | Wind | [13 empty] | 0 | 0 | 0 | 0 | [11 empty] | Deerfield Wind Energy LLC | 100 | RES Group | 100
Boulder Solar II, LLC | 60885_G_BSII | 60885 | G | BSII |  | Solar PV |  | WECC_SNV | Nevada | 32 | Clark | 3 | 32003 | 50 | 0 | 2017 | 9999 |  |  | N | Solar | [13 empty] | 0 | 0 | 0 | 0 | [11 empty] | Boulder Solar II LLC | 100 | SunPower Corp | 100
Pavant Solar III | 60886_G_PSIII | 60886 | G | PSIII |  | Solar PV |  | WECC_UT | Utah | 49 | Millard | 27 | 49027 | 20 | 0 | 2016 | 9999 |  |  | N | Solar | [13 empty] | 0 | 0 | 0 | 0 | [11 empty] | Pavant Solar III LLC | 100 | MVV Energie Group | 100
Sauk DPC Solar | 60887_G_PV1 | 60887 | G | PV1 |  | Solar PV |  | MIS_MNWI | Wisconsin | 55 | Vernon | 123 | 55123 | 1 | 0 | 2017 | 9999 |  |  | N | Solar | [13 empty] | 0 | 0 | 0 | 0 | [11 empty] | SoCore Energy LLC | 100 | SoCore Energy | 100
Lafayette DPC Solar | 60888_G_PV1 | 60888 | G | PV1 |  | Solar PV |  | MIS_MNWI | Wisconsin | 55 | Chippewa | 17 | 55017 | 1 | 0 | 2017 | 9999 |  |  | N | Solar | [13 empty] | 0 | 0 | 0 | 0 | [11 empty] | SoCore Energy LLC | 100 | SoCore Energy | 100
Conrath DPC Solar | 60889_G_PV1 | 60889 | G | PV1 |  | Solar PV |  | MIS_MNWI | Wisconsin | 55 | Rusk | 107 | 55107 | 1 | 0 | 2017 | 9999 |  |  | N | Solar | [13 empty] | 0 | 0 | 0 | 0 | [11 empty] | SoCore Energy LLC | 100 | SoCore Energy | 100
Warren DPC Solar | 60890_G_PV1 | 60890 | G | PV1 |  | Solar PV |  | MIS_MNWI | Wisconsin | 55 | St Croix | 109 | 55109 | 2.2 | 0 | 2017 | 9999 |  |  | N | Solar | [13 empty] | 0 | 0 | 0 | 0 | [11 empty] | SoCore Energy LLC | 100 | SoCore Energy | 100
Liberty Pole DPC Solar | 60891_G_PV1 | 60891 | G | PV1 |  | Solar PV |  | MIS_MNWI | Wisconsin | 55 | Vernon | 123 | 55123 | 1.1 | 0 | 2017 | 9999 |  |  | N | Solar | [13 empty] | 0 | 0 | 0 | 0 | [11 empty] | SoCore Energy LLC | 100 | SoCore Energy | 100
Downsville DPC Solar | 60892_G_PV1 | 60892 | G | PV1 |  | Solar PV |  | MIS_MNWI | Wisconsin | 55 | Dunn | 33 | 55033 | 1 | 0 | 2017 | 9999 |  |  | N | Solar | [13 empty] | 0 | 0 | 0 | 0 | [11 empty] | SoCore Energy LLC | 100 | SoCore Energy | 100
Mt. Hope DPC Solar | 60893_G_PV1 | 60893 | G | PV1 |  | Solar PV |  | MIS_WUMS | Wisconsin | 55 | Grant | 43 | 55043 | 1 | 0 | 2017 | 9999 |  |  | N | Solar | [13 empty] | 0 | 0 | 0 | 0 | [11 empty] | SoCore Energy LLC | 100 | SoCore Energy | 100
Medford DPC Solar | 60894_G_PV1 | 60894 | G | PV1 |  | Solar PV |  | MIS_WUMS | Wisconsin | 55 | Taylor | 119 | 55119 | 2 | 0 | 2017 | 9999 |  |  | N | Solar | [13 empty] | 0 | 0 | 0 | 0 | [11 empty] | SoCore Energy LLC | 100 | SoCore Energy | 100
Whistling Winds DPC Solar | 60895_G_PV1 | 60895 | G | PV1 |  | Solar PV |  | MIS_WUMS | Wisconsin | 55 | Juneau | 57 | 55057 | 1.5 | 0 | 2017 | 9999 |  |  | N | Solar | [13 empty] | 0 | 0 | 0 | 0 | [11 empty] | SoCore Energy LLC | 100 | SoCore Energy | 100
Willow Springs Wind Farm | 60901_G_WSPWF | 60901 | G | WSPWF |  | Onshore Wind |  | ERC_WEST | Texas | 48 | Haskell | 207 | 48207 | 250 | 0 | 2017 | 9999 |  |  | N | Wind | [13 empty] | 0 | 0 | 0 | 0 | [11 empty] | Willow Springs Windfarm LLC | 100 | Orsted | 100
Dermott Wind | 60902_G_DERM | 60902 | G | DERM |  | Onshore Wind |  | ERC_WEST | Texas | 48 | Scurry | 415 | 48415 | 253 | 0 | 2017 | 9999 |  |  | N | Wind | [13 empty] | 0 | 0 | 0 | 0 | [11 empty] | Dermott Wind LLC | 100 | Orsted | 100
Salem Harbor Station NGCC | 60903_G_1 | 60903 | G | 1 | 91204 | Combined Cycle |  | NENGREST | Massachusetts | 25 | Essex | 9 | 25009 | 134.5 | 7050 | 2018 | 9999 |  |  | N | Natural Gas |  |  |  | DLNB | SCR | [8 empty] | 0.007251 | 0.007251 | 0.007251 | 0.007251 | [11 empty] | Footprint Power Salem Harbor Operations LLC | 100 | Footprint Power LLC | 100
Salem Harbor Station NGCC | 60903_G_2 | 60903 | G | 2 | 91205 | Combined Cycle |  | NENGREST | Massachusetts | 25 | Essex | 9 | 25009 | 134.2 | 7050 | 2018 | 9999 |  |  | N | Natural Gas |  |  |  | DLNB | SCR | [8 empty] | 0.0090653 | 0.0090653 | 0.0090653 | 0.0090653 | [11 empty] | Footprint Power Salem Harbor Operations LLC | 100 | Footprint Power LLC | 100
Salem Harbor Station NGCC | 60903_G_3 | 60903 | G | 3 |  | Combined Cycle |  | NENGREST | Massachusetts | 25 | Essex | 9 | 25009 | 204.4 | 7050 | 2018 | 9999 |  |  | N | Natural Gas |  |  |  |  | SCR | [8 empty] | 0.007251 | 0.007251 | 0.007251 | 0.007251 | [11 empty] | Footprint Power Salem Harbor Operations LLC | 100 | Footprint Power LLC | 100
Salem Harbor Station NGCC | 60903_G_4 | 60903 | G | 4 |  | Combined Cycle |  | NENGREST | Massachusetts | 25 | Essex | 9 | 25009 | 204 | 7050 | 2018 | 9999 |  |  | N | Natural Gas |  |  |  |  | SCR | [8 empty] | 0.0090653 | 0.0090653 | 0.0090653 | 0.0090653 | [11 empty] | Footprint Power Salem Harbor Operations LLC | 100 | Footprint Power LLC | 100
Time Warner Cable - Knowles | 60904_G_PV1 | 60904 | G | PV1 |  | Solar PV |  | NY_Z_C&E | New York | 36 | Steuben | 101 | 36101 | 2 | 0 | 2018 | 9999 |  |  | N | Solar | [13 empty] | 0 | 0 | 0 | 0 | [11 empty] | Tesla Inc | 100 | Tesla Inc | 100
Oliver Wind III, LLC | 60905_G_WT1 | 60905 | G | WT1 |  | Onshore Wind |  | MIS_MAPP | North Dakota | 38 | Morton | 59 | 38059 | 99.3 | 0 | 2017 | 9999 |  |  | N | Wind | [13 empty] | 0 | 0 | 0 | 0 | [11 empty] | Oliver Wind III LLC | 100 | NextEra Energy Inc | 100
Mt. Tom Solar Project Hybrid | 60906_G_PV1 | 60906 | G | PV1 |  | Solar PV |  | NENGREST | Massachusetts | 25 | Hampden | 13 | 25013 | 4.5 | 0 | 2017 | 9999 |  |  | N | Solar | [13 empty] | 0 | 0 | 0 | 0 | [11 empty] | Mt Tom Solar LLC | 100 | ENGIE SA | 100
Mt. Tom Solar Project Hybrid | 60906_G_BA1 | 60906 | G | BA1 |  | Energy Storage |  | NENGREST | Massachusetts | 25 | Hampden | 13 | 25013 | 3.1 | 0 | 2019 | 9999 |  |  | N | Energy Storage | [13 empty] | 0 | 0 | 0 | 0 | [11 empty] | Green Charge | 100 | ENGIE SA | 100
Northampton Landfill Solar PV | 60908_G_62380 | 60908 | G | 62380 |  | Solar PV |  | NENGREST | Massachusetts | 25 | Hampshire | 15 | 25015 | 2.4 | 0 | 2017 | 9999 |  |  | N | Solar | [13 empty] | 0 | 0 | 0 | 0 | [11 empty] | Glendale Road Solar PV LLC | 100 | Ameresco Inc | 100
Hartford Landfill Solar EGF | 60909_G_PV1 | 60909 | G | PV1 |  | Solar PV |  | NENG_CT | Connecticut | 9 | Hartford | 3 | 09003 | 1 | 0 | 2014 | 9999 |  |  | N | Solar | [13 empty] | 0 | 0 | 0 | 0 | [11 empty] | Materials Innovation Recycling Authority | 100 | Materials Innovation & Recycling Authority | 100
NET Power La Porte Station | 60910_G_NPLPS | 60910 | G | NPLPS |  | Combustion Turbine |  | ERC_REST | Texas | 48 | Harris | 201 | 48201 | 25.5 | 10745 | 2019 | 9999 |  |  | N | Natural Gas | [13 empty] | 0.011 | 0.011 | 0.011 | 0.011 | [6 empty] | Y | 1.0 |  |  |  | NET Power LLC | 100 | NET Power LLC | 100
Green Energy Machine | 60911_G_GRN | 60911 | G | GRN |  | Onshore Wind |  | MIS_MIDA | Iowa | 19 | Cass | 29 | 19029 | 1.7 | 0 | 2016 | 9999 |  |  | N | Wind | [13 empty] | 0 | 0 | 0 | 0 | [11 empty] | Green Energy Machine LLC | 100 | Green Energy Machine LLC | 100
Cold River Road Solar | 60912_G_PV1 | 60912 | G | PV1 |  | Solar PV |  | NENGREST | Vermont | 50 | Rutland | 21 | 50021 | 2.3 | 0 | 2016 | 9999 |  |  | N | Solar | [13 empty] | 0 | 0 | 0 | 0 | [11 empty] | Rutland Renewable Energy LLC | 100 | American Electric Power Co Inc | 100
Ohio Northern University Solar Site | 60913_G_PV1 | 60913 | G | PV1 |  | Solar PV |  | PJM_West | Ohio | 39 | Hardin | 65 | 39065 | 1.7 | 0 | 2016 | 9999 |  |  | N | Solar | [13 empty] | 0 | 0 | 0 | 0 | [11 empty] | Ohio Northern Univ | 100 | Ohio Northern Univ | 100
Ohio Northern University Solar Site | 60913_G_PV2 | 60913 | G | PV2 |  | Solar PV |  | PJM_West | Ohio | 39 | Hardin | 65 | 39065 | 1 | 0 | 2018 | 9999 |  |  | N | Solar | [13 empty] | 0 | 0 | 0 | 0 | [11 empty] | Ohio Northern Univ | 100 | Ohio Northern Univ | 100
Westmont 300B | 60914_G_W5328 | 60914 | G | W5328 |  | Solar PV |  | WEC_LADW | California | 6 | Los Angeles | 37 | 06037 | 2.3 | 0 | 2016 | 9999 |  |  | N | Solar | [13 empty] | 0 | 0 | 0 | 0 | [11 empty] | TGC Westmont Holdings LLC | 100 | True Green Capital Management LLC | 100
Correctional Solar LLC | 60915_G_PV1 | 60915 | G | PV1 |  | Solar PV |  | PJM_Dom | Virginia | 51 | New Kent | 127 | 51127 | 20 | 0 | 2017 | 9999 |  |  | N | Solar | [13 empty] | 0 | 0 | 0 | 0 | [11 empty] | Correctional Solar LLC | 100 | Correctional Solar LLC | 100
Sappony Solar LLC | 60916_G_PV1 | 60916 | G | PV1 |  | Solar PV |  | PJM_Dom | Virginia | 51 | Sussex | 183 | 51183 | 20 | 0 | 2017 | 9999 |  |  | N | Solar | [13 empty] | 0 | 0 | 0 | 0 | [11 empty] | Sussex Drive Solar Project LLC | 100 | Sussex Drive Solar Project LLC | 100
Buckingham Solar LLC | 60917_G_PV1 | 60917 | G | PV1 |  | Solar PV |  | PJM_Dom | Virginia | 51 | Buckingham | 29 | 51029 | 19.8 | 0 | 2017 | 9999 |  |  | N | Solar | [13 empty] | 0 | 0 | 0 | 0 | [11 empty] | Buckingham Solar I LLC | 100 | Dominion Energy Inc | 100
Verwey-Hanford Dairy Digester #1 | 60918_G_00003 | 60918 | G | 00003 |  | Non-Fossil Waste |  | WEC_CALN | California | 6 | Kings | 31 | 06031 | 1 | 15053 | 2016 | 9999 |  |  | N | Non-Fossil Waste | [13 empty] | 0 | 0 | 0 | 0 | [11 empty] | Hanford Renewable Energy LLC | 100 | Philip Verwey Farms | 100
Shakopee Met Council WTP | 60919_G_SHAK | 60919 | G | SHAK |  | Solar PV |  | MIS_MNWI | Minnesota | 27 | Scott | 139 | 27139 | 1.3 | 0 | 2016 | 9999 |  |  | N | Solar | [13 empty] | 0 | 0 | 0 | 0 | [11 empty] | Metropolitan Council (MN) | 100 | Metropolitan Council (MN) | 100
Viper Solar | 60920_G_PV1 | 60920 | G | PV1 |  | Solar PV |  | S_VACA | North Carolina | 37 | Cumberland | 51 | 37051 | 2 | 0 | 2017 | 9999 |  |  | N | Solar | [13 empty] | 0 | 0 | 0 | 0 | [11 empty] | Viper Solar LLC | 100 | Cypress Creek Holdings LLC | 100
Scarlet Solar | 60921_G_PV1 | 60921 | G | PV1 |  | Solar PV |  | S_VACA | North Carolina | 37 | Lenoir | 107 | 37107 | 2 | 0 | 2017 | 9999 |  |  | N | Solar | [13 empty] | 0 | 0 | 0 | 0 | [11 empty] | Scarlet Solar LLC | 100 | Cypress Creek Holdings LLC | 100
Ruskin Solar | 60922_G_PV1 | 60922 | G | PV1 |  | Solar PV |  | S_VACA | North Carolina | 37 | Wayne | 191 | 37191 | 2 | 0 | 2017 | 9999 |  |  | N | Solar | [13 empty] | 0 | 0 | 0 | 0 | [11 empty] | Ruskin Solar LLC | 100 | Cypress Creek Holdings LLC | 100
Clyde Solar Array | 60923_G_PV1 | 60923 | G | PV1 |  | Solar PV |  | PJM_ATSI | Ohio | 39 | Sandusky | 143 | 39143 | 2.8 | 0 | 2016 | 9999 |  |  | N | Solar | [13 empty] | 0 | 0 | 0 | 0 | [11 empty] | AEP OnSite Partners LLC | 100 | American Electric Power Co Inc | 100
Ozarks Natural Energy Community Solar | 60924_G_GEN1 | 60924 | G | GEN1 |  | Solar PV |  | SPP_WEST | Arkansas | 5 | Washington | 143 | 05143 | 1 | 0 | 2016 | 9999 |  |  | N | Solar | [13 empty] | 0 | 0 | 0 | 0 | [11 empty] | Ozarks Electric Coop Corp | 100 | Ozarks Electric Coop Corp | 100
St. Charles Power Station (LA) | 60926_G_1A | 60926 | G | 1A | 91295 | Combined Cycle |  | MIS_AMSO | Louisiana | 22 | St Charles | 89 | 22089 | 250 | 7050 | 2019 | 9999 |  |  | N | Natural Gas |  |  |  | DLNB | SCR | [8 empty] | 0.0064965 | 0.0064965 | 0.0064965 | 0.0064965 | [11 empty] | Entergy Services LLC | 100 | Entergy Corp | 100
St. Charles Power Station (LA) | 60926_G_1B | 60926 | G | 1B | 91296 | Combined Cycle |  | MIS_AMSO | Louisiana | 22 | St Charles | 89 | 22089 | 250 | 7050 | 2019 | 9999 |  |  | N | Natural Gas |  |  |  | DLNB | SCR | [8 empty] | 0.0064965 | 0.0064965 | 0.0064965 | 0.0064965 | [11 empty] | Entergy Services LLC | 100 | Entergy Corp | 100
St. Charles Power Station (LA) | 60926_G_1C | 60926 | G | 1C | 91295 | Combined Cycle |  | MIS_AMSO | Louisiana | 22 | St Charles | 89 | 22089 | 500 | 7050 | 2019 | 9999 |  |  | N | Natural Gas |  |  |  |  | SCR | [8 empty] | 0.0064965 | 0.0064965 | 0.0064965 | 0.0064965 | [11 empty] | Entergy Services LLC | 100 | Entergy Corp | 100
Lake Charles Power | 60927_G_1A | 60927 | G | 1A |  | Combined Cycle |  | MIS_WOTA | Louisiana | 22 | Calcasieu | 19 | 22019 | 250 | 7050 | 2020 | 9999 |  |  | N | Natural Gas | [13 empty] | 0.011 | 0.011 | 0.011 | 0.011 | [11 empty] | Entergy Services LLC | 100 | Entergy Corp | 100
Lake Charles Power | 60927_G_1B | 60927 | G | 1B |  | Combined Cycle |  | MIS_WOTA | Louisiana | 22 | Calcasieu | 19 | 22019 | 250 | 7050 | 2020 | 9999 |  |  | N | Natural Gas | [13 empty] | 0.011 | 0.011 | 0.011 | 0.011 | [11 empty] | Entergy Services LLC | 100 | Entergy Corp | 100
Lake Charles Power | 60927_G_1C | 60927 | G | 1C |  | Combined Cycle |  | MIS_WOTA | Louisiana | 22 | Calcasieu | 19 | 22019 | 500 | 7050 | 2020 | 9999 |  |  | N | Natural Gas | [13 empty] | 0.011 | 0.011 | 0.011 | 0.011 | [11 empty] | Entergy Services LLC | 100 | Entergy Corp | 100
New Orleans Power | 60928_G_1 | 60928 | G | 1 |  | Combustion Turbine |  | MIS_AMSO | Louisiana | 22 | Orleans | 71 | 22071 | 250 | 10745 | 2020 | 9999 |  |  | N | Natural Gas | [13 empty] | 0.011 | 0.011 | 0.011 | 0.011 | [11 empty] | Entergy New Orleans Inc | 100 | Entergy Corp | 100
Red Oak Solar Farm, LLC | 60929_G_RDOAK | 60929 | G | RDOAK |  | Solar PV |  | S_VACA | North Carolina | 37 | Nash | 127 | 37127 | 4.9 | 0 | 2016 | 9999 |  |  | N | Solar | [13 empty] | 0 | 0 | 0 | 0 | [11 empty] | Red Oak Solar Farm LLC | 100 | Strata Solar LLC | 100
Dublin Solar I | 60930_G_DUBL1 | 60930 | G | DUBL1 |  | Solar PV |  | S_SOU | Georgia | 13 | Laurens | 175 | 13175 | 4.1 | 0 | 2015 | 9999 |  |  | N | Solar | [13 empty] | 0 | 0 | 0 | 0 | [11 empty] | Dublin Solar I LLC | 100 | Georgia Solar Holdings LLC | 100
CCC Hastings Wind Turbine | 60931_G_WT1 | 60931 | G | WT1 |  | Onshore Wind |  | SPP_NEBR | Nebraska | 31 | Adams | 1 | 31001 | 1.7 | 0 | 2016 | 9999 |  |  | N | Wind | [13 empty] | 0 | 0 | 0 | 0 | [11 empty] | CCC Hastings Renewable Energy LLC | 100 | Bluestem LLC | 100
Creston Ridge Wind Farm | 60932_G_WT1 | 60932 | G | WT1 |  | Onshore Wind |  | SPP_NEBR | Nebraska | 31 | Platte | 141 | 31141 | 6.8 | 0 | 2015 | 9999 |  |  | N | Wind | [13 empty] | 0 | 0 | 0 | 0 | [11 empty] | Creston Ridge II LLC | 100 | Bluestem LLC | 100
Hopewell Cogeneration NJ | 60933_G_GEN1 | 60933 | G | GEN1 |  | Combustion Turbine | IC Engine | PJM_EMAC | New Jersey | 34 | Mercer | 21 | 34021 | 2 | 9871 | 2015 | 9999 |  |  | Y | Natural Gas | [13 empty] | 0.23772 | 0.23772 | 0.23772 | 0.23772 | [11 empty] | Bristol Myers Squibb Co | 100 | Bristol Myers Squibb Co | 100
Hopewell Cogeneration NJ | 60933_G_GEN2 | 60933 | G | GEN2 |  | Combustion Turbine | IC Engine | PJM_EMAC | New Jersey | 34 | Mercer | 21 | 34021 | 2 | 9871 | 2015 | 9999 |  |  | Y | Natural Gas | [13 empty] | 0.23772 | 0.23772 | 0.23772 | 0.23772 | [11 empty] | Bristol Myers Squibb Co | 100 | Bristol Myers Squibb Co | 100
GRE Marshan Solar | 60935_G_PV1 | 60935 | G | PV1 |  | Solar PV |  | MIS_MNWI | Minnesota | 27 | Dakota | 37 | 27037 | 1 | 0 | 2017 | 9999 |  |  | N | Solar | [13 empty] | 0 | 0 | 0 | 0 | [11 empty] | SoCore Energy LLC | 100 | SoCore Energy | 100
New Auburn DPC Solar | 60936_G_PV1 | 60936 | G | PV1 |  | Solar PV |  | MIS_MNWI | Wisconsin | 55 | Chippewa | 17 | 55017 | 2.5 | 0 | 2018 | 9999 |  |  | N | Solar | [13 empty] | 0 | 0 | 0 | 0 | [11 empty] | SoCore Energy LLC | 100 | SoCore Energy | 100
Antlia Community Solar | 60937_G_IACS1 | 60937 | G | IACS1 |  | Solar PV |  | MIS_MNWI | Minnesota | 27 | Pipestone | 117 | 27117 | 0.9 | 0 | 2017 | 9999 |  |  | N | Solar | [13 empty] | 0 | 0 | 0 | 0 | [11 empty] | Antlia Community Solar | 100 | Rahn Group | 100
Antlia Community Solar | 60937_G_IACS2 | 60937 | G | IACS2 |  | Solar PV |  | MIS_MNWI | Minnesota | 27 | Pipestone | 117 | 27117 | 0.9 | 0 | 2017 | 9999 |  |  | N | Solar | [13 empty] | 0 | 0 | 0 | 0 | [11 empty] | Antlia Community Solar | 100 | Rahn Group | 100
Aries Community Solar | 60938_G_AACS1 | 60938 | G | AACS1 |  | Solar PV |  | MIS_MNWI | Minnesota | 27 | Dodge | 39 | 27039 | 0.9 | 0 | 2017 | 9999 |  |  | N | Solar | [13 empty] | 0 | 0 | 0 | 0 | [11 empty] | Aries Community Solar | 100 | Aries Community Solar | 100
Aries Community Solar | 60938_G_AACS2 | 60938 | G | AACS2 |  | Solar PV |  | MIS_MNWI | Minnesota | 27 | Dodge | 39 | 27039 | 0.9 | 0 | 2017 | 9999 |  |  | N | Solar | [13 empty] | 0 | 0 | 0 | 0 | [11 empty] | Aries Community Solar | 100 | Aries Community Solar | 100
Aries Community Solar | 60938_G_AACS3 | 60938 | G | AACS3 |  | Solar PV |  | MIS_MNWI | Minnesota | 27 | Dodge | 39 | 27039 | 0.9 | 0 | 2017 | 9999 |  |  | N | Solar | [13 empty] | 0 | 0 | 0 | 0 | [11 empty] | Aries Community Solar | 100 | Aries Community Solar | 100
Aries Community Solar | 60938_G_AACS4 | 60938 | G | AACS4 |  | Solar PV |  | MIS_MNWI | Minnesota | 27 | Dodge | 39 | 27039 | 0.9 | 0 | 2017 | 9999 |  |  | N | Solar | [13 empty] | 0 | 0 | 0 | 0 | [11 empty] | Aries Community Solar | 100 | Aries Community Solar | 100
Centaurus Community Solar | 60939_G_KCCS1 | 60939 | G | KCCS1 |  | Solar PV |  | MIS_MNWI | Minnesota | 27 | Chippewa | 23 | 27023 | 0.9 | 0 | 2017 | 9999 |  |  | N | Solar | [13 empty] | 0 | 0 | 0 | 0 | [11 empty] | Centaurus Community Solar | 100 | Centaurus Community Solar | 100
Centaurus Community Solar | 60939_G_KCCS2 | 60939 | G | KCCS2 |  | Solar PV |  | MIS_MNWI | Minnesota | 27 | Chippewa | 23 | 27023 | 0.9 | 0 | 2017 | 9999 |  |  | N | Solar | [13 empty] | 0 | 0 | 0 | 0 | [11 empty] | Centaurus Community Solar | 100 | Centaurus Community Solar | 100
Gemini Community Solar | 60940_G_LGCS1 | 60940 | G | LGCS1 |  | Solar PV |  | MIS_MNWI | Minnesota | 27 | Washington | 163 | 27163 | 0.9 | 0 | 2017 | 9999 |  |  | N | Solar | [13 empty] | 0 | 0 | 0 | 0 | [11 empty] | Berkshire Hathaway Energy Co | 100 | Berkshire Hathaway Inc | 100
Gemini Community Solar | 60940_G_LGCS2 | 60940 | G | LGCS2 |  | Solar PV |  | MIS_MNWI | Minnesota | 27 | Washington | 163 | 27163 | 0.9 | 0 | 2017 | 9999 |  |  | N | Solar | [13 empty] | 0 | 0 | 0 | 0 | [11 empty] | Berkshire Hathaway Energy Co | 100 | Berkshire Hathaway Inc | 100
Gemini Community Solar | 60940_G_LGCS3 | 60940 | G | LGCS3 |  | Solar PV |  | MIS_MNWI | Minnesota | 27 | Washington | 163 | 27163 | 0.9 | 0 | 2017 | 9999 |  |  | N | Solar | [13 empty] | 0 | 0 | 0 | 0 | [11 empty] | Berkshire Hathaway Energy Co | 100 | Berkshire Hathaway Inc | 100
Mapleton Community Solar | 60941_G_DMCS1 | 60941 | G | DMCS1 |  | Solar PV |  | MIS_MNWI | Minnesota | 27 | Blue Earth | 13 | 27013 | 0.9 | 0 | 2017 | 9999 |  |  | N | Solar | [13 empty] | 0 | 0 | 0 | 0 | [11 empty] | Mapleton Community Solar | 100 | Mapleton Community Solar | 100
Mapleton Community Solar | 60941_G_DMCS2 | 60941 | G | DMCS2 |  | Solar PV |  | MIS_MNWI | Minnesota | 27 | Blue Earth | 13 | 27013 | 0.9 | 0 | 2017 | 9999 |  |  | N | Solar | [13 empty] | 0 | 0 | 0 | 0 | [11 empty] | Mapleton Community Solar | 100 | Mapleton Community Solar | 100
Mapleton Community Solar | 60941_G_DMCS3 | 60941 | G | DMCS3 |  | Solar PV |  | MIS_MNWI | Minnesota | 27 | Blue Earth | 13 | 27013 | 0.9 | 0 | 2017 | 9999 |  |  | N | Solar | [13 empty] | 0 | 0 | 0 | 0 | [11 empty] | Mapleton Community Solar | 100 | Mapleton Community Solar | 100
Morgan Community Solar | 60942_G_BMCS1 | 60942 | G | BMCS1 |  | Solar PV |  | MIS_MNWI | Minnesota | 27 | Redwood | 127 | 27127 | 0.9 | 0 | 2017 | 9999 |  |  | N | Solar | [13 empty] | 0 | 0 | 0 | 0 | [11 empty] | Morgan Community Solar | 100 | Morgan Community Solar | 100
Morgan Community Solar | 60942_G_BMCS2 | 60942 | G | BMCS2 |  | Solar PV |  | MIS_MNWI | Minnesota | 27 | Redwood | 127 | 27127 | 0.9 | 0 | 2017 | 9999 |  |  | N | Solar | [13 empty] | 0 | 0 | 0 | 0 | [11 empty] | Morgan Community Solar | 100 | Morgan Community Solar | 100
Morgan Community Solar | 60942_G_BMCS3 | 60942 | G | BMCS3 |  | Solar PV |  | MIS_MNWI | Minnesota | 27 | Redwood | 127 | 27127 | 0.9 | 0 | 2017 | 9999 |  |  | N | Solar | [13 empty] | 0 | 0 | 0 | 0 | [11 empty] | Morgan Community Solar | 100 | Morgan Community Solar | 100
Spica Community Solar | 60943_G_MSCS1 | 60943 | G | MSCS1 |  | Solar PV |  | MIS_MNWI | Minnesota | 27 | Kandiyohi | 67 | 27067 | 0.9 | 0 | 2017 | 9999 |  |  | N | Solar | [13 empty] | 0 | 0 | 0 | 0 | [11 empty] | Spica Community Solar | 100 | Spica Community Solar | 100
Spica Community Solar | 60943_G_MSCS2 | 60943 | G | MSCS2 |  | Solar PV |  | MIS_MNWI | Minnesota | 27 | Kandiyohi | 67 | 27067 | 0.9 | 0 | 2017 | 9999 |  |  | N | Solar | [13 empty] | 0 | 0 | 0 | 0 | [11 empty] | Spica Community Solar | 100 | Spica Community Solar | 100
Vega Community Solar | 60944_G_NVCS1 | 60944 | G | NVCS1 |  | Solar PV |  | MIS_MNWI | Minnesota | 27 | Pope | 121 | 27121 | 0.9 | 0 | 2017 | 9999 |  |  | N | Solar | [13 empty] | 0 | 0 | 0 | 0 | [11 empty] | Vega Community Solar | 100 | Berkshire Hathaway Inc | 100
Vega Community Solar | 60944_G_NVCS2 | 60944 | G | NVCS2 |  | Solar PV |  | MIS_MNWI | Minnesota | 27 | Pope | 121 | 27121 | 0.9 | 0 | 2017 | 9999 |  |  | N | Solar | [13 empty] | 0 | 0 | 0 | 0 | [11 empty] | Vega Community Solar | 100 | Berkshire Hathaway Inc | 100
Vega Community Solar | 60944_G_NVCS3 | 60944 | G | NVCS3 |  | Solar PV |  | MIS_MNWI | Minnesota | 27 | Pope | 121 | 27121 | 0.9 | 0 | 2017 | 9999 |  |  | N | Solar | [13 empty] | 0 | 0 | 0 | 0 | [11 empty] | Vega Community Solar | 100 | Berkshire Hathaway Inc | 100
Vega Community Solar | 60944_G_NVCS4 | 60944 | G | NVCS4 |  | Solar PV |  | MIS_MNWI | Minnesota | 27 | Pope | 121 | 27121 | 0.9 | 0 | 2017 | 9999 |  |  | N | Solar | [13 empty] | 0 | 0 | 0 | 0 | [11 empty] | Vega Community Solar | 100 | Berkshire Hathaway Inc | 100
Vega Community Solar | 60944_G_NVCS5 | 60944 | G | NVCS5 |  | Solar PV |  | MIS_MNWI | Minnesota | 27 | Pope | 121 | 27121 | 0.9 | 0 | 2017 | 9999 |  |  | N | Solar | [13 empty] | 0 | 0 | 0 | 0 | [11 empty] | Vega Community Solar | 100 | Berkshire Hathaway Inc | 100
Spartan PV 1, LLC | 60945_G_PV1 | 60945 | G | PV1 |  | Solar PV |  | MIS_LMI | Michigan | 26 | Ingham | 65 | 26065 | 10.5 | 0 | 2017 | 9999 |  |  | N | Solar | [13 empty] | 0 | 0 | 0 | 0 | [11 empty] | Spartan PV 1 LLC | 100 | Innergex Renewable Energy Inc | 100
Jacumba Solar Farm | 60947_G_Q644A | 60947 | G | Q644A |  | Solar PV |  | WEC_SDGE | California | 6 | San Diego | 73 | 06073 | 20 | 0 | 2017 | 9999 |  |  | N | Solar | [13 empty] | 0 | 0 | 0 | 0 | [11 empty] | Jacumba Solar LLC | 100 | NextEra Energy Inc | 100
West Dubuque Solar | 60951_G_PV1 | 60951 | G | PV1 |  | Solar PV |  | MIS_IA | Iowa | 19 | Dubuque | 61 | 19061 | 3.5 | 0 | 2017 | 9999 |  |  | N | Solar | [13 empty] | 0 | 0 | 0 | 0 | [11 empty] | Interstate Power & Light Co | 100 | Alliant Energy Corp | 100
Owens Valley Solar Project 11 | 60953_G_W5381 | 60953 | G | W5381 |  | Solar PV |  | WECC_SCE | California | 6 | Inyo | 27 | 06027 | 1 | 0 | 2016 | 9999 |  |  | N | Solar | [13 empty] | 0 | 0 | 0 | 0 | [11 empty] | Munro Valley Solar LLC | 100 | Allco Finance Group Limited | 100
VEC Magee Hill Solar | 60954_G_PV1 | 60954 | G | PV1 |  | Solar PV |  | NENGREST | Vermont | 50 | Chittenden | 7 | 50007 | 1.3 | 0 | 2017 | 9999 |  |  | N | Solar | [13 empty] | 0 | 0 | 0 | 0 | [11 empty] | SoCore Energy LLC | 100 | SoCore Energy | 100
Strawberry Point DPC Solar | 60955_G_PV1 | 60955 | G | PV1 |  | Solar PV |  | MIS_IA | Iowa | 19 | Clayton | 43 | 19043 | 1.3 | 0 | 2017 | 9999 |  |  | N | Solar | [13 empty] | 0 | 0 | 0 | 0 | [11 empty] | SoCore Energy LLC | 100 | SoCore Energy | 100
Westar Cities Solar | 60956_G_PV1 | 60956 | G | PV1 |  | Solar PV |  | SPP_N | Kansas | 20 | Reno | 155 | 20155 | 1 | 0 | 2017 | 9999 |  |  | N | Solar | [13 empty] | 0 | 0 | 0 | 0 | [11 empty] | SoCore 2016 ProjectCo 8 LLC | 100 | SoCore Energy | 100
Sand Lake DPC Solar | 60957_G_PV1 | 60957 | G | PV1 |  | Solar PV |  | MIS_MNWI | Wisconsin | 55 | Polk | 95 | 55095 | 1 | 0 | 2017 | 9999 |  |  | N | Solar | [13 empty] | 0 | 0 | 0 | 0 | [11 empty] | SoCore Energy LLC | 100 | SoCore Energy | 100
Nesvold Watertown Solar | 60958_G_PV1 | 60958 | G | PV1 |  | Solar PV |  | MIS_MNWI | Minnesota | 27 | Carver | 19 | 27019 | 1 | 0 | 2018 | 9999 |  |  | N | Solar | [13 empty] | 0 | 0 | 0 | 0 | [11 empty] | SoCore Energy LLC | 100 | SoCore Energy | 100
Nesvold Watertown Solar | 60958_G_PV2 | 60958 | G | PV2 |  | Solar PV |  | MIS_MNWI | Minnesota | 27 | Carver | 19 | 27019 | 1 | 0 | 2018 | 9999 |  |  | N | Solar | [13 empty] | 0 | 0 | 0 | 0 | [11 empty] | SoCore Energy LLC | 100 | SoCore Energy | 100
Nesvold Watertown Solar | 60958_G_PV3 | 60958 | G | PV3 |  | Solar PV |  | MIS_MNWI | Minnesota | 27 | Carver | 19 | 27019 | 1 | 0 | 2018 | 9999 |  |  | N | Solar | [13 empty] | 0 | 0 | 0 | 0 | [11 empty] | SoCore Energy LLC | 100 | SoCore Energy | 100
Nesvold Watertown Solar | 60958_G_PV4 | 60958 | G | PV4 |  | Solar PV |  | MIS_MNWI | Minnesota | 27 | Carver | 19 | 27019 | 1 | 0 | 2018 | 9999 |  |  | N | Solar | [13 empty] | 0 | 0 | 0 | 0 | [11 empty] | SoCore Energy LLC | 100 | SoCore Energy | 100
Nesvold Watertown Solar | 60958_G_PV5 | 60958 | G | PV5 |  | Solar PV |  | MIS_MNWI | Minnesota | 27 | Carver | 19 | 27019 | 1 | 0 | 2018 | 9999 |  |  | N | Solar | [13 empty] | 0 | 0 | 0 | 0 | [11 empty] | SoCore Energy LLC | 100 | SoCore Energy | 100
Chocksett Rd Energy Storage Project | 60959_G_BA1 | 60959 | G | BA1 |  | Energy Storage |  | NENGREST | Massachusetts | 25 | Worcester | 27 | 25027 | 3.9 | 0 | 2017 | 9999 |  |  | N | Energy Storage | [13 empty] | 0 | 0 | 0 | 0 | [11 empty] | Sterling Municipal Light Dept | 100 | Sterling Municipal Light Dept | 100
Hyperion Treatment Plant CHP Plant | 60960_G_CTG1 | 60960 | G | CTG1 |  | Non-Fossil Waste |  | WEC_LADW | California | 6 | Los Angeles | 37 | 06037 | 10 | 13500 | 2017 | 9999 |  |  | N | Non-Fossil Waste | [13 empty] | 0 | 0 | 0 | 0 | [11 empty] | Los Angeles County Dept of Public Works | 100 | Los Angeles County Dept of Public Works | 100
Hyperion Treatment Plant CHP Plant | 60960_G_CTG2 | 60960 | G | CTG2 |  | Non-Fossil Waste |  | WEC_LADW | California | 6 | Los Angeles | 37 | 06037 | 10 | 13500 | 2017 | 9999 |  |  | N | Non-Fossil Waste | [13 empty] | 0 | 0 | 0 | 0 | [11 empty] | Los Angeles County Dept of Public Works | 100 | Los Angeles County Dept of Public Works | 100
Hyperion Treatment Plant CHP Plant | 60960_G_STG1 | 60960 | G | STG1 |  | Non-Fossil Waste |  | WEC_LADW | California | 6 | Los Angeles | 37 | 06037 | 2 | 13500 | 2017 | 9999 |  |  | N | Non-Fossil Waste | [13 empty] | 0 | 0 | 0 | 0 | [11 empty] | Los Angeles County Dept of Public Works | 100 | Los Angeles County Dept of Public Works | 100
Violet Solar | 60961_G_PV1 | 60961 | G | PV1 |  | Solar PV |  | S_VACA | North Carolina | 37 | Cabarrus | 25 | 37025 | 5 | 0 | 2018 | 9999 |  |  | N | Solar | [13 empty] | 0 | 0 | 0 | 0 | [11 empty] | Violet Solar LLC | 100 | Violet Solar LLC | 100
Red Maple Solar | 60962_G_PV1 | 60962 | G | PV1 |  | Solar PV |  | MIS_MNWI | Minnesota | 27 | Le Sueur | 79 | 27079 | 1 | 0 | 2018 | 9999 |  |  | N | Solar | [13 empty] | 0 | 0 | 0 | 0 | [11 empty] | SoCore Energy LLC | 100 | SoCore Energy | 100
Red Maple Solar | 60962_G_PV2 | 60962 | G | PV2 |  | Solar PV |  | MIS_MNWI | Minnesota | 27 | Le Sueur | 79 | 27079 | 1 | 0 | 2018 | 9999 |  |  | N | Solar | [13 empty] | 0 | 0 | 0 | 0 | [11 empty] | SoCore Energy LLC | 100 | SoCore Energy | 100
Red Maple Solar | 60962_G_PV3 | 60962 | G | PV3 |  | Solar PV |  | MIS_MNWI | Minnesota | 27 | Le Sueur | 79 | 27079 | 1 | 0 | 2018 | 9999 |  |  | N | Solar | [13 empty] | 0 | 0 | 0 | 0 | [11 empty] | SoCore Energy LLC | 100 | SoCore Energy | 100
Apache Solar 1 | 60964_G_AEPS1 | 60964 | G | AEPS1 |  | Solar PV |  | WECC_AZ | Arizona | 4 | Cochise | 3 | 04003 | 20 | 0 | 2017 | 9999 |  |  | N | Solar | [13 empty] | 0 | 0 | 0 | 0 | [11 empty] | Arizona Electric Power Coop Inc | 100 | Arizona Electric Power Coop Inc | 100
Cotten Farm, LLC | 60965_G_COT | 60965 | G | COT |  | Solar PV |  | S_VACA | North Carolina | 37 | Lee | 105 | 37105 | 4.9 | 0 | 2016 | 9999 |  |  | N | Solar | [13 empty] | 0 | 0 | 0 | 0 | [11 empty] | Cotten Farm LLC | 100 | Strata Solar LLC | 100
Lind Solar CSG | 60966_G_S0222 | 60966 | G | S0222 |  | Solar PV |  | MIS_MNWI | Minnesota | 27 | Carver | 19 | 27019 | 4.9 | 0 | 2017 | 9999 |  |  | N | Solar | [13 empty] | 0 | 0 | 0 | 0 | [11 empty] | Terraform Power Inc | 100 | Brookfield Asset Management Inc | 100
Onyx - Lamphear Road CSG | 60967_G_10016 | 60967 | G | 10016 |  | Solar PV |  | NY_Z_C&E | New York | 36 | Oneida | 65 | 36065 | 2 | 0 | 2016 | 9999 |  |  | N | Solar | [13 empty] | 0 | 0 | 0 | 0 | [11 empty] | groSolar | 100 | groSolar | 100
Scott-II Solar LLC | 60968_G_PV1 | 60968 | G | PV1 |  | Solar PV |  | PJM_Dom | Virginia | 51 | Powhatan | 145 | 51145 | 20 | 0 | 2017 | 9999 |  |  | N | Solar | [13 empty] | 0 | 0 | 0 | 0 | [11 empty] | Scott II Solar LLC | 100 | Matthew A Meares | 100
Michael Solar | 60971_G_PV1 | 60971 | G | PV1 |  | Solar PV |  | MIS_MNWI | Minnesota | 27 | Stearns | 145 | 27145 | 1 | 0 | 2017 | 9999 |  |  | N | Solar | [13 empty] | 0 | 0 | 0 | 0 | [11 empty] | SoCore Energy LLC | 100 | SoCore Energy | 100
Michael Solar | 60971_G_PV2 | 60971 | G | PV2 |  | Solar PV |  | MIS_MNWI | Minnesota | 27 | Stearns | 145 | 27145 | 1 | 0 | 2017 | 9999 |  |  | N | Solar | [13 empty] | 0 | 0 | 0 | 0 | [11 empty] | SoCore Energy LLC | 100 | SoCore Energy | 100
Michael Solar | 60971_G_PV3 | 60971 | G | PV3 |  | Solar PV |  | MIS_MNWI | Minnesota | 27 | Stearns | 145 | 27145 | 1 | 0 | 2017 | 9999 |  |  | N | Solar | [13 empty] | 0 | 0 | 0 | 0 | [11 empty] | SoCore Energy LLC | 100 | SoCore Energy | 100
Glendale Battery Energy Storage System | 60974_G_2BESS | 60974 | G | 2BESS |  | Energy Storage |  | WEC_LADW | California | 6 | Los Angeles | 37 | 06037 | 2 | 0 | 2017 | 9999 |  |  | N | Energy Storage | [13 empty] | 0 | 0 | 0 | 0 | [11 empty] | Glendale Water & Power | 100 | Glendale Water & Power | 100
Whitney Point Solar | 60975_G_WS532 | 60975 | G | WS532 |  | Solar PV |  | WEC_CALN | California | 6 | Fresno | 19 | 06019 | 20 | 0 | 2017 | 9999 |  |  | N | Solar | [13 empty] | 0 | 0 | 0 | 0 | [11 empty] | Whitney Point Solar LLC | 100 | NextEra Energy Inc | 100
OSLH, LLC | 60976_G_PV1 | 60976 | G | PV1 |  | Solar PV |  | WECC_PNW | Oregon | 41 | Deschutes | 17 | 41017 | 9.9 | 0 | 2016 | 9999 |  |  | N | Solar | [13 empty] | 0 | 0 | 0 | 0 | [11 empty] | OSLH LLC | 100 | Oregon Solar Land Holdings LLC | 100
CSUF State College | 60978_G_PV1 | 60978 | G | PV1 |  | Solar PV |  | WECC_SCE | California | 6 | Orange | 59 | 06059 | 1 | 0 | 2016 | 9999 |  |  | N | Solar | [13 empty] | 0 | 0 | 0 | 0 | [11 empty] | Solar Star California XLVIII LLC | 100 | SunPower Corp | 100
CSUF Nutwood Solar | 60979_G_PV1 | 60979 | G | PV1 |  | Solar PV |  | WECC_SCE | California | 6 | Orange | 59 | 06059 | 1.9 | 0 | 2016 | 9999 |  |  | N | Solar | [13 empty] | 0 | 0 | 0 | 0 | [11 empty] | Solar Star California XLVIII LLC | 100 | SunPower Corp | 100
ZV Solar 1 | 60980_G_PV1 | 60980 | G | PV1 |  | Solar PV |  | S_VACA | North Carolina | 37 | Robeson | 155 | 37155 | 5 | 0 | 2016 | 9999 |  |  | N | Solar | [13 empty] | 0 | 0 | 0 | 0 | [11 empty] | ZV Solar 1 LLC | 100 | Cypress Creek Holdings LLC | 100
NextEra Westside PV | 60981_G_WS526 | 60981 | G | WS526 |  | Solar PV |  | WEC_CALN | California | 6 | Fresno | 19 | 06019 | 20 | 0 | 2017 | 9999 |  |  | N | Solar | [13 empty] | 0 | 0 | 0 | 0 | [11 empty] | Westside Solar LLC | 100 | NextEra Energy Inc | 100
Atkinson Farm Solar | 60982_G_1 | 60982 | G | 1 |  | Solar PV |  | S_VACA | North Carolina | 37 | Duplin | 61 | 37061 | 5 | 0 | 2015 | 9999 |  |  | N | Solar | [13 empty] | 0 | 0 | 0 | 0 | [11 empty] | Atkinson Farm LLC | 100 | Atkinson Farm LLC | 100
Buckthorn Wind Project | 60983_G_BWIND | 60983 | G | BWIND |  | Onshore Wind |  | ERC_REST | Texas | 48 | Erath | 143 | 48143 | 100.5 | 0 | 2017 | 9999 |  |  | N | Wind | [13 empty] | 0 | 0 | 0 | 0 | [11 empty] | Buckthorn Wind Project LLC | 100 | Capital Power Corp | 100
Lindberg Field Solar 2 | 60984_G_PV1 | 60984 | G | PV1 |  | Solar PV |  | WEC_SDGE | California | 6 | San Diego | 73 | 06073 | 1.9 | 0 | 2017 | 9999 |  |  | N | Solar | [13 empty] | 0 | 0 | 0 | 0 | [11 empty] | Lindberg Field Solar 2 LLC | 100 | NRG Energy Inc | 100
Elizabethtown Solar | 60985_G_ESPV | 60985 | G | ESPV |  | Solar PV |  | PJM_EMAC | Pennsylvania | 42 | Lancaster | 71 | 42071 | 2 | 0 | 2016 | 9999 |  |  | N | Solar | [13 empty] | 0 | 0 | 0 | 0 | [11 empty] | Elizabethtown Solar LLC | 100 | Elizabethtown Solar LLC | 100
AIS Solar Project | 60986_G_SO212 | 60986 | G | SO212 |  | Solar PV |  | NENGREST | Massachusetts | 25 | Worcester | 27 | 25027 | 2.5 | 0 | 2016 | 9999 |  |  | N | Solar | [13 empty] | 0 | 0 | 0 | 0 | [11 empty] | Terraform Power Inc | 100 | Brookfield Asset Management Inc | 100
Santa Rita Wind Energy | 60987_G_GEN1 | 60987 | G | GEN1 |  | Onshore Wind |  | ERC_WEST | Texas | 48 | Reagan | 383 | 48383 | 300 | 0 | 2018 | 9999 |  |  | N | Wind | [13 empty] | 0 | 0 | 0 | 0 | [11 empty] | Invenergy LLC | 100 | Invenergy LLC | 100
SolaireHolman Solar Project | 60989_G_PV1 | 60989 | G | PV1 |  | Solar PV |  | ERC_WEST | Texas | 48 | Brewster | 43 | 48043 | 50 | 0 | 2017 | 9999 |  |  | N | Solar | [13 empty] | 0 | 0 | 0 | 0 | [11 empty] | Solaire Holman I Inc | 100 | Solaire Direct | 100
Florence Solar W3-080, LLC | 60990_G_PV1 | 60990 | G | PV1 |  | Solar PV |  | PJM_EMAC | New Jersey | 34 | Burlington | 5 | 34005 | 7.9 | 0 | 2016 | 9999 |  |  | N | Solar | [13 empty] | 0 | 0 | 0 | 0 | [11 empty] | Florence Solar W3 080 LLC | 100 | Effisolar Energy Corp | 100
Sterling I Wind Farm | 60991_G_STER1 | 60991 | G | STER1 |  | Onshore Wind |  | SPP_SPS | New Mexico | 35 | Lea | 25 | 35025 | 29.9 | 0 | 2017 | 9999 |  |  | N | Wind | [13 empty] | 0 | 0 | 0 | 0 | [11 empty] | AEM Wind LLC | 100 | Akuo Energy | 100
Northern Cardinal Solar | 60992_G_NCARD | 60992 | G | NCARD |  | Solar PV |  | PJM_Dom | North Carolina | 37 | Halifax | 83 | 37083 | 2 | 0 | 2018 | 9999 |  |  | N | Solar | [13 empty] | 0 | 0 | 0 | 0 | [11 empty] | Geenex LLC | 100 | Geenex LLC | 100
Darlington Solar, LLC | 60993_G_PV1 | 60993 | G | PV1 |  | Solar PV |  | S_VACA | South Carolina | 45 | Darlington | 31 | 45031 | 10 | 0 | 2016 | 9999 |  |  | N | Solar | [13 empty] | 0 | 0 | 0 | 0 | [11 empty] | Darlington Solar LLC | 100 | Soltage LLC | 100
French's Landfill PV | 60994_G_GEN1 | 60994 | G | GEN1 |  | Solar PV |  | PJM_EMAC | New Jersey | 34 | Ocean | 29 | 34029 | 5 | 0 | 2014 | 9999 |  |  | N | Solar | [13 empty] | 0 | 0 | 0 | 0 | [11 empty] | Brick Standard LLC | 100 | Brick Standard LLC | 100
Ramona Solar Energy | 60995_G_1 | 60995 | G | 1 |  | Solar PV |  | WEC_SDGE | California | 6 | San Diego | 73 | 06073 | 3.7 | 0 | 2017 | 9999 |  |  | N | Solar | [13 empty] | 0 | 0 | 0 | 0 | [11 empty] | Northlight Power LLC | 100 | Summit Power Group Inc | 100
Iron Horse Battery Storage Hybrid | 60996_G_BA1 | 60996 | G | BA1 |  | Energy Storage |  | WECC_AZ | Arizona | 4 | Pima | 19 | 04019 | 10 | 0 | 2017 | 9999 |  |  | N | Energy Storage | [13 empty] | 0 | 0 | 0 | 0 | [11 empty] | Iron Horse Battery Storage LLC | 100 | RWE Group | 100
Iron Horse Battery Storage Hybrid | 60996_G_PV1 | 60996 | G | PV1 |  | Solar PV |  | WECC_AZ | Arizona | 4 | Pima | 19 | 04019 | 2 | 0 | 2017 | 9999 |  |  | N | Solar | [13 empty] | 0 | 0 | 0 | 0 | [11 empty] | Iron Horse Battery Storage LLC | 100 | RWE Group | 100
Reading Wind Project | 60999_G_READW | 60999 | G | READW |  | Onshore Wind |  | SPP_N | Kansas | 20 | Lyon | 111 | 20111 | 200.1 | 0 | 2019 | 9999 |  |  | N | Wind | [13 empty] | 0 | 0 | 0 | 0 | [11 empty] | Southern Power Co | 100 | Southern Co | 100
King Mill | 61000_G_1 | 61000 | G | 1 |  | Hydro |  | S_SOU | Georgia | 13 | Richmond | 245 | 13245 | 0.6 | 0 | 1944 | 9999 |  |  | N | Hydro | [13 empty] | 0 | 0 | 0 | 0 | [11 empty] | Augusta Canal Authority | 100 | Augusta Canal Authority | 100
King Mill | 61000_G_2 | 61000 | G | 2 |  | Hydro |  | S_SOU | Georgia | 13 | Richmond | 245 | 13245 | 1.4 | 0 | 1944 | 9999 |  |  | N | Hydro | [13 empty] | 0 | 0 | 0 | 0 | [11 empty] | Augusta Canal Authority | 100 | Augusta Canal Authority | 100
Cactus Flats Wind Energy Project | 61001_G_WT1 | 61001 | G | WT1 |  | Onshore Wind |  | ERC_WEST | Texas | 48 | Concho | 95 | 48095 | 150 | 0 | 2018 | 9999 |  |  | N | Wind | [13 empty] | 0 | 0 | 0 | 0 | [11 empty] | Cactus Flats Wind Energy LLC | 100 | Southern Co | 100
WED Portsmouth One, LLC | 61002_G_PORT1 | 61002 | G | PORT1 |  | Onshore Wind |  | NENGREST | Rhode Island | 44 | Newport | 5 | 44005 | 1.5 | 0 | 2016 | 9999 |  |  | N | Wind | [13 empty] | 0 | 0 | 0 | 0 | [11 empty] | Portsmouth (RI) (Town of) | 100 | Portsmouth (RI) (Town of) | 100
Musgrave East Solar Farm | 61003_G_CMUSW | 61003 | G | CMUSW |  | Solar PV |  | NY_Z_C&E | New York | 36 | Cayuga | 11 | 36011 | 2 | 0 | 2016 | 9999 |  |  | N | Solar | [13 empty] | 0 | 0 | 0 | 0 | [11 empty] | Artemis Solar LLC | 100 | Artemis Solar LLC | 100
Whirlpool Corporation - Ottawa Wind Farm | 61004_G_W1 | 61004 | G | W1 |  | Onshore Wind |  | PJM_West | Ohio | 39 | Putnam | 137 | 39137 | 1.5 | 0 | 2018 | 9999 |  |  | N | Wind | [13 empty] | 0 | 0 | 0 | 0 | [11 empty] | OEE XXIV LLC | 100 | One Energy Capital Corp | 100
Whirlpool Corporation - Marion Wind Farm | 61005_G_W1 | 61005 | G | W1 |  | Onshore Wind |  | PJM_ATSI | Ohio | 39 | Marion | 101 | 39101 | 1.5 | 0 | 2017 | 9999 |  |  | N | Wind | [13 empty] | 0 | 0 | 0 | 0 | [11 empty] | OEE XXIII LLC | 100 | One Energy Capital Corp | 100
Whirlpool Corporation - Marion Wind Farm | 61005_G_W2 | 61005 | G | W2 |  | Onshore Wind |  | PJM_ATSI | Ohio | 39 | Marion | 101 | 39101 | 1.5 | 0 | 2017 | 9999 |  |  | N | Wind | [13 empty] | 0 | 0 | 0 | 0 | [11 empty] | OEE XXIII LLC | 100 | One Energy Capital Corp | 100
Whirlpool Corporation - Marion Wind Farm | 61005_G_W3 | 61005 | G | W3 |  | Onshore Wind |  | PJM_ATSI | Ohio | 39 | Marion | 101 | 39101 | 1.5 | 0 | 2017 | 9999 |  |  | N | Wind | [13 empty] | 0 | 0 | 0 | 0 | [11 empty] | OEE XXIII LLC | 100 | One Energy Capital Corp | 100
SCDA Solar 1 | 61006_G_SCAIR | 61006 | G | SCAIR |  | Solar PV |  | WEC_BANC | California | 6 | Sacramento | 67 | 06067 | 7 | 0 | 2017 | 9999 |  |  | N | Solar | [13 empty] | 0 | 0 | 0 | 0 | [11 empty] | SCDA Solar 1 LLC | 100 | Scda Solar 1 LLC | 100
Redbrook Community Solar 1 | 61007_G_REDBR | 61007 | G | REDBR |  | Solar PV |  | NENGREST | Massachusetts | 25 | Plymouth | 23 | 25023 | 4 | 0 | 2017 | 9999 |  |  | N | Solar | [13 empty] | 0 | 0 | 0 | 0 | [11 empty] | Redbrook Solar 1 LLC | 100 | Redbrook Solar 1 LLC | 100
Brook Street Solar 1 CSG | 61008_G_BROOK | 61008 | G | BROOK |  | Solar PV |  | NENGREST | Massachusetts | 25 | Plymouth | 23 | 25023 | 5 | 0 | 2017 | 9999 |  |  | N | Solar | [13 empty] | 0 | 0 | 0 | 0 | [11 empty] | Brook Street Solar 1 LLC | 100 | NRG Energy Inc | 100
Spring Street Solar 1 CSG | 61009_G_SPRIN | 61009 | G | SPRIN |  | Solar PV |  | NENGREST | Massachusetts | 25 | Plymouth | 23 | 25023 | 2 | 0 | 2017 | 9999 |  |  | N | Solar | [13 empty] | 0 | 0 | 0 | 0 | [11 empty] | Spring Street Solar 1 LLC | 100 | Global Infrastructure Partners | 100
Bullock Road Solar 1 | 61010_G_BULLO | 61010 | G | BULLO |  | Solar PV |  | NENGREST | Massachusetts | 25 | Bristol | 5 | 25005 | 1.9 | 0 | 2018 | 9999 |  |  | N | Solar | [13 empty] | 0 | 0 | 0 | 0 | [11 empty] | Bullock Road Solar 1 LLC | 100 | NRG Energy Inc | 100
Chestnut Solar | 61011_G_PV1 | 61011 | G | PV1 |  | Solar PV |  | PJM_Dom | North Carolina | 37 | Halifax | 83 | 37083 | 74.9 | 0 | 2019 | 9999 |  |  | N | Solar | [13 empty] | 0 | 0 | 0 | 0 | [11 empty] | Chestnut Solar LLC | 100 | Geenex LLC | 100
Mill Seat Renewable Energy Facility | 61012_G_GEN1 | 61012 | G | GEN1 |  | Landfill Gas |  | NY_Z_B | New York | 36 | Genesee | 37 | 36037 | 0.8 | 13500 | 2007 | 9999 |  |  | N | Landfill Gas | [13 empty] | 0.22117 | 0.22117 | 0.22117 | 0.22117 | [11 empty] | Waste Management Inc | 60 | Waste Management Inc | 60
Mill Seat Renewable Energy Facility | 61012_G_GEN2 | 61012 | G | GEN2 |  | Landfill Gas |  | NY_Z_B | New York | 36 | Genesee | 37 | 36037 | 0.8 | 13500 | 2007 | 9999 |  |  | N | Landfill Gas | [13 empty] | 0.22117 | 0.22117 | 0.22117 | 0.22117 | [11 empty] | Waste Management Inc | 60 | Waste Management Inc | 60
Mill Seat Renewable Energy Facility | 61012_G_GEN3 | 61012 | G | GEN3 |  | Landfill Gas |  | NY_Z_B | New York | 36 | Genesee | 37 | 36037 | 0.8 | 13500 | 2007 | 9999 |  |  | N | Landfill Gas | [13 empty] | 0.22117 | 0.22117 | 0.22117 | 0.22117 | [11 empty] | Waste Management Inc | 60 | Waste Management Inc | 60
Mill Seat Renewable Energy Facility | 61012_G_GEN4 | 61012 | G | GEN4 |  | Landfill Gas |  | NY_Z_B | New York | 36 | Genesee | 37 | 36037 | 0.8 | 13500 | 2007 | 9999 |  |  | N | Landfill Gas | [13 empty] | 0.22117 | 0.22117 | 0.22117 | 0.22117 | [11 empty] | Waste Management Inc | 60 | Waste Management Inc | 60
Mill Seat Renewable Energy Facility | 61012_G_GEN5 | 61012 | G | GEN5 |  | Landfill Gas |  | NY_Z_B | New York | 36 | Genesee | 37 | 36037 | 0.8 | 13500 | 2007 | 9999 |  |  | N | Landfill Gas | [13 empty] | 0.22117 | 0.22117 | 0.22117 | 0.22117 | [11 empty] | Waste Management Inc | 60 | Waste Management Inc | 60
Mill Seat Renewable Energy Facility | 61012_G_GEN6 | 61012 | G | GEN6 |  | Landfill Gas |  | NY_Z_B | New York | 36 | Genesee | 37 | 36037 | 0.8 | 13500 | 2007 | 9999 |  |  | N | Landfill Gas | [13 empty] | 0.22117 | 0.22117 | 0.22117 | 0.22117 | [11 empty] | Waste Management Inc | 60 | Waste Management Inc | 60
Mill Seat Renewable Energy Facility | 61012_G_GEN7 | 61012 | G | GEN7 |  | Landfill Gas |  | NY_Z_B | New York | 36 | Genesee | 37 | 36037 | 0.8 | 13500 | 2007 | 9999 |  |  | N | Landfill Gas | [13 empty] | 0.22117 | 0.22117 | 0.22117 | 0.22117 | [11 empty] | Waste Management Inc | 60 | Waste Management Inc | 60
Mill Seat Renewable Energy Facility | 61012_G_GEN8 | 61012 | G | GEN8 |  | Landfill Gas |  | NY_Z_B | New York | 36 | Genesee | 37 | 36037 | 0.8 | 13500 | 2007 | 9999 |  |  | N | Landfill Gas | [13 empty] | 0.22117 | 0.22117 | 0.22117 | 0.22117 | [11 empty] | Waste Management Inc | 60 | Waste Management Inc | 60
Marin Clean Energy Solar One | 61013_G_MCES1 | 61013 | G | MCES1 |  | Solar PV |  | WEC_CALN | California | 6 | Contra Costa | 13 | 06013 | 10.5 | 0 | 2017 | 9999 |  |  | N | Solar | [13 empty] | 0 | 0 | 0 | 0 | [11 empty] | MCE Solar One LLC | 100 | FTP Power LLC | 100
Musgrave West Solar Farm | 61015_G_CMUSW | 61015 | G | CMUSW |  | Solar PV |  | NY_Z_C&E | New York | 36 | Cayuga | 11 | 36011 | 2 | 0 | 2016 | 9999 |  |  | N | Solar | [13 empty] | 0 | 0 | 0 | 0 | [11 empty] | Artemis Solar LLC | 100 | Artemis Solar LLC | 100
Stafford St Solar 1 CSG | 61016_G_STAF1 | 61016 | G | STAF1 |  | Solar PV |  | NENGREST | Massachusetts | 25 | Worcester | 27 | 25027 | 2 | 0 | 2017 | 9999 |  |  | N | Solar | [13 empty] | 0 | 0 | 0 | 0 | [11 empty] | Stafford St Solar 1 LLC | 100 | NRG Energy Inc | 100
Stafford St 2 Community Solar | 61017_G_STAF2 | 61017 | G | STAF2 |  | Solar PV |  | NENGREST | Massachusetts | 25 | Worcester | 27 | 25027 | 1.9 | 0 | 2018 | 9999 |  |  | N | Solar | [13 empty] | 0 | 0 | 0 | 0 | [11 empty] | Stafford St Solar 2 LLC | 100 | NRG Energy Inc | 100
Stafford St Solar 3 CSG | 61018_G_STAF3 | 61018 | G | STAF3 |  | Solar PV |  | NENGREST | Massachusetts | 25 | Worcester | 27 | 25027 | 1 | 0 | 2017 | 9999 |  |  | N | Solar | [13 empty] | 0 | 0 | 0 | 0 | [11 empty] | Stafford St Solar 3 LLC | 100 | NRG Energy Inc | 100
Siler 421 Farm, LLC | 61019_G_SILER | 61019 | G | SILER |  | Solar PV |  | S_VACA | North Carolina | 37 | Chatham | 37 | 37037 | 4.9 | 0 | 2016 | 9999 |  |  | N | Solar | [13 empty] | 0 | 0 | 0 | 0 | [11 empty] | Siler 421 Farm LLC | 100 | Strata Solar LLC | 100
Indian River Solar Center | 61020_G_1 | 61020 | G | 1 |  | Solar PV |  | FRCC | Florida | 12 | Indian River | 61 | 12061 | 74.9 | 0 | 2018 | 9999 |  |  | N | Solar | [13 empty] | 0 | 0 | 0 | 0 | [11 empty] | Florida Power & Light Co | 100 | NextEra Energy Inc | 100
Horizon Solar Energy Center | 61021_G_1 | 61021 | G | 1 |  | Solar PV |  | FRCC | Florida | 12 | Putnam | 107 | 12107 | 74.9 | 0 | 2018 | 9999 |  |  | N | Solar | [13 empty] | 0 | 0 | 0 | 0 | [11 empty] | Florida Power & Light Co | 100 | NextEra Energy Inc | 100
Coral Farms Solar Energy Center | 61022_G_1 | 61022 | G | 1 |  | Solar PV |  | FRCC | Florida | 12 | Putnam | 107 | 12107 | 74.9 | 0 | 2018 | 9999 |  |  | N | Solar | [13 empty] | 0 | 0 | 0 | 0 | [11 empty] | Florida Power & Light Co | 100 | NextEra Energy Inc | 100
Hollyfield | 61023_G_1 | 61023 | G | 1 |  | Solar PV |  | PJM_Dom | Virginia | 51 | King William | 101 | 51101 | 6.8 | 0 | 2018 | 9999 |  |  | N | Solar | [13 empty] | 0 | 0 | 0 | 0 | [11 empty] | Virginia Electric & Power Co | 100 | Dominion Energy Inc | 100
Hammock Solar | 61024_G_1 | 61024 | G | 1 |  | Solar PV |  | FRCC | Florida | 12 | Hendry | 51 | 12051 | 74.9 | 0 | 2018 | 9999 |  |  | N | Solar | [13 empty] | 0 | 0 | 0 | 0 | [11 empty] | Florida Power & Light Co | 100 | NextEra Energy Inc | 100
New York Presbyterian Hospital-168th St | 61026_G_GARG | 61026 | G | GARG |  | Combustion Turbine | IC Engine | NY_Z_J | New York | 36 | New York | 61 | 36061 | 0.1 | 13469 | 2000 | 9999 |  |  | N | Distillate Fuel Oil | [13 empty] | 1.6498 | 1.6498 | 1.6498 | 1.6498 | [11 empty] | New York Presbyterian Hospital | 100 | New York Presbyterian Healthcare System | 100
New York Presbyterian Hospital-168th St | 61026_G_MHB1 | 61026 | G | MHB1 |  | Combustion Turbine | IC Engine | NY_Z_J | New York | 36 | New York | 61 | 36061 | 2 | 13469 | 2000 | 9999 |  |  | N | Distillate Fuel Oil | [13 empty] | 0.47113 | 0.47113 | 0.47113 | 0.47113 | [11 empty] | New York Presbyterian Hospital | 100 | New York Presbyterian Healthcare System | 100
New York Presbyterian Hospital-168th St | 61026_G_MHB2 | 61026 | G | MHB2 |  | Combustion Turbine | IC Engine | NY_Z_J | New York | 36 | New York | 61 | 36061 | 1.4 | 13469 | 2000 | 9999 |  |  | N | Distillate Fuel Oil | [13 empty] | 0.47113 | 0.47113 | 0.47113 | 0.47113 | [11 empty] | New York Presbyterian Hospital | 100 | New York Presbyterian Healthcare System | 100
New York Presbyterian Hospital-168th St | 61026_G_MHB3 | 61026 | G | MHB3 |  | Combustion Turbine | IC Engine | NY_Z_J | New York | 36 | New York | 61 | 36061 | 1.4 | 13469 | 2000 | 9999 |  |  | N | Distillate Fuel Oil | [13 empty] | 0.47113 | 0.47113 | 0.47113 | 0.47113 | [11 empty] | New York Presbyterian Hospital | 100 | New York Presbyterian Healthcare System | 100
New York Presbyterian Hospital-168th St | 61026_G_CHNY1 | 61026 | G | CHNY1 |  | Combustion Turbine | IC Engine | NY_Z_J | New York | 36 | New York | 61 | 36061 | 2 | 13469 | 2003 | 9999 |  |  | N | Distillate Fuel Oil | [13 empty] | 0.47113 | 0.47113 | 0.47113 | 0.47113 | [11 empty] | New York Presbyterian Hospital | 100 | New York Presbyterian Healthcare System | 100
New York Presbyterian Hospital-168th St | 61026_G_CHNY2 | 61026 | G | CHNY2 |  | Combustion Turbine | IC Engine | NY_Z_J | New York | 36 | New York | 61 | 36061 | 2 | 13469 | 2003 | 9999 |  |  | N | Distillate Fuel Oil | [13 empty] | 0.47113 | 0.47113 | 0.47113 | 0.47113 | [11 empty] | New York Presbyterian Hospital | 100 | New York Presbyterian Healthcare System | 100
New York Presbyterian Hospital-168th St | 61026_G_MHB4 | 61026 | G | MHB4 |  | Combustion Turbine | IC Engine | NY_Z_J | New York | 36 | New York | 61 | 36061 | 1.5 | 13469 | 2008 | 9999 |  |  | N | Distillate Fuel Oil | [13 empty] | 0.47113 | 0.47113 | 0.47113 | 0.47113 | [11 empty] | New York Presbyterian Hospital | 100 | New York Presbyterian Healthcare System | 100
New York Presbyterian Hospital-168th St | 61026_G_MHB5 | 61026 | G | MHB5 |  | Combustion Turbine | IC Engine | NY_Z_J | New York | 36 | New York | 61 | 36061 | 1.5 | 13469 | 2008 | 9999 |  |  | N | Distillate Fuel Oil | [13 empty] | 0.47113 | 0.47113 | 0.47113 | 0.47113 | [11 empty] | New York Presbyterian Hospital | 100 | New York Presbyterian Healthcare System | 100
Hickory Run Energy Station | 61028_G_CTG1 | 61028 | G | CTG1 |  | Combined Cycle |  | PJM_ATSI | Pennsylvania | 42 | Lawrence | 73 | 42073 | 283 | 7050 | 2020 | 9999 |  |  | N | Natural Gas | [13 empty] | 0.011 | 0.011 | 0.011 | 0.011 | [11 empty] | Hickory Run Energy LLC | 100 | ITOCHU Corp | 100
Hickory Run Energy Station | 61028_G_CTG2 | 61028 | G | CTG2 |  | Combined Cycle |  | PJM_ATSI | Pennsylvania | 42 | Lawrence | 73 | 42073 | 283 | 7050 | 2020 | 9999 |  |  | N | Natural Gas | [13 empty] | 0.011 | 0.011 | 0.011 | 0.011 | [11 empty] | Hickory Run Energy LLC | 100 | ITOCHU Corp | 100
Hickory Run Energy Station | 61028_G_STG1 | 61028 | G | STG1 |  | Combined Cycle |  | PJM_ATSI | Pennsylvania | 42 | Lawrence | 73 | 42073 | 437 | 7050 | 2020 | 9999 |  |  | N | Natural Gas | [13 empty] | 0.011 | 0.011 | 0.011 | 0.011 | [11 empty] | Hickory Run Energy LLC | 100 | ITOCHU Corp | 100
Blue Cypress Solar Energy Center | 61029_G_1 | 61029 | G | 1 |  | Solar PV |  | FRCC | Florida | 12 | Indian River | 61 | 12061 | 74.9 | 0 | 2018 | 9999 |  |  | N | Solar | [13 empty] | 0 | 0 | 0 | 0 | [11 empty] | Florida Power & Light Co | 100 | NextEra Energy Inc | 100
Harford Solar Farm | 61030_G_CMUSW | 61030 | G | CMUSW |  | Solar PV |  | NY_Z_C&E | New York | 36 | Tompkins | 109 | 36109 | 2 | 0 | 2016 | 9999 |  |  | N | Solar | [13 empty] | 0 | 0 | 0 | 0 | [11 empty] | Laertes Solar LLC | 100 | Laertes Solar LLC | 100
Floyd Road Solar Farm | 61031_G_PV1 | 61031 | G | PV1 |  | Solar PV |  | PJM_Dom | North Carolina | 37 | Northampton | 131 | 37131 | 5 | 0 | 2017 | 9999 |  |  | N | Solar | [13 empty] | 0 | 0 | 0 | 0 | [11 empty] | Floyd Road Solar Farm LLC | 100 | Floyd Road Solar Farm LLC | 100
Birdsboro Power | 61035_G_GEN1 | 61035 | G | GEN1 | 91213 | Combined Cycle |  | PJM_WMAC | Pennsylvania | 42 | Berks | 11 | 42011 | 476 | 7050 | 2019 | 9999 |  |  | N | Natural Gas |  |  |  | DLNB | SCR | [8 empty] | 0.0064519 | 0.0064519 | 0.0064519 | 0.0064519 | [11 empty] | Birdsboro Power LLC | 100 | EmberClear Corp | 100
Apple Hill Solar | 61037_G_APPL | 61037 | G | APPL |  | Solar PV |  | NENGREST | Vermont | 50 | Bennington | 3 | 50003 | 2 | 0 | 2020 | 9999 |  |  | N | Solar | [13 empty] | 0 | 0 | 0 | 0 | [11 empty] | Apple Hill Solar LLC | 100 | Allco Renewable Energy Limited | 100
Deerfield Wind LLC | 61039_G_WT1 | 61039 | G | WT1 |  | Onshore Wind |  | NENGREST | Vermont | 50 | Bennington | 3 | 50003 | 30 | 0 | 2017 | 9999 |  |  | N | Wind | [13 empty] | 0 | 0 | 0 | 0 | [11 empty] | Deerfield Wind LLC | 100 | Iberdrola SA | 100
Twin Buttes II Wind | 61040_G_WT1 | 61040 | G | WT1 |  | Onshore Wind |  | WECC_CO | Colorado | 8 | Prowers | 99 | 08099 | 75 | 0 | 2017 | 9999 |  |  | N | Wind | [13 empty] | 0 | 0 | 0 | 0 | [11 empty] | Twin Buttes Wind II LLC | 100 | Iberdrola SA | 100
Canandaigua Westbrook Solar Array | 61042_G_PV1 | 61042 | G | PV1 |  | Solar PV |  | NY_Z_C&E | New York | 36 | Ontario | 69 | 36069 | 1.6 | 0 | 2017 | 9999 |  |  | N | Solar | [13 empty] | 0 | 0 | 0 | 0 | [11 empty] | AEP OnSite Partners LLC | 100 | American Electric Power Co Inc | 100
Canandaigua Solar Array | 61043_G_PV1 | 61043 | G | PV1 |  | Solar PV |  | NY_Z_C&E | New York | 36 | Ontario | 69 | 36069 | 2 | 0 | 2016 | 9999 |  |  | N | Solar | [13 empty] | 0 | 0 | 0 | 0 | [11 empty] | New Energy Equity | 100 | New Energy Equity | 100
La Joya NM | 61044_G_LAJ1 | 61044 | G | LAJ1 |  | Onshore Wind |  | WECC_NM | New Mexico | 35 | Torrance | 57 | 35057 | 165 | 0 | 2020 | 9999 |  |  | N | Wind | [13 empty] | 0 | 0 | 0 | 0 | [11 empty] | La Joya Wind LLC | 100 | Iberdrola SA | 100
Tatanka Ridge | 61046_G_WT1 | 61046 | G | WT1 |  | Onshore Wind |  | SPP_WAUE | South Dakota | 46 | Deuel | 39 | 46039 | 98 | 0 | 2019 | 9999 |  |  | N | Wind | [13 empty] | 0 | 0 | 0 | 0 | [11 empty] | Tatanka Ridge Wind LLC | 100 | Iberdrola SA | 100
Coyote Ridge | 61047_G_WT1 | 61047 | G | WT1 |  | Onshore Wind |  | MIS_MNWI | South Dakota | 46 | Brookings | 11 | 46011 | 98 | 0 | 2019 | 9999 |  |  | N | Wind | [13 empty] | 0 | 0 | 0 | 0 | [11 empty] | Coyote Ridge Wind LLC | 100 | WEC Energy Group Inc | 100
Solar Star Oregon II | 61048_G_PV1 | 61048 | G | PV1 |  | Solar PV |  | WECC_PNW | Oregon | 41 | Crook | 13 | 41013 | 56 | 0 | 2017 | 9999 |  |  | N | Solar | [13 empty] | 0 | 0 | 0 | 0 | [11 empty] | Solar Star Oregon II LLC | 100 | SunPower Corp | 100
Wildflower Solar Energy Center | 61050_G_1 | 61050 | G | 1 |  | Solar PV |  | FRCC | Florida | 12 | Desoto | 27 | 12027 | 74.9 | 0 | 2018 | 9999 |  |  | N | Solar | [13 empty] | 0 | 0 | 0 | 0 | [11 empty] | Florida Power & Light Co | 100 | NextEra Energy Inc | 100
Barefoot Bay Solar Energy Center | 61051_G_1 | 61051 | G | 1 |  | Solar PV |  | FRCC | Florida | 12 | Brevard | 9 | 12009 | 74.9 | 0 | 2018 | 9999 |  |  | N | Solar | [13 empty] | 0 | 0 | 0 | 0 | [11 empty] | Florida Power & Light Co | 100 | NextEra Energy Inc | 100
Loggerhead Solar Energy Center | 61052_G_1 | 61052 | G | 1 |  | Solar PV |  | FRCC | Florida | 12 | St Lucie | 111 | 12111 | 74.9 | 0 | 2018 | 9999 |  |  | N | Solar | [13 empty] | 0 | 0 | 0 | 0 | [11 empty] | Florida Power & Light Co | 100 | NextEra Energy Inc | 100
Greenfield Solar Park | 61053_G_SGREE | 61053 | G | SGREE |  | Solar PV |  | MIS_INKY | Indiana | 18 | Hancock | 59 | 18059 | 2.8 | 0 | 2017 | 9999 |  |  | N | Solar | [13 empty] | 0 | 0 | 0 | 0 | [11 empty] | Indiana Municipal Power Agency | 100 | Indiana Municipal Power Agency | 100
IMPA Anderson Solar Park 2 | 61054_G_SAND2 | 61054 | G | SAND2 |  | Solar PV |  | PJM_West | Indiana | 18 | Madison | 95 | 18095 | 8.1 | 0 | 2017 | 9999 |  |  | N | Solar | [13 empty] | 0 | 0 | 0 | 0 | [11 empty] | Indiana Municipal Power Agency | 100 | Indiana Municipal Power Agency | 100
DG AMP Solar Front Royal | 61055_G_AMPFR | 61055 | G | AMPFR |  | Solar PV |  | PJM_AP | Virginia | 51 | Warren | 187 | 51187 | 2.5 | 0 | 2017 | 9999 |  |  | N | Solar | [13 empty] | 0 | 0 | 0 | 0 | [11 empty] | DG AMP Solar LLC | 100 | NextEra Energy Inc | 100
Seward Wind Farm | 61056_G_T1 | 61056 | G | T1 |  | Onshore Wind |  | SPP_NEBR | Nebraska | 31 | Seward | 159 | 31159 | 1.7 | 0 | 2017 | 9999 |  |  | N | Wind | [13 empty] | 0 | 0 | 0 | 0 | [11 empty] | Seward Wind LLC | 100 | Bluestem LLC | 100
Kramer Solar CSG | 61058_G_0000B | 61058 | G | 0000B |  | Solar PV |  | MIS_MNWI | Minnesota | 27 | Renville | 129 | 27129 | 1 | 0 | 2017 | 9999 |  |  | N | Solar | [13 empty] | 0 | 0 | 0 | 0 | [11 empty] | ETCAP NES CS MN 12 LLC | 100 | Novel Energy Solutions | 100
Kramer Solar CSG | 61058_G_KRAM2 | 61058 | G | KRAM2 |  | Solar PV |  | MIS_MNWI | Minnesota | 27 | Renville | 129 | 27129 | 1 | 0 | 2017 | 9999 |  |  | N | Solar | [13 empty] | 0 | 0 | 0 | 0 | [11 empty] | ETCAP NES CS MN 12 LLC | 100 | Novel Energy Solutions | 100
Kramer Solar CSG | 61058_G_KRAM3 | 61058 | G | KRAM3 |  | Solar PV |  | MIS_MNWI | Minnesota | 27 | Renville | 129 | 27129 | 1 | 0 | 2017 | 9999 |  |  | N | Solar | [13 empty] | 0 | 0 | 0 | 0 | [11 empty] | ETCAP NES CS MN 12 LLC | 100 | Novel Energy Solutions | 100
Novel OYA of Osakis CSG | 61059_G_0000G | 61059 | G | 0000G |  | Solar PV |  | MIS_MNWI | Minnesota | 27 | Douglas | 41 | 27041 | 5 | 0 | 2018 | 9999 |  |  | N | Solar | [13 empty] | 0 | 0 | 0 | 0 | [11 empty] | Novel Energy Solutions | 100 | Novel Energy Solutions | 100
Novel - OYA of Mapleton CSG | 61060_G_0000I | 61060 | G | 0000I |  | Solar PV |  | MIS_MNWI | Minnesota | 27 | Blue Earth | 13 | 27013 | 3.5 | 0 | 2018 | 9999 |  |  | N | Solar | [13 empty] | 0 | 0 | 0 | 0 | [11 empty] | Novel Energy Solutions | 100 | Novel Energy Solutions | 100
Foundation CDCR LAC | 61066_G_WTG1 | 61066 | G | WTG1 |  | Onshore Wind |  | WEC_LADW | California | 6 | Los Angeles | 37 | 06037 | 1.9 | 0 | 2017 | 9999 |  |  | N | Wind | [13 empty] | 0 | 0 | 0 | 0 | [11 empty] | Foundation CA Fund VIII Owner LLC | 100 | Foundation Windpower | 100
Foundation Scheid Vineyards | 61067_G_WTG1 | 61067 | G | WTG1 |  | Onshore Wind |  | WEC_CALN | California | 6 | Monterey | 53 | 06053 | 1.9 | 0 | 2017 | 9999 |  |  | N | Wind | [13 empty] | 0 | 0 | 0 | 0 | [11 empty] | Foundation CA Fund VIII Manager LLC | 100 | Foundation Windpower | 100
BWC Wading River One, Two, Three CSG | 61069_G_62381 | 61069 | G | 62381 |  | Solar PV |  | NENGREST | Massachusetts | 25 | Worcester | 27 | 25027 | 3 | 0 | 2017 | 9999 |  |  | N | Solar | [13 empty] | 0 | 0 | 0 | 0 | [11 empty] | BWC Wading River LLC | 100 | Bluewave Capital LLC | 100
Saratoga Wind Farm | 61070_G_SWE | 61070 | G | SWE |  | Onshore Wind |  | MIS_IA | Iowa | 19 | Howard | 89 | 19089 | 66 | 0 | 2019 | 9999 |  |  | N | Wind | [13 empty] | 0 | 0 | 0 | 0 | [11 empty] | Saratoga Wind Energy LLC | 100 | MGE Energy Inc | 100
Lemond Solar | 61072_G_LEMND | 61072 | G | LEMND |  | Solar PV |  | MIS_MNWI | Minnesota | 27 | Steele | 147 | 27147 | 5 | 0 | 2017 | 9999 |  |  | N | Solar | [13 empty] | 0 | 0 | 0 | 0 | [11 empty] | Lemond Solar Center LLC | 100 | Coronal Group LLC | 100
Pemberton Road I | 61073_G_PEMB1 | 61073 | G | PEMB1 |  | Solar PV |  | PJM_EMAC | New Jersey | 34 | Burlington | 5 | 34005 | 9.9 | 0 | 2017 | 9999 |  |  | N | Solar | [13 empty] | 0 | 0 | 0 | 0 | [11 empty] | NJR Clean Energy Ventures II Corp | 100 | New Jersey Resources Corp | 100
Pemberton Road II | 61074_G_PEMB2 | 61074 | G | PEMB2 |  | Solar PV |  | PJM_EMAC | New Jersey | 34 | Burlington | 5 | 34005 | 9.9 | 0 | 2017 | 9999 |  |  | N | Solar | [13 empty] | 0 | 0 | 0 | 0 | [11 empty] | NJR Clean Energy Ventures II Corp | 100 | New Jersey Resources Corp | 100
Orient Wind Farm | 61077_G_1 | 61077 | G | 1 |  | Onshore Wind |  | MIS_MIDA | Iowa | 19 | Adair | 1 | 19001 | 102 | 0 | 2018 | 9999 |  |  | N | Wind | [13 empty] | 0 | 0 | 0 | 0 | [11 empty] | MidAmerican Energy Co | 100 | Berkshire Hathaway Inc | 100
Orient Wind Farm | 61077_G_2 | 61077 | G | 2 |  | Onshore Wind |  | MIS_MIDA | Iowa | 19 | Adair | 1 | 19001 | 398.8 | 0 | 2019 | 9999 |  |  | N | Wind | [13 empty] | 0 | 0 | 0 | 0 | [11 empty] | MidAmerican Energy Co | 100 | Berkshire Hathaway Inc | 100
Beaver Creek Wind | 61079_G_1 | 61079 | G | 1 |  | Onshore Wind |  | MIS_MIDA | Iowa | 19 | Boone | 15 | 19015 | 170 | 0 | 2017 | 9999 |  |  | N | Wind | [13 empty] | 0 | 0 | 0 | 0 | [11 empty] | MidAmerican Energy Co | 100 | Berkshire Hathaway Inc | 100
Sub 12 | 61080_G_IC1 | 61080 | G | IC1 |  | Combustion Turbine | IC Engine | FRCC | Florida | 12 | Leon | 73 | 12073 | 9.3 | 10745 | 2018 | 9999 |  |  | N | Natural Gas | [13 empty] | 1.061 | 1.061 | 1.061 | 1.061 | [11 empty] | Tallahassee FL (City of) | 100 | Tallahassee FL (City of) | 100
Sub 12 | 61080_G_IC2 | 61080 | G | IC2 |  | Combustion Turbine | IC Engine | FRCC | Florida | 12 | Leon | 73 | 12073 | 9.3 | 10745 | 2018 | 9999 |  |  | N | Natural Gas | [13 empty] | 1.061 | 1.061 | 1.061 | 1.061 | [11 empty] | Tallahassee FL (City of) | 100 | Tallahassee FL (City of) | 100
Luning Energy | 61084_G_LNING | 61084 | G | LNING |  | Solar PV |  | WECC_NNV | Nevada | 32 | Mineral | 21 | 32021 | 50 | 0 | 2017 | 9999 |  |  | N | Solar | [13 empty] | 0 | 0 | 0 | 0 | [11 empty] | Luning Energy LLC | 100 | Luning Solar Energy LLC | 100
Stone Solar | 61085_G_1 | 61085 | G | 1 |  | Solar PV |  | S_VACA | North Carolina | 37 | Robeson | 155 | 37155 | 5 | 0 | 2016 | 9999 |  |  | N | Solar | [13 empty] | 0 | 0 | 0 | 0 | [11 empty] | Stone Solar Farm LLC | 100 | Strata Solar LLC | 100
Tripple State Farm | 61086_G_1 | 61086 | G | 1 |  | Solar PV |  | S_VACA | North Carolina | 37 | Iredell | 97 | 37097 | 5 | 0 | 2016 | 9999 |  |  | N | Solar | [13 empty] | 0 | 0 | 0 | 0 | [11 empty] | Tripple State Farm LLC | 100 | Strata Solar LLC | 100
Wadesboro Farm 1 | 61087_G_1 | 61087 | G | 1 |  | Solar PV |  | S_VACA | North Carolina | 37 | Anson | 7 | 37007 | 5 | 0 | 2015 | 9999 |  |  | N | Solar | [13 empty] | 0 | 0 | 0 | 0 | [11 empty] | Solar Management Services LLC | 100 | Solar Management Services LLC | 100
Delco Farm | 61088_G_1 | 61088 | G | 1 |  | Solar PV |  | S_VACA | North Carolina | 37 | Columbus | 47 | 37047 | 5 | 0 | 2016 | 9999 |  |  | N | Solar | [13 empty] | 0 | 0 | 0 | 0 | [11 empty] | Delco Farm LLC | 100 | Delco Farm LLC | 100
Fisher Solar Farm - NC | 61089_G_1 | 61089 | G | 1 |  | Solar PV |  | S_VACA | North Carolina | 37 | Stanly | 167 | 37167 | 5 | 0 | 2015 | 9999 |  |  | N | Solar | [13 empty] | 0 | 0 | 0 | 0 | [11 empty] | Fisher Solar Farm LLC | 100 | Strata Solar LLC | 100
Kinston Davis Farm | 61090_G_1 | 61090 | G | 1 |  | Solar PV |  | S_VACA | North Carolina | 37 | Lenoir | 107 | 37107 | 5 | 0 | 2015 | 9999 |  |  | N | Solar | [13 empty] | 0 | 0 | 0 | 0 | [11 empty] | Kinston Davis Farm LLC | 100 | Strata Solar LLC | 100
Laurinburg Farm | 61091_G_1 | 61091 | G | 1 |  | Solar PV |  | S_VACA | North Carolina | 37 | Scotland | 165 | 37165 | 5 | 0 | 2015 | 9999 |  |  | N | Solar | [13 empty] | 0 | 0 | 0 | 0 | [11 empty] | Laurinburg Farm LLC | 100 | Strata Solar LLC | 100
Independence Solar Farm | 61092_G_IPL1 | 61092 | G | IPL1 |  | Solar PV |  | SPP_N | Missouri | 29 | Jackson | 95 | 29095 | 3 | 0 | 2017 | 9999 |  |  | N | Solar | [13 empty] | 0 | 0 | 0 | 0 | [11 empty] | MC Power Companies Inc | 100 | MC Power Companies | 100
Mills Anson Farm | 61093_G_1 | 61093 | G | 1 |  | Solar PV |  | S_VACA | North Carolina | 37 | Anson | 7 | 37007 | 5 | 0 | 2016 | 9999 |  |  | N | Solar | [13 empty] | 0 | 0 | 0 | 0 | [11 empty] | Mills Anson Farm LLC | 100 | Strata Solar LLC | 100
Old Wire Farm | 61094_G_1 | 61094 | G | 1 |  | Solar PV |  | S_VACA | North Carolina | 37 | Scotland | 165 | 37165 | 5 | 0 | 2016 | 9999 |  |  | N | Solar | [13 empty] | 0 | 0 | 0 | 0 | [11 empty] | Old Wire Farm LLC | 100 | Strata Solar LLC | 100
Railroad Farm 2 | 61095_G_1 | 61095 | G | 1 |  | Solar PV |  | S_VACA | North Carolina | 37 | Robeson | 155 | 37155 | 5 | 0 | 2014 | 9999 |  |  | N | Solar | [13 empty] | 0 | 0 | 0 | 0 | [11 empty] | Railroad Farm 2 LLC | 100 | Strata Solar LLC | 100
Sampson Solar | 61096_G_1 | 61096 | G | 1 |  | Solar PV |  | S_VACA | North Carolina | 37 | Sampson | 163 | 37163 | 2 | 0 | 2015 | 9999 |  |  | N | Solar | [13 empty] | 0 | 0 | 0 | 0 | [11 empty] | Sampson Solar LLC | 100 | Solbridge Energy LLC | 100
Syncarpha Freetown | 61097_G_SYNFR | 61097 | G | SYNFR |  | Solar PV |  | NENGREST | Massachusetts | 25 | Bristol | 5 | 25005 | 3.9 | 0 | 2016 | 9999 |  |  | N | Solar | [13 empty] | 0 | 0 | 0 | 0 | [11 empty] | Maries Way Solar I LLC | 100 | Maries Way Solar I LLC | 100
Pima Community College - East Campus | 61104_G_PV1 | 61104 | G | PV1 |  | Solar PV |  | WECC_AZ | Arizona | 4 | Pima | 19 | 04019 | 1.3 | 0 | 2017 | 9999 |  |  | N | Solar | [13 empty] | 0 | 0 | 0 | 0 | [11 empty] | SolarCity Corp | 100 | Tesla Inc | 100
Pine River Wind Park | 61106_G_1 | 61106 | G | 1 |  | Onshore Wind |  | MIS_LMI | Michigan | 26 | Isabella | 73 | 26073 | 161.3 | 0 | 2019 | 9999 |  |  | N | Wind | [13 empty] | 0 | 0 | 0 | 0 | [11 empty] | Pine River Wind Energy LLC | 100 | Invenergy LLC | 100
Vanadium Redox Flow Battery Plant | 61107_G_VRF | 61107 | G | VRF |  | Energy Storage |  | WEC_SDGE | California | 6 | San Diego | 73 | 06073 | 2 | 0 | 2017 | 9999 |  |  | N | Energy Storage | [13 empty] | 0 | 0 | 0 | 0 | [11 empty] | VRF Battery Plant | 100 | Sumitomo Corp | 100
Manteca Land PV | 61115_G_MANT1 | 61115 | G | MANT1 |  | Solar PV |  | WEC_CALN | California | 6 | San Joaquin | 77 | 06077 | 1 | 0 | 2017 | 9999 |  |  | N | Solar | [13 empty] | 0 | 0 | 0 | 0 | [11 empty] | Manteca PV 1 LLC | 100 | Immodo Group | 100
Delano Land 1 | 61116_G_DELA1 | 61116 | G | DELA1 |  | Solar PV |  | WECC_SCE | California | 6 | Kern | 29 | 06029 | 1 | 0 | 2017 | 9999 |  |  | N | Solar | [13 empty] | 0 | 0 | 0 | 0 | [11 empty] | Delano Land 1 LLC | 100 | Delano Land 1 LLC | 100
Bakersfield PV 1 | 61117_G_BAKE1 | 61117 | G | BAKE1 |  | Solar PV |  | WECC_SCE | California | 6 | Kern | 29 | 06029 | 5.3 | 0 | 2017 | 9999 |  |  | N | Solar | [13 empty] | 0 | 0 | 0 | 0 | [11 empty] | Bakersfield PV I LLC | 100 | Immodo Group | 100
Bakersfield Industrial PV 1 | 61118_G_BIND1 | 61118 | G | BIND1 |  | Solar PV |  | WECC_SCE | California | 6 | Kern | 29 | 06029 | 1 | 0 | 2017 | 9999 |  |  | N | Solar | [13 empty] | 0 | 0 | 0 | 0 | [11 empty] | Bakersfield Industrial PV 1 LLC | 100 | Bakersfield Industrial PV 1 LLC | 100
Quichapa 1 | 61119_G_W5519 | 61119 | G | W5519 |  | Solar PV |  | WECC_UT | Utah | 49 | Iron | 21 | 49021 | 3 | 0 | 2016 | 9999 |  |  | N | Solar | [13 empty] | 0 | 0 | 0 | 0 | [11 empty] | Quichapa 1 LLC | 100 | RH Solar LLC | 100
Quichapa 2 | 61120_G_W5520 | 61120 | G | W5520 |  | Solar PV |  | WECC_UT | Utah | 49 | Iron | 21 | 49021 | 3 | 0 | 2016 | 9999 |  |  | N | Solar | [13 empty] | 0 | 0 | 0 | 0 | [11 empty] | Quichapa 2 LLC | 100 | RH Solar LLC | 100
Quichapa 3 | 61121_G_W5521 | 61121 | G | W5521 |  | Solar PV |  | WECC_UT | Utah | 49 | Iron | 21 | 49021 | 3 | 0 | 2016 | 9999 |  |  | N | Solar | [13 empty] | 0 | 0 | 0 | 0 | [11 empty] | Quichapa 3 LLC | 100 | RH Solar LLC | 100
Elizabeth Mines Solar 1 | 61124_G_EMS1 | 61124 | G | EMS1 |  | Solar PV |  | NENGREST | Vermont | 50 | Orange | 17 | 50017 | 5 | 0 | 2017 | 9999 |  |  | N | Solar | [13 empty] | 0 | 0 | 0 | 0 | [11 empty] | Brightfields Development LLC | 60 | Brightfields Development LLC | 60
Nebraska Valley Solar Farm | 61125_G_NVSF | 61125 | G | NVSF |  | Solar PV |  | NENGREST | Vermont | 50 | Lamoille | 15 | 50015 | 1 | 0 | 2016 | 9999 |  |  | N | Solar | [13 empty] | 0 | 0 | 0 | 0 | [11 empty] | Stowe VT (Town of) | 100 | Stowe VT (Town of) | 100
Bedford Solar | 61126_G_12346 | 61126 | G | 12346 |  | Solar PV |  | PJM_West | Virginia | 51 | Bedford | 19 | 51019 | 3 | 0 | 2017 | 9999 |  |  | N | Solar | [13 empty] | 0 | 0 | 0 | 0 | [11 empty] | Bedford Solar LLC | 100 | Bedford Solar LLC | 100
Gamble Solar | 61127_G_12348 | 61127 | G | 12348 |  | Solar PV |  | S_VACA | North Carolina | 37 | Rutherford | 161 | 37161 | 3 | 0 | 2019 | 9999 |  |  | N | Solar | [13 empty] | 0 | 0 | 0 | 0 | [11 empty] | Gamble Solar LLC | 100 | Gamble Solar LLC | 100
Salisbury Solar | 61128_G_12349 | 61128 | G | 12349 |  | Solar PV |  | S_VACA | North Carolina | 37 | Rowan | 159 | 37159 | 3.8 | 0 | 2018 | 9999 |  |  | N | Solar | [13 empty] | 0 | 0 | 0 | 0 | [11 empty] | Salisbury Solar LLC | 100 | Salisbury Solar LLC | 100
Wadesboro Solar | 61129_G_12347 | 61129 | G | 12347 |  | Solar PV |  | S_VACA | North Carolina | 37 | Anson | 7 | 37007 | 5 | 0 | 2017 | 9999 |  |  | N | Solar | [13 empty] | 0 | 0 | 0 | 0 | [11 empty] | Wadesboro Solar LLC | 100 | O2Energies | 100
Tolson Solar | 61131_G_12345 | 61131 | G | 12345 |  | Solar PV |  | S_VACA | North Carolina | 37 | Edgecombe | 65 | 37065 | 3 | 0 | 2015 | 9999 |  |  | N | Solar | [13 empty] | 0 | 0 | 0 | 0 | [11 empty] | Tolson Solar LLC | 100 | Tolson Solar LLC | 100
Phelps 158 Solar Farm | 61134_G_15800 | 61134 | G | 15800 |  | Solar PV |  | PJM_Dom | North Carolina | 37 | Northampton | 131 | 37131 | 5 | 0 | 2018 | 9999 |  |  | N | Solar | [13 empty] | 0 | 0 | 0 | 0 | [11 empty] | Phelps 158 Solar Farm LLC | 100 | Phelps 158 Solar Farm LLC | 100
Lebanon Solar Farm (MO) | 61135_G_LSF1 | 61135 | G | LSF1 |  | Solar PV |  | SPP_N | Missouri | 29 | Laclede | 105 | 29105 | 2.5 | 0 | 2017 | 9999 |  |  | N | Solar | [13 empty] | 0 | 0 | 0 | 0 | [11 empty] | MCP Lebanon LLC | 100 | MC Power Companies | 100
Armstrong Solar | 61138_G_0000A | 61138 | G | 0000A |  | Solar PV |  | MIS_MNWI | Minnesota | 27 | Pope | 121 | 27121 | 3 | 0 | 2018 | 9999 |  |  | N | Solar | [13 empty] | 0 | 0 | 0 | 0 | [11 empty] | Novel Energy Solutions | 100 | Novel Energy Solutions | 100
Marmas Solar CSG | 61139_G_MARM2 | 61139 | G | MARM2 |  | Solar PV |  | MIS_MNWI | Minnesota | 27 | Sherburne | 141 | 27141 | 1 | 0 | 2018 | 9999 |  |  | N | Solar | [13 empty] | 0 | 0 | 0 | 0 | [11 empty] | ETCAP NES CS MN 03 LLC | 100 | Novel Energy Solutions | 100
Marmas Solar CSG | 61139_G_MARM3 | 61139 | G | MARM3 |  | Solar PV |  | MIS_MNWI | Minnesota | 27 | Sherburne | 141 | 27141 | 1 | 0 | 2018 | 9999 |  |  | N | Solar | [13 empty] | 0 | 0 | 0 | 0 | [11 empty] | ETCAP NES CS MN 03 LLC | 100 | Novel Energy Solutions | 100
Marmas Solar CSG | 61139_G_MARM4 | 61139 | G | MARM4 |  | Solar PV |  | MIS_MNWI | Minnesota | 27 | Sherburne | 141 | 27141 | 1 | 0 | 2018 | 9999 |  |  | N | Solar | [13 empty] | 0 | 0 | 0 | 0 | [11 empty] | ETCAP NES CS MN 03 LLC | 100 | Novel Energy Solutions | 100
Marmas Solar CSG | 61139_G_MARM5 | 61139 | G | MARM5 |  | Solar PV |  | MIS_MNWI | Minnesota | 27 | Sherburne | 141 | 27141 | 1 | 0 | 2018 | 9999 |  |  | N | Solar | [13 empty] | 0 | 0 | 0 | 0 | [11 empty] | ETCAP NES CS MN 03 LLC | 100 | Novel Energy Solutions | 100
CF Novel Solar CSG Gardens Two, LLC | 61140_G_0000D | 61140 | G | 0000D |  | Solar PV |  | MIS_MNWI | Minnesota | 27 | Faribault | 43 | 27043 | 1.8 | 0 | 2017 | 9999 |  |  | N | Solar | [13 empty] | 0 | 0 | 0 | 0 | [11 empty] | Novel Energy Solutions | 100 | Novel Energy Solutions | 100
CF Novel Solar CSG Gardens Eleven, LLC | 61141_G_0000F | 61141 | G | 0000F |  | Solar PV |  | MIS_MNWI | Minnesota | 27 | Blue Earth | 13 | 27013 | 3 | 0 | 2017 | 9999 |  |  | N | Solar | [13 empty] | 0 | 0 | 0 | 0 | [11 empty] | Novel Energy Solutions | 100 | Novel Energy Solutions | 100
WasecaSun | 61142_G_0000H | 61142 | G | 0000H |  | Solar PV |  | MIS_MNWI | Minnesota | 27 | Waseca | 161 | 27161 | 3.4 | 0 | 2018 | 9999 |  |  | N | Solar | [13 empty] | 0 | 0 | 0 | 0 | [11 empty] | ETCAP NES CS MN 06 LLC | 100 | Novel Energy Solutions | 100
WasecaSun | 61142_G_WASE2 | 61142 | G | WASE2 |  | Solar PV |  | MIS_MNWI | Minnesota | 27 | Waseca | 161 | 27161 | 1 | 0 | 2018 | 9999 |  |  | N | Solar | [13 empty] | 0 | 0 | 0 | 0 | [11 empty] | ETCAP NES CS MN 06 LLC | 100 | Novel Energy Solutions | 100
WasecaSun | 61142_G_WASE3 | 61142 | G | WASE3 |  | Solar PV |  | MIS_MNWI | Minnesota | 27 | Waseca | 161 | 27161 | 1 | 0 | 2018 | 9999 |  |  | N | Solar | [13 empty] | 0 | 0 | 0 | 0 | [11 empty] | ETCAP NES CS MN 06 LLC | 100 | Novel Energy Solutions | 100
WasecaSun | 61142_G_WASE4 | 61142 | G | WASE4 |  | Solar PV |  | MIS_MNWI | Minnesota | 27 | Waseca | 161 | 27161 | 1 | 0 | 2018 | 9999 |  |  | N | Solar | [13 empty] | 0 | 0 | 0 | 0 | [11 empty] | ETCAP NES CS MN 06 LLC | 100 | Novel Energy Solutions | 100
WasecaSun | 61142_G_WASE5 | 61142 | G | WASE5 |  | Solar PV |  | MIS_MNWI | Minnesota | 27 | Waseca | 161 | 27161 | 1 | 0 | 2018 | 9999 |  |  | N | Solar | [13 empty] | 0 | 0 | 0 | 0 | [11 empty] | ETCAP NES CS MN 06 LLC | 100 | Novel Energy Solutions | 100
Brown County LFGTE Power Station | 61145_G_GM01 | 61145 | G | GM01 |  | Landfill Gas |  | PJM_West | Ohio | 39 | Brown | 15 | 39015 | 1.5 | 13500 | 2017 | 9999 |  |  | N | Landfill Gas | [13 empty] | 0.15345 | 0.15345 | 0.15345 | 0.15345 | [11 empty] | Bio Energy (Ohio III) LLC | 100 | Energy Developments | 100
Brown County LFGTE Power Station | 61145_G_GM02 | 61145 | G | GM02 |  | Landfill Gas |  | PJM_West | Ohio | 39 | Brown | 15 | 39015 | 1.5 | 13500 | 2017 | 9999 |  |  | N | Landfill Gas | [13 empty] | 0.16838 | 0.16838 | 0.16838 | 0.16838 | [11 empty] | Bio Energy (Ohio III) LLC | 100 | Energy Developments | 100
Brown County LFGTE Power Station | 61145_G_GM03 | 61145 | G | GM03 |  | Landfill Gas |  | PJM_West | Ohio | 39 | Brown | 15 | 39015 | 1.5 | 13500 | 2017 | 9999 |  |  | N | Landfill Gas | [13 empty] | 0.16618 | 0.16618 | 0.16618 | 0.16618 | [11 empty] | Bio Energy (Ohio III) LLC | 100 | Energy Developments | 100
Intel Folsom Phase 3 | 61152_G_PV1 | 61152 | G | PV1 |  | Solar PV |  | WEC_BANC | California | 6 | Sacramento | 67 | 06067 | 5.2 | 0 | 2016 | 9999 |  |  | N | Solar | [13 empty] | 0 | 0 | 0 | 0 | [11 empty] | Intel Corp | 100 | Intel Corp | 100
AT&T Holger | 61153_G_AT057 | 61153 | G | AT057 |  | Fuel Cell |  | WEC_CALN | California | 6 | Santa Clara | 85 | 06085 | 1.3 | 6496 | 2016 | 9999 |  |  | N | Natural Gas | [13 empty] | 0 | 0 | 0 | 0 | [11 empty] | Bloom Energy Corp | 100 | Bloom Energy Corp | 100
AT&T Anaheim | 61154_G_AT058 | 61154 | G | AT058 |  | Fuel Cell |  | WECC_SCE | California | 6 | Orange | 59 | 06059 | 1.3 | 6515 | 2016 | 9999 |  |  | N | Natural Gas | [13 empty] | 0 | 0 | 0 | 0 | [11 empty] | Bloom Energy Corp | 100 | Bloom Energy Corp | 100
Big Timber Wind Farm | 61155_G_BT-MT | 61155 | G | BT-MT |  | Onshore Wind |  | WECC_MT | Montana | 30 | Sweet Grass | 97 | 30097 | 25 | 0 | 2018 | 9999 |  |  | N | Wind | [13 empty] | 0 | 0 | 0 | 0 | [11 empty] | Big Timber Wind LLC | 100 | Big Timber Wind LLC | 100
St. Pauls Solar 2 | 61156_G_STPAU | 61156 | G | STPAU |  | Solar PV |  | S_VACA | North Carolina | 37 | Robeson | 155 | 37155 | 5 | 0 | 2017 | 9999 |  |  | N | Solar | [13 empty] | 0 | 0 | 0 | 0 | [11 empty] | St Pauls Solar 2 LLC | 100 | Capital Dynamics | 100
Boaz Farm Solar | 61157_G_BOAZF | 61157 | G | BOAZF |  | Solar PV |  | S_VACA | North Carolina | 37 | Lee | 105 | 37105 | 5 | 0 | 2017 | 9999 |  |  | N | Solar | [13 empty] | 0 | 0 | 0 | 0 | [11 empty] | Boaz Farm Solar LLC | 100 | Cypress Creek Holdings LLC | 100
Bizzell Church Solar 2 | 61158_G_BIZZE | 61158 | G | BIZZE |  | Solar PV |  | S_VACA | North Carolina | 37 | Johnston | 101 | 37101 | 5 | 0 | 2017 | 9999 |  |  | N | Solar | [13 empty] | 0 | 0 | 0 | 0 | [11 empty] | Bizzell Church Solar 2 LLC | 100 | Pine Gate Development | 100
MILL SOLAR 1 | 61160_G_MILL1 | 61160 | G | MILL1 |  | Solar PV |  | S_VACA | North Carolina | 37 | Iredell | 97 | 37097 | 1.4 | 0 | 2015 | 9999 |  |  | N | Solar | [13 empty] | 0 | 0 | 0 | 0 | [11 empty] | Mill Solar I LLC | 100 | Concord Global Trading Inc | 100
Broadlands Wind Farm | 61161_G_GEN01 | 61161 | G | GEN01 |  | Onshore Wind |  | MIS_IL | Illinois | 17 | Douglas | 41 | 17041 | 300 | 0 | 2019 | 9999 |  |  | N | Wind | [13 empty] | 0 | 0 | 0 | 0 | [11 empty] | Broadlands Wind Farm LLC | 100 | Energias de Portugal SA | 100
RB Manufacturing LLC Belle Mead NJ | 61162_G_RBBM | 61162 | G | RBBM |  | Solar PV |  | PJM_EMAC | New Jersey | 34 | Somerset | 35 | 34035 | 1.5 | 0 | 2016 | 9999 |  |  | N | Solar | [13 empty] | 0 | 0 | 0 | 0 | [11 empty] | RB Manufacturing LLC | 100 | RB Manufacturing LLC | 100
Onset East Community Solar Facility | 61163_G_ONSE | 61163 | G | ONSE |  | Solar PV |  | NENGREST | Massachusetts | 25 | Plymouth | 23 | 25023 | 1 | 0 | 2016 | 9999 |  |  | N | Solar | [13 empty] | 0 | 0 | 0 | 0 | [11 empty] | BCC Solar III LLC | 100 | BCC Solar III LLC | 100
Onset West Community Solar Facility | 61164_G_ONSW | 61164 | G | ONSW |  | Solar PV |  | NENGREST | Massachusetts | 25 | Plymouth | 23 | 25023 | 1 | 0 | 2016 | 9999 |  |  | N | Solar | [13 empty] | 0 | 0 | 0 | 0 | [11 empty] | BCC Solar III LLC | 100 | BCC Solar III LLC | 100
Columbus Solar Project | 61165_G_88029 | 61165 | G | 88029 |  | Solar PV |  | WECC_NM | New Mexico | 35 | Luna | 29 | 35029 | 1.9 | 0 | 2017 | 9999 |  |  | N | Solar | [13 empty] | 0 | 0 | 0 | 0 | [11 empty] | Columbus Solar Project | 100 | Columbus Solar Project | 100
IKEA Miami 327 | 61173_G_PV | 61173 | G | PV |  | Solar PV |  | FRCC | Florida | 12 | Miami Dade | 86 | 12086 | 1 | 0 | 2015 | 9999 |  |  | N | Solar | [13 empty] | 0 | 0 | 0 | 0 | [11 empty] | IKEA Group | 100 | Ikea Systems BV | 100
Taurus Community Solar | 61174_G_ETCS1 | 61174 | G | ETCS1 |  | Solar PV |  | MIS_MNWI | Minnesota | 27 | Chippewa | 23 | 27023 | 0.9 | 0 | 2018 | 9999 |  |  | N | Solar | [13 empty] | 0 | 0 | 0 | 0 | [11 empty] | Taurus Community Solar | 100 | Taurus Community Solar | 100
Taurus Community Solar | 61174_G_ETCS2 | 61174 | G | ETCS2 |  | Solar PV |  | MIS_MNWI | Minnesota | 27 | Chippewa | 23 | 27023 | 0.9 | 0 | 2018 | 9999 |  |  | N | Solar | [13 empty] | 0 | 0 | 0 | 0 | [11 empty] | Taurus Community Solar | 100 | Taurus Community Solar | 100
Taurus Community Solar | 61174_G_ETCS3 | 61174 | G | ETCS3 |  | Solar PV |  | MIS_MNWI | Minnesota | 27 | Chippewa | 23 | 27023 | 0.9 | 0 | 2018 | 9999 |  |  | N | Solar | [13 empty] | 0 | 0 | 0 | 0 | [11 empty] | Taurus Community Solar | 100 | Taurus Community Solar | 100
Taurus Community Solar | 61174_G_ETCS4 | 61174 | G | ETCS4 |  | Solar PV |  | MIS_MNWI | Minnesota | 27 | Chippewa | 23 | 27023 | 0.9 | 0 | 2018 | 9999 |  |  | N | Solar | [13 empty] | 0 | 0 | 0 | 0 | [11 empty] | Taurus Community Solar | 100 | Taurus Community Solar | 100
Pegasus Community Solar | 61175_G_CPCS1 | 61175 | G | CPCS1 |  | Solar PV |  | MIS_MNWI | Minnesota | 27 | Stearns | 145 | 27145 | 0.9 | 0 | 2017 | 9999 |  |  | N | Solar | [13 empty] | 0 | 0 | 0 | 0 | [11 empty] | Pegasus Community Solar | 100 | Pegasus Community Solar | 100
Pegasus Community Solar | 61175_G_CPCS2 | 61175 | G | CPCS2 |  | Solar PV |  | MIS_MNWI | Minnesota | 27 | Stearns | 145 | 27145 | 0.9 | 0 | 2017 | 9999 |  |  | N | Solar | [13 empty] | 0 | 0 | 0 | 0 | [11 empty] | Pegasus Community Solar | 100 | Pegasus Community Solar | 100
Antares Community Solar | 61176_G_FACS1 | 61176 | G | FACS1 |  | Solar PV |  | MIS_MNWI | Minnesota | 27 | Lyon | 83 | 27083 | 0.9 | 0 | 2018 | 9999 |  |  | N | Solar | [13 empty] | 0 | 0 | 0 | 0 | [11 empty] | Antares Community Solar Gardens LLC | 100 | Berkshire Hathaway Inc | 100
Antares Community Solar | 61176_G_FACS2 | 61176 | G | FACS2 |  | Solar PV |  | MIS_MNWI | Minnesota | 27 | Lyon | 83 | 27083 | 0.9 | 0 | 2018 | 9999 |  |  | N | Solar | [13 empty] | 0 | 0 | 0 | 0 | [11 empty] | Antares Community Solar Gardens LLC | 100 | Berkshire Hathaway Inc | 100
Antares Community Solar | 61176_G_FACS3 | 61176 | G | FACS3 |  | Solar PV |  | MIS_MNWI | Minnesota | 27 | Lyon | 83 | 27083 | 0.9 | 0 | 2018 | 9999 |  |  | N | Solar | [13 empty] | 0 | 0 | 0 | 0 | [11 empty] | Antares Community Solar Gardens LLC | 100 | Berkshire Hathaway Inc | 100
Corvus Community Solar | 61177_G_GCCS1 | 61177 | G | GCCS1 |  | Solar PV |  | MIS_MNWI | Minnesota | 27 | Blue Earth | 13 | 27013 | 0.9 | 0 | 2018 | 9999 |  |  | N | Solar | [13 empty] | 0 | 0 | 0 | 0 | [11 empty] | Corvus Community Solar Gardens LLC | 100 | Berkshire Hathaway Inc | 100
Corvus Community Solar | 61177_G_GCCS2 | 61177 | G | GCCS2 |  | Solar PV |  | MIS_MNWI | Minnesota | 27 | Blue Earth | 13 | 27013 | 0.9 | 0 | 2018 | 9999 |  |  | N | Solar | [13 empty] | 0 | 0 | 0 | 0 | [11 empty] | Corvus Community Solar Gardens LLC | 100 | Berkshire Hathaway Inc | 100
Corvus Community Solar | 61177_G_GCCS3 | 61177 | G | GCCS3 |  | Solar PV |  | MIS_MNWI | Minnesota | 27 | Blue Earth | 13 | 27013 | 0.9 | 0 | 2018 | 9999 |  |  | N | Solar | [13 empty] | 0 | 0 | 0 | 0 | [11 empty] | Corvus Community Solar Gardens LLC | 100 | Berkshire Hathaway Inc | 100
Corvus Community Solar | 61177_G_GCCS4 | 61177 | G | GCCS4 |  | Solar PV |  | MIS_MNWI | Minnesota | 27 | Blue Earth | 13 | 27013 | 0.9 | 0 | 2018 | 9999 |  |  | N | Solar | [13 empty] | 0 | 0 | 0 | 0 | [11 empty] | Corvus Community Solar Gardens LLC | 100 | Berkshire Hathaway Inc | 100
Corvus Community Solar | 61177_G_GCCS5 | 61177 | G | GCCS5 |  | Solar PV |  | MIS_MNWI | Minnesota | 27 | Blue Earth | 13 | 27013 | 0.9 | 0 | 2018 | 9999 |  |  | N | Solar | [13 empty] | 0 | 0 | 0 | 0 | [11 empty] | Corvus Community Solar Gardens LLC | 100 | Berkshire Hathaway Inc | 100
Capella Community Solar | 61178_G_HCCS1 | 61178 | G | HCCS1 |  | Solar PV |  | MIS_MNWI | Minnesota | 27 | Pipestone | 117 | 27117 | 0.9 | 0 | 2017 | 9999 |  |  | N | Solar | [13 empty] | 0 | 0 | 0 | 0 | [11 empty] | Capella Community Solar Gardens LLC | 100 | Rahn Group | 100
Capella Community Solar | 61178_G_HCCS2 | 61178 | G | HCCS2 |  | Solar PV |  | MIS_MNWI | Minnesota | 27 | Pipestone | 117 | 27117 | 0.9 | 0 | 2017 | 9999 |  |  | N | Solar | [13 empty] | 0 | 0 | 0 | 0 | [11 empty] | Capella Community Solar Gardens LLC | 100 | Rahn Group | 100
Capella Community Solar | 61178_G_HCCS3 | 61178 | G | HCCS3 |  | Solar PV |  | MIS_MNWI | Minnesota | 27 | Pipestone | 117 | 27117 | 0.9 | 0 | 2017 | 9999 |  |  | N | Solar | [13 empty] | 0 | 0 | 0 | 0 | [11 empty] | Capella Community Solar Gardens LLC | 100 | Rahn Group | 100
Capella Community Solar | 61178_G_HCCS4 | 61178 | G | HCCS4 |  | Solar PV |  | MIS_MNWI | Minnesota | 27 | Pipestone | 117 | 27117 | 0.9 | 0 | 2017 | 9999 |  |  | N | Solar | [13 empty] | 0 | 0 | 0 | 0 | [11 empty] | Capella Community Solar Gardens LLC | 100 | Rahn Group | 100
Capella Community Solar | 61178_G_HCCS5 | 61178 | G | HCCS5 |  | Solar PV |  | MIS_MNWI | Minnesota | 27 | Pipestone | 117 | 27117 | 0.9 | 0 | 2017 | 9999 |  |  | N | Solar | [13 empty] | 0 | 0 | 0 | 0 | [11 empty] | Capella Community Solar Gardens LLC | 100 | Rahn Group | 100
Carina Community Solar | 61179_G_JCCS1 | 61179 | G | JCCS1 |  | Solar PV |  | MIS_MNWI | Minnesota | 27 | Wabasha | 157 | 27157 | 0.9 | 0 | 2018 | 9999 |  |  | N | Solar | [13 empty] | 0 | 0 | 0 | 0 | [11 empty] | Carina Community Solar | 100 | Rahn Group | 100
Carina Community Solar | 61179_G_JCCS2 | 61179 | G | JCCS2 |  | Solar PV |  | MIS_MNWI | Minnesota | 27 | Wabasha | 157 | 27157 | 0.9 | 0 | 2018 | 9999 |  |  | N | Solar | [13 empty] | 0 | 0 | 0 | 0 | [11 empty] | Carina Community Solar | 100 | Rahn Group | 100
Carina Community Solar | 61179_G_JCCS3 | 61179 | G | JCCS3 |  | Solar PV |  | MIS_MNWI | Minnesota | 27 | Wabasha | 157 | 27157 | 0.9 | 0 | 2018 | 9999 |  |  | N | Solar | [13 empty] | 0 | 0 | 0 | 0 | [11 empty] | Carina Community Solar | 100 | Rahn Group | 100
Carina Community Solar | 61179_G_JCCS4 | 61179 | G | JCCS4 |  | Solar PV |  | MIS_MNWI | Minnesota | 27 | Wabasha | 157 | 27157 | 0.9 | 0 | 2018 | 9999 |  |  | N | Solar | [13 empty] | 0 | 0 | 0 | 0 | [11 empty] | Carina Community Solar | 100 | Rahn Group | 100
Caelum Community Solar | 61180_G_PCCS1 | 61180 | G | PCCS1 |  | Solar PV |  | MIS_MNWI | Minnesota | 27 | Benton | 9 | 27009 | 0.9 | 0 | 2017 | 9999 |  |  | N | Solar | [13 empty] | 0 | 0 | 0 | 0 | [11 empty] | Caelum Community Solar Gardens LLC | 100 | Berkshire Hathaway Inc | 100
Caelum Community Solar | 61180_G_PCCS2 | 61180 | G | PCCS2 |  | Solar PV |  | MIS_MNWI | Minnesota | 27 | Benton | 9 | 27009 | 0.9 | 0 | 2017 | 9999 |  |  | N | Solar | [13 empty] | 0 | 0 | 0 | 0 | [11 empty] | Caelum Community Solar Gardens LLC | 100 | Berkshire Hathaway Inc | 100
Andromeda Community Solar | 61181_G_OACS1 | 61181 | G | OACS1 |  | Solar PV |  | MIS_MNWI | Minnesota | 27 | McLeod | 85 | 27085 | 0.9 | 0 | 2017 | 9999 |  |  | N | Solar | [13 empty] | 0 | 0 | 0 | 0 | [11 empty] | Andromeda Community Solar Garden LLC | 100 | Rahn Group | 100
Andromeda Community Solar | 61181_G_OACS2 | 61181 | G | OACS2 |  | Solar PV |  | MIS_MNWI | Minnesota | 27 | McLeod | 85 | 27085 | 0.9 | 0 | 2017 | 9999 |  |  | N | Solar | [13 empty] | 0 | 0 | 0 | 0 | [11 empty] | Andromeda Community Solar Garden LLC | 100 | Rahn Group | 100
Andromeda Community Solar | 61181_G_OACS3 | 61181 | G | OACS3 |  | Solar PV |  | MIS_MNWI | Minnesota | 27 | McLeod | 85 | 27085 | 0.9 | 0 | 2017 | 9999 |  |  | N | Solar | [13 empty] | 0 | 0 | 0 | 0 | [11 empty] | Andromeda Community Solar Garden LLC | 100 | Rahn Group | 100
Andromeda Community Solar | 61181_G_OACS4 | 61181 | G | OACS4 |  | Solar PV |  | MIS_MNWI | Minnesota | 27 | McLeod | 85 | 27085 | 0.9 | 0 | 2017 | 9999 |  |  | N | Solar | [13 empty] | 0 | 0 | 0 | 0 | [11 empty] | Andromeda Community Solar Garden LLC | 100 | Rahn Group | 100
Andromeda Community Solar | 61181_G_OACS5 | 61181 | G | OACS5 |  | Solar PV |  | MIS_MNWI | Minnesota | 27 | McLeod | 85 | 27085 | 0.9 | 0 | 2017 | 9999 |  |  | N | Solar | [13 empty] | 0 | 0 | 0 | 0 | [11 empty] | Andromeda Community Solar Garden LLC | 100 | Rahn Group | 100
Lyra Community Solar | 61182_G_RLCS1 | 61182 | G | RLCS1 |  | Solar PV |  | MIS_MNWI | Minnesota | 27 | Le Sueur | 79 | 27079 | 0.9 | 0 | 2018 | 9999 |  |  | N | Solar | [13 empty] | 0 | 0 | 0 | 0 | [11 empty] | Lyra Community Solar | 100 | Lyra Community Solar | 100
Lyra Community Solar | 61182_G_RLCS2 | 61182 | G | RLCS2 |  | Solar PV |  | MIS_MNWI | Minnesota | 27 | Le Sueur | 79 | 27079 | 0.9 | 0 | 2018 | 9999 |  |  | N | Solar | [13 empty] | 0 | 0 | 0 | 0 | [11 empty] | Lyra Community Solar | 100 | Lyra Community Solar | 100
Lyra Community Solar | 61182_G_RLCS3 | 61182 | G | RLCS3 |  | Solar PV |  | MIS_MNWI | Minnesota | 27 | Le Sueur | 79 | 27079 | 0.9 | 0 | 2018 | 9999 |  |  | N | Solar | [13 empty] | 0 | 0 | 0 | 0 | [11 empty] | Lyra Community Solar | 100 | Lyra Community Solar | 100
Argo Navis Community Solar | 61183_G_UACS1 | 61183 | G | UACS1 |  | Solar PV |  | MIS_MNWI | Minnesota | 27 | Washington | 163 | 27163 | 0.9 | 0 | 2018 | 9999 |  |  | N | Solar | [13 empty] | 0 | 0 | 0 | 0 | [11 empty] | Argo Navis Community Solar Gardens LLC | 100 | Berkshire Hathaway Inc | 100
Argo Navis Community Solar | 61183_G_UACS2 | 61183 | G | UACS2 |  | Solar PV |  | MIS_MNWI | Minnesota | 27 | Washington | 163 | 27163 | 0.9 | 0 | 2018 | 9999 |  |  | N | Solar | [13 empty] | 0 | 0 | 0 | 0 | [11 empty] | Argo Navis Community Solar Gardens LLC | 100 | Berkshire Hathaway Inc | 100
Argo Navis Community Solar | 61183_G_UACS3 | 61183 | G | UACS3 |  | Solar PV |  | MIS_MNWI | Minnesota | 27 | Washington | 163 | 27163 | 0.9 | 0 | 2018 | 9999 |  |  | N | Solar | [13 empty] | 0 | 0 | 0 | 0 | [11 empty] | Argo Navis Community Solar Gardens LLC | 100 | Berkshire Hathaway Inc | 100
Pfeffers | 61185_G_SO147 | 61185 | G | SO147 |  | Solar PV |  | PJM_SMAC | Maryland | 24 | Baltimore | 5 | 24005 | 1 | 0 | 2016 | 9999 |  |  | N | Solar | [13 empty] | 0 | 0 | 0 | 0 | [11 empty] | Terraform Power Inc | 100 | Brookfield Asset Management Inc | 100
Boston Medical Center CHP Plant | 61186_G_COGEN | 61186 | G | COGEN |  | Combustion Turbine | IC Engine | NENGREST | Massachusetts | 25 | Suffolk | 25 | 25025 | 2 | 10155 | 2017 | 9999 |  |  | Y | Natural Gas | [13 empty] | 1.9772 | 1.9772 | 1.9772 | 1.9772 | [11 empty] | Boston Medical Center | 100 | Boston Medical Center | 100
Century Drive Solar Farm | 61187_G_CENT1 | 61187 | G | CENT1 |  | Solar PV |  | S_VACA | North Carolina | 37 | Wake | 183 | 37183 | 1 | 0 | 2014 | 9999 |  |  | N | Solar | [13 empty] | 0 | 0 | 0 | 0 | [11 empty] | J T Hobby & Son Inc | 100 | J T Hobby & Son Inc | 100
Shavano Falls Hydro | 61189_G_GEN1 | 61189 | G | GEN1 |  | Hydro |  | WECC_CO | Colorado | 8 | Montrose | 85 | 08085 | 2.8 | 0 | 2015 | 9999 |  |  | N | Hydro | [13 empty] | 0 | 0 | 0 | 0 | [11 empty] | Shavano Falls Hydro LLC | 100 | Shavano Falls Hydro LLC | 100
Shavano Falls Hydro Drop 4 | 61190_G_GEN1 | 61190 | G | GEN1 |  | Hydro |  | WECC_CO | Colorado | 8 | Montrose | 85 | 08085 | 4.5 | 0 | 2015 | 9999 |  |  | N | Hydro | [13 empty] | 0 | 0 | 0 | 0 | [11 empty] | Shavano Falls Hydro LLC Drop 4 Project | 100 | Shavano Falls Hysro LLC 0 Drop 4 Project | 100
Drop 5 | 61191_G_GEN1 | 61191 | G | GEN1 |  | Hydro |  | WECC_CO | Colorado | 8 | Montrose | 85 | 08085 | 2.4 | 0 | 2017 | 9999 |  |  | N | Hydro | [13 empty] | 0 | 0 | 0 | 0 | [11 empty] | W U Drop 5 Inc | 100 | W U Drop 5 Inc | 100
IKEA Joliet Rooftop PV System | 61192_G_PV | 61192 | G | PV |  | Solar PV |  | PJM_COMD | Illinois | 17 | Will | 197 | 17197 | 2 | 0 | 2017 | 9999 |  |  | N | Solar | [13 empty] | 0 | 0 | 0 | 0 | [11 empty] | IKEA Group | 100 | Ikea Systems BV | 100
IKEA Las Vegas 462 | 61193_G_PV | 61193 | G | PV |  | Solar PV |  | WECC_SNV | Nevada | 32 | Clark | 3 | 32003 | 1 | 0 | 2016 | 9999 |  |  | N | Solar | [13 empty] | 0 | 0 | 0 | 0 | [11 empty] | IKEA Property Inc | 100 | Ikea Systems BV | 100
Barker Solar, LLC | 61194_G_BARK | 61194 | G | BARK |  | Solar PV |  | S_VACA | North Carolina | 37 | Robeson | 155 | 37155 | 5 | 0 | 2017 | 9999 |  |  | N | Solar | [13 empty] | 0 | 0 | 0 | 0 | [11 empty] | Barker Solar LLC | 100 | FLS Energy Inc | 100
231 Dixon 74 Solar I, LLC | 61195_G_DIXON | 61195 | G | DIXON |  | Solar PV |  | S_VACA | North Carolina | 37 | Cleveland | 45 | 37045 | 2 | 0 | 2017 | 9999 |  |  | N | Solar | [13 empty] | 0 | 0 | 0 | 0 | [11 empty] | 231 Dixon 74 Solar I LLC | 100 | Pine Gate Development | 100
Mill Pond Solar Farm, LLC | 61196_G_MILLL | 61196 | G | MILLL |  | Solar PV |  | S_VACA | North Carolina | 37 | Columbus | 47 | 37047 | 5 | 0 | 2017 | 9999 |  |  | N | Solar | [13 empty] | 0 | 0 | 0 | 0 | [11 empty] | Mill Pond Solar Farm LLC | 100 | Cypress Creek Holdings LLC | 100
Pima Energy Storage System | 61197_G_PIMA | 61197 | G | PIMA |  | Energy Storage |  | WECC_AZ | Arizona | 4 | Pima | 19 | 04019 | 10 | 0 | 2017 | 9999 |  |  | N | Energy Storage | [13 empty] | 0 | 0 | 0 | 0 | [11 empty] | Pima Energy Storage System LLC | 100 | NextEra Energy Inc | 100
Merck - Upper Gwynedd Solar Array | 61198_G_SA-1 | 61198 | G | SA-1 |  | Solar PV |  | PJM_EMAC | Pennsylvania | 42 | Montgomery | 91 | 42091 | 1.5 | 0 | 2011 | 9999 |  |  | N | Solar | [13 empty] | 0 | 0 | 0 | 0 | [11 empty] | Merck & Co Inc | 100 | Merck & Co Inc | 100
T0588 Phoenix - AZ | 61199_G_PV1 | 61199 | G | PV1 |  | Solar PV |  | WECC_AZ | Arizona | 4 | Maricopa | 13 | 04013 | 1.2 | 0 | 2017 | 9999 |  |  | N | Solar | [13 empty] | 0 | 0 | 0 | 0 | [11 empty] | Project Co Phase II T LLC | 100 | SoCore Energy | 100
OR Solar 3, LLC | 61201_G_ORSR3 | 61201 | G | ORSR3 |  | Solar PV |  | WECC_PNW | Oregon | 41 | Klamath | 35 | 41035 | 10 | 0 | 2017 | 9999 |  |  | N | Solar | [13 empty] | 0 | 0 | 0 | 0 | [11 empty] | Origis Energy USA Inc | 100 | Origis Energy | 100
Mount Signal Solar Farm V | 61202_G_MTSG3 | 61202 | G | MTSG3 |  | Solar PV |  | WECC_IID | California | 6 | Imperial | 25 | 06025 | 252.3 | 0 | 2018 | 9999 |  |  | N | Solar | [13 empty] | 0 | 0 | 0 | 0 | [11 empty] | 8 Minute Solar Energy | 100 | 8 Minute Solar Energy | 100
Lahr 1, LLC | 61203_G_PV1 | 61203 | G | PV1 |  | Solar PV |  | MIS_MNWI | Minnesota | 27 | Stearns | 145 | 27145 | 5 | 0 | 2018 | 9999 |  |  | N | Solar | [13 empty] | 0 | 0 | 0 | 0 | [11 empty] | SoCore Energy LLC | 100 | SoCore Energy | 100
Bandera Electric Coop PV | 61205_G_PV1 | 61205 | G | PV1 |  | Solar PV |  | ERC_REST | Texas | 48 | Real | 385 | 48385 | 1.5 | 0 | 2017 | 9999 |  |  | N | Solar | [13 empty] | 0 | 0 | 0 | 0 | [11 empty] | SoCore Bandera LLC | 100 | SoCore Energy | 100
Onyx - Allen Harim | 61206_G_10021 | 61206 | G | 10021 |  | Solar PV |  | PJM_EMAC | Delaware | 10 | Sussex | 5 | 10005 | 1.2 | 0 | 2017 | 9999 |  |  | N | Solar | [13 empty] | 0 | 0 | 0 | 0 | [11 empty] | Janus Solar Fund LP | 100 | Onyx Renewable Partners LP | 100
Green Island Hydroelectric Station | 61207_G_UNIT1 | 61207 | G | UNIT1 |  | Hydro |  | NY_Z_F | New York | 36 | Albany | 1 | 36001 | 1.5 | 0 | 1922 | 9999 |  |  | N | Hydro | [13 empty] | 0 | 0 | 0 | 0 | [11 empty] | Green Island Power Authority | 100 | Green Island NY (Village of) | 100
Green Island Hydroelectric Station | 61207_G_UNIT2 | 61207 | G | UNIT2 |  | Hydro |  | NY_Z_F | New York | 36 | Albany | 1 | 36001 | 1.5 | 0 | 1922 | 9999 |  |  | N | Hydro | [13 empty] | 0 | 0 | 0 | 0 | [11 empty] | Green Island Power Authority | 100 | Green Island NY (Village of) | 100
Green Island Hydroelectric Station | 61207_G_UNIT3 | 61207 | G | UNIT3 |  | Hydro |  | NY_Z_F | New York | 36 | Albany | 1 | 36001 | 1.5 | 0 | 1922 | 9999 |  |  | N | Hydro | [13 empty] | 0 | 0 | 0 | 0 | [11 empty] | Green Island Power Authority | 100 | Green Island NY (Village of) | 100
Green Island Hydroelectric Station | 61207_G_UNIT4 | 61207 | G | UNIT4 |  | Hydro |  | NY_Z_F | New York | 36 | Albany | 1 | 36001 | 1.5 | 0 | 1922 | 9999 |  |  | N | Hydro | [13 empty] | 0 | 0 | 0 | 0 | [11 empty] | Green Island Power Authority | 100 | Green Island NY (Village of) | 100
Gulfport Naval Base CSG PV System | 61208_G_PV1 | 61208 | G | PV1 |  | Solar PV |  | S_SOU | Mississippi | 28 | Harrison | 47 | 28047 | 3.5 | 0 | 2017 | 9999 |  |  | N | Solar | [13 empty] | 0 | 0 | 0 | 0 | [11 empty] | WGL Energy Systems Inc | 100 | WGL Holdings Inc | 100
Sacramento Regional County Sanitation PV | 61209_G_PV1 | 61209 | G | PV1 |  | Solar PV |  | WEC_BANC | California | 6 | Sacramento | 67 | 06067 | 3.5 | 0 | 2017 | 9999 |  |  | N | Solar | [13 empty] | 0 | 0 | 0 | 0 | [11 empty] | Tesla Inc | 100 | Tesla Inc | 100
Finger Lakes Solar I | 61210_G_FLS1 | 61210 | G | FLS1 |  | Solar PV |  | NY_Z_C&E | New York | 36 | Ontario | 69 | 36069 | 2 | 0 | 2016 | 9999 |  |  | N | Solar | [13 empty] | 0 | 0 | 0 | 0 | [11 empty] | Finger Lakes Solar I LLC | 100 | Greenwood Energy | 100
IKEA Memphis 508 | 61211_G_PV | 61211 | G | PV |  | Solar PV |  | S_C_TVA | Tennessee | 47 | Shelby | 157 | 47157 | 1.1 | 0 | 2016 | 9999 |  |  | N | Solar | [13 empty] | 0 | 0 | 0 | 0 | [11 empty] | IKEA Group | 100 | Ikea Systems BV | 100
Flat Top Wind I | 61212_G_FTWI | 61212 | G | FTWI |  | Onshore Wind |  | ERC_REST | Texas | 48 | Mills | 333 | 48333 | 200 | 0 | 2018 | 9999 |  |  | N | Wind | [13 empty] | 0 | 0 | 0 | 0 | [11 empty] | Flat Top Wind I LLC | 100 | Innergex Renewable Energy Inc | 100
GRP Madison Renewable Energy Facility | 61213_B_B001 | 61213 | B | B001 |  | Biomass |  | S_SOU | Georgia | 13 | Madison | 195 | 13195 | 58 | 13500 | 2019 | 9999 |  |  | N | Biomass |  |  | 0.5 | NH3 |  |  |  | B | NA |  |  |  |  | 0.02 | 0.02 | 0.02 | 0.02 |  |  |  |  | Yes | 2019 | [5 empty] | GRP Madison LLC | 100 | Georgia Renewable Power LLC | 100
Green Beanworks C PV | 61215_G_GBWXC | 61215 | G | GBWXC |  | Solar PV |  | WEC_LADW | California | 6 | Los Angeles | 37 | 06037 | 3 | 0 | 2018 | 9999 |  |  | N | Solar | [13 empty] | 0 | 0 | 0 | 0 | [11 empty] | Green Beanworks C LLC | 100 | AES Corp (The) | 100
Green Beanworks D PV | 61216_G_GBWXD | 61216 | G | GBWXD |  | Solar PV |  | WEC_LADW | California | 6 | Los Angeles | 37 | 06037 | 3 | 0 | 2018 | 9999 |  |  | N | Solar | [13 empty] | 0 | 0 | 0 | 0 | [11 empty] | Green Beanworks D LLC | 100 | AES Corp (The) | 100
Head of U Canal Hydro Project | 61217_G_HY1 | 61217 | G | HY1 |  | Hydro |  | WECC_ID | Idaho | 16 | Jerome | 53 | 16053 | 1.2 | 0 | 2015 | 9999 |  |  | N | Hydro | [13 empty] | 0 | 0 | 0 | 0 | [11 empty] | North Side Energy Co | 100 | North Side Canal Co | 100
Broadridge Solar, LLC | 61218_G_BROAD | 61218 | G | BROAD |  | Solar PV |  | S_VACA | North Carolina | 37 | Robeson | 155 | 37155 | 5 | 0 | 2017 | 9999 |  |  | N | Solar | [13 empty] | 0 | 0 | 0 | 0 | [11 empty] | Broadridge Solar LLC | 100 | Cypress Creek Holdings LLC | 100
Kelly Solar, LLC | 61219_G_KELLY | 61219 | G | KELLY |  | Solar PV |  | S_VACA | North Carolina | 37 | Vance | 181 | 37181 | 5 | 0 | 2018 | 9999 |  |  | N | Solar | [13 empty] | 0 | 0 | 0 | 0 | [11 empty] | Kelly Solar LLC | 100 | Cypress Creek Holdings LLC | 100
Spencer Farm, LLC | 61220_G_1 | 61220 | G | 1 |  | Solar PV |  | S_VACA | North Carolina | 37 | Rowan | 159 | 37159 | 5 | 0 | 2017 | 9999 |  |  | N | Solar | [13 empty] | 0 | 0 | 0 | 0 | [11 empty] | Spencer Farm LLC | 100 | Spencer Farm LLC | 100
Redbed Plains Wind Farm | 61221_G_WT1 | 61221 | G | WT1 |  | Onshore Wind |  | SPP_WEST | Oklahoma | 40 | Grady | 51 | 40051 | 99.1 | 0 | 2017 | 9999 |  |  | N | Wind | [13 empty] | 0 | 0 | 0 | 0 | [11 empty] | Redbed Plains Wind Farm LLC | 100 | Connor Clark & Lunn Financial Group | 100
Golden Hills North Wind Energy Center | 61222_G_1 | 61222 | G | 1 |  | Onshore Wind |  | WEC_CALN | California | 6 | Alameda | 1 | 06001 | 46 | 0 | 2017 | 9999 |  |  | N | Wind | [13 empty] | 0 | 0 | 0 | 0 | [11 empty] | Golden Hills North Wind LLC | 100 | NextEra Energy Inc | 100
Chillicothe Solar Farm | 61223_G_CHSF1 | 61223 | G | CHSF1 |  | Solar PV |  | MIS_MO | Missouri | 29 | Livingston | 117 | 29117 | 2.5 | 0 | 2017 | 9999 |  |  | N | Solar | [13 empty] | 0 | 0 | 0 | 0 | [11 empty] | MCP Chillicothe LLC | 100 | MC Power Companies | 100
350 Clark Solar, NG, LLC | 61224_G_5400 | 61224 | G | 5400 |  | Solar PV |  | PJM_EMAC | New Jersey | 34 | Morris | 27 | 34027 | 1.8 | 0 | 2011 | 9999 |  |  | N | Solar | [13 empty] | 0 | 0 | 0 | 0 | [11 empty] | PSEG Hackettstown LLC | 100 | LS Power Group | 100
433 Purchase Solar NG, LLC | 61237_G_5402 | 61237 | G | 5402 |  | Solar PV |  | NENGREST | Massachusetts | 25 | Bristol | 5 | 25005 | 2 | 0 | 2012 | 9999 |  |  | N | Solar | [13 empty] | 0 | 0 | 0 | 0 | [11 empty] | 423 Purchase Solar NG LLC | 100 | 423 Purchase Solar NG LLC | 100
NY - Presbyt. Hospital - 525 E 68TH St | 61238_G_GRB1 | 61238 | G | GRB1 |  | Combustion Turbine | IC Engine | NY_Z_J | New York | 36 | New York | 61 | 36061 | 1.4 | 13469 | 1997 | 9999 |  |  | N | Distillate Fuel Oil | [13 empty] | 0.47113 | 0.47113 | 0.47113 | 0.47113 | [11 empty] | NY Presbyterian Hospital 525 E 68TH St | 100 | NY Presbyterian Hospital 525 E 68TH St | 100
NY - Presbyt. Hospital - 525 E 68TH St | 61238_G_GRB2 | 61238 | G | GRB2 |  | Combustion Turbine | IC Engine | NY_Z_J | New York | 36 | New York | 61 | 36061 | 1.4 | 13469 | 1997 | 9999 |  |  | N | Distillate Fuel Oil | [13 empty] | 0.47113 | 0.47113 | 0.47113 | 0.47113 | [11 empty] | NY Presbyterian Hospital 525 E 68TH St | 100 | NY Presbyterian Hospital 525 E 68TH St | 100
NY - Presbyt. Hospital - 525 E 68TH St | 61238_G_GRB3 | 61238 | G | GRB3 |  | Combustion Turbine | IC Engine | NY_Z_J | New York | 36 | New York | 61 | 36061 | 1.4 | 13469 | 1997 | 9999 |  |  | N | Distillate Fuel Oil | [13 empty] | 0.47113 | 0.47113 | 0.47113 | 0.47113 | [11 empty] | NY Presbyterian Hospital 525 E 68TH St | 100 | NY Presbyterian Hospital 525 E 68TH St | 100
NY - Presbyt. Hospital - 525 E 68TH St | 61238_G_GRB4 | 61238 | G | GRB4 |  | Combustion Turbine | IC Engine | NY_Z_J | New York | 36 | New York | 61 | 36061 | 1.5 | 13469 | 2008 | 9999 |  |  | N | Distillate Fuel Oil | [13 empty] | 0.47113 | 0.47113 | 0.47113 | 0.47113 | [11 empty] | NY Presbyterian Hospital 525 E 68TH St | 100 | NY Presbyterian Hospital 525 E 68TH St | 100
NY - Presbyt. Hospital - 525 E 68TH St | 61238_G_CGTB | 61238 | G | CGTB |  | Combustion Turbine |  | NY_Z_J | New York | 36 | New York | 61 | 36061 | 7.7 | 11971 | 2009 | 9999 |  |  | Y | Natural Gas | [13 empty] | 0.23894 | 0.23894 | 0.23894 | 0.23894 | [11 empty] | NY Presbyterian Hospital 525 E 68TH St | 100 | NY Presbyterian Hospital 525 E 68TH St | 100
NY - Presbyt. Hospital - 525 E 68TH St | 61238_G_ANX1 | 61238 | G | ANX1 |  | Combustion Turbine | IC Engine | NY_Z_J | New York | 36 | New York | 61 | 36061 | 2.5 | 13469 | 2016 | 9999 |  |  | N | Distillate Fuel Oil | [13 empty] | 0.47113 | 0.47113 | 0.47113 | 0.47113 | [11 empty] | NY Presbyterian Hospital 525 E 68TH St | 100 | NY Presbyterian Hospital 525 E 68TH St | 100
NY - Presbyt. Hospital - 525 E 68TH St | 61238_G_ANX2 | 61238 | G | ANX2 |  | Combustion Turbine | IC Engine | NY_Z_J | New York | 36 | New York | 61 | 36061 | 2.5 | 13469 | 2016 | 9999 |  |  | N | Distillate Fuel Oil | [13 empty] | 0.47113 | 0.47113 | 0.47113 | 0.47113 | [11 empty] | NY Presbyterian Hospital 525 E 68TH St | 100 | NY Presbyterian Hospital 525 E 68TH St | 100
Victoria City Power LLC | 61241_G_VC-1 | 61241 | G | VC-1 |  | Combustion Turbine |  | ERC_REST | Texas | 48 | Victoria | 469 | 48469 | 43 | 10745 | 2019 | 9999 |  |  | N | Natural Gas | [13 empty] | 0.011 | 0.011 | 0.011 | 0.011 | [11 empty] | Victoria City Power LLC | 100 | Castleman Power Development LLC | 100
Victoria City Power LLC | 61241_G_VC-2 | 61241 | G | VC-2 |  | Combustion Turbine |  | ERC_REST | Texas | 48 | Victoria | 469 | 48469 | 43 | 10745 | 2019 | 9999 |  |  | N | Natural Gas | [13 empty] | 0.011 | 0.011 | 0.011 | 0.011 | [11 empty] | Victoria City Power LLC | 100 | Castleman Power Development LLC | 100
Victoria Port Power LLC | 61242_G_VP-1 | 61242 | G | VP-1 | 91228 | Combustion Turbine |  | ERC_REST | Texas | 48 | Victoria | 469 | 48469 | 50 | 10745 | 2019 | 9999 |  |  | N | Natural Gas | [13 empty] | 0.2596 | 0.2596 | 0.2596 | 0.2596 | [11 empty] | Victoria Port Power LLC | 100 | Castleman Power Development LLC | 100
Victoria Port Power LLC | 61242_G_VP-2 | 61242 | G | VP-2 | 91229 | Combustion Turbine |  | ERC_REST | Texas | 48 | Victoria | 469 | 48469 | 50 | 10745 | 2019 | 9999 |  |  | N | Natural Gas | [13 empty] | 0.1049 | 0.1049 | 0.1049 | 0.1049 | [11 empty] | Victoria Port Power LLC | 100 | Castleman Power Development LLC | 100
Old Wardour Solar | 61243_G_5406 | 61243 | G | 5406 |  | Solar PV |  | NENGREST | Massachusetts | 25 | Worcester | 27 | 25027 | 4.3 | 0 | 2016 | 9999 |  |  | N | Solar | [13 empty] | 0 | 0 | 0 | 0 | [11 empty] | Old Wardour Holdings LLC | 100 | Brett Chapman | 100
Shuman Solar | 61244_G_5404 | 61244 | G | 5404 |  | Solar PV |  | NENGREST | Massachusetts | 25 | Norfolk | 21 | 25021 | 2.2 | 0 | 2016 | 9999 |  |  | N | Solar | [13 empty] | 0 | 0 | 0 | 0 | [11 empty] | Nugen Capital Management | 100 | Nugen Capital Management LLC | 100
Vuelta Solar | 61245_G_5405 | 61245 | G | 5405 |  | Solar PV |  | NENGREST | Massachusetts | 25 | Worcester | 27 | 25027 | 4.7 | 0 | 2016 | 9999 |  |  | N | Solar | [13 empty] | 0 | 0 | 0 | 0 | [11 empty] | Nugen Capital Management | 100 | Nugen Capital Management LLC | 100
ACE-Stanton PV | 61246_G_ASLF1 | 61246 | G | ASLF1 |  | Solar PV |  | FRCC | Florida | 12 | Orange | 95 | 12095 | 4.8 | 0 | 2017 | 9999 |  |  | N | Solar | [13 empty] | 0 | 0 | 0 | 0 | [11 empty] | ACE Stanton A LLC | 100 | Greenwood Energy | 100
ACE-Stanton A PV | 61247_G_ASA1 | 61247 | G | ASA1 |  | Solar PV |  | FRCC | Florida | 12 | Orange | 95 | 12095 | 4.1 | 0 | 2017 | 9999 |  |  | N | Solar | [13 empty] | 0 | 0 | 0 | 0 | [11 empty] | ACE Stanton A LLC | 100 | Greenwood Energy | 100
Glopak Solar PV Power Plant | 61248_G_INV1R | 61248 | G | INV1R |  | Solar PV |  | PJM_EMAC | New Jersey | 34 | Middlesex | 23 | 34023 | 0.5 | 0 | 2011 | 9999 |  |  | N | Solar | [13 empty] | 0 | 0 | 0 | 0 | [11 empty] | Glopack Corp | 100 | Glopack Corp | 100
Glopak Solar PV Power Plant | 61248_G_INV2G | 61248 | G | INV2G |  | Solar PV |  | PJM_EMAC | New Jersey | 34 | Middlesex | 23 | 34023 | 0.5 | 0 | 2012 | 9999 |  |  | N | Solar | [13 empty] | 0 | 0 | 0 | 0 | [11 empty] | Glopack Corp | 100 | Glopack Corp | 100
Westmont 300A | 61249_G_W5531 | 61249 | G | W5531 |  | Solar PV |  | WEC_LADW | California | 6 | Los Angeles | 37 | 06037 | 2.9 | 0 | 2017 | 9999 |  |  | N | Solar | [13 empty] | 0 | 0 | 0 | 0 | [11 empty] | TGC Westmont Holdings LLC | 100 | True Green Capital Management LLC | 100
USPS PV | 61250_G_USPS1 | 61250 | G | USPS1 |  | Solar PV |  | WEC_LADW | California | 6 | Los Angeles | 37 | 06037 | 10.7 | 0 | 2017 | 9999 |  |  | N | Solar | [13 empty] | 0 | 0 | 0 | 0 | [11 empty] | TGC LADWP LLC | 100 | True Green Capital Management LLC | 100
Haywood Farm Solar, LLC | 61255_G_HAY02 | 61255 | G | HAY02 |  | Solar PV |  | S_VACA | North Carolina | 37 | Montgomery | 123 | 37123 | 4.9 | 0 | 2017 | 9999 |  |  | N | Solar | [13 empty] | 0 | 0 | 0 | 0 | [11 empty] | Carolina Solar Energy II LLC | 100 | Carolina Solar Energy | 100
Hood Farm Solar, LLC | 61256_G_HOF05 | 61256 | G | HOF05 |  | Solar PV |  | S_VACA | North Carolina | 37 | Jones | 103 | 37103 | 4.9 | 0 | 2017 | 9999 |  |  | N | Solar | [13 empty] | 0 | 0 | 0 | 0 | [11 empty] | Hood Farm Solar LLC | 100 | Cypress Creek Holdings LLC | 100
ZV Solar 2, LLC | 61257_G_ZV204 | 61257 | G | ZV204 |  | Solar PV |  | S_VACA | North Carolina | 37 | Robeson | 155 | 37155 | 4.9 | 0 | 2017 | 9999 |  |  | N | Solar | [13 empty] | 0 | 0 | 0 | 0 | [11 empty] | ZV Solar 2 LLC | 100 | Capital Dynamics | 100
Innovative Solar 35, LLC | 61258_G_ISS35 | 61258 | G | ISS35 |  | Solar PV |  | S_VACA | North Carolina | 37 | Duplin | 61 | 37061 | 1.9 | 0 | 2017 | 9999 |  |  | N | Solar | [13 empty] | 0 | 0 | 0 | 0 | [11 empty] | Innovative Solar 35 LLC | 100 | Innovative Solar Systems LLC | 100
Innovative Solar 59, LLC | 61259_G_ISS59 | 61259 | G | ISS59 |  | Solar PV |  | S_VACA | North Carolina | 37 | Nash | 127 | 37127 | 1.9 | 0 | 2017 | 9999 |  |  | N | Solar | [13 empty] | 0 | 0 | 0 | 0 | [11 empty] | Innovative Solar Systems LLC | 100 | Innovative Solar Systems LLC | 100
Innovative Solar 60, LLC | 61260_G_ISS60 | 61260 | G | ISS60 |  | Solar PV |  | S_VACA | North Carolina | 37 | Nash | 127 | 37127 | 1.9 | 0 | 2017 | 9999 |  |  | N | Solar | [13 empty] | 0 | 0 | 0 | 0 | [11 empty] | Innovative Solar Systems LLC | 100 | Innovative Solar Systems LLC | 100
Rock Falls Wind Farm LLC | 61261_G_RF1 | 61261 | G | RF1 |  | Onshore Wind |  | SPP_WEST | Oklahoma | 40 | Kay | 71 | 40071 | 154.5 | 0 | 2017 | 9999 |  |  | N | Wind | [13 empty] | 0 | 0 | 0 | 0 | [11 empty] | Rock Falls Wind Farm LLC | 100 | EDF Group | 100
Stuttgart Solar | 61262_G_STGRT | 61262 | G | STGRT |  | Solar PV |  | MIS_AR | Arkansas | 5 | Arkansas | 1 | 05001 | 81 | 0 | 2018 | 9999 |  |  | N | Solar | [13 empty] | 0 | 0 | 0 | 0 | [11 empty] | Stuttgart Solar LLC | 100 | Entergy Corp | 100
Wolf Run Energy | 61263_G_GEN1 | 61263 | G | GEN1 |  | Combustion Turbine | IC Engine | PJM_PENE | Pennsylvania | 42 | Bradford | 15 | 42015 | 4.4 | 10745 | 2019 | 9999 |  |  | N | Natural Gas | [13 empty] | 1.2934 | 1.2934 | 1.2934 | 1.2934 | [11 empty] | Wolf Run Energy LLC | 100 | Iron Mountain Generation LLC | 100
Wolf Run Energy | 61263_G_GEN2 | 61263 | G | GEN2 |  | Combustion Turbine | IC Engine | PJM_PENE | Pennsylvania | 42 | Bradford | 15 | 42015 | 4.4 | 10745 | 2019 | 9999 |  |  | N | Natural Gas | [13 empty] | 1.2934 | 1.2934 | 1.2934 | 1.2934 | [11 empty] | Wolf Run Energy LLC | 100 | Iron Mountain Generation LLC | 100
Wolf Run Energy | 61263_G_GEN3 | 61263 | G | GEN3 |  | Combustion Turbine | IC Engine | PJM_PENE | Pennsylvania | 42 | Bradford | 15 | 42015 | 4.4 | 10745 | 2019 | 9999 |  |  | N | Natural Gas | [13 empty] | 1.2934 | 1.2934 | 1.2934 | 1.2934 | [11 empty] | Wolf Run Energy LLC | 100 | Iron Mountain Generation LLC | 100
Wolf Run Energy | 61263_G_GEN4 | 61263 | G | GEN4 |  | Combustion Turbine | IC Engine | PJM_PENE | Pennsylvania | 42 | Bradford | 15 | 42015 | 4.4 | 10745 | 2019 | 9999 |  |  | N | Natural Gas | [13 empty] | 1.061 | 1.061 | 1.061 | 1.061 | [11 empty] | Wolf Run Energy LLC | 100 | Iron Mountain Generation LLC | 100
Wolf Run Energy | 61263_G_GEN5 | 61263 | G | GEN5 |  | Combustion Turbine | IC Engine | PJM_PENE | Pennsylvania | 42 | Bradford | 15 | 42015 | 4.4 | 10745 | 2019 | 9999 |  |  | N | Natural Gas | [13 empty] | 1.061 | 1.061 | 1.061 | 1.061 | [11 empty] | Wolf Run Energy LLC | 100 | Iron Mountain Generation LLC | 100
Antelope Expansion 2 | 61264_G_ANTX2 | 61264 | G | ANTX2 |  | Solar PV |  | WEC_LADW | California | 6 | Los Angeles | 37 | 06037 | 105 | 0 | 2018 | 9999 |  |  | N | Solar | [13 empty] | 0 | 0 | 0 | 0 | [11 empty] | Antelope Expansion 2 LLC | 100 | Sustainable Power Group LLC | 100
Antelope DSR 3 | 61265_G_ADSR3 | 61265 | G | ADSR3 |  | Solar PV |  | WEC_LADW | California | 6 | Los Angeles | 37 | 06037 | 20 | 0 | 2019 | 9999 |  |  | N | Solar | [13 empty] | 0 | 0 | 0 | 0 | [11 empty] | Antelope DSR 3 LLC | 100 | Sustainable Power Group LLC | 100
Hurricane Creek Lift Station | 61267_G_HURR | 61267 | G | HURR |  | Combustion Turbine | IC Engine | MIS_INKY | Indiana | 18 | Johnson | 81 | 18081 | 2 | 10745 | 2004 | 9999 |  |  | N | Distillate Fuel Oil | [13 empty] | 1.6498 | 1.6498 | 1.6498 | 1.6498 | [11 empty] | Johnson County REMC | 100 | Johnson County REMC | 100
Kayenta Solar Project | 61268_G_PV1 | 61268 | G | PV1 |  | Solar PV |  | WECC_AZ | Arizona | 4 | Navajo | 17 | 04017 | 27.3 | 0 | 2017 | 9999 |  |  | N | Solar | [13 empty] | 0 | 0 | 0 | 0 | [11 empty] | NGI Kayenta II LLC | 100 | Navajo Tribal Utility Authority | 100
Kayenta Solar Project | 61268_G_PV2 | 61268 | G | PV2 |  | Solar PV |  | WECC_AZ | Arizona | 4 | Navajo | 17 | 04017 | 28 | 0 | 2019 | 9999 |  |  | N | Solar | [13 empty] | 0 | 0 | 0 | 0 | [11 empty] | NGI Kayenta II LLC | 100 | Navajo Tribal Utility Authority | 100
Thunder Ranch Wind Project | 61269_G_WT1 | 61269 | G | WT1 |  | Onshore Wind |  | SPP_WEST | Oklahoma | 40 | Noble | 103 | 40103 | 297.8 | 0 | 2018 | 9999 |  |  | N | Wind | [13 empty] | 0 | 0 | 0 | 0 | [11 empty] | Thunder Ranch Wind Project LLC | 100 | Enel SpA | 100
Red Dirt Wind Project | 61270_G_RDDRT | 61270 | G | RDDRT |  | Onshore Wind |  | SPP_WEST | Oklahoma | 40 | Kingfisher | 73 | 40073 | 299.3 | 0 | 2018 | 9999 |  |  | N | Wind | [13 empty] | 0 | 0 | 0 | 0 | [11 empty] | Red Dirt Wind Project LLC | 100 | Enel SpA | 100
Biltmore Solar Fields | 61271_G_18950 | 61271 | G | 18950 |  | Solar PV |  | S_VACA | North Carolina | 37 | Buncombe | 21 | 37021 | 1.5 | 0 | 2012 | 9999 |  |  | N | Solar | [13 empty] | 0 | 0 | 0 | 0 | [11 empty] | Biltmore Energy Co | 50 | Biltmore Energy Co | 50
Gray Hawk Solar | 61272_G_GHS | 61272 | G | GHS |  | Solar PV |  | WECC_AZ | Arizona | 4 | Mohave | 15 | 04015 | 55 | 0 | 2018 | 9999 |  |  | N | Solar | [13 empty] | 0 | 0 | 0 | 0 | [11 empty] | Gray Hawk Solar LLC | 100 | Torch Clean Energy | 100
Wilson Solar Farm 1 | 61274_G_WISL1 | 61274 | G | WISL1 |  | Solar PV |  | S_VACA | North Carolina | 37 | Wilson | 195 | 37195 | 3.3 | 0 | 2017 | 9999 |  |  | N | Solar | [13 empty] | 0 | 0 | 0 | 0 | [11 empty] | Wilson Solar Farm 1 LLC | 100 | Gerrald F Guthmiller | 100
Wilson Solar Farm 2 | 61275_G_WILS2 | 61275 | G | WILS2 |  | Solar PV |  | S_VACA | North Carolina | 37 | Wilson | 195 | 37195 | 3.8 | 0 | 2017 | 9999 |  |  | N | Solar | [13 empty] | 0 | 0 | 0 | 0 | [11 empty] | Mount Olive I LLC | 100 | FLS Energy Inc | 100
Wilson Solar Farm 3 | 61276_G_WILS3 | 61276 | G | WILS3 |  | Solar PV |  | S_VACA | North Carolina | 37 | Wilson | 195 | 37195 | 9 | 0 | 2017 | 9999 |  |  | N | Solar | [13 empty] | 0 | 0 | 0 | 0 | [11 empty] | Wilson Solar Farm 3 LLC | 100 | GCL New Energy Holdings Limited | 100
Wilson Solar Farm 4 | 61277_G_WILS4 | 61277 | G | WILS4 |  | Solar PV |  | S_VACA | North Carolina | 37 | Wilson | 195 | 37195 | 9 | 0 | 2017 | 9999 |  |  | N | Solar | [13 empty] | 0 | 0 | 0 | 0 | [11 empty] | GCL New Energy Inc | 100 | GCL New Energy Holdings Limited | 100
Wilson Solar Farm 5 | 61278_G_WILS5 | 61278 | G | WILS5 |  | Solar PV |  | S_VACA | North Carolina | 37 | Wilson | 195 | 37195 | 9.5 | 0 | 2017 | 9999 |  |  | N | Solar | [13 empty] | 0 | 0 | 0 | 0 | [11 empty] | GCL New Energy Inc | 100 | GCL New Energy Holdings Limited | 100
Wilson Solar Farm 6 | 61279_G_WILS6 | 61279 | G | WILS6 |  | Solar PV |  | S_VACA | North Carolina | 37 | Wilson | 195 | 37195 | 9.7 | 0 | 2017 | 9999 |  |  | N | Solar | [13 empty] | 0 | 0 | 0 | 0 | [11 empty] | GCL New Energy Inc | 100 | GCL New Energy Holdings Limited | 100
Wilson Solar Farm 7 | 61280_G_WILS7 | 61280 | G | WILS7 |  | Solar PV |  | S_VACA | North Carolina | 37 | Wilson | 195 | 37195 | 9.2 | 0 | 2017 | 9999 |  |  | N | Solar | [13 empty] | 0 | 0 | 0 | 0 | [11 empty] | Carlos A Gonzalez Mateo | 50 | Carlos A Gonzalez Mateo | 50
Bear Creek Solar Center | 61281_G_BCRSC | 61281 | G | BCRSC |  | Solar PV |  | WECC_PNW | Oregon | 41 | Deschutes | 17 | 41017 | 10 | 0 | 2018 | 9999 |  |  | N | Solar | [13 empty] | 0 | 0 | 0 | 0 | [11 empty] | Bear Creek Solar Center LLC | 100 | Heliosage Energy LLC | 100
APG Combined Heat and Power Plant | 61282_G_GEN1 | 61282 | G | GEN1 |  | Combustion Turbine |  | PJM_EMAC | Maryland | 24 | Harford | 25 | 24025 | 6.2 | 11844 | 2016 | 9999 |  |  | Y | Natural Gas | [13 empty] | 0.011 | 0.011 | 0.011 | 0.011 | [11 empty] | United States Army | 100 | United States Army | 100
Bladenboro Solar, LLC | 61283_G_GEN1 | 61283 | G | GEN1 |  | Solar PV |  | S_VACA | North Carolina | 37 | Bladen | 17 | 37017 | 4.8 | 0 | 2015 | 9999 |  |  | N | Solar | [13 empty] | 0 | 0 | 0 | 0 | [11 empty] | Bladenboro Solar LLC | 100 | Green State Power LLC | 100
Lux Solar, LLC | 61284_G_GEN1 | 61284 | G | GEN1 |  | Solar PV |  | S_VACA | North Carolina | 37 | Cleveland | 45 | 37045 | 2 | 0 | 2016 | 9999 |  |  | N | Solar | [13 empty] | 0 | 0 | 0 | 0 | [11 empty] | Brian Adams | 100 | Brian Adams | 100
Sun Farm V, LLC | 61287_G_SF5PV | 61287 | G | SF5PV |  | Solar PV |  | PJM_Dom | North Carolina | 37 | Perquimans | 143 | 37143 | 4.8 | 0 | 2018 | 9999 |  |  | N | Solar | [13 empty] | 0 | 0 | 0 | 0 | [11 empty] | Sun Farm V LLC | 100 | Greenbacker Renewable Energy Corp | 100
Roxboro Solar Farm, LLC | 61288_G_GEN1 | 61288 | G | GEN1 |  | Solar PV |  | S_VACA | North Carolina | 37 | Granville | 77 | 37077 | 5 | 0 | 2015 | 9999 |  |  | N | Solar | [13 empty] | 0 | 0 | 0 | 0 | [11 empty] | Roxboro Solar Farm LLC | 100 | Entropy Solar Integrators LLC | 100
River Bend Solar, LLC | 61289_G_RBSMT | 61289 | G | RBSMT |  | Solar PV |  | WECC_MT | Montana | 30 | Stillwater | 95 | 30095 | 2 | 0 | 2017 | 9999 |  |  | N | Solar | [13 empty] | 0 | 0 | 0 | 0 | [11 empty] | Cypress Creek Renewables LLC | 100 | Cypress Creek Holdings LLC | 100
South Mills Solar, LLC | 61290_G_SMSMT | 61290 | G | SMSMT |  | Solar PV |  | WECC_MT | Montana | 30 | Big Horn | 3 | 30003 | 3 | 0 | 2017 | 9999 |  |  | N | Solar | [13 empty] | 0 | 0 | 0 | 0 | [11 empty] | South Mills Solar 1 LLC | 100 | Cypress Creek Holdings LLC | 100
Green Meadow Solar, LLC | 61291_G_GMSMT | 61291 | G | GMSMT |  | Solar PV |  | WECC_MT | Montana | 30 | Lewis and Clark | 49 | 30049 | 3 | 0 | 2017 | 9999 |  |  | N | Solar | [13 empty] | 0 | 0 | 0 | 0 | [11 empty] | Green Meadow Solar LLC | 100 | Cypress Creek Holdings LLC | 100
Jackson Solar Farm | 61292_G_JAKSN | 61292 | G | JAKSN |  | Solar PV |  | S_VACA | North Carolina | 37 | Wilson | 195 | 37195 | 8.6 | 0 | 2017 | 9999 |  |  | N | Solar | [13 empty] | 0 | 0 | 0 | 0 | [11 empty] | Hive Energy Ltd | 50 | FLS Energy Inc | 50
Farley Road Community Solar | 61294_G_02419 | 61294 | G | 02419 |  | Solar PV |  | NENGREST | Massachusetts | 25 | Worcester | 27 | 25027 | 1.9 | 0 | 2017 | 9999 |  |  | N | Solar | [13 empty] | 0 | 0 | 0 | 0 | [11 empty] | Farley Road Solar LLC | 100 | Nexamp | 100
Belchertown Renewables Community Solar | 61295_G_02675 | 61295 | G | 02675 |  | Solar PV |  | NENGREST | Massachusetts | 25 | Hampshire | 15 | 25015 | 4 | 0 | 2018 | 9999 |  |  | N | Solar | [13 empty] | 0 | 0 | 0 | 0 | [11 empty] | Belchertown Renewables LLC | 100 | Belchertown Renewables LLC | 100
Theodore Drive Community Solar | 61296_G_02529 | 61296 | G | 02529 |  | Solar PV |  | NENGREST | Massachusetts | 25 | Worcester | 27 | 25027 | 1.5 | 0 | 2018 | 9999 |  |  | N | Solar | [13 empty] | 0 | 0 | 0 | 0 | [11 empty] | Theodore Drive Solar LLC | 100 | Theodore Drive Solar LLC | 100
Upton Community Solar | 61297_G_02567 | 61297 | G | 02567 |  | Solar PV |  | NENGREST | Massachusetts | 25 | Worcester | 27 | 25027 | 2 | 0 | 2017 | 9999 |  |  | N | Solar | [13 empty] | 0 | 0 | 0 | 0 | [11 empty] | Upton Solar LLC | 100 | Nexamp | 100
Pleasantdale Road Community Solar | 61298_G_02112 | 61298 | G | 02112 |  | Solar PV |  | NENGREST | Massachusetts | 25 | Worcester | 27 | 25027 | 1 | 0 | 2017 | 9999 |  |  | N | Solar | [13 empty] | 0 | 0 | 0 | 0 | [11 empty] | Pleasantdale Road Solar LLC | 100 | Pleasantdale Road Solar LLC | 100
Hatfield Renewables Community Solar | 61299_G_02599 | 61299 | G | 02599 |  | Solar PV |  | NENGREST | Massachusetts | 25 | Hampshire | 15 | 25015 | 1.9 | 0 | 2017 | 9999 |  |  | N | Solar | [13 empty] | 0 | 0 | 0 | 0 | [11 empty] | Hatfield Renewables LLC | 100 | Nexamp | 100
Bluff Point Wind Facility | 61303_G_BLUFF | 61303 | G | BLUFF |  | Onshore Wind |  | PJM_West | Indiana | 18 | Jay | 75 | 18075 | 119.7 | 0 | 2017 | 9999 |  |  | N | Wind | [13 empty] | 0 | 0 | 0 | 0 | [11 empty] | NextEra Energy Bluff Point LLC | 100 | NextEra Energy Inc | 100
Peterson Road Solar | 61307_G_02076 | 61307 | G | 02076 |  | Solar PV |  | NENGREST | Massachusetts | 25 | Hampden | 13 | 25013 | 2.5 | 0 | 2017 | 9999 |  |  | N | Solar | [13 empty] | 0 | 0 | 0 | 0 | [11 empty] | Peterson Road Solar LLC | 100 | Nexamp | 100
Sampson Road Community Solar | 61308_G_02696 | 61308 | G | 02696 |  | Solar PV |  | NENGREST | Massachusetts | 25 | Worcester | 27 | 25027 | 2 | 0 | 2017 | 9999 |  |  | N | Solar | [13 empty] | 0 | 0 | 0 | 0 | [11 empty] | Sampson Road Solar LLC | 100 | Sampson Road Solar LLC | 100
IKEA Grand Prairie Rooftop PV System | 61309_G_PV1 | 61309 | G | PV1 |  | Solar PV |  | ERC_REST | Texas | 48 | Dallas | 113 | 48113 | 1.1 | 0 | 2017 | 9999 |  |  | N | Solar | [13 empty] | 0 | 0 | 0 | 0 | [11 empty] | IKEA Property Inc | 100 | Ikea Systems BV | 100
Crittenden Solar Facility | 61310_G_PV1 | 61310 | G | PV1 |  | Solar PV |  | PJM_West | Kentucky | 21 | Grant | 81 | 21081 | 2.7 | 0 | 2017 | 9999 |  |  | N | Solar | [13 empty] | 0 | 0 | 0 | 0 | [11 empty] | Duke Energy Kentucky | 100 | Duke Energy Corp | 100
Walton 1 Solar Facility | 61311_G_PV1 | 61311 | G | PV1 |  | Solar PV |  | PJM_West | Kentucky | 21 | Kenton | 117 | 21117 | 2 | 0 | 2017 | 9999 |  |  | N | Solar | [13 empty] | 0 | 0 | 0 | 0 | [11 empty] | Duke Energy Kentucky | 100 | Duke Energy Corp | 100
Walton 2 Solar Facility | 61312_G_PV1 | 61312 | G | PV1 |  | Solar PV |  | PJM_West | Kentucky | 21 | Kenton | 117 | 21117 | 2 | 0 | 2017 | 9999 |  |  | N | Solar | [13 empty] | 0 | 0 | 0 | 0 | [11 empty] | Duke Energy Kentucky | 100 | Duke Energy Corp | 100
BPU Solar Farm | 61313_G_BPU1 | 61313 | G | BPU1 |  | Solar PV |  | SPP_N | Kansas | 20 | Wyandotte | 209 | 20209 | 1 | 0 | 2017 | 9999 |  |  | N | Solar | [13 empty] | 0 | 0 | 0 | 0 | [11 empty] | MCP KCBPU LLC | 100 | MC Power Companies | 100
SR Kersey | 61314_G_KERS | 61314 | G | KERS |  | Solar PV |  | WECC_CO | Colorado | 8 | Weld | 123 | 08123 | 3.5 | 0 | 2017 | 9999 |  |  | N | Solar | [13 empty] | 0 | 0 | 0 | 0 | [11 empty] | SR Kersey LLC | 100 | Silicon Ranch Corp | 100
Golden Hills Solar | 61315_G_02196 | 61315 | G | 02196 |  | Solar PV |  | NENGREST | Massachusetts | 25 | Worcester | 27 | 25027 | 4.7 | 0 | 2017 | 9999 |  |  | N | Solar | [13 empty] | 0 | 0 | 0 | 0 | [11 empty] | Golden Hills Solar LLC | 100 | Nexamp | 100
Higginsville Solar Farm | 61316_G_HSF1 | 61316 | G | HSF1 |  | Solar PV |  | SPP_N | Missouri | 29 | Lafayette | 107 | 29107 | 2.5 | 0 | 2017 | 9999 |  |  | N | Solar | [13 empty] | 0 | 0 | 0 | 0 | [11 empty] | MC Power Companies Inc | 100 | MC Power Companies | 100
Port of LA Solar FiT Project | 61319_G_W4885 | 61319 | G | W4885 |  | Solar PV |  | WEC_LADW | California | 6 | Los Angeles | 37 | 06037 | 1.1 | 0 | 2015 | 9999 |  |  | N | Solar | [13 empty] | 0 | 0 | 0 | 0 | [11 empty] | Los Angeles Dept of Water & Power | 100 | Los Angeles Dept of Water & Power | 100
Saluda Solar II | 61323_G_PGRB5 | 61323 | G | PGRB5 |  | Solar PV |  | S_VACA | South Carolina | 45 | Saluda | 81 | 45081 | 3.4 | 0 | 2017 | 9999 |  |  | N | Solar | [13 empty] | 0 | 0 | 0 | 0 | [11 empty] | Saluda Solar II LLC | 100 | Cypress Creek Holdings LLC | 100
Odyssey Solar | 61324_G_PGRB4 | 61324 | G | PGRB4 |  | Solar PV |  | S_VACA | South Carolina | 45 | Lexington | 63 | 45063 | 8.2 | 0 | 2017 | 9999 |  |  | N | Solar | [13 empty] | 0 | 0 | 0 | 0 | [11 empty] | Odyssey Solar LLC | 100 | Cypress Creek Holdings LLC | 100
Hampton Solar I | 61325_G_PGRB3 | 61325 | G | PGRB3 |  | Solar PV |  | S_VACA | South Carolina | 45 | Hampton | 49 | 45049 | 6.8 | 0 | 2017 | 9999 |  |  | N | Solar | [13 empty] | 0 | 0 | 0 | 0 | [11 empty] | Hampton Solar I LLC | 100 | Hampton Solar I LLC | 100
Cameron Solar II | 61326_G_PGRB2 | 61326 | G | PGRB2 |  | Solar PV |  | S_VACA | South Carolina | 45 | Calhoun | 17 | 45017 | 4.1 | 0 | 2017 | 9999 |  |  | N | Solar | [13 empty] | 0 | 0 | 0 | 0 | [11 empty] | Cameron II Solar LLC | 100 | Pine Gate Renewables LLC | 100
Barnwell Solar | 61327_G_PGRB1 | 61327 | G | PGRB1 |  | Solar PV |  | S_VACA | South Carolina | 45 | Barnwell | 11 | 45011 | 5.4 | 0 | 2017 | 9999 |  |  | N | Solar | [13 empty] | 0 | 0 | 0 | 0 | [11 empty] | Barnwell Solar LLC | 100 | Cypress Creek Holdings LLC | 100
Crater Community Solar | 61328_G_TCCS1 | 61328 | G | TCCS1 |  | Solar PV |  | MIS_MNWI | Minnesota | 27 | Chippewa | 23 | 27023 | 0.9 | 0 | 2017 | 9999 |  |  | N | Solar | [13 empty] | 0 | 0 | 0 | 0 | [11 empty] | Crater Community Solar Gardens LLC | 100 | Berkshire Hathaway Inc | 100
Crater Community Solar | 61328_G_TCCS2 | 61328 | G | TCCS2 |  | Solar PV |  | MIS_MNWI | Minnesota | 27 | Chippewa | 23 | 27023 | 0.9 | 0 | 2017 | 9999 |  |  | N | Solar | [13 empty] | 0 | 0 | 0 | 0 | [11 empty] | Crater Community Solar Gardens LLC | 100 | Berkshire Hathaway Inc | 100
Crater Community Solar | 61328_G_TCCS3 | 61328 | G | TCCS3 |  | Solar PV |  | MIS_MNWI | Minnesota | 27 | Chippewa | 23 | 27023 | 0.9 | 0 | 2017 | 9999 |  |  | N | Solar | [13 empty] | 0 | 0 | 0 | 0 | [11 empty] | Crater Community Solar Gardens LLC | 100 | Berkshire Hathaway Inc | 100
Delphinus Community Solar | 61329_G_QDCS1 | 61329 | G | QDCS1 |  | Solar PV |  | MIS_MNWI | Minnesota | 27 | Benton | 9 | 27009 | 0.9 | 0 | 2018 | 9999 |  |  | N | Solar | [13 empty] | 0 | 0 | 0 | 0 | [11 empty] | Delphinus Community Solar Gardens LLC | 100 | Berkshire Hathaway Inc | 100
Delphinus Community Solar | 61329_G_QDCS2 | 61329 | G | QDCS2 |  | Solar PV |  | MIS_MNWI | Minnesota | 27 | Benton | 9 | 27009 | 0.9 | 0 | 2018 | 9999 |  |  | N | Solar | [13 empty] | 0 | 0 | 0 | 0 | [11 empty] | Delphinus Community Solar Gardens LLC | 100 | Berkshire Hathaway Inc | 100
Hog Creek Wind Project | 61330_G_WT1 | 61330 | G | WT1 |  | Onshore Wind |  | PJM_West | Ohio | 39 | Hardin | 65 | 39065 | 66 | 0 | 2017 | 9999 |  |  | N | Wind | [13 empty] | 0 | 0 | 0 | 0 | [11 empty] | Hog Creek Wind Farm LLC | 100 | Connor Clark & Lunn Financial Group | 100
SR Innovation - NIKE PV | 61332_G_NIKE2 | 61332 | G | NIKE2 |  | Solar PV |  | S_C_TVA | Tennessee | 47 | Shelby | 157 | 47157 | 1.7 | 0 | 2019 | 9999 |  |  | N | Solar | [13 empty] | 0 | 0 | 0 | 0 | [11 empty] | SR Innovation LLC | 100 | Silicon Ranch Corp | 100
Oak Hill Solar Array | 61333_G_OHSA1 | 61333 | G | OHSA1 |  | Solar PV |  | MIS_INKY | Indiana | 18 | Vanderburgh | 163 | 18163 | 2 | 0 | 2018 | 9999 |  |  | N | Solar | [13 empty] | 0 | 0 | 0 | 0 | [11 empty] | CenterPoint Energy | 100 | CenterPoint Energy Inc | 100
Volkman Road Solar Array Hybrid | 61334_G_VRSA1 | 61334 | G | VRSA1 |  | Solar PV |  | MIS_INKY | Indiana | 18 | Vanderburgh | 163 | 18163 | 2 | 0 | 2018 | 9999 |  |  | N | Solar | [13 empty] | 0 | 0 | 0 | 0 | [11 empty] | CenterPoint Energy | 100 | CenterPoint Energy Inc | 100
Volkman Road Solar Array Hybrid | 61334_G_VRSA2 | 61334 | G | VRSA2 |  | Energy Storage |  | MIS_INKY | Indiana | 18 | Vanderburgh | 163 | 18163 | 1 | 0 | 2019 | 9999 |  |  | N | Energy Storage | [13 empty] | 0 | 0 | 0 | 0 | [11 empty] | CenterPoint Energy | 100 | CenterPoint Energy Inc | 100
Great Divide Solar, LLC | 61335_G_GDSMT | 61335 | G | GDSMT |  | Solar PV |  | WECC_MT | Montana | 30 | Lewis and Clark | 49 | 30049 | 3 | 0 | 2017 | 9999 |  |  | N | Solar | [13 empty] | 0 | 0 | 0 | 0 | [11 empty] | Great Divide Solar LLC | 100 | Cypress Creek Holdings LLC | 100
Black Eagle Solar, LLC | 61336_G_BESMT | 61336 | G | BESMT |  | Solar PV |  | WECC_MT | Montana | 30 | Cascade | 13 | 30013 | 3 | 0 | 2017 | 9999 |  |  | N | Solar | [13 empty] | 0 | 0 | 0 | 0 | [11 empty] | Black Eagle Solar LLC | 100 | Cypress Creek Holdings LLC | 100
Magpie Solar, LLC | 61337_G_MSMT | 61337 | G | MSMT |  | Solar PV |  | WECC_MT | Montana | 30 | Golden Valley | 37 | 30037 | 3 | 0 | 2017 | 9999 |  |  | N | Solar | [13 empty] | 0 | 0 | 0 | 0 | [11 empty] | Magpie Solar LLC | 100 | Cypress Creek Holdings LLC | 100
Mill Creek Solar (OR) | 61338_G_PGRC1 | 61338 | G | PGRC1 |  | Solar PV |  | WECC_PNW | Oregon | 41 | Yamhill | 71 | 41071 | 2.2 | 0 | 2017 | 9999 |  |  | N | Solar | [13 empty] | 0 | 0 | 0 | 0 | [11 empty] | SP Solar V LLC | 100 | SP Solar V LLC | 100
Green Beanworks B PV | 61339_G_GBWXB | 61339 | G | GBWXB |  | Solar PV |  | WEC_LADW | California | 6 | Los Angeles | 37 | 06037 | 3 | 0 | 2018 | 9999 |  |  | N | Solar | [13 empty] | 0 | 0 | 0 | 0 | [11 empty] | Green Beanworks B LLC | 100 | AES Corp (The) | 100
Next Generation Solar Farm | 61340_G_NGSF1 | 61340 | G | NGSF1 |  | Solar PV |  | NENGREST | Vermont | 50 | Addison | 1 | 50001 | 2.2 | 0 | 2017 | 9999 |  |  | N | Solar | [13 empty] | 0 | 0 | 0 | 0 | [11 empty] | Next Generation Solar Farm LLC | 100 | Next Generation Solar Farm LLC | 100
Grafton PV | 61341_G_MSBW1 | 61341 | G | MSBW1 |  | Solar PV |  | NENGREST | Massachusetts | 25 | Worcester | 27 | 25027 | 2.7 | 0 | 2016 | 9999 |  |  | N | Solar | [13 empty] | 0 | 0 | 0 | 0 | [11 empty] | BWC Salmon Brook LLC | 100 | Bluewave Capital LLC | 100
Barrett PV | 61342_G_MSBW2 | 61342 | G | MSBW2 |  | Solar PV |  | NENGREST | Massachusetts | 25 | Worcester | 27 | 25027 | 11.9 | 0 | 2016 | 9999 |  |  | N | Solar | [13 empty] | 0 | 0 | 0 | 0 | [11 empty] | BWC French River LLC | 100 | Bluewave Capital LLC | 100
Karankawa Wind LLC | 61343_G_WT1 | 61343 | G | WT1 |  | Onshore Wind |  | ERC_REST | Texas | 48 | San Patricio | 409 | 48409 | 200 | 0 | 2019 | 9999 |  |  | N | Wind | [13 empty] | 0 | 0 | 0 | 0 | [11 empty] | Route 66 Wind Power LLC | 100 | Brookfield Asset Management Inc | 100
Otter Creek Wind Farm LLC | 61344_G_WT1 | 61344 | G | WT1 |  | Onshore Wind |  | PJM_COMD | Illinois | 17 | LaSalle | 99 | 17099 | 129 | 0 | 2019 | 9999 |  |  | N | Wind | [13 empty] | 0 | 0 | 0 | 0 | [11 empty] | Otter Creek Wind Farm LLC | 100 | Iberdrola SA | 100
WyEast Solar | 61345_G_PV1 | 61345 | G | PV1 |  | Solar PV |  | WECC_PNW | Oregon | 41 | Sherman | 55 | 41055 | 10 | 0 | 2018 | 9999 |  |  | N | Solar | [13 empty] | 0 | 0 | 0 | 0 | [11 empty] | OneEnergy Development LLC | 100 | OneEnergy Inc | 100
Long Henry Solar | 61347_G_GEN1 | 61347 | G | GEN1 |  | Solar PV |  | S_VACA | North Carolina | 37 | Wayne | 191 | 37191 | 2 | 0 | 2017 | 9999 |  |  | N | Solar | [13 empty] | 0 | 0 | 0 | 0 | [11 empty] | Long Henry Solar LLC | 100 | Cypress Creek Holdings LLC | 100
Westmont 400A | 61348_G_W5691 | 61348 | G | W5691 |  | Solar PV |  | WEC_LADW | California | 6 | Los Angeles | 37 | 06037 | 2.3 | 0 | 2017 | 9999 |  |  | N | Solar | [13 empty] | 0 | 0 | 0 | 0 | [11 empty] | TGC Westmont Holdings LLC | 100 | True Green Capital Management LLC | 100
Westmont 400B | 61349_G_W5694 | 61349 | G | W5694 |  | Solar PV |  | WEC_LADW | California | 6 | Los Angeles | 37 | 06037 | 2.2 | 0 | 2017 | 9999 |  |  | N | Solar | [13 empty] | 0 | 0 | 0 | 0 | [11 empty] | TGC Westmont Holdings LLC | 100 | True Green Capital Management LLC | 100
MDFA Devens-Saratoga | 61350_G_SO145 | 61350 | G | SO145 |  | Solar PV |  | NENGREST | Massachusetts | 25 | Worcester | 27 | 25027 | 2.5 | 0 | 2016 | 9999 |  |  | N | Solar | [13 empty] | 0 | 0 | 0 | 0 | [11 empty] | Terraform Power Inc | 100 | Brookfield Asset Management Inc | 100
Bear Creek Solar | 61351_G_GEN1 | 61351 | G | GEN1 |  | Solar PV |  | S_VACA | North Carolina | 37 | Chatham | 37 | 37037 | 2 | 0 | 2017 | 9999 |  |  | N | Solar | [13 empty] | 0 | 0 | 0 | 0 | [11 empty] | Bear Creek Solar LLC | 100 | Allco Renewable Energy Limited | 100
Bondi Solar | 61352_G_GEN1 | 61352 | G | GEN1 |  | Solar PV |  | S_VACA | North Carolina | 37 | Jones | 103 | 37103 | 5 | 0 | 2017 | 9999 |  |  | N | Solar | [13 empty] | 0 | 0 | 0 | 0 | [11 empty] | Bondi Solar LLC | 100 | Cypress Creek Holdings LLC | 100
Mount Signal Solar 2 | 61353_G_IVS2 | 61353 | G | IVS2 |  | Solar PV |  | WECC_IID | California | 6 | Imperial | 25 | 06025 | 153.5 | 0 | 2019 | 9999 |  |  | N | Solar | [13 empty] | 0 | 0 | 0 | 0 | [11 empty] | Imperial Valley Solar 2 LLC | 100 | Brookfield Asset Management Inc | 100
Princeton Solar Project | 61354_G_STONY | 61354 | G | STONY |  | Solar PV |  | PJM_EMAC | New Jersey | 34 | Mercer | 21 | 34021 | 2.5 | 0 | 2017 | 9999 |  |  | N | Solar | [13 empty] | 0 | 0 | 0 | 0 | [11 empty] | NJR Clean Energy Ventures II Corp | 100 | New Jersey Resources Corp | 100
Arlington Outlet Hydroelectric Generator | 61355_G_HY1 | 61355 | G | HY1 |  | Hydro |  | ERC_REST | Texas | 48 | Tarrant | 439 | 48439 | 1.3 | 0 | 2015 | 9999 |  |  | N | Hydro | [13 empty] | 0 | 0 | 0 | 0 | [11 empty] | Tarrant Regional Water District | 100 | Tarrant Regional Water District | 100
Valfilm Wind Project | 61356_G_W1 | 61356 | G | W1 |  | Onshore Wind |  | PJM_West | Ohio | 39 | Hancock | 63 | 39063 | 1.5 | 0 | 2018 | 9999 |  |  | N | Wind | [13 empty] | 0 | 0 | 0 | 0 | [11 empty] | OneEnergy Inc | 100 | OneEnergy Inc | 100
Valfilm Wind Project | 61356_G_W2 | 61356 | G | W2 |  | Onshore Wind |  | PJM_West | Ohio | 39 | Hancock | 63 | 39063 | 1.5 | 0 | 2018 | 9999 |  |  | N | Wind | [13 empty] | 0 | 0 | 0 | 0 | [11 empty] | OneEnergy Inc | 100 | OneEnergy Inc | 100
Red Pine Wind Project | 61357_G_RP1 | 61357 | G | RP1 |  | Onshore Wind |  | MIS_MNWI | Minnesota | 27 | Lincoln | 81 | 27081 | 200 | 0 | 2017 | 9999 |  |  | N | Wind | [13 empty] | 0 | 0 | 0 | 0 | [11 empty] | Red Pine Wind Project LLC | 100 | EDF Group | 100
IGS Solar I - BWI5 | 61358_G_BWI5 | 61358 | G | BWI5 |  | Solar PV |  | PJM_SMAC | Maryland | 24 | Baltimore | 5 | 24005 | 1.1 | 0 | 2016 | 9999 |  |  | N | Solar | [13 empty] | 0 | 0 | 0 | 0 | [11 empty] | IGS Solar I LLC | 100 | Greenbacker Renewable Energy Corp | 100
IGS Solar I - EWR5 | 61359_G_EWR5 | 61359 | G | EWR5 |  | Solar PV |  | PJM_EMAC | New Jersey | 34 | Middlesex | 23 | 34023 | 2.9 | 0 | 2016 | 9999 |  |  | N | Solar | [13 empty] | 0 | 0 | 0 | 0 | [11 empty] | IGS Solar I LLC | 100 | Greenbacker Renewable Energy Corp | 100
IGS Solar I - EWR6 | 61360_G_EWR6 | 61360 | G | EWR6 |  | Solar PV |  | PJM_EMAC | New Jersey | 34 | Middlesex | 23 | 34023 | 1.9 | 0 | 2016 | 9999 |  |  | N | Solar | [13 empty] | 0 | 0 | 0 | 0 | [11 empty] | IGS Solar I LLC | 100 | Greenbacker Renewable Energy Corp | 100
NRG Elbow Creek Energy Storage Project | 61362_G_ECBS | 61362 | G | ECBS |  | Energy Storage |  | ERC_WEST | Texas | 48 | Howard | 227 | 48227 | 2 | 0 | 2017 | 9999 |  |  | N | Energy Storage | [13 empty] | 0 | 0 | 0 | 0 | [11 empty] | NRG Texas LLC | 100 | NRG Energy Inc | 100
Equuleus Community Solar Gardens | 61363_G_CSG1 | 61363 | G | CSG1 |  | Solar PV |  | MIS_MNWI | Minnesota | 27 | Dakota | 37 | 27037 | 1 | 0 | 2017 | 9999 |  |  | N | Solar | [13 empty] | 0 | 0 | 0 | 0 | [11 empty] | Equuleus Community Solar Gardens LLC | 100 | Macquarie Group Limited | 100
Equuleus Community Solar Gardens | 61363_G_CSG2 | 61363 | G | CSG2 |  | Solar PV |  | MIS_MNWI | Minnesota | 27 | Dakota | 37 | 27037 | 1 | 0 | 2017 | 9999 |  |  | N | Solar | [13 empty] | 0 | 0 | 0 | 0 | [11 empty] | Equuleus Community Solar Gardens LLC | 100 | Macquarie Group Limited | 100
Equuleus Community Solar Gardens | 61363_G_CSG3 | 61363 | G | CSG3 |  | Solar PV |  | MIS_MNWI | Minnesota | 27 | Dakota | 37 | 27037 | 1 | 0 | 2017 | 9999 |  |  | N | Solar | [13 empty] | 0 | 0 | 0 | 0 | [11 empty] | Equuleus Community Solar Gardens LLC | 100 | Macquarie Group Limited | 100
Equuleus Community Solar Gardens | 61363_G_CSG4 | 61363 | G | CSG4 |  | Solar PV |  | MIS_MNWI | Minnesota | 27 | Dakota | 37 | 27037 | 1 | 0 | 2017 | 9999 |  |  | N | Solar | [13 empty] | 0 | 0 | 0 | 0 | [11 empty] | Equuleus Community Solar Gardens LLC | 100 | Macquarie Group Limited | 100
Equuleus Community Solar Gardens | 61363_G_CSG5 | 61363 | G | CSG5 |  | Solar PV |  | MIS_MNWI | Minnesota | 27 | Dakota | 37 | 27037 | 1 | 0 | 2017 | 9999 |  |  | N | Solar | [13 empty] | 0 | 0 | 0 | 0 | [11 empty] | Equuleus Community Solar Gardens LLC | 100 | Macquarie Group Limited | 100
Top Gun Energy Storage | 61366_G_TGES | 61366 | G | TGES |  | Energy Storage |  | WEC_SDGE | California | 6 | San Diego | 73 | 06073 | 30 | 0 | 2020 | 9999 |  |  | N | Energy Storage | [13 empty] | 0 | 0 | 0 | 0 | [11 empty] | San Diego Gas & Electric Co | 100 | Sempra Energy | 100
Smith & Wesson at Springfield MA PV | 61367_G_PV1 | 61367 | G | PV1 |  | Solar PV |  | NENGREST | Massachusetts | 25 | Hampden | 13 | 25013 | 1.4 | 0 | 2017 | 9999 |  |  | N | Solar | [13 empty] | 0 | 0 | 0 | 0 | [11 empty] | Constellation Solar Massachusetts LLC | 100 | Exelon Corp | 100
Midway Solar - TX | 61368_G_PV1 | 61368 | G | PV1 |  | Solar PV |  | ERC_WEST | Texas | 48 | Pecos | 371 | 48371 | 182 | 0 | 2018 | 9999 |  |  | N | Solar | [13 empty] | 0 | 0 | 0 | 0 | [11 empty] | Midway Solar LLC | 100 | Hanwha Group | 100
Sweetwater Solar | 61369_G_PV1 | 61369 | G | PV1 |  | Solar PV |  | WECC_WY | Wyoming | 56 | Sweetwater | 37 | 56037 | 92 | 0 | 2018 | 9999 |  |  | N | Solar | [13 empty] | 0 | 0 | 0 | 0 | [11 empty] | Sweetwater Solar LLC (WY) | 100 | Centaurus Capital LP | 100
Walnut Springs Solar | 61370_G_GEN1 | 61370 | G | GEN1 |  | Solar PV |  | ERC_REST | Texas | 48 | Bosque | 35 | 48035 | 5 | 0 | 2016 | 9999 |  |  | N | Solar | [13 empty] | 0 | 0 | 0 | 0 | [11 empty] | Walnut Springs Solar LLC | 100 | Cypress Creek Holdings LLC | 100
Centaurus Solar - MA | 61371_G_ASH24 | 61371 | G | ASH24 |  | Solar PV |  | NENGREST | Massachusetts | 25 | Middlesex | 17 | 25017 | 2.4 | 0 | 2016 | 9999 |  |  | N | Solar | [13 empty] | 0 | 0 | 0 | 0 | [11 empty] | LSE Centaurus LLC | 100 | Lodestar Energy LLC | 100
Kearsarge Bellingham PV | 61373_G_BELL | 61373 | G | BELL |  | Solar PV |  | NENGREST | Massachusetts | 25 | Norfolk | 21 | 25021 | 2.9 | 0 | 2016 | 9999 |  |  | N | Solar | [13 empty] | 0 | 0 | 0 | 0 | [11 empty] | Kearsarge Bellingham LLC | 100 | Kearsarge Energy LP | 100
Clarke Solar Power Facility | 61374_G_PV1 | 61374 | G | PV1 |  | Solar PV |  | PJM_AP | Virginia | 51 | Clarke | 43 | 51043 | 10 | 0 | 2017 | 9999 |  |  | N | Solar | [13 empty] | 0 | 0 | 0 | 0 | [11 empty] | Hecate Energy Clark County LLC | 100 | Hecate Energy LLC | 100
Cherrydale Solar Power Facility | 61375_G_PV1 | 61375 | G | PV1 |  | Solar PV |  | PJM_EMAC | Virginia | 51 | Northampton | 131 | 51131 | 20 | 0 | 2017 | 9999 |  |  | N | Solar | [13 empty] | 0 | 0 | 0 | 0 | [11 empty] | Hecate Energy Cherrydale LLC | 100 | Dominion Energy Inc | 100
Cedar Creek PV | 61376_G_CEDR1 | 61376 | G | CEDR1 |  | Solar PV |  | NY_Z_K | New York | 36 | Nassau | 59 | 36059 | 1.8 | 0 | 2017 | 9999 |  |  | N | Solar | [13 empty] | 0 | 0 | 0 | 0 | [11 empty] | SunE Solar XVII Project 5 LLC | 100 | SunEdison | 100
Amazon - Patterson PV | 61377_G_PATT1 | 61377 | G | PATT1 |  | Solar PV |  | WEC_CALN | California | 6 | Stanislaus | 99 | 06099 | 2.5 | 0 | 2017 | 9999 |  |  | N | Solar | [13 empty] | 0 | 0 | 0 | 0 | [11 empty] | SunE SunHoldings4 LLC | 100 | AES Corp (The) | 100
DodgeSun CSG | 61379_G_DODG1 | 61379 | G | DODG1 |  | Solar PV |  | MIS_MNWI | Minnesota | 27 | Dodge | 39 | 27039 | 1 | 0 | 2017 | 9999 |  |  | N | Solar | [13 empty] | 0 | 0 | 0 | 0 | [11 empty] | DodgeSun LLC | 100 | SunShare LLC | 100
DodgeSun CSG | 61379_G_DODG2 | 61379 | G | DODG2 |  | Solar PV |  | MIS_MNWI | Minnesota | 27 | Dodge | 39 | 27039 | 1 | 0 | 2017 | 9999 |  |  | N | Solar | [13 empty] | 0 | 0 | 0 | 0 | [11 empty] | DodgeSun LLC | 100 | SunShare LLC | 100
DodgeSun CSG | 61379_G_DODG3 | 61379 | G | DODG3 |  | Solar PV |  | MIS_MNWI | Minnesota | 27 | Dodge | 39 | 27039 | 1 | 0 | 2017 | 9999 |  |  | N | Solar | [13 empty] | 0 | 0 | 0 | 0 | [11 empty] | DodgeSun LLC | 100 | SunShare LLC | 100
DodgeSun CSG | 61379_G_DODG4 | 61379 | G | DODG4 |  | Solar PV |  | MIS_MNWI | Minnesota | 27 | Dodge | 39 | 27039 | 1 | 0 | 2017 | 9999 |  |  | N | Solar | [13 empty] | 0 | 0 | 0 | 0 | [11 empty] | DodgeSun LLC | 100 | SunShare LLC | 100
DodgeSun CSG | 61379_G_DODG5 | 61379 | G | DODG5 |  | Solar PV |  | MIS_MNWI | Minnesota | 27 | Dodge | 39 | 27039 | 1 | 0 | 2017 | 9999 |  |  | N | Solar | [13 empty] | 0 | 0 | 0 | 0 | [11 empty] | DodgeSun LLC | 100 | SunShare LLC | 100
Johnson Solar CSG | 61380_G_JOHN1 | 61380 | G | JOHN1 |  | Solar PV |  | MIS_MNWI | Minnesota | 27 | Pipestone | 117 | 27117 | 1 | 0 | 2018 | 9999 |  |  | N | Solar | [13 empty] | 0 | 0 | 0 | 0 | [11 empty] | ETCAP NES CS MN 08 LLC | 100 | Novel Energy Solutions | 100
Johnson Solar CSG | 61380_G_JOHN2 | 61380 | G | JOHN2 |  | Solar PV |  | MIS_MNWI | Minnesota | 27 | Pipestone | 117 | 27117 | 1 | 0 | 2018 | 9999 |  |  | N | Solar | [13 empty] | 0 | 0 | 0 | 0 | [11 empty] | ETCAP NES CS MN 08 LLC | 100 | Novel Energy Solutions | 100
Johnson Solar CSG | 61380_G_JOHN3 | 61380 | G | JOHN3 |  | Solar PV |  | MIS_MNWI | Minnesota | 27 | Pipestone | 117 | 27117 | 1 | 0 | 2018 | 9999 |  |  | N | Solar | [13 empty] | 0 | 0 | 0 | 0 | [11 empty] | ETCAP NES CS MN 08 LLC | 100 | Novel Energy Solutions | 100
Johnson Solar CSG | 61380_G_JOHN4 | 61380 | G | JOHN4 |  | Solar PV |  | MIS_MNWI | Minnesota | 27 | Pipestone | 117 | 27117 | 1 | 0 | 2018 | 9999 |  |  | N | Solar | [13 empty] | 0 | 0 | 0 | 0 | [11 empty] | ETCAP NES CS MN 08 LLC | 100 | Novel Energy Solutions | 100
Johnson Solar CSG | 61380_G_JOHN5 | 61380 | G | JOHN5 |  | Solar PV |  | MIS_MNWI | Minnesota | 27 | Pipestone | 117 | 27117 | 1 | 0 | 2018 | 9999 |  |  | N | Solar | [13 empty] | 0 | 0 | 0 | 0 | [11 empty] | ETCAP NES CS MN 08 LLC | 100 | Novel Energy Solutions | 100
Koppelman Sun CSG | 61381_G_KOPP1 | 61381 | G | KOPP1 |  | Solar PV |  | MIS_MNWI | Minnesota | 27 | Blue Earth | 13 | 27013 | 1 | 0 | 2017 | 9999 |  |  | N | Solar | [13 empty] | 0 | 0 | 0 | 0 | [11 empty] | SunE Koppelman 1 LLC | 100 | SunEdison | 100
Koppelman Sun CSG | 61381_G_KOPP2 | 61381 | G | KOPP2 |  | Solar PV |  | MIS_MNWI | Minnesota | 27 | Blue Earth | 13 | 27013 | 1 | 0 | 2017 | 9999 |  |  | N | Solar | [13 empty] | 0 | 0 | 0 | 0 | [11 empty] | SunE Koppelman 1 LLC | 100 | SunEdison | 100
Koppelman Sun CSG | 61381_G_KOPP3 | 61381 | G | KOPP3 |  | Solar PV |  | MIS_MNWI | Minnesota | 27 | Blue Earth | 13 | 27013 | 1 | 0 | 2017 | 9999 |  |  | N | Solar | [13 empty] | 0 | 0 | 0 | 0 | [11 empty] | SunE Koppelman 1 LLC | 100 | SunEdison | 100
Koppelman Sun CSG | 61381_G_KOPP4 | 61381 | G | KOPP4 |  | Solar PV |  | MIS_MNWI | Minnesota | 27 | Blue Earth | 13 | 27013 | 1 | 0 | 2017 | 9999 |  |  | N | Solar | [13 empty] | 0 | 0 | 0 | 0 | [11 empty] | SunE Koppelman 1 LLC | 100 | SunEdison | 100
Koppelman Sun CSG | 61381_G_KOPP5 | 61381 | G | KOPP5 |  | Solar PV |  | MIS_MNWI | Minnesota | 27 | Blue Earth | 13 | 27013 | 1 | 0 | 2017 | 9999 |  |  | N | Solar | [13 empty] | 0 | 0 | 0 | 0 | [11 empty] | SunE Koppelman 1 LLC | 100 | SunEdison | 100
Lindstrom Solar CSG | 61382_G_LIND1 | 61382 | G | LIND1 |  | Solar PV |  | MIS_MNWI | Minnesota | 27 | Chisago | 25 | 27025 | 1 | 0 | 2018 | 9999 |  |  | N | Solar | [13 empty] | 0 | 0 | 0 | 0 | [11 empty] | Lindstrom CSG 1 LLC | 100 | Lindstrom CSG 1 LLC | 100
Lindstrom Solar CSG | 61382_G_LIND2 | 61382 | G | LIND2 |  | Solar PV |  | MIS_MNWI | Minnesota | 27 | Chisago | 25 | 27025 | 1 | 0 | 2018 | 9999 |  |  | N | Solar | [13 empty] | 0 | 0 | 0 | 0 | [11 empty] | Lindstrom CSG 1 LLC | 100 | Lindstrom CSG 1 LLC | 100
Lindstrom Solar CSG | 61382_G_LIND3 | 61382 | G | LIND3 |  | Solar PV |  | MIS_MNWI | Minnesota | 27 | Chisago | 25 | 27025 | 1 | 0 | 2018 | 9999 |  |  | N | Solar | [13 empty] | 0 | 0 | 0 | 0 | [11 empty] | Lindstrom CSG 1 LLC | 100 | Lindstrom CSG 1 LLC | 100
Rengstorf Solar CSG | 61383_G_RENG1 | 61383 | G | RENG1 |  | Solar PV |  | MIS_MNWI | Minnesota | 27 | Nicollet | 103 | 27103 | 1 | 0 | 2017 | 9999 |  |  | N | Solar | [13 empty] | 0 | 0 | 0 | 0 | [11 empty] | SunE Rengstorf 1 LLC | 100 | SunEdison | 100
Rengstorf Solar CSG | 61383_G_RENG2 | 61383 | G | RENG2 |  | Solar PV |  | MIS_MNWI | Minnesota | 27 | Nicollet | 103 | 27103 | 1 | 0 | 2017 | 9999 |  |  | N | Solar | [13 empty] | 0 | 0 | 0 | 0 | [11 empty] | SunE Rengstorf 1 LLC | 100 | SunEdison | 100
Rengstorf Solar CSG | 61383_G_RENG3 | 61383 | G | RENG3 |  | Solar PV |  | MIS_MNWI | Minnesota | 27 | Nicollet | 103 | 27103 | 1 | 0 | 2017 | 9999 |  |  | N | Solar | [13 empty] | 0 | 0 | 0 | 0 | [11 empty] | SunE Rengstorf 1 LLC | 100 | SunEdison | 100
Rengstorf Solar CSG | 61383_G_RENG4 | 61383 | G | RENG4 |  | Solar PV |  | MIS_MNWI | Minnesota | 27 | Nicollet | 103 | 27103 | 1 | 0 | 2017 | 9999 |  |  | N | Solar | [13 empty] | 0 | 0 | 0 | 0 | [11 empty] | SunE Rengstorf 1 LLC | 100 | SunEdison | 100
Rengstorf Solar CSG | 61383_G_RENG5 | 61383 | G | RENG5 |  | Solar PV |  | MIS_MNWI | Minnesota | 27 | Nicollet | 103 | 27103 | 1 | 0 | 2017 | 9999 |  |  | N | Solar | [13 empty] | 0 | 0 | 0 | 0 | [11 empty] | SunE Rengstorf 1 LLC | 100 | SunEdison | 100
St. Cloud Solar CSG | 61384_G_STCL1 | 61384 | G | STCL1 |  | Solar PV |  | MIS_MNWI | Minnesota | 27 | Stearns | 145 | 27145 | 1 | 0 | 2018 | 9999 |  |  | N | Solar | [13 empty] | 0 | 0 | 0 | 0 | [11 empty] | SunE St Cloud 1 LLC | 100 | SunEdison | 100
St. Cloud Solar CSG | 61384_G_STCL2 | 61384 | G | STCL2 |  | Solar PV |  | MIS_MNWI | Minnesota | 27 | Stearns | 145 | 27145 | 1 | 0 | 2018 | 9999 |  |  | N | Solar | [13 empty] | 0 | 0 | 0 | 0 | [11 empty] | SunE St Cloud 1 LLC | 100 | SunEdison | 100
St. Cloud Solar CSG | 61384_G_STCL3 | 61384 | G | STCL3 |  | Solar PV |  | MIS_MNWI | Minnesota | 27 | Stearns | 145 | 27145 | 1 | 0 | 2018 | 9999 |  |  | N | Solar | [13 empty] | 0 | 0 | 0 | 0 | [11 empty] | SunE St Cloud 1 LLC | 100 | SunEdison | 100
St. Cloud Solar CSG | 61384_G_STCL4 | 61384 | G | STCL4 |  | Solar PV |  | MIS_MNWI | Minnesota | 27 | Stearns | 145 | 27145 | 1 | 0 | 2018 | 9999 |  |  | N | Solar | [13 empty] | 0 | 0 | 0 | 0 | [11 empty] | SunE St Cloud 1 LLC | 100 | SunEdison | 100
St. Cloud Solar CSG | 61384_G_STCL5 | 61384 | G | STCL5 |  | Solar PV |  | MIS_MNWI | Minnesota | 27 | Stearns | 145 | 27145 | 1 | 0 | 2018 | 9999 |  |  | N | Solar | [13 empty] | 0 | 0 | 0 | 0 | [11 empty] | SunE St Cloud 1 LLC | 100 | SunEdison | 100
Georgia LFG Oak Grove Plant | 61385_G_GM01 | 61385 | G | GM01 |  | Landfill Gas |  | S_SOU | Georgia | 13 | Barrow | 13 | 13013 | 2.1 | 13500 | 2016 | 9999 |  |  | N | Landfill Gas | [13 empty] | 0.22117 | 0.22117 | 0.22117 | 0.22117 | [11 empty] | Mas Georgia LFG LLC | 100 | Mas Energy | 100
Georgia LFG Oak Grove Plant | 61385_G_GM02 | 61385 | G | GM02 |  | Landfill Gas |  | S_SOU | Georgia | 13 | Barrow | 13 | 13013 | 2.1 | 13500 | 2016 | 9999 |  |  | N | Landfill Gas | [13 empty] | 0.22117 | 0.22117 | 0.22117 | 0.22117 | [11 empty] | Mas Georgia LFG LLC | 100 | Mas Energy | 100
Georgia LFG Oak Grove Plant | 61385_G_GM03 | 61385 | G | GM03 |  | Landfill Gas |  | S_SOU | Georgia | 13 | Barrow | 13 | 13013 | 2.1 | 13500 | 2016 | 9999 |  |  | N | Landfill Gas | [13 empty] | 0.22117 | 0.22117 | 0.22117 | 0.22117 | [11 empty] | Mas Georgia LFG LLC | 100 | Mas Energy | 100
Georgia LFG Pine Ridge Plant | 61386_G_GM01 | 61386 | G | GM01 |  | Landfill Gas |  | S_SOU | Georgia | 13 | Spalding | 255 | 13255 | 2.1 | 13500 | 2016 | 9999 |  |  | N | Landfill Gas | [13 empty] | 0.22117 | 0.22117 | 0.22117 | 0.22117 | [11 empty] | Mas Georgia LFG LLC | 100 | Mas Energy | 100
Georgia LFG Pine Ridge Plant | 61386_G_GM02 | 61386 | G | GM02 |  | Landfill Gas |  | S_SOU | Georgia | 13 | Spalding | 255 | 13255 | 2.1 | 13500 | 2016 | 9999 |  |  | N | Landfill Gas | [13 empty] | 0.22117 | 0.22117 | 0.22117 | 0.22117 | [11 empty] | Mas Georgia LFG LLC | 100 | Mas Energy | 100
Georgia LFG Pine Ridge Plant | 61386_G_GM03 | 61386 | G | GM03 |  | Landfill Gas |  | S_SOU | Georgia | 13 | Spalding | 255 | 13255 | 2.1 | 13500 | 2016 | 9999 |  |  | N | Landfill Gas | [13 empty] | 0.22117 | 0.22117 | 0.22117 | 0.22117 | [11 empty] | Mas Georgia LFG LLC | 100 | Mas Energy | 100
Georgia LFG Richland Creek Plant | 61387_G_GM01 | 61387 | G | GM01 |  | Landfill Gas |  | S_SOU | Georgia | 13 | Gwinnett | 135 | 13135 | 2.1 | 13500 | 2016 | 9999 |  |  | N | Landfill Gas | [13 empty] | 0.22117 | 0.22117 | 0.22117 | 0.22117 | [11 empty] | Energy Development Group | 100 | Energy Development Group | 100
Georgia LFG Richland Creek Plant | 61387_G_GM02 | 61387 | G | GM02 |  | Landfill Gas |  | S_SOU | Georgia | 13 | Gwinnett | 135 | 13135 | 2.1 | 13500 | 2016 | 9999 |  |  | N | Landfill Gas | [13 empty] | 0.22117 | 0.22117 | 0.22117 | 0.22117 | [11 empty] | Energy Development Group | 100 | Energy Development Group | 100
Georgia LFG Richland Creek Plant | 61387_G_GM03 | 61387 | G | GM03 |  | Landfill Gas |  | S_SOU | Georgia | 13 | Gwinnett | 135 | 13135 | 2.1 | 13500 | 2016 | 9999 |  |  | N | Landfill Gas | [13 empty] | 0.22117 | 0.22117 | 0.22117 | 0.22117 | [11 empty] | Energy Development Group | 100 | Energy Development Group | 100
Georgia LFG Richland Creek Plant | 61387_G_GM04 | 61387 | G | GM04 |  | Landfill Gas |  | S_SOU | Georgia | 13 | Gwinnett | 135 | 13135 | 2.1 | 13500 | 2016 | 9999 |  |  | N | Landfill Gas | [13 empty] | 0.22117 | 0.22117 | 0.22117 | 0.22117 | [11 empty] | Energy Development Group | 100 | Energy Development Group | 100
Georgia LFG Richland Creek Plant | 61387_G_GM05 | 61387 | G | GM05 |  | Landfill Gas |  | S_SOU | Georgia | 13 | Gwinnett | 135 | 13135 | 2.1 | 13500 | 2016 | 9999 |  |  | N | Landfill Gas | [13 empty] | 0.22117 | 0.22117 | 0.22117 | 0.22117 | [11 empty] | Energy Development Group | 100 | Energy Development Group | 100
AEP Jacksonville Solar Project | 61388_G_PV1 | 61388 | G | PV1 |  | Solar PV |  | FRCC | Florida | 12 | Duval | 31 | 12031 | 7.1 | 0 | 2017 | 9999 |  |  | N | Solar | [13 empty] | 0 | 0 | 0 | 0 | [11 empty] | AEP OnSite Partners LLC | 100 | American Electric Power Co Inc | 100
Letchworth Solar Project | 61389_G_PV1 | 61389 | G | PV1 |  | Solar PV |  | NY_Z_A | New York | 36 | Wyoming | 121 | 36121 | 1.2 | 0 | 2017 | 9999 |  |  | N | Solar | [13 empty] | 0 | 0 | 0 | 0 | [11 empty] | AEP OnSite Partners LLC | 100 | American Electric Power Co Inc | 100
A.J. Mihm Generating Station | 61391_G_M1 | 61391 | G | M1 |  | Combustion Turbine | IC Engine | MIS_WUMS | Michigan | 26 | Baraga | 13 | 26013 | 18.3 | 10745 | 2019 | 9999 |  |  | N | Natural Gas | [13 empty] | 1.061 | 1.061 | 1.061 | 1.061 | [11 empty] | Upper Michigan Energy Resources Corp | 100 | WEC Energy Group Inc | 100
A.J. Mihm Generating Station | 61391_G_M2 | 61391 | G | M2 |  | Combustion Turbine | IC Engine | MIS_WUMS | Michigan | 26 | Baraga | 13 | 26013 | 18.3 | 10745 | 2019 | 9999 |  |  | N | Natural Gas | [13 empty] | 1.061 | 1.061 | 1.061 | 1.061 | [11 empty] | Upper Michigan Energy Resources Corp | 100 | WEC Energy Group Inc | 100
A.J. Mihm Generating Station | 61391_G_M3 | 61391 | G | M3 |  | Combustion Turbine | IC Engine | MIS_WUMS | Michigan | 26 | Baraga | 13 | 26013 | 18.3 | 10745 | 2019 | 9999 |  |  | N | Natural Gas | [13 empty] | 1.061 | 1.061 | 1.061 | 1.061 | [11 empty] | Upper Michigan Energy Resources Corp | 100 | WEC Energy Group Inc | 100
F.D. Kuester Generating Station | 61392_G_K1 | 61392 | G | K1 |  | Combustion Turbine | IC Engine | MIS_WUMS | Michigan | 26 | Marquette | 103 | 26103 | 18.3 | 10745 | 2019 | 9999 |  |  | N | Natural Gas | [13 empty] | 1.061 | 1.061 | 1.061 | 1.061 | [11 empty] | Upper Michigan Energy Resources Corp | 100 | WEC Energy Group Inc | 100
F.D. Kuester Generating Station | 61392_G_K2 | 61392 | G | K2 |  | Combustion Turbine | IC Engine | MIS_WUMS | Michigan | 26 | Marquette | 103 | 26103 | 18.3 | 10745 | 2019 | 9999 |  |  | N | Natural Gas | [13 empty] | 1.061 | 1.061 | 1.061 | 1.061 | [11 empty] | Upper Michigan Energy Resources Corp | 100 | WEC Energy Group Inc | 100
F.D. Kuester Generating Station | 61392_G_K3 | 61392 | G | K3 |  | Combustion Turbine | IC Engine | MIS_WUMS | Michigan | 26 | Marquette | 103 | 26103 | 18.3 | 10745 | 2019 | 9999 |  |  | N | Natural Gas | [13 empty] | 1.061 | 1.061 | 1.061 | 1.061 | [11 empty] | Upper Michigan Energy Resources Corp | 100 | WEC Energy Group Inc | 100
F.D. Kuester Generating Station | 61392_G_K4 | 61392 | G | K4 |  | Combustion Turbine | IC Engine | MIS_WUMS | Michigan | 26 | Marquette | 103 | 26103 | 18.3 | 10745 | 2019 | 9999 |  |  | N | Natural Gas | [13 empty] | 1.061 | 1.061 | 1.061 | 1.061 | [11 empty] | Upper Michigan Energy Resources Corp | 100 | WEC Energy Group Inc | 100
F.D. Kuester Generating Station | 61392_G_K5 | 61392 | G | K5 |  | Combustion Turbine | IC Engine | MIS_WUMS | Michigan | 26 | Marquette | 103 | 26103 | 18.3 | 10745 | 2019 | 9999 |  |  | N | Natural Gas | [13 empty] | 1.061 | 1.061 | 1.061 | 1.061 | [11 empty] | Upper Michigan Energy Resources Corp | 100 | WEC Energy Group Inc | 100
F.D. Kuester Generating Station | 61392_G_K6 | 61392 | G | K6 |  | Combustion Turbine | IC Engine | MIS_WUMS | Michigan | 26 | Marquette | 103 | 26103 | 18.3 | 10745 | 2019 | 9999 |  |  | N | Natural Gas | [13 empty] | 1.061 | 1.061 | 1.061 | 1.061 | [11 empty] | Upper Michigan Energy Resources Corp | 100 | WEC Energy Group Inc | 100
F.D. Kuester Generating Station | 61392_G_K7 | 61392 | G | K7 |  | Combustion Turbine | IC Engine | MIS_WUMS | Michigan | 26 | Marquette | 103 | 26103 | 18.3 | 10745 | 2019 | 9999 |  |  | N | Natural Gas | [13 empty] | 1.061 | 1.061 | 1.061 | 1.061 | [11 empty] | Upper Michigan Energy Resources Corp | 100 | WEC Energy Group Inc | 100
Georgia Power at Jakin GA PV | 61397_G_PV1 | 61397 | G | PV1 |  | Solar PV |  | S_SOU | Georgia | 13 | Early | 99 | 13099 | 1.5 | 0 | 2017 | 9999 |  |  | N | Solar | [13 empty] | 0 | 0 | 0 | 0 | [11 empty] | Constellation Solar Georgia 2 LLC | 100 | Exelon Corp | 100
Canis Major Solar Farm | 61398_G_S1980 | 61398 | G | S1980 |  | Solar PV |  | NENG_CT | Connecticut | 9 | Hartford | 3 | 09003 | 2 | 0 | 2016 | 9999 |  |  | N | Solar | [13 empty] | 0 | 0 | 0 | 0 | [11 empty] | LSE Canis Major LLC | 100 | Lodestar Energy LLC | 100
Ashby Duffy CSG Solar Farm | 61399_G_DU183 | 61399 | G | DU183 |  | Solar PV |  | NENGREST | Massachusetts | 25 | Middlesex | 17 | 25017 | 1.8 | 0 | 2017 | 9999 |  |  | N | Solar | [13 empty] | 0 | 0 | 0 | 0 | [11 empty] | LSE Cassiopeia LLC | 100 | Lodestar Energy LLC | 100
Foard City Wind | 61402_G_FOARD | 61402 | G | FOARD |  | Onshore Wind |  | ERC_WEST | Texas | 48 | Foard | 155 | 48155 | 352.8 | 0 | 2019 | 9999 |  |  | N | Wind | [13 empty] | 0 | 0 | 0 | 0 | [11 empty] | Foard City Wind LLC | 100 | Innergex Renewable Energy Inc | 100
Deep Branch Farm | 61403_G_1 | 61403 | G | 1 |  | Solar PV |  | S_VACA | North Carolina | 37 | Robeson | 155 | 37155 | 5 | 0 | 2017 | 9999 |  |  | N | Solar | [13 empty] | 0 | 0 | 0 | 0 | [11 empty] | Deep Branch Farm LLC | 100 | Strata Solar LLC | 100
Pikeville Farm | 61404_G_1 | 61404 | G | 1 |  | Solar PV |  | S_VACA | North Carolina | 37 | Wayne | 191 | 37191 | 5 | 0 | 2017 | 9999 |  |  | N | Solar | [13 empty] | 0 | 0 | 0 | 0 | [11 empty] | Pikeville Farm LLC | 100 | Strata Solar LLC | 100
Moorings Farm 2 | 61405_G_1 | 61405 | G | 1 |  | Solar PV |  | S_VACA | North Carolina | 37 | Lenoir | 107 | 37107 | 5 | 0 | 2017 | 9999 |  |  | N | Solar | [13 empty] | 0 | 0 | 0 | 0 | [11 empty] | Moorings Farm 2 LLC | 100 | Dominion Energy Inc | 100
Essex Solar Center | 61406_G_ESSEX | 61406 | G | ESSEX |  | Solar PV |  | PJM_Dom | Virginia | 51 | Essex | 57 | 51057 | 20 | 0 | 2017 | 9999 |  |  | N | Solar | [13 empty] | 0 | 0 | 0 | 0 | [11 empty] | Coronal Development Services LLC | 100 | Coronal Group LLC | 100
Cottonwood Wind Energy Center | 61407_G_CTNWD | 61407 | G | CTNWD |  | Onshore Wind |  | SPP_NEBR | Nebraska | 31 | Webster | 181 | 31181 | 89.7 | 0 | 2017 | 9999 |  |  | N | Wind | [13 empty] | 0 | 0 | 0 | 0 | [11 empty] | Cottonwood Wind Project LLC | 100 | NextEra Energy Inc | 100
Canis Minor Solar Farm | 61408_G_B1000 | 61408 | G | B1000 |  | Solar PV |  | NENG_CT | Connecticut | 9 | Litchfield | 5 | 09005 | 1 | 0 | 2016 | 9999 |  |  | N | Solar | [13 empty] | 0 | 0 | 0 | 0 | [11 empty] | LSE Canis Minor LLC | 100 | Lse Canis Minor LLC | 100
Highway 56 Solar | 61409_G_GEN1 | 61409 | G | GEN1 |  | Solar PV |  | ERC_REST | Texas | 48 | Grayson | 181 | 48181 | 5.3 | 0 | 2017 | 9999 |  |  | N | Solar | [13 empty] | 0 | 0 | 0 | 0 | [11 empty] | Cypress Creek Renewables LLC | 100 | Cypress Creek Holdings LLC | 100
Whitesboro Solar | 61410_G_GEN1 | 61410 | G | GEN1 |  | Solar PV |  | ERC_REST | Texas | 48 | Grayson | 181 | 48181 | 5 | 0 | 2017 | 9999 |  |  | N | Solar | [13 empty] | 0 | 0 | 0 | 0 | [11 empty] | Whitesboro Solar LLC | 100 | Cypress Creek Holdings LLC | 100
Whitesboro Solar II | 61411_G_GEN1 | 61411 | G | GEN1 |  | Solar PV |  | ERC_REST | Texas | 48 | Grayson | 181 | 48181 | 5 | 0 | 2017 | 9999 |  |  | N | Solar | [13 empty] | 0 | 0 | 0 | 0 | [11 empty] | Whitesboro Solar II LLC | 100 | Cypress Creek Holdings LLC | 100
Latitude Solar Center | 61412_G_LATSC | 61412 | G | LATSC |  | Solar PV |  | S_C_TVA | Tennessee | 47 | Hardeman | 69 | 47069 | 15 | 0 | 2018 | 9999 |  |  | N | Solar | [13 empty] | 0 | 0 | 0 | 0 | [11 empty] | Latitude Solar Center LLC | 100 | Coronal Development Services LLC | 100
West Boylston Community Shared Solar | 61415_G_CS1 | 61415 | G | CS1 |  | Solar PV |  | NENGREST | Massachusetts | 25 | Worcester | 27 | 25027 | 1.5 | 0 | 2016 | 9999 |  |  | N | Solar | [13 empty] | 0 | 0 | 0 | 0 | [11 empty] | West Boylston MA (Town of) | 100 | West Boylston MA (Town of) | 100
Gopher Creek Wind Farm | 61417_G_GCWF | 61417 | G | GCWF |  | Onshore Wind |  | ERC_WEST | Texas | 48 | Borden | 33 | 48033 | 158 | 0 | 2019 | 9999 |  |  | N | Wind | [13 empty] | 0 | 0 | 0 | 0 | [11 empty] | Fluvanna Wind Energy 2 LLC | 100 | Terna SpA | 100
Valencia 1 Solar CA | 61418_G_VAL1 | 61418 | G | VAL1 |  | Solar PV |  | WECC_IID | California | 6 | Imperial | 25 | 06025 | 3 | 0 | 2017 | 9999 |  |  | N | Solar | [13 empty] | 0 | 0 | 0 | 0 | [11 empty] | Green Light FIT 2 LLC | 100 | Alaywan Trust | 100
One Ten Partners PV | 61419_G_OTP | 61419 | G | OTP |  | Solar PV |  | WEC_LADW | California | 6 | Los Angeles | 37 | 06037 | 2 | 0 | 2017 | 9999 |  |  | N | Solar | [13 empty] | 0 | 0 | 0 | 0 | [11 empty] | One Ten Partners LLC | 100 | One Ten Partners LLC | 100
Merced 1 PV | 61420_G_MRCD1 | 61420 | G | MRCD1 |  | Solar PV |  | WEC_CALN | California | 6 | Merced | 47 | 06047 | 3 | 0 | 2018 | 9999 |  |  | N | Solar | [13 empty] | 0 | 0 | 0 | 0 | [11 empty] | ZGlobal Inc | 100 | Alaywan Trust | 100
Madera 1 PV | 61421_G_MDRA1 | 61421 | G | MDRA1 |  | Solar PV |  | WEC_CALN | California | 6 | Madera | 39 | 06039 | 1.5 | 0 | 2017 | 9999 |  |  | N | Solar | [13 empty] | 0 | 0 | 0 | 0 | [11 empty] | ZGlobal Inc | 100 | Alaywan Trust | 100
Southampton Solar, LLC | 61422_G_PV1 | 61422 | G | PV1 |  | Solar PV |  | PJM_Dom | Virginia | 51 | Southampton | 175 | 51175 | 100 | 0 | 2017 | 9999 |  |  | N | Solar | [13 empty] | 0 | 0 | 0 | 0 | [11 empty] | Southampton Solar LLC | 100 | Southampton Solar LLC | 100
OR Solar 5, LLC | 61423_G_PV1 | 61423 | G | PV1 |  | Solar PV |  | WECC_PNW | Oregon | 41 | Klamath | 35 | 41035 | 8 | 0 | 2018 | 9999 |  |  | N | Solar | [13 empty] | 0 | 0 | 0 | 0 | [11 empty] | Merrill Solar LLC | 100 | Cypress Creek Holdings LLC | 100
OR Solar 8, LLC | 61424_G_PV1 | 61424 | G | PV1 |  | Solar PV |  | WECC_PNW | Oregon | 41 | Klamath | 35 | 41035 | 10 | 0 | 2018 | 9999 |  |  | N | Solar | [13 empty] | 0 | 0 | 0 | 0 | [11 empty] | OR Holdings LLC | 100 | Origis Energy | 100
Coyote Ridge Community Solar | 61425_G_COYCS | 61425 | G | COYCS |  | Solar PV |  | WECC_CO | Colorado | 8 | Larimer | 69 | 08069 | 1.5 | 0 | 2017 | 9999 |  |  | N | Solar | [13 empty] | 0 | 0 | 0 | 0 | [11 empty] | Poudre Valley Rural Electric Association Inc | 100 | Poudre Valley Rural Electric Association Inc | 100
Gopher CSG | 61426_G_PV1 | 61426 | G | PV1 |  | Solar PV |  | MIS_MNWI | Minnesota | 27 | Chisago | 25 | 27025 | 5 | 0 | 2018 | 9999 |  |  | N | Solar | [13 empty] | 0 | 0 | 0 | 0 | [11 empty] | Gopher CSG 1 LLC | 100 | SoCore Energy | 100
Richmond CSG | 61427_G_PV1 | 61427 | G | PV1 |  | Solar PV |  | MIS_MNWI | Minnesota | 27 | Stearns | 145 | 27145 | 5 | 0 | 2017 | 9999 |  |  | N | Solar | [13 empty] | 0 | 0 | 0 | 0 | [11 empty] | SoCore Energy LLC | 100 | SoCore Energy | 100
Taylors Falls CSG | 61428_G_PV1 | 61428 | G | PV1 |  | Solar PV |  | MIS_MNWI | Minnesota | 27 | Chisago | 25 | 27025 | 5 | 0 | 2018 | 9999 |  |  | N | Solar | [13 empty] | 0 | 0 | 0 | 0 | [11 empty] | Taylor Falls 1 CSG 1 LLC | 100 | SoCore Energy | 100
Big George PV CSG | 61429_G_12344 | 61429 | G | 12344 |  | Solar PV |  | NENGREST | Massachusetts | 25 | Plymouth | 23 | 25023 | 1 | 0 | 2018 | 9999 |  |  | N | Solar | [13 empty] | 0 | 0 | 0 | 0 | [11 empty] | Altus Power America Management LLC | 100 | Altus Power America Management LLC | 100
OR Solar 6, LLC | 61430_G_PV6 | 61430 | G | PV6 |  | Solar PV |  | WECC_PNW | Oregon | 41 | Lake | 37 | 41037 | 10 | 0 | 2017 | 9999 |  |  | N | Solar | [13 empty] | 0 | 0 | 0 | 0 | [11 empty] | et Capital Inc | 100 | et Solar Group | 100
Beacon BESS 1 | 61431_G_BCNB1 | 61431 | G | BCNB1 |  | Energy Storage |  | WEC_LADW | California | 6 | Kern | 29 | 06029 | 20 | 0 | 2018 | 9999 |  |  | N | Energy Storage | [13 empty] | 0 | 0 | 0 | 0 | [11 empty] | Los Angeles Dept of Water & Power | 100 | Los Angeles Dept of Water & Power | 100
SCE&G Curie CSG | 61432_G_SCCU1 | 61432 | G | SCCU1 |  | Solar PV |  | S_VACA | South Carolina | 45 | Hampton | 49 | 45049 | 2 | 0 | 2019 | 9999 |  |  | N | Solar | [13 empty] | 0 | 0 | 0 | 0 | [11 empty] | Clean Energy Collective LLC | 100 | Clean Energy Collective LLC | 100
SCE&G Nimitz CSG | 61433_G_SCNM1 | 61433 | G | SCNM1 |  | Solar PV |  | S_VACA | South Carolina | 45 | Jasper | 53 | 45053 | 8 | 0 | 2018 | 9999 |  |  | N | Solar | [13 empty] | 0 | 0 | 0 | 0 | [11 empty] | Southern Current LLC | 100 | Southern Current LLC | 100
SCE&G Springfield CSG | 61434_G_SCSP1 | 61434 | G | SCSP1 |  | Solar PV |  | S_VACA | South Carolina | 45 | Orangeburg | 75 | 45075 | 6.1 | 0 | 2018 | 9999 |  |  | N | Solar | [13 empty] | 0 | 0 | 0 | 0 | [11 empty] | Springfield Solar LLC | 100 | Tangent Energy Solutions Inc | 100
DG AMP Solar Coldwater | 61435_G_AMPCW | 61435 | G | AMPCW |  | Solar PV |  | MIS_LMI | Michigan | 26 | Branch | 23 | 26023 | 1.3 | 0 | 2018 | 9999 |  |  | N | Solar | [13 empty] | 0 | 0 | 0 | 0 | [11 empty] | DG AMP Solar LLC | 100 | NextEra Energy Inc | 100
DG AMP Solar Orrville 3 | 61436_G_AMPO3 | 61436 | G | AMPO3 |  | Solar PV |  | PJM_ATSI | Ohio | 39 | Wayne | 169 | 39169 | 2.3 | 0 | 2018 | 9999 |  |  | N | Solar | [13 empty] | 0 | 0 | 0 | 0 | [11 empty] | DG AMP Solar LLC | 100 | NextEra Energy Inc | 100
DG AMP Solar Versailles | 61437_G_AMPVS | 61437 | G | AMPVS |  | Solar PV |  | PJM_West | Ohio | 39 | Darke | 37 | 39037 | 1.8 | 0 | 2018 | 9999 |  |  | N | Solar | [13 empty] | 0 | 0 | 0 | 0 | [11 empty] | DG AMP Solar LLC | 100 | NextEra Energy Inc | 100
DG AMP Solar Jackson Center | 61438_G_AMPJC | 61438 | G | AMPJC |  | Solar PV |  | PJM_West | Ohio | 39 | Shelby | 149 | 39149 | 1.6 | 0 | 2018 | 9999 |  |  | N | Solar | [13 empty] | 0 | 0 | 0 | 0 | [11 empty] | DG AMP Solar LLC | 100 | NextEra Energy Inc | 100
Panasonic Carport Solar Hybrid | 61439_G_PANBS | 61439 | G | PANBS |  | Energy Storage |  | WECC_CO | Colorado | 8 | Adams | 1 | 08001 | 1 | 0 | 2017 | 9999 |  |  | N | Energy Storage | [13 empty] | 0 | 0 | 0 | 0 | [11 empty] | Xcel Energy Inc | 100 | Xcel Energy Inc | 100
Panasonic Carport Solar Hybrid | 61439_G_PANPV | 61439 | G | PANPV |  | Solar PV |  | WECC_CO | Colorado | 8 | Adams | 1 | 08001 | 1.3 | 0 | 2017 | 9999 |  |  | N | Solar | [13 empty] | 0 | 0 | 0 | 0 | [11 empty] | Panasonic Battery Project | 100 | Xcel Energy Inc | 100
Denver Braswell PV | 61441_G_GPDB1 | 61441 | G | GPDB1 |  | Solar PV |  | S_SOU | Georgia | 13 | Colquitt | 71 | 13071 | 1.6 | 0 | 2017 | 9999 |  |  | N | Solar | [13 empty] | 0 | 0 | 0 | 0 | [11 empty] | IGS ORIX Solar I LLC | 100 | ORIX Corp | 100
Foundation California Training Facility | 61442_G_WTG1 | 61442 | G | WTG1 |  | Onshore Wind |  | WEC_CALN | California | 6 | Monterey | 53 | 06053 | 1.8 | 0 | 2018 | 9999 |  |  | N | Wind | [13 empty] | 0 | 0 | 0 | 0 | [11 empty] | Foundation CA Fund IX Owner LLC | 100 | Foundation Windpower | 100
Foundation Mann Packing | 61443_G_WTG1 | 61443 | G | WTG1 |  | Onshore Wind |  | WEC_CALN | California | 6 | Monterey | 53 | 06053 | 1.8 | 0 | 2019 | 9999 |  |  | N | Wind | [13 empty] | 0 | 0 | 0 | 0 | [11 empty] | Foundation CA Fund IX Owner LLC | 100 | Foundation Windpower | 100
Foundation SaIinas Valley State Prison | 61444_G_WTG1 | 61444 | G | WTG1 |  | Onshore Wind |  | WEC_CALN | California | 6 | Monterey | 53 | 06053 | 1.8 | 0 | 2018 | 9999 |  |  | N | Wind | [13 empty] | 0 | 0 | 0 | 0 | [11 empty] | Foundation CA Fund IX Owner LLC | 100 | Foundation Windpower | 100
RE Gaskell West 1 LLC | 61445_G_PV1 | 61445 | G | PV1 |  | Solar PV |  | WECC_SCE | California | 6 | Kern | 29 | 06029 | 20 | 0 | 2018 | 9999 |  |  | N | Solar | [13 empty] | 0 | 0 | 0 | 0 | [11 empty] | RE Gaskell West 1 LLC | 100 | Canadian Solar Inc | 100
Farmington Solar Farm | 61450_G_FSF1 | 61450 | G | FSF1 |  | Solar PV |  | MIS_MO | Missouri | 29 | St Francois | 187 | 29187 | 2.5 | 0 | 2018 | 9999 |  |  | N | Solar | [13 empty] | 0 | 0 | 0 | 0 | [11 empty] | MC Power Companies Inc | 100 | MC Power Companies | 100
Northfield Holdco CSG | 61451_G_NORTH | 61451 | G | NORTH |  | Solar PV |  | MIS_MNWI | Minnesota | 27 | Rice | 131 | 27131 | 5 | 0 | 2017 | 9999 |  |  | N | Solar | [13 empty] | 0 | 0 | 0 | 0 | [11 empty] | Northfield Holdco | 100 | Global Infrastructure Partners | 100
Waterford Holdco CSG | 61452_G_WATER | 61452 | G | WATER |  | Solar PV |  | MIS_MNWI | Minnesota | 27 | Rice | 131 | 27131 | 2.7 | 0 | 2017 | 9999 |  |  | N | Solar | [13 empty] | 0 | 0 | 0 | 0 | [11 empty] | Waterford Holdco LLC | 100 | Waterford Holdco LLC | 100
B.R. Corcoran CSG | 61453_G_42278 | 61453 | G | 42278 |  | Solar PV |  | MIS_MNWI | Minnesota | 27 | Hennepin | 53 | 27053 | 1 | 0 | 2017 | 9999 |  |  | N | Solar | [13 empty] | 0 | 0 | 0 | 0 | [11 empty] | Minnesota Solar CSG 19 LLC | 100 | Minnesota Solar LLC | 100
B.R. Corcoran CSG | 61453_G_42279 | 61453 | G | 42279 |  | Solar PV |  | MIS_MNWI | Minnesota | 27 | Hennepin | 53 | 27053 | 1 | 0 | 2017 | 9999 |  |  | N | Solar | [13 empty] | 0 | 0 | 0 | 0 | [11 empty] | Minnesota Solar CSG 19 LLC | 100 | Minnesota Solar LLC | 100
B.R. Corcoran CSG | 61453_G_42280 | 61453 | G | 42280 |  | Solar PV |  | MIS_MNWI | Minnesota | 27 | Hennepin | 53 | 27053 | 1 | 0 | 2017 | 9999 |  |  | N | Solar | [13 empty] | 0 | 0 | 0 | 0 | [11 empty] | Minnesota Solar CSG 19 LLC | 100 | Minnesota Solar LLC | 100
B.R. Corcoran CSG | 61453_G_42281 | 61453 | G | 42281 |  | Solar PV |  | MIS_MNWI | Minnesota | 27 | Hennepin | 53 | 27053 | 1 | 0 | 2017 | 9999 |  |  | N | Solar | [13 empty] | 0 | 0 | 0 | 0 | [11 empty] | Minnesota Solar CSG 19 LLC | 100 | Minnesota Solar LLC | 100
B.R. Corcoran CSG | 61453_G_42282 | 61453 | G | 42282 |  | Solar PV |  | MIS_MNWI | Minnesota | 27 | Hennepin | 53 | 27053 | 1 | 0 | 2017 | 9999 |  |  | N | Solar | [13 empty] | 0 | 0 | 0 | 0 | [11 empty] | Minnesota Solar CSG 19 LLC | 100 | Minnesota Solar LLC | 100
B.R. Sartell CSG | 61454_G_42286 | 61454 | G | 42286 |  | Solar PV |  | MIS_MNWI | Minnesota | 27 | Stearns | 145 | 27145 | 1 | 0 | 2017 | 9999 |  |  | N | Solar | [13 empty] | 0 | 0 | 0 | 0 | [11 empty] | Minnesota Solar LLC | 100 | Minnesota Solar LLC | 100
B.R. Sartell CSG | 61454_G_42287 | 61454 | G | 42287 |  | Solar PV |  | MIS_MNWI | Minnesota | 27 | Stearns | 145 | 27145 | 1 | 0 | 2017 | 9999 |  |  | N | Solar | [13 empty] | 0 | 0 | 0 | 0 | [11 empty] | Minnesota Solar LLC | 100 | Minnesota Solar LLC | 100
B.R. Sartell CSG | 61454_G_42288 | 61454 | G | 42288 |  | Solar PV |  | MIS_MNWI | Minnesota | 27 | Stearns | 145 | 27145 | 1 | 0 | 2017 | 9999 |  |  | N | Solar | [13 empty] | 0 | 0 | 0 | 0 | [11 empty] | Minnesota Solar LLC | 100 | Minnesota Solar LLC | 100
B.R. Sauk Rapids CSG | 61455_G_42292 | 61455 | G | 42292 |  | Solar PV |  | MIS_MNWI | Minnesota | 27 | Benton | 9 | 27009 | 1 | 0 | 2017 | 9999 |  |  | N | Solar | [13 empty] | 0 | 0 | 0 | 0 | [11 empty] | Minnesota Solar CSG 9 LLC | 100 | Minnesota Solar LLC | 100
B.R. Sauk Rapids CSG | 61455_G_42294 | 61455 | G | 42294 |  | Solar PV |  | MIS_MNWI | Minnesota | 27 | Benton | 9 | 27009 | 1 | 0 | 2017 | 9999 |  |  | N | Solar | [13 empty] | 0 | 0 | 0 | 0 | [11 empty] | Minnesota Solar CSG 9 LLC | 100 | Minnesota Solar LLC | 100
B.R. Sauk Rapids CSG | 61455_G_42295 | 61455 | G | 42295 |  | Solar PV |  | MIS_MNWI | Minnesota | 27 | Benton | 9 | 27009 | 1 | 0 | 2017 | 9999 |  |  | N | Solar | [13 empty] | 0 | 0 | 0 | 0 | [11 empty] | Minnesota Solar CSG 9 LLC | 100 | Minnesota Solar LLC | 100
B.R. Sauk Rapids CSG | 61455_G_42296 | 61455 | G | 42296 |  | Solar PV |  | MIS_MNWI | Minnesota | 27 | Benton | 9 | 27009 | 1 | 0 | 2017 | 9999 |  |  | N | Solar | [13 empty] | 0 | 0 | 0 | 0 | [11 empty] | Minnesota Solar CSG 9 LLC | 100 | Minnesota Solar LLC | 100
B.R. Sauk Rapids CSG | 61455_G_42297 | 61455 | G | 42297 |  | Solar PV |  | MIS_MNWI | Minnesota | 27 | Benton | 9 | 27009 | 1 | 0 | 2017 | 9999 |  |  | N | Solar | [13 empty] | 0 | 0 | 0 | 0 | [11 empty] | Minnesota Solar CSG 9 LLC | 100 | Minnesota Solar LLC | 100
Montgomery Winsted CSG | 61456_G_41620 | 61456 | G | 41620 |  | Solar PV |  | MIS_MNWI | Minnesota | 27 | McLeod | 85 | 27085 | 1 | 0 | 2017 | 9999 |  |  | N | Solar | [13 empty] | 0 | 0 | 0 | 0 | [11 empty] | Minnesota Solar CSG 4 LLC | 100 | Minnesota Solar LLC | 100
Montgomery Winsted CSG | 61456_G_41621 | 61456 | G | 41621 |  | Solar PV |  | MIS_MNWI | Minnesota | 27 | McLeod | 85 | 27085 | 1 | 0 | 2017 | 9999 |  |  | N | Solar | [13 empty] | 0 | 0 | 0 | 0 | [11 empty] | Minnesota Solar CSG 4 LLC | 100 | Minnesota Solar LLC | 100
Montgomery Winsted CSG | 61456_G_41622 | 61456 | G | 41622 |  | Solar PV |  | MIS_MNWI | Minnesota | 27 | McLeod | 85 | 27085 | 1 | 0 | 2017 | 9999 |  |  | N | Solar | [13 empty] | 0 | 0 | 0 | 0 | [11 empty] | Minnesota Solar CSG 4 LLC | 100 | Minnesota Solar LLC | 100
Palmer Solar Center | 61457_G_PALM | 61457 | G | PALM |  | Solar PV |  | PJM_Dom | Virginia | 51 | Fluvanna | 65 | 51065 | 5 | 0 | 2017 | 9999 |  |  | N | Solar | [13 empty] | 0 | 0 | 0 | 0 | [11 empty] | Coronal Development Services LLC | 100 | Coronal Group LLC | 100
Martin Solar Center | 61458_G_MARTN | 61458 | G | MARTN |  | Solar PV |  | PJM_Dom | Virginia | 51 | Goochland | 75 | 51075 | 5 | 0 | 2017 | 9999 |  |  | N | Solar | [13 empty] | 0 | 0 | 0 | 0 | [11 empty] | Coronal Development Services LLC | 100 | Coronal Group LLC | 100
Georgia Power at Swainsboro | 61459_G_PV1 | 61459 | G | PV1 |  | Solar PV |  | S_SOU | Georgia | 13 | Emanuel | 107 | 13107 | 2.9 | 0 | 2017 | 9999 |  |  | N | Solar | [13 empty] | 0 | 0 | 0 | 0 | [11 empty] | Constellation Solar Georgia 2 LLC | 100 | Exelon Corp | 100
IOS - MEW Phase 1 | 61460_G_MEW1 | 61460 | G | MEW1 |  | Solar PV |  | NENG_ME | Maine | 23 | Somerset | 25 | 23025 | 4.1 | 0 | 2017 | 9999 |  |  | N | Solar | [13 empty] | 0 | 0 | 0 | 0 | [11 empty] | IGS ORIX Solar I LLC | 100 | ORIX Corp | 100
North Smithfield Solar Power 1 | 61461_G_NSS01 | 61461 | G | NSS01 |  | Solar PV |  | NENGREST | Rhode Island | 44 | Providence | 7 | 44007 | 2 | 0 | 2018 | 9999 |  |  | N | Solar | [13 empty] | 0 | 0 | 0 | 0 | [11 empty] | North Smithfield Solar Power I LLC | 100 | Half Moon Ventures LLC | 100
SR Platte Solar Farm | 61462_G_PV1 | 61462 | G | PV1 |  | Solar PV |  | WECC_CO | Colorado | 8 | Weld | 123 | 08123 | 16 | 0 | 2017 | 9999 |  |  | N | Solar | [13 empty] | 0 | 0 | 0 | 0 | [11 empty] | SR Platte LLC | 100 | Silicon Ranch Corp | 100
Vandenberg Solar Project | 61463_G_VBERG | 61463 | G | VBERG |  | Solar PV |  | WECC_SCE | California | 6 | Santa Barbara | 83 | 06083 | 20.6 | 0 | 2017 | 9999 |  |  | N | Solar | [13 empty] | 0 | 0 | 0 | 0 | [11 empty] | Vandenberg Solar I LLC | 100 | Vandenberg Solar I LLC | 100
CoreSite Real Estate 2972 Stender, L.P. | 61464_G_G-1 | 61464 | G | G-1 |  | Combustion Turbine | IC Engine | WEC_CALN | California | 6 | Santa Clara | 85 | 06085 | 2 | 12283 | 2011 | 9999 |  |  | N | Distillate Fuel Oil | [13 empty] | 1.6498 | 1.6498 | 1.6498 | 1.6498 | [11 empty] | Coresite Real Estate 2972 Stender LP | 100 | Coresite | 100
CoreSite Real Estate 2972 Stender, L.P. | 61464_G_G-2 | 61464 | G | G-2 |  | Combustion Turbine | IC Engine | WEC_CALN | California | 6 | Santa Clara | 85 | 06085 | 2 | 12283 | 2011 | 9999 |  |  | N | Distillate Fuel Oil | [13 empty] | 1.6498 | 1.6498 | 1.6498 | 1.6498 | [11 empty] | Coresite Real Estate 2972 Stender LP | 100 | Coresite | 100
CoreSite Real Estate 2972 Stender, L.P. | 61464_G_G-3 | 61464 | G | G-3 |  | Combustion Turbine | IC Engine | WEC_CALN | California | 6 | Santa Clara | 85 | 06085 | 2 | 12283 | 2011 | 9999 |  |  | N | Distillate Fuel Oil | [13 empty] | 1.6498 | 1.6498 | 1.6498 | 1.6498 | [11 empty] | Coresite Real Estate 2972 Stender LP | 100 | Coresite | 100
CoreSite Real Estate 2972 Stender, L.P. | 61464_G_G-4 | 61464 | G | G-4 |  | Combustion Turbine | IC Engine | WEC_CALN | California | 6 | Santa Clara | 85 | 06085 | 2 | 12283 | 2011 | 9999 |  |  | N | Distillate Fuel Oil | [13 empty] | 1.6498 | 1.6498 | 1.6498 | 1.6498 | [11 empty] | Coresite Real Estate 2972 Stender LP | 100 | Coresite | 100
CoreSite Real Estate 2972 Stender, L.P. | 61464_G_G-5 | 61464 | G | G-5 |  | Combustion Turbine | IC Engine | WEC_CALN | California | 6 | Santa Clara | 85 | 06085 | 2 | 12283 | 2011 | 9999 |  |  | N | Distillate Fuel Oil | [13 empty] | 1.6498 | 1.6498 | 1.6498 | 1.6498 | [11 empty] | Coresite Real Estate 2972 Stender LP | 100 | Coresite | 100
CoreSite Real Estate 2972 Stender, L.P. | 61464_G_G-6 | 61464 | G | G-6 |  | Combustion Turbine | IC Engine | WEC_CALN | California | 6 | Santa Clara | 85 | 06085 | 2 | 12283 | 2011 | 9999 |  |  | N | Distillate Fuel Oil | [13 empty] | 1.6498 | 1.6498 | 1.6498 | 1.6498 | [11 empty] | Coresite Real Estate 2972 Stender LP | 100 | Coresite | 100
IGS Solar I - BWI2 | 61465_G_BWI2 | 61465 | G | BWI2 |  | Solar PV |  | PJM_SMAC | Maryland | 24 | Baltimore | 5 | 24005 | 1.4 | 0 | 2017 | 9999 |  |  | N | Solar | [13 empty] | 0 | 0 | 0 | 0 | [11 empty] | IGS ORIX Solar I LLC | 100 | ORIX Corp | 100
IOS - ERW9 | 61466_G_EWR9 | 61466 | G | EWR9 |  | Solar PV |  | PJM_EMAC | New Jersey | 34 | Middlesex | 23 | 34023 | 5 | 0 | 2017 | 9999 |  |  | N | Solar | [13 empty] | 0 | 0 | 0 | 0 | [11 empty] | IGS ORIX Solar I LLC | 100 | ORIX Corp | 100
City of Lexington | 61467_G_LXNE1 | 61467 | G | LXNE1 |  | Solar PV |  | SPP_NEBR | Nebraska | 31 | Dawson | 47 | 31047 | 3.6 | 0 | 2017 | 9999 |  |  | N | Solar | [13 empty] | 0 | 0 | 0 | 0 | [11 empty] | IGS ORIX Solar I LLC | 100 | ORIX Corp | 100
Valdosta Prison | 61468_G_GPVP1 | 61468 | G | GPVP1 |  | Solar PV |  | S_SOU | Georgia | 13 | Lowndes | 185 | 13185 | 1.2 | 0 | 2017 | 9999 |  |  | N | Solar | [13 empty] | 0 | 0 | 0 | 0 | [11 empty] | IGS ORIX Solar I LLC | 100 | ORIX Corp | 100
Lichtenthal | 61469_G_LIC01 | 61469 | G | LIC01 |  | Solar PV |  | NY_Z_B | New York | 36 | Genesee | 37 | 36037 | 2 | 0 | 2018 | 9999 |  |  | N | Solar | [13 empty] | 0 | 0 | 0 | 0 | [11 empty] | AES Distributed Energy Inc | 100 | AES Corp (The) | 100
Call Farms 1 | 61470_G_CFM11 | 61470 | G | CFM11 |  | Solar PV |  | NY_Z_B | New York | 36 | Genesee | 37 | 36037 | 2 | 0 | 2018 | 9999 |  |  | N | Solar | [13 empty] | 0 | 0 | 0 | 0 | [11 empty] | AES Distributed Energy Inc | 100 | AES Corp (The) | 100
Call Farms 3 | 61471_G_CFM31 | 61471 | G | CFM31 |  | Solar PV |  | NY_Z_B | New York | 36 | Genesee | 37 | 36037 | 2 | 0 | 2018 | 9999 |  |  | N | Solar | [13 empty] | 0 | 0 | 0 | 0 | [11 empty] | AES Distributed Energy Inc | 100 | AES Corp (The) | 100
San Luis Solar Garden | 61472_G_ANTO2 | 61472 | G | ANTO2 |  | Solar PV |  | WECC_CO | Colorado | 8 | Conejos | 21 | 08021 | 1.2 | 0 | 2017 | 9999 |  |  | N | Solar | [13 empty] | 0 | 0 | 0 | 0 | [11 empty] | San Luis Solar Garden LLC | 100 | San Luis Solar Garden LLC | 100
Hopewell Valley High School Hybrid | 61473_G_BA1 | 61473 | G | BA1 |  | Energy Storage |  | PJM_EMAC | New Jersey | 34 | Mercer | 21 | 34021 | 1 | 0 | 2015 | 9999 |  |  | N | Energy Storage | [13 empty] | 0 | 0 | 0 | 0 | [11 empty] | Public Service Electric & Gas Co | 100 | Public Service Enterprise Group Inc | 100
Hopewell Valley High School Hybrid | 61473_G_HWVHS | 61473 | G | HWVHS |  | Solar PV |  | PJM_EMAC | New Jersey | 34 | Mercer | 21 | 34021 | 0.9 | 0 | 2015 | 9999 |  |  | N | Solar | [13 empty] | 0 | 0 | 0 | 0 | [11 empty] | Public Service Electric & Gas Co | 100 | Public Service Enterprise Group Inc | 100
SunE Feely 1 CSG, LLC | 61478_G_FELY1 | 61478 | G | FELY1 |  | Solar PV |  | MIS_MNWI | Minnesota | 27 | Dakota | 37 | 27037 | 1 | 0 | 2018 | 9999 |  |  | N | Solar | [13 empty] | 0 | 0 | 0 | 0 | [11 empty] | Ecoplexus Inc | 100 | Ecoplexus Inc | 100
SunE Feely 1 CSG, LLC | 61478_G_FELY2 | 61478 | G | FELY2 |  | Solar PV |  | MIS_MNWI | Minnesota | 27 | Dakota | 37 | 27037 | 1 | 0 | 2018 | 9999 |  |  | N | Solar | [13 empty] | 0 | 0 | 0 | 0 | [11 empty] | Ecoplexus Inc | 100 | Ecoplexus Inc | 100
SunE Feely 1 CSG, LLC | 61478_G_FELY3 | 61478 | G | FELY3 |  | Solar PV |  | MIS_MNWI | Minnesota | 27 | Dakota | 37 | 27037 | 1 | 0 | 2018 | 9999 |  |  | N | Solar | [13 empty] | 0 | 0 | 0 | 0 | [11 empty] | Ecoplexus Inc | 100 | Ecoplexus Inc | 100
SunE Feely 1 CSG, LLC | 61478_G_FELY4 | 61478 | G | FELY4 |  | Solar PV |  | MIS_MNWI | Minnesota | 27 | Dakota | 37 | 27037 | 1 | 0 | 2018 | 9999 |  |  | N | Solar | [13 empty] | 0 | 0 | 0 | 0 | [11 empty] | Ecoplexus Inc | 100 | Ecoplexus Inc | 100
SunE Feely 1 CSG, LLC | 61478_G_FELY5 | 61478 | G | FELY5 |  | Solar PV |  | MIS_MNWI | Minnesota | 27 | Dakota | 37 | 27037 | 1 | 0 | 2018 | 9999 |  |  | N | Solar | [13 empty] | 0 | 0 | 0 | 0 | [11 empty] | Ecoplexus Inc | 100 | Ecoplexus Inc | 100
Cottage Grove CSG, LLC | 61483_G_CTGR1 | 61483 | G | CTGR1 |  | Solar PV |  | MIS_MNWI | Minnesota | 27 | Washington | 163 | 27163 | 1 | 0 | 2018 | 9999 |  |  | N | Solar | [13 empty] | 0 | 0 | 0 | 0 | [11 empty] | Cottage Grove CSG 1 LLC | 100 | Cottage Grove CSG 1 LLC | 100
Cottage Grove CSG, LLC | 61483_G_CTGR2 | 61483 | G | CTGR2 |  | Solar PV |  | MIS_MNWI | Minnesota | 27 | Washington | 163 | 27163 | 1 | 0 | 2018 | 9999 |  |  | N | Solar | [13 empty] | 0 | 0 | 0 | 0 | [11 empty] | Cottage Grove CSG 1 LLC | 100 | Cottage Grove CSG 1 LLC | 100
Cottage Grove CSG, LLC | 61483_G_CTGR3 | 61483 | G | CTGR3 |  | Solar PV |  | MIS_MNWI | Minnesota | 27 | Washington | 163 | 27163 | 1 | 0 | 2018 | 9999 |  |  | N | Solar | [13 empty] | 0 | 0 | 0 | 0 | [11 empty] | Cottage Grove CSG 1 LLC | 100 | Cottage Grove CSG 1 LLC | 100
Cottage Grove CSG, LLC | 61483_G_CTGR4 | 61483 | G | CTGR4 |  | Solar PV |  | MIS_MNWI | Minnesota | 27 | Washington | 163 | 27163 | 1 | 0 | 2018 | 9999 |  |  | N | Solar | [13 empty] | 0 | 0 | 0 | 0 | [11 empty] | Cottage Grove CSG 1 LLC | 100 | Cottage Grove CSG 1 LLC | 100
Cottage Grove CSG, LLC | 61483_G_CTGR5 | 61483 | G | CTGR5 |  | Solar PV |  | MIS_MNWI | Minnesota | 27 | Washington | 163 | 27163 | 1 | 0 | 2018 | 9999 |  |  | N | Solar | [13 empty] | 0 | 0 | 0 | 0 | [11 empty] | Cottage Grove CSG 1 LLC | 100 | Cottage Grove CSG 1 LLC | 100
Fox CSG, LLC | 61484_G_FOX1 | 61484 | G | FOX1 |  | Solar PV |  | MIS_MNWI | Minnesota | 27 | Chisago | 25 | 27025 | 1 | 0 | 2018 | 9999 |  |  | N | Solar | [13 empty] | 0 | 0 | 0 | 0 | [11 empty] | Fox CSG 1 LLC | 100 | Fox CSG 1 LLC | 100
Fox CSG, LLC | 61484_G_FOX2 | 61484 | G | FOX2 |  | Solar PV |  | MIS_MNWI | Minnesota | 27 | Chisago | 25 | 27025 | 1 | 0 | 2018 | 9999 |  |  | N | Solar | [13 empty] | 0 | 0 | 0 | 0 | [11 empty] | Fox CSG 1 LLC | 100 | Fox CSG 1 LLC | 100
Fox CSG, LLC | 61484_G_FOX3 | 61484 | G | FOX3 |  | Solar PV |  | MIS_MNWI | Minnesota | 27 | Chisago | 25 | 27025 | 1 | 0 | 2018 | 9999 |  |  | N | Solar | [13 empty] | 0 | 0 | 0 | 0 | [11 empty] | Fox CSG 1 LLC | 100 | Fox CSG 1 LLC | 100
Fox CSG, LLC | 61484_G_FOX4 | 61484 | G | FOX4 |  | Solar PV |  | MIS_MNWI | Minnesota | 27 | Chisago | 25 | 27025 | 1 | 0 | 2018 | 9999 |  |  | N | Solar | [13 empty] | 0 | 0 | 0 | 0 | [11 empty] | Fox CSG 1 LLC | 100 | Fox CSG 1 LLC | 100
Fox CSG, LLC | 61484_G_FOX5 | 61484 | G | FOX5 |  | Solar PV |  | MIS_MNWI | Minnesota | 27 | Chisago | 25 | 27025 | 1 | 0 | 2018 | 9999 |  |  | N | Solar | [13 empty] | 0 | 0 | 0 | 0 | [11 empty] | Fox CSG 1 LLC | 100 | Fox CSG 1 LLC | 100
SunE Stolee CSG, LLC | 61485_G_STOL1 | 61485 | G | STOL1 |  | Solar PV |  | MIS_MNWI | Minnesota | 27 | Rice | 131 | 27131 | 1 | 0 | 2018 | 9999 |  |  | N | Solar | [13 empty] | 0 | 0 | 0 | 0 | [11 empty] | Ecoplexus Inc | 100 | Ecoplexus Inc | 100
SunE Stolee CSG, LLC | 61485_G_STOL2 | 61485 | G | STOL2 |  | Solar PV |  | MIS_MNWI | Minnesota | 27 | Rice | 131 | 27131 | 1 | 0 | 2018 | 9999 |  |  | N | Solar | [13 empty] | 0 | 0 | 0 | 0 | [11 empty] | Ecoplexus Inc | 100 | Ecoplexus Inc | 100
SunE Stolee CSG, LLC | 61485_G_STOL3 | 61485 | G | STOL3 |  | Solar PV |  | MIS_MNWI | Minnesota | 27 | Rice | 131 | 27131 | 1 | 0 | 2018 | 9999 |  |  | N | Solar | [13 empty] | 0 | 0 | 0 | 0 | [11 empty] | Ecoplexus Inc | 100 | Ecoplexus Inc | 100
Wyoming 2 CSG, LLC | 61486_G_WY01 | 61486 | G | WY01 |  | Solar PV |  | MIS_MNWI | Minnesota | 27 | Chisago | 25 | 27025 | 1 | 0 | 2018 | 9999 |  |  | N | Solar | [13 empty] | 0 | 0 | 0 | 0 | [11 empty] | Ecoplexus Inc | 100 | Ecoplexus Inc | 100
Wyoming 2 CSG, LLC | 61486_G_WY02 | 61486 | G | WY02 |  | Solar PV |  | MIS_MNWI | Minnesota | 27 | Chisago | 25 | 27025 | 1 | 0 | 2018 | 9999 |  |  | N | Solar | [13 empty] | 0 | 0 | 0 | 0 | [11 empty] | Ecoplexus Inc | 100 | Ecoplexus Inc | 100
Wyoming 2 CSG, LLC | 61486_G_WY03 | 61486 | G | WY03 |  | Solar PV |  | MIS_MNWI | Minnesota | 27 | Chisago | 25 | 27025 | 1 | 0 | 2018 | 9999 |  |  | N | Solar | [13 empty] | 0 | 0 | 0 | 0 | [11 empty] | Ecoplexus Inc | 100 | Ecoplexus Inc | 100
Wyoming 2 CSG, LLC | 61486_G_WY04 | 61486 | G | WY04 |  | Solar PV |  | MIS_MNWI | Minnesota | 27 | Chisago | 25 | 27025 | 1 | 0 | 2018 | 9999 |  |  | N | Solar | [13 empty] | 0 | 0 | 0 | 0 | [11 empty] | Ecoplexus Inc | 100 | Ecoplexus Inc | 100
Wyoming 2 CSG, LLC | 61486_G_WY05 | 61486 | G | WY05 |  | Solar PV |  | MIS_MNWI | Minnesota | 27 | Chisago | 25 | 27025 | 1 | 0 | 2018 | 9999 |  |  | N | Solar | [13 empty] | 0 | 0 | 0 | 0 | [11 empty] | Ecoplexus Inc | 100 | Ecoplexus Inc | 100
SL Babylon | 61487_G_SLBAB | 61487 | G | SLBAB |  | Solar PV |  | NY_Z_K | New York | 36 | Suffolk | 103 | 36103 | 9 | 0 | 2017 | 9999 |  |  | N | Solar | [13 empty] | 0 | 0 | 0 | 0 | [11 empty] | PSEG Solar Source LLC | 100 | LS Power Group | 100
Cameron Solar | 61489_G_CAM | 61489 | G | CAM |  | Solar PV |  | S_VACA | South Carolina | 45 | Calhoun | 17 | 45017 | 20 | 0 | 2017 | 9999 |  |  | N | Solar | [13 empty] | 0 | 0 | 0 | 0 | [11 empty] | Cameron Solar LLC | 100 | Energias de Portugal SA | 100
Estill Solar | 61490_G_EST1 | 61490 | G | EST1 |  | Solar PV |  | S_VACA | South Carolina | 45 | Hampton | 49 | 45049 | 20 | 0 | 2017 | 9999 |  |  | N | Solar | [13 empty] | 0 | 0 | 0 | 0 | [11 empty] | Estill Solar I LLC | 100 | Energias de Portugal SA | 100
Harvest Moon Renewable Energy Company | 61493_G_SEALY | 61493 | G | SEALY |  | Solar PV |  | ERC_REST | Texas | 48 | Austin | 15 | 48015 | 1.6 | 0 | 2015 | 9999 |  |  | N | Solar | [13 empty] | 0 | 0 | 0 | 0 | [11 empty] | Harvest Moon Renewable Energy Co | 100 | Harvest Moon Renewable Energy Co | 100
Wright Cuddyer CSG | 61494_G_41327 | 61494 | G | 41327 |  | Solar PV |  | MIS_MNWI | Minnesota | 27 | Wright | 171 | 27171 | 1 | 0 | 2018 | 9999 |  |  | N | Solar | [13 empty] | 0 | 0 | 0 | 0 | [11 empty] | Minnesota Solar CSG 1 LLC | 100 | Minnesota Solar LLC | 100
Wright Cuddyer CSG | 61494_G_41328 | 61494 | G | 41328 |  | Solar PV |  | MIS_MNWI | Minnesota | 27 | Wright | 171 | 27171 | 1 | 0 | 2018 | 9999 |  |  | N | Solar | [13 empty] | 0 | 0 | 0 | 0 | [11 empty] | Minnesota Solar CSG 1 LLC | 100 | Minnesota Solar LLC | 100
Wright Cuddyer CSG | 61494_G_41329 | 61494 | G | 41329 |  | Solar PV |  | MIS_MNWI | Minnesota | 27 | Wright | 171 | 27171 | 1 | 0 | 2018 | 9999 |  |  | N | Solar | [13 empty] | 0 | 0 | 0 | 0 | [11 empty] | Minnesota Solar CSG 1 LLC | 100 | Minnesota Solar LLC | 100
Wright Cuddyer CSG | 61494_G_41330 | 61494 | G | 41330 |  | Solar PV |  | MIS_MNWI | Minnesota | 27 | Wright | 171 | 27171 | 1 | 0 | 2018 | 9999 |  |  | N | Solar | [13 empty] | 0 | 0 | 0 | 0 | [11 empty] | Minnesota Solar CSG 1 LLC | 100 | Minnesota Solar LLC | 100
Carver Gladden CSG | 61495_G_42254 | 61495 | G | 42254 |  | Solar PV |  | MIS_MNWI | Minnesota | 27 | Carver | 19 | 27019 | 1 | 0 | 2018 | 9999 |  |  | N | Solar | [13 empty] | 0 | 0 | 0 | 0 | [11 empty] | Minnesota Solar CSG 8 LLC | 100 | Minnesota Solar LLC | 100
Carver Gladden CSG | 61495_G_42255 | 61495 | G | 42255 |  | Solar PV |  | MIS_MNWI | Minnesota | 27 | Carver | 19 | 27019 | 1 | 0 | 2018 | 9999 |  |  | N | Solar | [13 empty] | 0 | 0 | 0 | 0 | [11 empty] | Minnesota Solar CSG 8 LLC | 100 | Minnesota Solar LLC | 100
Carver Gladden CSG | 61495_G_42256 | 61495 | G | 42256 |  | Solar PV |  | MIS_MNWI | Minnesota | 27 | Carver | 19 | 27019 | 1 | 0 | 2018 | 9999 |  |  | N | Solar | [13 empty] | 0 | 0 | 0 | 0 | [11 empty] | Minnesota Solar CSG 8 LLC | 100 | Minnesota Solar LLC | 100
Adams Solar Center | 61496_G_ADAMS | 61496 | G | ADAMS |  | Solar PV |  | WECC_PNW | Oregon | 41 | Jefferson | 31 | 41031 | 10 | 0 | 2018 | 9999 |  |  | N | Solar | [13 empty] | 0 | 0 | 0 | 0 | [11 empty] | Adams Solar Center LLC | 100 | Heliosage Energy LLC | 100
Elbe Solar Center | 61497_G_ELBE | 61497 | G | ELBE |  | Solar PV |  | WECC_PNW | Oregon | 41 | Jefferson | 31 | 41031 | 10 | 0 | 2018 | 9999 |  |  | N | Solar | [13 empty] | 0 | 0 | 0 | 0 | [11 empty] | Elbe Solar Center LLC | 100 | GCL New Energy Holdings Limited | 100
Hampton Solar 2 | 61498_G_HAM2 | 61498 | G | HAM2 |  | Solar PV |  | S_VACA | South Carolina | 45 | Hampton | 49 | 45049 | 20 | 0 | 2017 | 9999 |  |  | N | Solar | [13 empty] | 0 | 0 | 0 | 0 | [11 empty] | Hampton Solar II LLC | 100 | Energias de Portugal SA | 100
CED Foster | 61499_G_FORI | 61499 | G | FORI |  | Solar PV |  | NENGREST | Rhode Island | 44 | Providence | 7 | 44007 | 2 | 0 | 2017 | 9999 |  |  | N | Solar | [13 empty] | 0 | 0 | 0 | 0 | [11 empty] | CED Foster Solar LLC | 100 | Consolidated Edison Inc | 100
Porter Way Community Solar Garden | 61500_G_PV1 | 61500 | G | PV1 |  | Solar PV |  | MIS_MNWI | Minnesota | 27 | Carver | 19 | 27019 | 3 | 0 | 2018 | 9999 |  |  | N | Solar | [13 empty] | 0 | 0 | 0 | 0 | [11 empty] | AEP OnSite Partners LLC | 100 | American Electric Power Co Inc | 100
ABEC #2 dba West-Star Dairy | 61501_G_GEN1 | 61501 | G | GEN1 |  | Non-Fossil Waste |  | WECC_SCE | California | 6 | Kern | 29 | 06029 | 1 | 13500 | 2018 | 9999 |  |  | N | Non-Fossil Waste | [13 empty] | 0 | 0 | 0 | 0 | [11 empty] | ABEC No 2 LLC | 100 | Es Alternatives LP | 100
ABEC #3 dba Lakeview Dairy | 61502_G_GEN1 | 61502 | G | GEN1 |  | Non-Fossil Waste |  | WECC_SCE | California | 6 | Kern | 29 | 06029 | 1 | 13500 | 2018 | 9999 |  |  | N | Non-Fossil Waste | [13 empty] | 0 | 0 | 0 | 0 | [11 empty] | ABEC No 3 LLC | 100 | Es Alternatives LP | 100
ABEC #4 dba CE&S Dairy | 61503_G_GEN1 | 61503 | G | GEN1 |  | Non-Fossil Waste |  | WECC_SCE | California | 6 | Kern | 29 | 06029 | 1 | 13500 | 2018 | 9999 |  |  | N | Non-Fossil Waste | [13 empty] | 0 | 0 | 0 | 0 | [11 empty] | ABEC No 4 LLC | 100 | Es Alternatives LP | 100
RJC I CSG | 61504_G_RCJ1 | 61504 | G | RCJ1 |  | Solar PV |  | MIS_MNWI | Minnesota | 27 | Steele | 147 | 27147 | 1 | 0 | 2018 | 9999 |  |  | N | Solar | [13 empty] | 0 | 0 | 0 | 0 | [11 empty] | RJC I CSG LLC | 100 | RJC I CSG LLC | 100
Huneke I CSG | 61505_G_HUNE1 | 61505 | G | HUNE1 |  | Solar PV |  | MIS_MNWI | Minnesota | 27 | Goodhue | 49 | 27049 | 1 | 0 | 2018 | 9999 |  |  | N | Solar | [13 empty] | 0 | 0 | 0 | 0 | [11 empty] | Huneke I CSG LLC | 100 | Huneke I CSG LLC | 100
Krause CSG | 61506_G_KRAUS | 61506 | G | KRAUS |  | Solar PV |  | MIS_MNWI | Minnesota | 27 | Renville | 129 | 27129 | 1 | 0 | 2018 | 9999 |  |  | N | Solar | [13 empty] | 0 | 0 | 0 | 0 | [11 empty] | Krause CSG LLC | 100 | Krause CSG LLC | 100
DG New Jersey Solar RLS Logistics | 61507_G_RLSNJ | 61507 | G | RLSNJ |  | Solar PV |  | PJM_EMAC | New Jersey | 34 | Gloucester | 15 | 34015 | 4 | 0 | 2018 | 9999 |  |  | N | Solar | [13 empty] | 0 | 0 | 0 | 0 | [11 empty] | DG New Jersey Solar LLC | 100 | DG Power LLC | 100
Provo Power Plant | 61508_G_1 | 61508 | G | 1 |  | Combustion Turbine | IC Engine | WECC_UT | Utah | 49 | Utah | 49 | 49049 | 2.4 | 10745 | 2018 | 9999 |  |  | N | Natural Gas | [13 empty] | 1.061 | 1.061 | 1.061 | 1.061 | [11 empty] | Utah Municipal Power Agency | 100 | Utah Municipal Power Agency | 100
Provo Power Plant | 61508_G_2 | 61508 | G | 2 |  | Combustion Turbine | IC Engine | WECC_UT | Utah | 49 | Utah | 49 | 49049 | 2.4 | 10745 | 2018 | 9999 |  |  | N | Natural Gas | [13 empty] | 1.061 | 1.061 | 1.061 | 1.061 | [11 empty] | Utah Municipal Power Agency | 100 | Utah Municipal Power Agency | 100
Provo Power Plant | 61508_G_3 | 61508 | G | 3 |  | Combustion Turbine | IC Engine | WECC_UT | Utah | 49 | Utah | 49 | 49049 | 2.4 | 10745 | 2018 | 9999 |  |  | N | Natural Gas | [13 empty] | 1.061 | 1.061 | 1.061 | 1.061 | [11 empty] | Utah Municipal Power Agency | 100 | Utah Municipal Power Agency | 100
Provo Power Plant | 61508_G_4 | 61508 | G | 4 |  | Combustion Turbine | IC Engine | WECC_UT | Utah | 49 | Utah | 49 | 49049 | 2.4 | 10745 | 2018 | 9999 |  |  | N | Natural Gas | [13 empty] | 1.061 | 1.061 | 1.061 | 1.061 | [11 empty] | Utah Municipal Power Agency | 100 | Utah Municipal Power Agency | 100
Provo Power Plant | 61508_G_5 | 61508 | G | 5 |  | Combustion Turbine | IC Engine | WECC_UT | Utah | 49 | Utah | 49 | 49049 | 2.4 | 10745 | 2018 | 9999 |  |  | N | Natural Gas | [13 empty] | 1.061 | 1.061 | 1.061 | 1.061 | [11 empty] | Utah Municipal Power Agency | 100 | Utah Municipal Power Agency | 100
Monroe County Sites A & B | 61509_G_MONA | 61509 | G | MONA |  | Solar PV |  | NY_Z_B | New York | 36 | Monroe | 55 | 36055 | 1.7 | 0 | 2017 | 9999 |  |  | N | Solar | [13 empty] | 0 | 0 | 0 | 0 | [11 empty] | AES DE DevCo NC LLC | 100 | AES Corp (The) | 100
Monroe County Sites A & B | 61509_G_MONB | 61509 | G | MONB |  | Solar PV |  | NY_Z_B | New York | 36 | Monroe | 55 | 36055 | 1.7 | 0 | 2017 | 9999 |  |  | N | Solar | [13 empty] | 0 | 0 | 0 | 0 | [11 empty] | AES DE DevCo NC LLC | 100 | AES Corp (The) | 100
Monroe County Sites C, D, & E | 61510_G_MONC | 61510 | G | MONC |  | Solar PV |  | NY_Z_B | New York | 36 | Monroe | 55 | 36055 | 2 | 0 | 2017 | 9999 |  |  | N | Solar | [13 empty] | 0 | 0 | 0 | 0 | [11 empty] | AES Distributed Energy Inc | 100 | AES Corp (The) | 100
Monroe County Sites C, D, & E | 61510_G_MOND | 61510 | G | MOND |  | Solar PV |  | NY_Z_B | New York | 36 | Monroe | 55 | 36055 | 2 | 0 | 2017 | 9999 |  |  | N | Solar | [13 empty] | 0 | 0 | 0 | 0 | [11 empty] | AES Distributed Energy Inc | 100 | AES Corp (The) | 100
Monroe County Sites C, D, & E | 61510_G_MONE | 61510 | G | MONE |  | Solar PV |  | NY_Z_B | New York | 36 | Monroe | 55 | 36055 | 2 | 0 | 2017 | 9999 |  |  | N | Solar | [13 empty] | 0 | 0 | 0 | 0 | [11 empty] | AES Distributed Energy Inc | 100 | AES Corp (The) | 100
Bullock Solar, LLC | 61512_G_GEN1 | 61512 | G | GEN1 |  | Solar PV |  | S_VACA | North Carolina | 37 | Vance | 181 | 37181 | 50 | 0 | 2017 | 9999 |  |  | N | Solar | [13 empty] | 0 | 0 | 0 | 0 | [11 empty] | Bullock Solar LLC | 100 | Cypress Creek Holdings LLC | 100
Marlin Solar | 61513_G_GEN1 | 61513 | G | GEN1 |  | Solar PV |  | ERC_REST | Texas | 48 | Limestone | 293 | 48293 | 5.3 | 0 | 2017 | 9999 |  |  | N | Solar | [13 empty] | 0 | 0 | 0 | 0 | [11 empty] | Marlin Solar LLC | 100 | Cypress Creek Holdings LLC | 100
North Gainesville Solar | 61514_G_GEN1 | 61514 | G | GEN1 |  | Solar PV |  | ERC_REST | Texas | 48 | Cooke | 97 | 48097 | 5.2 | 0 | 2017 | 9999 |  |  | N | Solar | [13 empty] | 0 | 0 | 0 | 0 | [11 empty] | North Gainesville Solar LLC | 100 | Cypress Creek Holdings LLC | 100
DG Camden LLC Holtec | 61515_G_HOLTC | 61515 | G | HOLTC |  | Solar PV |  | PJM_EMAC | New Jersey | 34 | Camden | 7 | 34007 | 2.2 | 0 | 2017 | 9999 |  |  | N | Solar | [13 empty] | 0 | 0 | 0 | 0 | [11 empty] | DG Camden LLC | 100 | NextEra Energy Inc | 100
School Sisters CSG | 61516_G_SCHOO | 61516 | G | SCHOO |  | Solar PV |  | MIS_MNWI | Minnesota | 27 | Blue Earth | 13 | 27013 | 1 | 0 | 2018 | 9999 |  |  | N | Solar | [13 empty] | 0 | 0 | 0 | 0 | [11 empty] | School Sisters CSG LLC | 100 | School Sisters CSG LLC | 100
301 Chestnut Solar NG | 61518_G_3010 | 61518 | G | 3010 |  | Solar PV |  | NENGREST | Massachusetts | 25 | Hampden | 13 | 25013 | 4.3 | 0 | 2017 | 9999 |  |  | N | Solar | [13 empty] | 0 | 0 | 0 | 0 | [11 empty] | Mass Solar 1 LLC | 100 | Brookfield Asset Management Inc | 100
Baker Point | 61519_G_GEN1 | 61519 | G | GEN1 |  | Solar PV |  | PJM_AP | Maryland | 24 | Frederick | 21 | 24021 | 9 | 0 | 2016 | 9999 |  |  | N | Solar | [13 empty] | 0 | 0 | 0 | 0 | [11 empty] | OneEnergy Baker Point Solar LLC | 100 | OneEnergy Inc | 100
Rosewood Solar | 61520_G_GEN1 | 61520 | G | GEN1 |  | Solar PV |  | S_VACA | North Carolina | 37 | Wayne | 191 | 37191 | 2 | 0 | 2016 | 9999 |  |  | N | Solar | [13 empty] | 0 | 0 | 0 | 0 | [11 empty] | Rosewood Solar LLC | 100 | Cypress Creek Holdings LLC | 100
Swamp Fox Solar | 61521_G_PGRD2 | 61521 | G | PGRD2 |  | Solar PV |  | S_VACA | South Carolina | 45 | Lexington | 63 | 45063 | 10.8 | 0 | 2017 | 9999 |  |  | N | Solar | [13 empty] | 0 | 0 | 0 | 0 | [11 empty] | Swamp Fox Solar LLC | 100 | Cypress Creek Holdings LLC | 100
Champion Solar | 61522_G_PGRD3 | 61522 | G | PGRD3 |  | Solar PV |  | S_VACA | South Carolina | 45 | Lexington | 63 | 45063 | 10.8 | 0 | 2017 | 9999 |  |  | N | Solar | [13 empty] | 0 | 0 | 0 | 0 | [11 empty] | Champion Solar LLC | 100 | Pine Gate Renewables LLC | 100
Haley Solar | 61523_G_PGRD1 | 61523 | G | PGRD1 |  | Solar PV |  | S_VACA | South Carolina | 45 | Allendale | 5 | 45005 | 8.2 | 0 | 2017 | 9999 |  |  | N | Solar | [13 empty] | 0 | 0 | 0 | 0 | [11 empty] | Haley Solar LLC | 100 | Cypress Creek Holdings LLC | 100
Whitewright Solar | 61524_G_GEN1 | 61524 | G | GEN1 |  | Solar PV |  | ERC_REST | Texas | 48 | Fannin | 147 | 48147 | 10 | 0 | 2017 | 9999 |  |  | N | Solar | [13 empty] | 0 | 0 | 0 | 0 | [11 empty] | Whitewright Solar LLC | 100 | Cypress Creek Holdings LLC | 100
ABD Farms | 61525_G_GEN1 | 61525 | G | GEN1 |  | Solar PV |  | S_VACA | North Carolina | 37 | Randolph | 151 | 37151 | 5 | 0 | 2017 | 9999 |  |  | N | Solar | [13 empty] | 0 | 0 | 0 | 0 | [11 empty] | Carolina Solar Energy II LLC | 100 | Carolina Solar Energy | 100
Antanavica Solar | 61526_G_GEN1 | 61526 | G | GEN1 |  | Solar PV |  | NENGREST | Massachusetts | 25 | Worcester | 27 | 25027 | 1 | 0 | 2018 | 9999 |  |  | N | Solar | [13 empty] | 0 | 0 | 0 | 0 | [11 empty] | Cypress Creek Renewables LLC | 100 | Cypress Creek Holdings LLC | 100
Bakatsias Solar | 61527_G_GEN1 | 61527 | G | GEN1 |  | Solar PV |  | S_VACA | North Carolina | 37 | Alamance | 1 | 37001 | 5 | 0 | 2017 | 9999 |  |  | N | Solar | [13 empty] | 0 | 0 | 0 | 0 | [11 empty] | Bakatsias Solar Farm LLC | 100 | ESA Renewables LLC | 100
Bayboro Solar Farm | 61528_G_GEN1 | 61528 | G | GEN1 |  | Solar PV |  | S_VACA | North Carolina | 37 | Pamlico | 137 | 37137 | 5 | 0 | 2017 | 9999 |  |  | N | Solar | [13 empty] | 0 | 0 | 0 | 0 | [11 empty] | Bayboro Solar Farm LLC | 100 | ESA Renewables LLC | 100
Estill Solar II | 61529_G_GEN1 | 61529 | G | GEN1 |  | Solar PV |  | S_VACA | South Carolina | 45 | Allendale | 5 | 45005 | 10.2 | 0 | 2017 | 9999 |  |  | N | Solar | [13 empty] | 0 | 0 | 0 | 0 | [11 empty] | Cypress Creek Renewables LLC | 100 | Cypress Creek Holdings LLC | 100
Gaston Solar I - SC | 61530_G_GEN1 | 61530 | G | GEN1 |  | Solar PV |  | S_VACA | South Carolina | 45 | Lexington | 63 | 45063 | 10.2 | 0 | 2018 | 9999 |  |  | N | Solar | [13 empty] | 0 | 0 | 0 | 0 | [11 empty] | Cypress Creek Renewables LLC | 100 | Cypress Creek Holdings LLC | 100
Leon Solar | 61532_G_GEN1 | 61532 | G | GEN1 |  | Solar PV |  | ERC_REST | Texas | 48 | Hunt | 231 | 48231 | 10 | 0 | 2017 | 9999 |  |  | N | Solar | [13 empty] | 0 | 0 | 0 | 0 | [11 empty] | Leon Solar LLC | 100 | Cypress Creek Holdings LLC | 100
Mustang Solar | 61533_G_GEN1 | 61533 | G | GEN1 |  | Solar PV |  | S_VACA | North Carolina | 37 | Moore | 125 | 37125 | 5 | 0 | 2018 | 9999 |  |  | N | Solar | [13 empty] | 0 | 0 | 0 | 0 | [11 empty] | Mustang Solar LLC | 100 | Cypress Creek Holdings LLC | 100
Old Caroleen Solar Farm | 61534_G_GEN1 | 61534 | G | GEN1 |  | Solar PV |  | S_VACA | North Carolina | 37 | Rutherford | 161 | 37161 | 2 | 0 | 2018 | 9999 |  |  | N | Solar | [13 empty] | 0 | 0 | 0 | 0 | [11 empty] | Old Caroleen Solar Farm LLC | 100 | ESA Renewables LLC | 100
Statesville Solar | 61535_G_GEN1 | 61535 | G | GEN1 |  | Solar PV |  | S_VACA | North Carolina | 37 | Rowan | 159 | 37159 | 5 | 0 | 2017 | 9999 |  |  | N | Solar | [13 empty] | 0 | 0 | 0 | 0 | [11 empty] | Statesville Solar LLC | 100 | Cypress Creek Holdings LLC | 100
Wakefield Solar | 61536_G_GEN1 | 61536 | G | GEN1 |  | Solar PV |  | S_VACA | North Carolina | 37 | Wake | 183 | 37183 | 5 | 0 | 2017 | 9999 |  |  | N | Solar | [13 empty] | 0 | 0 | 0 | 0 | [11 empty] | Wakefield Solar LLC | 100 | Cypress Creek Holdings LLC | 100
Weston Landfill Solar | 61537_G_WESTO | 61537 | G | WESTO |  | Solar PV |  | NENGREST | Massachusetts | 25 | Middlesex | 17 | 25017 | 1.8 | 0 | 2016 | 9999 |  |  | N | Solar | [13 empty] | 0 | 0 | 0 | 0 | [11 empty] | Ameresco Inc Weston | 100 | Ameresco Inc | 100
Braintree Landfill Solar | 61538_G_BRAIN | 61538 | G | BRAIN |  | Solar PV |  | NENGREST | Massachusetts | 25 | Norfolk | 21 | 25021 | 1 | 0 | 2014 | 9999 |  |  | N | Solar | [13 empty] | 0 | 0 | 0 | 0 | [11 empty] | Ameresco Inc Braintree | 100 | Ameresco Inc | 100
GELD Solar Farm | 61539_G_GELD | 61539 | G | GELD |  | Solar PV |  | NENGREST | Massachusetts | 25 | Middlesex | 17 | 25017 | 2.3 | 0 | 2016 | 9999 |  |  | N | Solar | [13 empty] | 0 | 0 | 0 | 0 | [11 empty] | Ameresco Inc Geld | 100 | Ameresco Inc | 100
Town of Rocky Hill | 61541_G_PV1 | 61541 | G | PV1 |  | Solar PV |  | NENG_CT | Connecticut | 9 | Hartford | 3 | 09003 | 1 | 0 | 2018 | 9999 |  |  | N | Solar | [13 empty] | 0 | 0 | 0 | 0 | [11 empty] | Tesla Inc | 100 | Tesla Inc | 100
Town of Rocky Hill | 61541_G_PV2 | 61541 | G | PV2 |  | Solar PV |  | NENG_CT | Connecticut | 9 | Hartford | 3 | 09003 | 1 | 0 | 2018 | 9999 |  |  | N | Solar | [13 empty] | 0 | 0 | 0 | 0 | [11 empty] | Tesla Inc | 100 | Tesla Inc | 100
Town of Rocky Hill | 61541_G_PV3 | 61541 | G | PV3 |  | Solar PV |  | NENG_CT | Connecticut | 9 | Hartford | 3 | 09003 | 1 | 0 | 2018 | 9999 |  |  | N | Solar | [13 empty] | 0 | 0 | 0 | 0 | [11 empty] | Tesla Inc | 100 | Tesla Inc | 100
PopeSun CSG, LLC | 61542_G_GEN1 | 61542 | G | GEN1 |  | Solar PV |  | MIS_MNWI | Minnesota | 27 | Pope | 121 | 27121 | 5 | 0 | 2017 | 9999 |  |  | N | Solar | [13 empty] | 0 | 0 | 0 | 0 | [11 empty] | PopeSun LLC | 100 | Cypress Creek Holdings LLC | 100
CF Novel Solar CSG Gardens Five, LLC | 61543_G_GEN1 | 61543 | G | GEN1 |  | Solar PV |  | MIS_MNWI | Minnesota | 27 | Steele | 147 | 27147 | 3.4 | 0 | 2017 | 9999 |  |  | N | Solar | [13 empty] | 0 | 0 | 0 | 0 | [11 empty] | CCP EC Tenant LLC | 100 | Cypress Creek Holdings LLC | 100
LeSun CSG, LLC | 61544_G_GEN1 | 61544 | G | GEN1 |  | Solar PV |  | MIS_MNWI | Minnesota | 27 | Le Sueur | 79 | 27079 | 5 | 0 | 2018 | 9999 |  |  | N | Solar | [13 empty] | 0 | 0 | 0 | 0 | [11 empty] | LeSun LLC | 100 | Cypress Creek Holdings LLC | 100
CGSun, LLC Community Solar | 61545_G_GEN1 | 61545 | G | GEN1 |  | Solar PV |  | MIS_MNWI | Minnesota | 27 | Washington | 163 | 27163 | 4 | 0 | 2017 | 9999 |  |  | N | Solar | [13 empty] | 0 | 0 | 0 | 0 | [11 empty] | CGSun LLC | 100 | Cypress Creek Holdings LLC | 100
WrightSun CSG, LLC | 61547_G_GEN1 | 61547 | G | GEN1 |  | Solar PV |  | MIS_MNWI | Minnesota | 27 | Wright | 171 | 27171 | 5 | 0 | 2018 | 9999 |  |  | N | Solar | [13 empty] | 0 | 0 | 0 | 0 | [11 empty] | WrightSun LLC | 100 | Cypress Creek Holdings LLC | 100
CF Novel Solar CSG Gardens Seven, LLC | 61548_G_GEN1 | 61548 | G | GEN1 |  | Solar PV |  | MIS_MNWI | Minnesota | 27 | Sherburne | 141 | 27141 | 3.3 | 0 | 2017 | 9999 |  |  | N | Solar | [13 empty] | 0 | 0 | 0 | 0 | [11 empty] | CF Novel Solar Gardens Seven LLC | 100 | Cypress Creek Holdings LLC | 100
NRG DG Haverhill CSG | 61550_G_HAVER | 61550 | G | HAVER |  | Solar PV |  | NENGREST | Massachusetts | 25 | Essex | 9 | 25009 | 4.2 | 0 | 2017 | 9999 |  |  | N | Solar | [13 empty] | 0 | 0 | 0 | 0 | [11 empty] | DG Haverhill LLC | 100 | Global Infrastructure Partners | 100
Fort Detrick Solar PV | 61552_G_FDSPV | 61552 | G | FDSPV |  | Solar PV |  | PJM_AP | Maryland | 24 | Frederick | 21 | 24021 | 15.7 | 0 | 2016 | 9999 |  |  | N | Solar | [13 empty] | 0 | 0 | 0 | 0 | [11 empty] | Ameresco Inc | 100 | Ameresco Inc | 100
Klamath Falls Solar 2 CSG | 61553_G_1 | 61553 | G | 1 |  | Solar PV |  | WECC_PNW | Oregon | 41 | Klamath | 35 | 41035 | 2.9 | 0 | 2017 | 9999 |  |  | N | Solar | [13 empty] | 0 | 0 | 0 | 0 | [11 empty] | Klamath Falls Solar 2 LLC | 100 | Klamath Falls Solar 2 LLC | 100
Comer Solar | 61554_G_1 | 61554 | G | 1 |  | Solar PV |  | S_SOU | Georgia | 13 | Madison | 195 | 13195 | 2.2 | 0 | 2018 | 9999 |  |  | N | Solar | [13 empty] | 0 | 0 | 0 | 0 | [11 empty] | Georgia Power Co | 100 | Southern Co | 100
NRG DG Crystal Spring CSG | 61555_G_SPRIN | 61555 | G | SPRIN |  | Solar PV |  | NENGREST | Massachusetts | 25 | Plymouth | 23 | 25023 | 4.2 | 0 | 2017 | 9999 |  |  | N | Solar | [13 empty] | 0 | 0 | 0 | 0 | [11 empty] | DG Crystal Spring LLC | 100 | Global Infrastructure Partners | 100
Facebook 1 Solar Energy Center | 61556_G_FB1 | 61556 | G | FB1 |  | Solar PV |  | WECC_NM | New Mexico | 35 | Valencia | 61 | 35061 | 10 | 0 | 2017 | 9999 |  |  | N | Solar | [13 empty] | 0 | 0 | 0 | 0 | [11 empty] | PNMR Development & Management Co | 100 | PNM Resources Inc | 100
Facebook 2 Solar Energy Center | 61557_G_FB2 | 61557 | G | FB2 |  | Solar PV |  | WECC_NM | New Mexico | 35 | Bernalillo | 1 | 35001 | 10 | 0 | 2018 | 9999 |  |  | N | Solar | [13 empty] | 0 | 0 | 0 | 0 | [11 empty] | PNMR Development & Management Co | 100 | PNM Resources Inc | 100
Facebook 3 Solar Energy Center | 61558_G_FB3 | 61558 | G | FB3 |  | Solar PV |  | WECC_NM | New Mexico | 35 | Bernalillo | 1 | 35001 | 10 | 0 | 2018 | 9999 |  |  | N | Solar | [13 empty] | 0 | 0 | 0 | 0 | [11 empty] | PNMR Development & Management Co | 100 | PNM Resources Inc | 100
Woodline Solar | 61559_G_PGRD5 | 61559 | G | PGRD5 |  | Solar PV |  | WECC_PNW | Oregon | 41 | Klamath | 35 | 41035 | 8 | 0 | 2017 | 9999 |  |  | N | Solar | [13 empty] | 0 | 0 | 0 | 0 | [11 empty] | Woodline LLC | 100 | OneEnergy Renewables | 100
Eagle Point Solar | 61560_G_PGRD4 | 61560 | G | PGRD4 |  | Solar PV |  | WECC_PNW | Oregon | 41 | Jackson | 29 | 41029 | 9.9 | 0 | 2017 | 9999 |  |  | N | Solar | [13 empty] | 0 | 0 | 0 | 0 | [11 empty] | NorWest Energy 7 LLC | 100 | Cypress Creek Holdings LLC | 100
Bladen Solar | 61561_G_GEN1 | 61561 | G | GEN1 |  | Solar PV |  | S_VACA | North Carolina | 37 | Bladen | 17 | 37017 | 50 | 0 | 2017 | 9999 |  |  | N | Solar | [13 empty] | 0 | 0 | 0 | 0 | [11 empty] | Bladen Solar Farm LLC | 100 | Bladen Solar Farm LLC | 100
Falmouth Landfill Solar | 61562_G_FAL1 | 61562 | G | FAL1 |  | Solar PV |  | NENGREST | Massachusetts | 25 | Barnstable | 1 | 25001 | 3 | 0 | 2017 | 9999 |  |  | N | Solar | [13 empty] | 0 | 0 | 0 | 0 | [11 empty] | Citizens Enterprises Corp | 100 | Citizens Enterprises Corp | 100
Denver Metro Solar | 61563_G_53962 | 61563 | G | 53962 |  | Solar PV |  | WECC_CO | Colorado | 8 | Adams | 1 | 08001 | 1.6 | 0 | 2017 | 9999 |  |  | N | Solar | [13 empty] | 0 | 0 | 0 | 0 | [11 empty] | DHA Metro Solar LLC | 100 | DHA Metro Solar LLC | 100
Upland Prairie | 61564_G_1 | 61564 | G | 1 |  | Onshore Wind |  | MIS_MIDA | Iowa | 19 | Clay | 41 | 19041 | 299.3 | 0 | 2019 | 9999 |  |  | N | Wind | [13 empty] | 0 | 0 | 0 | 0 | [11 empty] | Upland Prairie LLC | 100 | Alliant Energy Corp | 100
English Farms | 61565_G_1 | 61565 | G | 1 |  | Onshore Wind |  | MIS_IA | Iowa | 19 | Poweshiek | 157 | 19157 | 169.9 | 0 | 2019 | 9999 |  |  | N | Wind | [13 empty] | 0 | 0 | 0 | 0 | [11 empty] | English Farms Wind Project LLC | 100 | Enel SpA | 100
El Dorado Springs Solar Farm | 61566_G_EDSF1 | 61566 | G | EDSF1 |  | Solar PV |  | SPP_N | Missouri | 29 | Cedar | 39 | 29039 | 2.5 | 0 | 2018 | 9999 |  |  | N | Solar | [13 empty] | 0 | 0 | 0 | 0 | [11 empty] | MCP El Dorado Springs LLC | 100 | MC Power Companies | 100
Veseli Community Solar Garden | 61570_G_40921 | 61570 | G | 40921 |  | Solar PV |  | MIS_MNWI | Minnesota | 27 | Rice | 131 | 27131 | 1 | 0 | 2018 | 9999 |  |  | N | Solar | [13 empty] | 0 | 0 | 0 | 0 | [11 empty] | Veseli Solar I LLC | 100 | Veseli Solar I LLC | 100
New Germany Community Solar Garden | 61571_G_39062 | 61571 | G | 39062 |  | Solar PV |  | MIS_MNWI | Minnesota | 27 | Carver | 19 | 27019 | 1 | 0 | 2018 | 9999 |  |  | N | Solar | [13 empty] | 0 | 0 | 0 | 0 | [11 empty] | New Germany Solar I LLC | 100 | New Germany Solar I LLC | 100
Lake Waconia Community Solar Garden | 61572_G_38610 | 61572 | G | 38610 |  | Solar PV |  | MIS_MNWI | Minnesota | 27 | Carver | 19 | 27019 | 1 | 0 | 2018 | 9999 |  |  | N | Solar | [13 empty] | 0 | 0 | 0 | 0 | [11 empty] | Lake Waconia Solar LLC | 100 | Lake Waconia Solar LLC | 100
Lake Waconia IV Community Solar Garden | 61573_G_40926 | 61573 | G | 40926 |  | Solar PV |  | MIS_MNWI | Minnesota | 27 | Carver | 19 | 27019 | 1 | 0 | 2018 | 9999 |  |  | N | Solar | [13 empty] | 0 | 0 | 0 | 0 | [11 empty] | Lake Waconia Solar IV LLC | 100 | Lake Waconia Solar IV LLC | 100
Zumbro Community Solar Garden | 61574_G_38674 | 61574 | G | 38674 |  | Solar PV |  | MIS_MNWI | Minnesota | 27 | Goodhue | 49 | 27049 | 1 | 0 | 2018 | 9999 |  |  | N | Solar | [13 empty] | 0 | 0 | 0 | 0 | [11 empty] | Zumbro Solar LLC | 100 | Zumbro Solar LLC | 100
Anheuser-Busch Baldwinsville | 61575_G_BAL01 | 61575 | G | BAL01 |  | Solar PV |  | NY_Z_C&E | New York | 36 | Onondaga | 67 | 36067 | 2 | 0 | 2018 | 9999 |  |  | N | Solar | [13 empty] | 0 | 0 | 0 | 0 | [11 empty] | AES Distributed Energy Inc | 100 | AES Corp (The) | 100
Columbia University - Johnson Farms | 61576_G_JF01 | 61576 | G | JF01 |  | Solar PV |  | NY_Z_G-I | New York | 36 | Orange | 71 | 36071 | 2 | 0 | 2018 | 9999 |  |  | N | Solar | [13 empty] | 0 | 0 | 0 | 0 | [11 empty] | AES Distributed Energy Inc | 100 | AES Corp (The) | 100
Time Warner Cable Enterprises - Martino | 61577_G_MRT01 | 61577 | G | MRT01 |  | Solar PV |  | NY_Z_C&E | New York | 36 | Oneida | 65 | 36065 | 2 | 0 | 2018 | 9999 |  |  | N | Solar | [13 empty] | 0 | 0 | 0 | 0 | [11 empty] | AES Distributed Energy Inc | 100 | AES Corp (The) | 100
Columbia University - Minisink | 61578_G_MIN01 | 61578 | G | MIN01 |  | Solar PV |  | NY_Z_G-I | New York | 36 | Orange | 71 | 36071 | 2 | 0 | 2018 | 9999 |  |  | N | Solar | [13 empty] | 0 | 0 | 0 | 0 | [11 empty] | AES Distributed Energy Inc | 100 | AES Corp (The) | 100
St. Lawerence University - Sutton | 61579_G_SUT01 | 61579 | G | SUT01 |  | Solar PV |  | NY_Z_C&E | New York | 36 | Jefferson | 45 | 36045 | 2 | 0 | 2018 | 9999 |  |  | N | Solar | [13 empty] | 0 | 0 | 0 | 0 | [11 empty] | AES Distributed Energy Inc | 100 | AES Corp (The) | 100
Tumbleweed Solar, LLC | 61580_G_TUMBL | 61580 | G | TUMBL |  | Solar PV |  | WECC_PNW | Oregon | 41 | Deschutes | 17 | 41017 | 9.9 | 0 | 2017 | 9999 |  |  | N | Solar | [13 empty] | 0 | 0 | 0 | 0 | [11 empty] | Tumbleweed Solar LLC (OR) | 100 | Saturn Power Corp | 100
Davis Lane Solar, LLC | 61581_G_DAVIS | 61581 | G | DAVIS |  | Solar PV |  | PJM_Dom | North Carolina | 37 | Perquimans | 143 | 37143 | 5 | 0 | 2017 | 9999 |  |  | N | Solar | [13 empty] | 0 | 0 | 0 | 0 | [11 empty] | Davis Lane Solar LLC | 100 | Davis Lane Solar LLC | 100
Voyager Wind II | 61582_G_VYGR2 | 61582 | G | VYGR2 |  | Onshore Wind |  | WECC_SCE | California | 6 | Kern | 29 | 06029 | 128.7 | 0 | 2018 | 9999 |  |  | N | Wind | [13 empty] | 0 | 0 | 0 | 0 | [11 empty] | Voyager Wind II LLC | 100 | ArcLight Capital Partners LLC | 100
Voyager Wind III | 61583_G_VYGR3 | 61583 | G | VYGR3 |  | Onshore Wind |  | WECC_SCE | California | 6 | Kern | 29 | 06029 | 43.2 | 0 | 2018 | 9999 |  |  | N | Wind | [13 empty] | 0 | 0 | 0 | 0 | [11 empty] | Terra Gen Power LLC | 100 | Energy Capital Partners | 100
Voyager Wind IV | 61584_G_VYGR4 | 61584 | G | VYGR4 |  | Onshore Wind |  | WECC_SCE | California | 6 | Kern | 29 | 06029 | 21.6 | 0 | 2018 | 9999 |  |  | N | Wind | [13 empty] | 0 | 0 | 0 | 0 | [11 empty] | Voyager Wind IV Expansion LLC | 100 | Energy Capital Partners | 100
Scandia CSG | 61585_G_40802 | 61585 | G | 40802 |  | Solar PV |  | MIS_MNWI | Minnesota | 27 | Washington | 163 | 27163 | 1 | 0 | 2018 | 9999 |  |  | N | Solar | [13 empty] | 0 | 0 | 0 | 0 | [11 empty] | DG Minnesota CSG LLC | 100 | NextEra Energy Inc | 100
Scandia CSG | 61585_G_40803 | 61585 | G | 40803 |  | Solar PV |  | MIS_MNWI | Minnesota | 27 | Washington | 163 | 27163 | 1 | 0 | 2018 | 9999 |  |  | N | Solar | [13 empty] | 0 | 0 | 0 | 0 | [11 empty] | DG Minnesota CSG LLC | 100 | NextEra Energy Inc | 100
Scandia CSG | 61585_G_40804 | 61585 | G | 40804 |  | Solar PV |  | MIS_MNWI | Minnesota | 27 | Washington | 163 | 27163 | 1 | 0 | 2018 | 9999 |  |  | N | Solar | [13 empty] | 0 | 0 | 0 | 0 | [11 empty] | DG Minnesota CSG LLC | 100 | NextEra Energy Inc | 100
Scandia CSG | 61585_G_40805 | 61585 | G | 40805 |  | Solar PV |  | MIS_MNWI | Minnesota | 27 | Washington | 163 | 27163 | 1 | 0 | 2018 | 9999 |  |  | N | Solar | [13 empty] | 0 | 0 | 0 | 0 | [11 empty] | DG Minnesota CSG LLC | 100 | NextEra Energy Inc | 100
Scandia CSG | 61585_G_40806 | 61585 | G | 40806 |  | Solar PV |  | MIS_MNWI | Minnesota | 27 | Washington | 163 | 27163 | 1 | 0 | 2018 | 9999 |  |  | N | Solar | [13 empty] | 0 | 0 | 0 | 0 | [11 empty] | DG Minnesota CSG LLC | 100 | NextEra Energy Inc | 100
MontSun Community Solar | 61586_G_1 | 61586 | G | 1 |  | Solar PV |  | MIS_MNWI | Minnesota | 27 | Wright | 171 | 27171 | 4.5 | 0 | 2017 | 9999 |  |  | N | Solar | [13 empty] | 0 | 0 | 0 | 0 | [11 empty] | Generate Capital | 100 | Generate Capital | 100
WaveSun Community Solar | 61587_G_1 | 61587 | G | 1 |  | Solar PV |  | MIS_MNWI | Minnesota | 27 | Wright | 171 | 27171 | 4.5 | 0 | 2017 | 9999 |  |  | N | Solar | [13 empty] | 0 | 0 | 0 | 0 | [11 empty] | Generate Capital | 100 | Generate Capital | 100
Independence II Solar Farm | 61588_G_1 | 61588 | G | 1 |  | Solar PV |  | SPP_N | Missouri | 29 | Jackson | 95 | 29095 | 4.1 | 0 | 2018 | 9999 |  |  | N | Solar | [13 empty] | 0 | 0 | 0 | 0 | [11 empty] | MCP Independence II LLC | 100 | MC Power Companies | 100
Independence II Solar Farm | 61588_G_2 | 61588 | G | 2 |  | Solar PV |  | SPP_N | Missouri | 29 | Jackson | 95 | 29095 | 4.4 | 0 | 2018 | 9999 |  |  | N | Solar | [13 empty] | 0 | 0 | 0 | 0 | [11 empty] | MCP Independence II LLC | 100 | MC Power Companies | 100
UL Advanced Wind Turbine Test Facility | 61589_G_MT-1 | 61589 | G | MT-1 |  | Onshore Wind |  | ERC_PHDL | Texas | 48 | Randall | 381 | 48381 | 0.1 | 0 | 2016 | 9999 |  |  | N | Wind | [13 empty] | 0 | 0 | 0 | 0 | [11 empty] | West Texas A & M University | 100 | West Texas A & M University | 100
UL Advanced Wind Turbine Test Facility | 61589_G_UT-1 | 61589 | G | UT-1 |  | Onshore Wind |  | ERC_PHDL | Texas | 48 | Randall | 381 | 48381 | 3.4 | 0 | 2018 | 9999 |  |  | N | Wind | [13 empty] | 0 | 0 | 0 | 0 | [11 empty] | West Texas A & M University | 100 | West Texas A & M University | 100
NRG DG Foxborough Elm CSG | 61590_G_FOXEL | 61590 | G | FOXEL |  | Solar PV |  | NENGREST | Massachusetts | 25 | Norfolk | 21 | 25021 | 2 | 0 | 2017 | 9999 |  |  | N | Solar | [13 empty] | 0 | 0 | 0 | 0 | [11 empty] | NRG DG Foxborough Elm LLC | 100 | NRG Energy Inc | 100
Town of Foxborough - Landfill (SREC II) CSG | 61591_G_FOXLA | 61591 | G | FOXLA |  | Solar PV |  | NENGREST | Massachusetts | 25 | Norfolk | 21 | 25021 | 1.2 | 0 | 2017 | 9999 |  |  | N | Solar | [13 empty] | 0 | 0 | 0 | 0 | [11 empty] | NRG DG Foxborough Landfill LLC | 100 | NRG Energy Inc | 100
Cody Road Wind Farm | 61592_G_WT1 | 61592 | G | WT1 |  | Onshore Wind |  | NY_Z_C&E | New York | 36 | Madison | 53 | 36053 | 2.4 | 0 | 2020 | 9999 |  |  | N | Wind | [13 empty] | 0 | 0 | 0 | 0 | [11 empty] | Green Power LLC | 100 | Green Power LLC | 100
Cody Road Wind Farm | 61592_G_WT2 | 61592 | G | WT2 |  | Onshore Wind |  | NY_Z_C&E | New York | 36 | Madison | 53 | 36053 | 2.4 | 0 | 2020 | 9999 |  |  | N | Wind | [13 empty] | 0 | 0 | 0 | 0 | [11 empty] | Green Power LLC | 100 | Green Power LLC | 100
Cody Road Wind Farm | 61592_G_WT3 | 61592 | G | WT3 |  | Onshore Wind |  | NY_Z_C&E | New York | 36 | Madison | 53 | 36053 | 2.4 | 0 | 2020 | 9999 |  |  | N | Wind | [13 empty] | 0 | 0 | 0 | 0 | [11 empty] | Green Power LLC | 100 | Green Power LLC | 100
Cody Road Wind Farm | 61592_G_WT4 | 61592 | G | WT4 |  | Onshore Wind |  | NY_Z_C&E | New York | 36 | Madison | 53 | 36053 | 2.4 | 0 | 2020 | 9999 |  |  | N | Wind | [13 empty] | 0 | 0 | 0 | 0 | [11 empty] | Green Power LLC | 100 | Green Power LLC | 100
Cody Road Wind Farm | 61592_G_WT5 | 61592 | G | WT5 |  | Onshore Wind |  | NY_Z_C&E | New York | 36 | Madison | 53 | 36053 | 2.4 | 0 | 2020 | 9999 |  |  | N | Wind | [13 empty] | 0 | 0 | 0 | 0 | [11 empty] | Green Power LLC | 100 | Green Power LLC | 100
Westmont 301 | 61593_G_W5791 | 61593 | G | W5791 |  | Solar PV |  | WEC_LADW | California | 6 | Los Angeles | 37 | 06037 | 1.8 | 0 | 2017 | 9999 |  |  | N | Solar | [13 empty] | 0 | 0 | 0 | 0 | [11 empty] | TGC Westmont Holdings LLC | 100 | True Green Capital Management LLC | 100
Westmont 401 | 61594_G_W5792 | 61594 | G | W5792 |  | Solar PV |  | WEC_LADW | California | 6 | Los Angeles | 37 | 06037 | 2 | 0 | 2017 | 9999 |  |  | N | Solar | [13 empty] | 0 | 0 | 0 | 0 | [11 empty] | TGC Westmont Holdings LLC | 100 | True Green Capital Management LLC | 100
Flambeau Solar Partners | 61595_G_FLAMB | 61595 | G | FLAMB |  | Solar PV |  | MIS_MNWI | Wisconsin | 55 | Price | 99 | 55099 | 2.5 | 0 | 2017 | 9999 |  |  | N | Solar | [13 empty] | 0 | 0 | 0 | 0 | [11 empty] | Flambeau Solar Partners LLC | 100 | CMS Energy Corp | 100
Citizens Agawam Landfill Solar | 61596_G_PV1 | 61596 | G | PV1 |  | Solar PV |  | NENGREST | Massachusetts | 25 | Hampden | 13 | 25013 | 1.8 | 0 | 2017 | 9999 |  |  | N | Solar | [13 empty] | 0 | 0 | 0 | 0 | [11 empty] | Citizens Enterprises Corp | 100 | Citizens Enterprises Corp | 100
Norton Landfill Solar | 61597_G_PV1 | 61597 | G | PV1 |  | Solar PV |  | NENGREST | Massachusetts | 25 | Bristol | 5 | 25005 | 1.5 | 0 | 2017 | 9999 |  |  | N | Solar | [13 empty] | 0 | 0 | 0 | 0 | [11 empty] | Citizens Enterprises Corp | 100 | Citizens Enterprises Corp | 100
Tyngsborough Solar | 61598_G_PV1 | 61598 | G | PV1 |  | Solar PV |  | NENGREST | Massachusetts | 25 | Middlesex | 17 | 25017 | 2.6 | 0 | 2017 | 9999 |  |  | N | Solar | [13 empty] | 0 | 0 | 0 | 0 | [11 empty] | Citizens Enterprises Corp | 100 | Citizens Enterprises Corp | 100
New Road Solar, LLC | 61599_G_NEWRD | 61599 | G | NEWRD |  | Solar PV |  | PJM_EMAC | New Jersey | 34 | Monmouth | 25 | 34025 | 10 | 0 | 2018 | 9999 |  |  | N | Solar | [13 empty] | 0 | 0 | 0 | 0 | [11 empty] | New Road Solar LLC | 100 | New Road Solar LLC | 100
Old Bridge Solar Farm | 61600_G_OLDBR | 61600 | G | OLDBR |  | Solar PV |  | PJM_EMAC | New Jersey | 34 | Monmouth | 25 | 34025 | 8.8 | 0 | 2018 | 9999 |  |  | N | Solar | [13 empty] | 0 | 0 | 0 | 0 | [11 empty] | NJR Clean Energy Ventures Corp | 100 | New Jersey Resources Corp | 100
Raritan Solar - 53 Highway | 61601_G_RARIT | 61601 | G | RARIT |  | Solar PV |  | PJM_EMAC | New Jersey | 34 | Hunterdon | 19 | 34019 | 8.4 | 0 | 2018 | 9999 |  |  | N | Solar | [13 empty] | 0 | 0 | 0 | 0 | [11 empty] | GSRP Project Holdings II LLC | 100 | Goldman Sachs Group Inc (The) | 100
CED Chicopee Solar | 61602_G_CSMA | 61602 | G | CSMA |  | Solar PV |  | NENGREST | Massachusetts | 25 | Hampden | 13 | 25013 | 3 | 0 | 2017 | 9999 |  |  | N | Solar | [13 empty] | 0 | 0 | 0 | 0 | [11 empty] | CED Chicopee Solar LLC | 100 | Consolidated Edison Inc | 100
UMASS | 61603_G_UMASS | 61603 | G | UMASS |  | Solar PV |  | NENGREST | Massachusetts | 25 | Hampshire | 15 | 25015 | 4 | 0 | 2016 | 9999 |  |  | N | Solar | [13 empty] | 0 | 0 | 0 | 0 | [11 empty] | University of Massachusetts | 100 | University of Massachusetts | 100
Camden CSD Solar Array | 61604_G_1 | 61604 | G | 1 |  | Solar PV |  | NY_Z_C&E | New York | 36 | Oneida | 65 | 36065 | 1.8 | 0 | 2017 | 9999 |  |  | N | Solar | [13 empty] | 0 | 0 | 0 | 0 | [11 empty] | AEP OnSite Partners LLC | 100 | American Electric Power Co Inc | 100
San Luis Valley Solar Array | 61605_G_1 | 61605 | G | 1 |  | Solar PV |  | WECC_CO | Colorado | 8 | Saguache | 109 | 08109 | 2.7 | 0 | 2017 | 9999 |  |  | N | Solar | [13 empty] | 0 | 0 | 0 | 0 | [11 empty] | AEP OnSite Partners LLC | 100 | American Electric Power Co Inc | 100
Vilas Solar Array | 61606_G_1 | 61606 | G | 1 |  | Solar PV |  | WECC_CO | Colorado | 8 | Baca | 9 | 08009 | 4 | 0 | 2017 | 9999 |  |  | N | Solar | [13 empty] | 0 | 0 | 0 | 0 | [11 empty] | AEP OnSite Partners LLC | 100 | American Electric Power Co Inc | 100
Stenner Creek Solar | 61607_G_CPOLY | 61607 | G | CPOLY |  | Solar PV |  | WEC_CALN | California | 6 | San Luis Obispo | 79 | 06079 | 4.5 | 0 | 2018 | 9999 |  |  | N | Solar | [13 empty] | 0 | 0 | 0 | 0 | [11 empty] | Stenner Creek Solar LLC | 100 | Duke Energy Corp | 100
Montgomery County Solar | 61608_G_1 | 61608 | G | 1 |  | Solar PV |  | PJM_SMAC | Maryland | 24 | Montgomery | 31 | 24031 | 1.9 | 0 | 2018 | 9999 |  |  | N | Solar | [13 empty] | 0 | 0 | 0 | 0 | [11 empty] | Duke Energy Renewables Commercial LLC | 100 | Duke Energy Corp | 100
Heartland Divide Wind Project, LLC | 61609_G_1 | 61609 | G | 1 |  | Onshore Wind |  | MIS_MIDA | Iowa | 19 | Audubon | 9 | 19009 | 103.5 | 0 | 2018 | 9999 |  |  | N | Wind | [13 empty] | 0 | 0 | 0 | 0 | [11 empty] | Heartland Divide Wind Project LLC | 100 | NextEra Energy Inc | 100
NC 102 Project LLC | 61610_G_NC102 | 61610 | G | NC102 |  | Solar PV |  | S_VACA | North Carolina | 37 | Cabarrus | 25 | 37025 | 74.8 | 0 | 2018 | 9999 |  |  | N | Solar | [13 empty] | 0 | 0 | 0 | 0 | [11 empty] | NC 102 Project LLC | 100 | Canadian Solar Inc | 100
Techren | 61611_G_TECH1 | 61611 | G | TECH1 |  | Solar PV |  | WECC_SNV | Nevada | 32 | Clark | 3 | 32003 | 100 | 0 | 2019 | 9999 |  |  | N | Solar | [13 empty] | 0 | 0 | 0 | 0 | [11 empty] | Techren Solar I LLC | 100 | Hanwha Group | 100
WED Kingstown Solar I, LLC - West | 61612_G_KTNEA | 61612 | G | KTNEA |  | Solar PV |  | NENGREST | Rhode Island | 44 | Washington | 9 | 44009 | 1.5 | 0 | 2017 | 9999 |  |  | N | Solar | [13 empty] | 0 | 0 | 0 | 0 | [11 empty] | Wed Kingstown Solar I LLC | 100 | Wind Energy Development | 100
WED Stilson Solar | 61613_G_STILS | 61613 | G | STILS |  | Solar PV |  | NENGREST | Rhode Island | 44 | Washington | 9 | 44009 | 2 | 0 | 2017 | 9999 |  |  | N | Solar | [13 empty] | 0 | 0 | 0 | 0 | [11 empty] | Wed Stilson Solar LLC | 100 | Wind Energy Development | 100
Cyril | 61614_G_1 | 61614 | G | 1 |  | Solar PV |  | SPP_WEST | Oklahoma | 40 | Caddo | 15 | 40015 | 5 | 0 | 2017 | 9999 |  |  | N | Solar | [13 empty] | 0 | 0 | 0 | 0 | [11 empty] | Western Farmers Electric Coop | 100 | Western Farmers Electric Coop | 100
Hinton | 61615_G_1 | 61615 | G | 1 |  | Solar PV |  | SPP_WEST | Oklahoma | 40 | Caddo | 15 | 40015 | 3 | 0 | 2017 | 9999 |  |  | N | Solar | [13 empty] | 0 | 0 | 0 | 0 | [11 empty] | Western Farmers Electric Coop | 100 | Western Farmers Electric Coop | 100
Marietta | 61616_G_1 | 61616 | G | 1 |  | Solar PV |  | SPP_WEST | Oklahoma | 40 | Love | 85 | 40085 | 3 | 0 | 2017 | 9999 |  |  | N | Solar | [13 empty] | 0 | 0 | 0 | 0 | [11 empty] | Western Farmers Electric Coop | 100 | Western Farmers Electric Coop | 100
Pine Ridge | 61617_G_1 | 61617 | G | 1 |  | Solar PV |  | SPP_WEST | Oklahoma | 40 | Caddo | 15 | 40015 | 3 | 0 | 2017 | 9999 |  |  | N | Solar | [13 empty] | 0 | 0 | 0 | 0 | [11 empty] | Western Farmers Electric Coop | 100 | Western Farmers Electric Coop | 100
Tuttle | 61618_G_1 | 61618 | G | 1 |  | Solar PV |  | SPP_WEST | Oklahoma | 40 | Grady | 51 | 40051 | 4 | 0 | 2017 | 9999 |  |  | N | Solar | [13 empty] | 0 | 0 | 0 | 0 | [11 empty] | Western Farmers Electric Coop | 100 | Western Farmers Electric Coop | 100
CDCR (CA) - Solano State Prison | 61619_G_SOLSP | 61619 | G | SOLSP |  | Solar PV |  | WEC_CALN | California | 6 | Solano | 95 | 06095 | 1.1 | 0 | 2013 | 9999 |  |  | N | Solar | [13 empty] | 0 | 0 | 0 | 0 | [11 empty] | SunE Solano SP Owner LLC | 100 | SunEdison | 100
CDCR (CA) - Corcoran State Prison | 61620_G_CORSP | 61620 | G | CORSP |  | Solar PV |  | WEC_CALN | California | 6 | Kings | 31 | 06031 | 5 | 0 | 2013 | 9999 |  |  | N | Solar | [13 empty] | 0 | 0 | 0 | 0 | [11 empty] | SunE Corcoran SP Owner LLC | 100 | SunEdison | 100
CDCR (CA) - Wasco State Prison | 61621_G_WASCO | 61621 | G | WASCO |  | Solar PV |  | WECC_SCE | California | 6 | Kern | 29 | 06029 | 1.5 | 0 | 2013 | 9999 |  |  | N | Solar | [13 empty] | 0 | 0 | 0 | 0 | [11 empty] | SunE Wasco SP Ower LLC | 100 | SunEdison | 100
WED Kingstown Solar I - East Array | 61622_G_KTNWA | 61622 | G | KTNWA |  | Solar PV |  | NENGREST | Rhode Island | 44 | Washington | 9 | 44009 | 3 | 0 | 2017 | 9999 |  |  | N | Solar | [13 empty] | 0 | 0 | 0 | 0 | [11 empty] | Wed Kingstown Solar I LLC | 100 | Wind Energy Development | 100
West Moore Solar II | 61625_G_GEN1 | 61625 | G | GEN1 |  | Solar PV |  | ERC_REST | Texas | 48 | Grayson | 181 | 48181 | 5 | 0 | 2018 | 9999 |  |  | N | Solar | [13 empty] | 0 | 0 | 0 | 0 | [11 empty] | Cypress Creek Renewables LLC | 100 | Cypress Creek Holdings LLC | 100
Dundas Solar Holdings LLC CSG | 61626_G_DU | 61626 | G | DU |  | Solar PV |  | MIS_MNWI | Minnesota | 27 | Rice | 131 | 27131 | 5 | 0 | 2018 | 9999 |  |  | N | Solar | [13 empty] | 0 | 0 | 0 | 0 | [11 empty] | Dundas Solar Holdings LLC | 100 | Nautilus Energy LLC | 100
Waterville Solar Holdings LLC | 61627_G_WA | 61627 | G | WA |  | Solar PV |  | MIS_MNWI | Minnesota | 27 | Le Sueur | 79 | 27079 | 5 | 0 | 2018 | 9999 |  |  | N | Solar | [13 empty] | 0 | 0 | 0 | 0 | [11 empty] | Waterville Solar Holdings LLC | 100 | Nautilus Energy LLC | 100
Kilroy Solar | 61628_G_KILRO | 61628 | G | KILRO |  | Solar PV |  | WEC_SDGE | California | 6 | San Diego | 73 | 06073 | 1.1 | 0 | 2018 | 9999 |  |  | N | Solar | [13 empty] | 0 | 0 | 0 | 0 | [11 empty] | Nautilus Solar Solutions LLC | 100 | Nautilus Energy LLC | 100
West Brookfield Solar - Gilbertsville Rd CSG | 61629_G_WB | 61629 | G | WB |  | Solar PV |  | NENGREST | Massachusetts | 25 | Worcester | 27 | 25027 | 4 | 0 | 2017 | 9999 |  |  | N | Solar | [13 empty] | 0 | 0 | 0 | 0 | [11 empty] | VH West Brookfield LLC | 100 | Virgo Helios LLC | 100
William G Mennen Sports Solar | 61630_G_MENN | 61630 | G | MENN |  | Solar PV |  | PJM_EMAC | New Jersey | 34 | Morris | 27 | 34027 | 1.3 | 0 | 2011 | 9999 |  |  | N | Solar | [13 empty] | 0 | 0 | 0 | 0 | [11 empty] | Nautilus Solar Solutions LLC | 100 | Nautilus Energy LLC | 100
Chiloquin Solar, LLC | 61631_G_CHILO | 61631 | G | CHILO |  | Solar PV |  | WECC_PNW | Oregon | 41 | Klamath | 35 | 41035 | 9.9 | 0 | 2018 | 9999 |  |  | N | Solar | [13 empty] | 0 | 0 | 0 | 0 | [11 empty] | Saturn Power Corp | 100 | Saturn Power Corp | 100
NRG DG Tufts Science LLC CSG | 61633_G_SCIEN | 61633 | G | SCIEN |  | Solar PV |  | NENGREST | Massachusetts | 25 | Worcester | 27 | 25027 | 1 | 0 | 2017 | 9999 |  |  | N | Solar | [13 empty] | 0 | 0 | 0 | 0 | [11 empty] | DG Tufts Science LLC | 100 | Global Infrastructure Partners | 100
NRG DG Dighton LLC CSG | 61634_G_DIGHT | 61634 | G | DIGHT |  | Solar PV |  | NENGREST | Massachusetts | 25 | Bristol | 5 | 25005 | 3.1 | 0 | 2017 | 9999 |  |  | N | Solar | [13 empty] | 0 | 0 | 0 | 0 | [11 empty] | DG Dighton LLC | 100 | Global Infrastructure Partners | 100
NRG DG Tufts Knoll LLC CSG | 61635_G_KNOLL | 61635 | G | KNOLL |  | Solar PV |  | NENGREST | Massachusetts | 25 | Worcester | 27 | 25027 | 2 | 0 | 2017 | 9999 |  |  | N | Solar | [13 empty] | 0 | 0 | 0 | 0 | [11 empty] | SunE DB38 LLC | 100 | SunEdison | 100
NRG DG Webster LLC CSG | 61636_G_WEBST | 61636 | G | WEBST |  | Solar PV |  | NENGREST | Massachusetts | 25 | Worcester | 27 | 25027 | 1.3 | 0 | 2017 | 9999 |  |  | N | Solar | [13 empty] | 0 | 0 | 0 | 0 | [11 empty] | BWC Origination 17 LLC | 100 | SunEdison | 100
Denison Solar Array | 61637_G_PV1 | 61637 | G | PV1 |  | Solar PV |  | PJM_West | Ohio | 39 | Licking | 89 | 39089 | 1.9 | 0 | 2017 | 9999 |  |  | N | Solar | [13 empty] | 0 | 0 | 0 | 0 | [11 empty] | Denison University | 100 | Denison University | 100
Turtle Creek Wind Farm LLC | 61638_G_TC1 | 61638 | G | TC1 |  | Onshore Wind |  | MIS_IA | Iowa | 19 | Mitchell | 131 | 19131 | 200.1 | 0 | 2018 | 9999 |  |  | N | Wind | [13 empty] | 0 | 0 | 0 | 0 | [11 empty] | Turtle Creek Wind Farm LLC | 100 | Energias de Portugal SA | 100
Texon Hydroelectric Project | 61640_G_1 | 61640 | G | 1 |  | Hydro |  | NENGREST | Massachusetts | 25 | Hampden | 13 | 25013 | 1.5 | 0 | 1982 | 9999 |  |  | N | Hydro | [13 empty] | 0 | 0 | 0 | 0 | [11 empty] | Gravity Renewables Inc | 100 | Gravity Renewables Inc | 100
Seneca Falls Hydroelectric Project | 61641_G_23 | 61641 | G | 23 |  | Hydro |  | NY_Z_C&E | New York | 36 | Seneca | 99 | 36099 | 1.7 | 0 | 1917 | 9999 |  |  | N | Hydro | [13 empty] | 0 | 0 | 0 | 0 | [11 empty] | Gravity Renewables Inc | 100 | Gravity Renewables Inc | 100
Seneca Falls Hydroelectric Project | 61641_G_24 | 61641 | G | 24 |  | Hydro |  | NY_Z_C&E | New York | 36 | Seneca | 99 | 36099 | 1.7 | 0 | 1917 | 9999 |  |  | N | Hydro | [13 empty] | 0 | 0 | 0 | 0 | [11 empty] | Gravity Renewables Inc | 100 | Gravity Renewables Inc | 100
Seneca Falls Hydroelectric Project | 61641_G_25 | 61641 | G | 25 |  | Hydro |  | NY_Z_C&E | New York | 36 | Seneca | 99 | 36099 | 1.7 | 0 | 1917 | 9999 |  |  | N | Hydro | [13 empty] | 0 | 0 | 0 | 0 | [11 empty] | Gravity Renewables Inc | 100 | Gravity Renewables Inc | 100
Waterloo Hydroelectric Project | 61642_G_10 | 61642 | G | 10 |  | Hydro |  | NY_Z_C&E | New York | 36 | Seneca | 99 | 36099 | 0.5 | 0 | 1915 | 9999 |  |  | N | Hydro | [13 empty] | 0 | 0 | 0 | 0 | [11 empty] | Gravity Renewables Inc | 100 | Gravity Renewables Inc | 100
Waterloo Hydroelectric Project | 61642_G_11 | 61642 | G | 11 |  | Hydro |  | NY_Z_C&E | New York | 36 | Seneca | 99 | 36099 | 0.5 | 0 | 1915 | 9999 |  |  | N | Hydro | [13 empty] | 0 | 0 | 0 | 0 | [11 empty] | Gravity Renewables Inc | 100 | Gravity Renewables Inc | 100
Waterloo Hydroelectric Project | 61642_G_12 | 61642 | G | 12 |  | Hydro |  | NY_Z_C&E | New York | 36 | Seneca | 99 | 36099 | 0.5 | 0 | 1915 | 9999 |  |  | N | Hydro | [13 empty] | 0 | 0 | 0 | 0 | [11 empty] | Gravity Renewables Inc | 100 | Gravity Renewables Inc | 100
Denton Energy Center | 61643_G_DEC1 | 61643 | G | DEC1 |  | Combustion Turbine | IC Engine | ERC_REST | Texas | 48 | Denton | 121 | 48121 | 18.8 | 10745 | 2018 | 9999 |  |  | N | Natural Gas | [13 empty] | 0.01771 | 0.01771 | 0.01771 | 0.01771 | [11 empty] | Denton Municipal Electric | 100 | Denton Municipal Electric | 100
Denton Energy Center | 61643_G_DEC10 | 61643 | G | DEC10 |  | Combustion Turbine | IC Engine | ERC_REST | Texas | 48 | Denton | 121 | 48121 | 18.8 | 10745 | 2018 | 9999 |  |  | N | Natural Gas | [13 empty] | 0.01459 | 0.01459 | 0.01459 | 0.01459 | [11 empty] | Denton Municipal Electric | 100 | Denton Municipal Electric | 100
Denton Energy Center | 61643_G_DEC11 | 61643 | G | DEC11 |  | Combustion Turbine | IC Engine | ERC_REST | Texas | 48 | Denton | 121 | 48121 | 18.8 | 10745 | 2018 | 9999 |  |  | N | Natural Gas | [13 empty] | 0.01397 | 0.01397 | 0.01397 | 0.01397 | [11 empty] | Denton Municipal Electric | 100 | Denton Municipal Electric | 100
Denton Energy Center | 61643_G_DEC12 | 61643 | G | DEC12 |  | Combustion Turbine | IC Engine | ERC_REST | Texas | 48 | Denton | 121 | 48121 | 18.8 | 10745 | 2018 | 9999 |  |  | N | Natural Gas | [13 empty] | 0.019 | 0.019 | 0.019 | 0.019 | [11 empty] | Denton Municipal Electric | 100 | Denton Municipal Electric | 100
Denton Energy Center | 61643_G_DEC2 | 61643 | G | DEC2 |  | Combustion Turbine | IC Engine | ERC_REST | Texas | 48 | Denton | 121 | 48121 | 18.8 | 10745 | 2018 | 9999 |  |  | N | Natural Gas | [13 empty] | 0.01747 | 0.01747 | 0.01747 | 0.01747 | [11 empty] | Denton Municipal Electric | 100 | Denton Municipal Electric | 100
Denton Energy Center | 61643_G_DEC3 | 61643 | G | DEC3 |  | Combustion Turbine | IC Engine | ERC_REST | Texas | 48 | Denton | 121 | 48121 | 18.8 | 10745 | 2018 | 9999 |  |  | N | Natural Gas | [13 empty] | 0.01589 | 0.01589 | 0.01589 | 0.01589 | [11 empty] | Denton Municipal Electric | 100 | Denton Municipal Electric | 100
Denton Energy Center | 61643_G_DEC4 | 61643 | G | DEC4 |  | Combustion Turbine | IC Engine | ERC_REST | Texas | 48 | Denton | 121 | 48121 | 18.8 | 10745 | 2018 | 9999 |  |  | N | Natural Gas | [13 empty] | 0.01442 | 0.01442 | 0.01442 | 0.01442 | [11 empty] | Denton Municipal Electric | 100 | Denton Municipal Electric | 100
Denton Energy Center | 61643_G_DEC5 | 61643 | G | DEC5 |  | Combustion Turbine | IC Engine | ERC_REST | Texas | 48 | Denton | 121 | 48121 | 18.8 | 10745 | 2018 | 9999 |  |  | N | Natural Gas | [13 empty] | 0.01639 | 0.01639 | 0.01639 | 0.01639 | [11 empty] | Denton Municipal Electric | 100 | Denton Municipal Electric | 100
Denton Energy Center | 61643_G_DEC6 | 61643 | G | DEC6 |  | Combustion Turbine | IC Engine | ERC_REST | Texas | 48 | Denton | 121 | 48121 | 18.8 | 10745 | 2018 | 9999 |  |  | N | Natural Gas | [13 empty] | 0.01773 | 0.01773 | 0.01773 | 0.01773 | [11 empty] | Denton Municipal Electric | 100 | Denton Municipal Electric | 100
Denton Energy Center | 61643_G_DEC7 | 61643 | G | DEC7 |  | Combustion Turbine | IC Engine | ERC_REST | Texas | 48 | Denton | 121 | 48121 | 18.8 | 10745 | 2018 | 9999 |  |  | N | Natural Gas | [13 empty] | 0.01607 | 0.01607 | 0.01607 | 0.01607 | [11 empty] | Denton Municipal Electric | 100 | Denton Municipal Electric | 100
Denton Energy Center | 61643_G_DEC8 | 61643 | G | DEC8 |  | Combustion Turbine | IC Engine | ERC_REST | Texas | 48 | Denton | 121 | 48121 | 18.8 | 10745 | 2018 | 9999 |  |  | N | Natural Gas | [13 empty] | 0.01892 | 0.01892 | 0.01892 | 0.01892 | [11 empty] | Denton Municipal Electric | 100 | Denton Municipal Electric | 100
Denton Energy Center | 61643_G_DEC9 | 61643 | G | DEC9 |  | Combustion Turbine | IC Engine | ERC_REST | Texas | 48 | Denton | 121 | 48121 | 18.8 | 10745 | 2018 | 9999 |  |  | N | Natural Gas | [13 empty] | 0.01706 | 0.01706 | 0.01706 | 0.01706 | [11 empty] | Denton Municipal Electric | 100 | Denton Municipal Electric | 100
August Wind Farm | 61644_G_AUG | 61644 | G | AUG |  | Onshore Wind |  | MIS_IA | Iowa | 19 | Taylor | 173 | 19173 | 1.8 | 0 | 2017 | 9999 |  |  | N | Wind | [13 empty] | 0 | 0 | 0 | 0 | [11 empty] | August Wind Energy LLC | 100 | August Wind Energy LLC | 100
Altair Community Solar Garden | 61645_G_ALTA | 61645 | G | ALTA |  | Solar PV |  | MIS_MNWI | Minnesota | 27 | Waseca | 161 | 27161 | 1 | 0 | 2019 | 9999 |  |  | N | Solar | [13 empty] | 0 | 0 | 0 | 0 | [11 empty] | Altair Community Solar Garden LLC | 100 | Altair Energy Trading Inc | 100
New Orleans Solar Power Plant | 61647_G_NOSPB | 61647 | G | NOSPB |  | Energy Storage |  | MIS_AMSO | Louisiana | 22 | Orleans | 71 | 22071 | 0.5 | 0 | 2016 | 9999 |  |  | N | Energy Storage | [13 empty] | 0 | 0 | 0 | 0 | [11 empty] | Entergy New Orleans Inc | 100 | Entergy Corp | 100
New Orleans Solar Power Plant | 61647_G_NOSPS | 61647 | G | NOSPS |  | Solar PV |  | MIS_AMSO | Louisiana | 22 | Orleans | 71 | 22071 | 1.1 | 0 | 2016 | 9999 |  |  | N | Solar | [13 empty] | 0 | 0 | 0 | 0 | [11 empty] | Entergy New Orleans Inc | 100 | Entergy Corp | 100
Robins Air Force Base Solar | 61648_G_1 | 61648 | G | 1 |  | Solar PV |  | S_SOU | Georgia | 13 | Houston | 153 | 13153 | 139 | 0 | 2019 | 9999 |  |  | N | Solar | [13 empty] | 0 | 0 | 0 | 0 | [11 empty] | Georgia Power Co | 100 | Southern Co | 100
Capricornus Community Solar Garden | 61651_G_CAPR | 61651 | G | CAPR |  | Solar PV |  | MIS_MNWI | Minnesota | 27 | Stearns | 145 | 27145 | 1 | 0 | 2019 | 9999 |  |  | N | Solar | [13 empty] | 0 | 0 | 0 | 0 | [11 empty] | Capricornus Community Solar Garden LLC | 100 | Capricornus Community Solar Garden LLC | 100
Fiber Recovery, Inc. | 61652_G_ENG1 | 61652 | G | ENG1 |  | Landfill Gas |  | MIS_WUMS | Wisconsin | 55 | Marathon | 73 | 55073 | 0.8 | 10488 | 2008 | 9999 |  |  | Y | Landfill Gas | [13 empty] | 0.22117 | 0.22117 | 0.22117 | 0.22117 | [11 empty] | Fiber Recovery Inc | 100 | Fiber Recovery Inc | 100
Fiber Recovery, Inc. | 61652_G_ENG2 | 61652 | G | ENG2 |  | Landfill Gas |  | MIS_WUMS | Wisconsin | 55 | Marathon | 73 | 55073 | 0.8 | 10488 | 2008 | 9999 |  |  | Y | Landfill Gas | [13 empty] | 0.22117 | 0.22117 | 0.22117 | 0.22117 | [11 empty] | Fiber Recovery Inc | 100 | Fiber Recovery Inc | 100
Fiber Recovery, Inc. | 61652_G_ENG3 | 61652 | G | ENG3 |  | Landfill Gas |  | MIS_WUMS | Wisconsin | 55 | Marathon | 73 | 55073 | 0.8 | 10488 | 2008 | 9999 |  |  | Y | Landfill Gas | [13 empty] | 0.22117 | 0.22117 | 0.22117 | 0.22117 | [11 empty] | Fiber Recovery Inc | 100 | Fiber Recovery Inc | 100
Balm Solar | 61654_G_PV1 | 61654 | G | PV1 |  | Solar PV |  | FRCC | Florida | 12 | Hillsborough | 57 | 12057 | 72.9 | 0 | 2018 | 9999 |  |  | N | Solar | [13 empty] | 0 | 0 | 0 | 0 | [11 empty] | Tampa Electric Co | 100 | TECO Energy Inc | 100
Bonnie Mine Solar | 61655_G_PV1 | 61655 | G | PV1 |  | Solar PV |  | FRCC | Florida | 12 | Polk | 105 | 12105 | 35 | 0 | 2019 | 9999 |  |  | N | Solar | [13 empty] | 0 | 0 | 0 | 0 | [11 empty] | Tampa Electric Co | 100 | TECO Energy Inc | 100
Grange Hall Solar | 61656_G_PV1 | 61656 | G | PV1 |  | Solar PV |  | FRCC | Florida | 12 | Hillsborough | 57 | 12057 | 61 | 0 | 2019 | 9999 |  |  | N | Solar | [13 empty] | 0 | 0 | 0 | 0 | [11 empty] | Tampa Electric Co | 100 | TECO Energy Inc | 100
Lake Hancock Solar | 61657_G_PV1 | 61657 | G | PV1 |  | Solar PV |  | FRCC | Florida | 12 | Polk | 105 | 12105 | 49.6 | 0 | 2019 | 9999 |  |  | N | Solar | [13 empty] | 0 | 0 | 0 | 0 | [11 empty] | Tampa Electric Co | 100 | TECO Energy Inc | 100
Cougar Solar, LLC | 61658_G_COUGR | 61658 | G | COUGR |  | Solar PV |  | S_VACA | North Carolina | 37 | Lee | 105 | 37105 | 1.9 | 0 | 2017 | 9999 |  |  | N | Solar | [13 empty] | 0 | 0 | 0 | 0 | [11 empty] | Cougar Solar LLC | 100 | Cate Street Capital LLC | 100
Whirlpool Corp-Greenville Wind Farm | 61660_G_WTG1 | 61660 | G | WTG1 |  | Onshore Wind |  | PJM_West | Ohio | 39 | Darke | 37 | 39037 | 1.5 | 0 | 2018 | 9999 |  |  | N | Wind | [13 empty] | 0 | 0 | 0 | 0 | [11 empty] | OEE XXVI LLC | 100 | One Energy Capital Corp | 100
Whirlpool Corp-Greenville Wind Farm | 61660_G_WTG2 | 61660 | G | WTG2 |  | Onshore Wind |  | PJM_West | Ohio | 39 | Darke | 37 | 39037 | 1.5 | 0 | 2018 | 9999 |  |  | N | Wind | [13 empty] | 0 | 0 | 0 | 0 | [11 empty] | OEE XXVI LLC | 100 | One Energy Capital Corp | 100
Whirlpool Corp-Greenville Wind Farm | 61660_G_WTG3 | 61660 | G | WTG3 |  | Onshore Wind |  | PJM_West | Ohio | 39 | Darke | 37 | 39037 | 1.5 | 0 | 2018 | 9999 |  |  | N | Wind | [13 empty] | 0 | 0 | 0 | 0 | [11 empty] | OEE XXVI LLC | 100 | One Energy Capital Corp | 100
Vista Energy Storage System | 61661_G_VISTA | 61661 | G | VISTA |  | Energy Storage |  | WEC_SDGE | California | 6 | San Diego | 73 | 06073 | 40 | 0 | 2018 | 9999 |  |  | N | Energy Storage | [13 empty] | 0 | 0 | 0 | 0 | [11 empty] | Vista Energy Storage LLC | 100 | LS Power Group | 100
Carrizozo Solar | 61662_G_PV1 | 61662 | G | PV1 |  | Solar PV |  | WECC_NM | New Mexico | 35 | Lincoln | 27 | 35027 | 3 | 0 | 2018 | 9999 |  |  | N | Solar | [13 empty] | 0 | 0 | 0 | 0 | [11 empty] | SoCore Energy LLC | 100 | SoCore Energy | 100
Lithia Solar | 61663_G_GEN1 | 61663 | G | GEN1 |  | Solar PV |  | FRCC | Florida | 12 | Hillsborough | 57 | 12057 | 74.5 | 0 | 2019 | 9999 |  |  | N | Solar | [13 empty] | 0 | 0 | 0 | 0 | [11 empty] | Tampa Electric Co | 100 | TECO Energy Inc | 100
Payne Creek Solar | 61665_G_GEN1 | 61665 | G | GEN1 |  | Solar PV |  | FRCC | Florida | 12 | Polk | 105 | 12105 | 68.9 | 0 | 2018 | 9999 |  |  | N | Solar | [13 empty] | 0 | 0 | 0 | 0 | [11 empty] | Tampa Electric Co | 100 | TECO Energy Inc | 100
Peace Creek Solar | 61666_G_GEN | 61666 | G | GEN |  | Solar PV |  | FRCC | Florida | 12 | Polk | 105 | 12105 | 55.4 | 0 | 2019 | 9999 |  |  | N | Solar | [13 empty] | 0 | 0 | 0 | 0 | [11 empty] | Tampa Electric Co | 100 | TECO Energy Inc | 100
Wimauma Solar | 61667_G_1 | 61667 | G | 1 |  | Solar PV |  | FRCC | Florida | 12 | Hillsborough | 57 | 12057 | 74.5 | 0 | 2020 | 9999 |  |  | N | Solar | [13 empty] | 0 | 0 | 0 | 0 | [11 empty] | Tampa Electric Co | 100 | TECO Energy Inc | 100
Creston Ridge II, LLC | 61668_G_CR2-1 | 61668 | G | CR2-1 |  | Onshore Wind |  | SPP_NEBR | Nebraska | 31 | Platte | 141 | 31141 | 2.3 | 0 | 2017 | 9999 |  |  | N | Wind | [13 empty] | 0 | 0 | 0 | 0 | [11 empty] | Creston Ridge II LLC | 100 | Bluestem LLC | 100
Creston Ridge II, LLC | 61668_G_CR2-2 | 61668 | G | CR2-2 |  | Onshore Wind |  | SPP_NEBR | Nebraska | 31 | Platte | 141 | 31141 | 2.3 | 0 | 2017 | 9999 |  |  | N | Wind | [13 empty] | 0 | 0 | 0 | 0 | [11 empty] | Creston Ridge II LLC | 100 | Bluestem LLC | 100
Creston Ridge II, LLC | 61668_G_CR2-3 | 61668 | G | CR2-3 |  | Onshore Wind |  | SPP_NEBR | Nebraska | 31 | Platte | 141 | 31141 | 2.3 | 0 | 2017 | 9999 |  |  | N | Wind | [13 empty] | 0 | 0 | 0 | 0 | [11 empty] | Creston Ridge II LLC | 100 | Bluestem LLC | 100
Scandia Community Solar Garden | 61669_G_SCAND | 61669 | G | SCAND |  | Solar PV |  | MIS_MNWI | Minnesota | 27 | Washington | 163 | 27163 | 2.5 | 0 | 2018 | 9999 |  |  | N | Solar | [13 empty] | 0 | 0 | 0 | 0 | [11 empty] | DG Minnesota CSG LLC | 100 | NextEra Energy Inc | 100
RJC II Community Solar Garden | 61670_G_RJCII | 61670 | G | RJCII |  | Solar PV |  | MIS_MNWI | Minnesota | 27 | Steele | 147 | 27147 | 1 | 0 | 2018 | 9999 |  |  | N | Solar | [13 empty] | 0 | 0 | 0 | 0 | [11 empty] | RJC II CSG LLC | 100 | RJC II CSG LLC | 100
Betcher Community Solar Garden | 61671_G_BETCH | 61671 | G | BETCH |  | Solar PV |  | MIS_MNWI | Minnesota | 27 | Goodhue | 49 | 27049 | 1 | 0 | 2018 | 9999 |  |  | N | Solar | [13 empty] | 0 | 0 | 0 | 0 | [11 empty] | Betcher CSG LLC | 100 | Betcher CSG LLC | 100
Sherburne Community Solar | 61672_G_PV1 | 61672 | G | PV1 |  | Solar PV |  | MIS_MNWI | Minnesota | 27 | Sherburne | 141 | 27141 | 5 | 0 | 2018 | 9999 |  |  | N | Solar | [13 empty] | 0 | 0 | 0 | 0 | [11 empty] | AEP OnSite Partners LLC | 100 | American Electric Power Co Inc | 100
Arkwright Summit Wind Farm LLC | 61673_G_WT | 61673 | G | WT |  | Onshore Wind |  | NY_Z_A | New York | 36 | Chautauqua | 13 | 36013 | 78.4 | 0 | 2018 | 9999 |  |  | N | Wind | [13 empty] | 0 | 0 | 0 | 0 | [11 empty] | Arkwright Summit Wind Farm LLC | 100 | Energias de Portugal SA | 100
Wildcat Ranch Wind Project | 61674_G_WT | 61674 | G | WT |  | Onshore Wind |  | SPP_SPS | Texas | 48 | Cochran | 79 | 48079 | 150 | 0 | 2018 | 9999 |  |  | N | Wind | [13 empty] | 0 | 0 | 0 | 0 | [11 empty] | Wildcat Ranch Wind Project LLC | 100 | NextEra Energy Inc | 100
NCSU CCUP Cogeneration Plant | 61675_G_CTG1 | 61675 | G | CTG1 |  | Combustion Turbine |  | S_VACA | North Carolina | 37 | Wake | 183 | 37183 | 5.6 | 8700 | 2019 | 9999 |  |  | Y | Natural Gas, Distillate Fuel Oil | [13 empty] | 0.011 | 0.011 | 0.011 | 0.011 | [11 empty] | North Carolina State University | 100 | North Carolina State University | 100
NCSU CCUP Cogeneration Plant | 61675_G_STG | 61675 | G | STG |  | O/G Steam |  | S_VACA | North Carolina | 37 | Wake | 183 | 37183 | 1 | 8300 | 2019 | 9999 |  |  | Y | Natural Gas | [13 empty] | 0.23063 | 0.23063 | 0.23063 | 0.23063 | [11 empty] | North Carolina State University | 100 | North Carolina State University | 100
NCSU Cates Cogeneration Plant | 61676_G_CTG1 | 61676 | G | CTG1 |  | Combustion Turbine |  | S_VACA | North Carolina | 37 | Wake | 183 | 37183 | 4.7 | 11605 | 2012 | 9999 |  |  | Y | Natural Gas, Distillate Fuel Oil | [13 empty] | 0.23894 | 0.23894 | 0.23894 | 0.23894 | [11 empty] | North Carolina State University | 100 | North Carolina State University | 100
NCSU Cates Cogeneration Plant | 61676_G_CTG2 | 61676 | G | CTG2 |  | Combustion Turbine |  | S_VACA | North Carolina | 37 | Wake | 183 | 37183 | 4.7 | 11605 | 2012 | 9999 |  |  | Y | Natural Gas, Distillate Fuel Oil | [13 empty] | 0.23894 | 0.23894 | 0.23894 | 0.23894 | [11 empty] | North Carolina State University | 100 | North Carolina State University | 100
Perennial Windfarm | 61677_G_T-1 | 61677 | G | T-1 |  | Onshore Wind |  | SPP_NEBR | Nebraska | 31 | Fillmore | 59 | 31059 | 2.3 | 0 | 2018 | 9999 |  |  | N | Wind | [13 empty] | 0 | 0 | 0 | 0 | [11 empty] | Perennial Wind LLC | 100 | Perennial Wind LLC | 100
Perennial Windfarm | 61677_G_T-2 | 61677 | G | T-2 |  | Onshore Wind |  | SPP_NEBR | Nebraska | 31 | Fillmore | 59 | 31059 | 2.3 | 0 | 2018 | 9999 |  |  | N | Wind | [13 empty] | 0 | 0 | 0 | 0 | [11 empty] | Perennial Wind LLC | 100 | Perennial Wind LLC | 100
Perennial Windfarm | 61677_G_T-3 | 61677 | G | T-3 |  | Onshore Wind |  | SPP_NEBR | Nebraska | 31 | Fillmore | 59 | 31059 | 2.3 | 0 | 2018 | 9999 |  |  | N | Wind | [13 empty] | 0 | 0 | 0 | 0 | [11 empty] | Perennial Wind LLC | 100 | Perennial Wind LLC | 100
Pinal Central Energy Center | 61678_G_BA1 | 61678 | G | BA1 |  | Energy Storage |  | WECC_AZ | Arizona | 4 | Pinal | 21 | 04021 | 10 | 0 | 2018 | 9999 |  |  | N | Energy Storage | [13 empty] | 0 | 0 | 0 | 0 | [11 empty] | Pinal Central Energy Center LLC | 100 | NextEra Energy Inc | 100
Pinal Central Energy Center | 61678_G_PCEC | 61678 | G | PCEC |  | Solar PV |  | WECC_AZ | Arizona | 4 | Pinal | 21 | 04021 | 20 | 0 | 2018 | 9999 |  |  | N | Solar | [13 empty] | 0 | 0 | 0 | 0 | [11 empty] | Pinal Central Energy Center LLC | 100 | NextEra Energy Inc | 100
Cox Battery Energy Storage | 61679_G_1 | 61679 | G | 1 |  | Energy Storage |  | SPP_N | Missouri | 29 | Greene | 77 | 29077 | 1.2 | 0 | 2017 | 9999 |  |  | N | Energy Storage | [13 empty] | 0 | 0 | 0 | 0 | [11 empty] | Springfield MO (City of) | 100 | Springfield MO (City of) | 100
Tatanka Wi | 61680_G_MMPA | 61680 | G | MMPA |  | Solar PV |  | MIS_MNWI | Minnesota | 27 | Wright | 171 | 27171 | 7.1 | 0 | 2017 | 9999 |  |  | N | Solar | [13 empty] | 0 | 0 | 0 | 0 | [11 empty] | HQC Tatanka WI Solar Power Generation Station LLC | 100 | Hanwha Group | 100
Middle Daisy | 61681_G_10257 | 61681 | G | 10257 |  | Solar PV |  | SPP_SPS | New Mexico | 35 | Lea | 25 | 35025 | 5 | 0 | 2017 | 9999 |  |  | N | Solar | [13 empty] | 0 | 0 | 0 | 0 | [11 empty] | Middle Daisy LLC | 100 | Onyx Renewable Partners LP | 100
USG 1 | 61682_G_USG1 | 61682 | G | USG1 |  | Solar PV |  | WECC_IID | California | 6 | Imperial | 25 | 06025 | 1 | 0 | 2014 | 9999 |  |  | N | Solar | [13 empty] | 0 | 0 | 0 | 0 | [11 empty] | USG Corp | 100 | USG Corp | 100
USG 2 | 61683_G_USG2 | 61683 | G | USG2 |  | Solar PV |  | WECC_IID | California | 6 | Imperial | 25 | 06025 | 1 | 0 | 2015 | 9999 |  |  | N | Solar | [13 empty] | 0 | 0 | 0 | 0 | [11 empty] | ZGlobal Inc | 100 | Alaywan Trust | 100
Johnson 1 Community Solar | 61686_G_PV1 | 61686 | G | PV1 |  | Solar PV |  | MIS_MNWI | Minnesota | 27 | Chisago | 25 | 27025 | 1 | 0 | 2018 | 9999 |  |  | N | Solar | [13 empty] | 0 | 0 | 0 | 0 | [11 empty] | Johnson I CSG LLC | 100 | Johnson I CSG LLC | 100
North Gooding Main Hydro | 61688_G_NGM1 | 61688 | G | NGM1 |  | Hydro |  | WECC_ID | Idaho | 16 | Gooding | 47 | 16047 | 1.3 | 0 | 2016 | 9999 |  |  | N | Hydro | [13 empty] | 0 | 0 | 0 | 0 | [11 empty] | North Gooding Main Hydro LLC | 100 | Ted Sorenson | 100
Grimm Community Solar | 61689_G_PV1 | 61689 | G | PV1 |  | Solar PV |  | MIS_MNWI | Minnesota | 27 | Renville | 129 | 27129 | 1 | 0 | 2018 | 9999 |  |  | N | Solar | [13 empty] | 0 | 0 | 0 | 0 | [11 empty] | Grimm CSG LLC | 100 | Grimm CSG LLC | 100
Foreman's Hill Community Solar | 61690_G_FOREM | 61690 | G | FOREM |  | Solar PV |  | MIS_MNWI | Minnesota | 27 | Goodhue | 49 | 27049 | 5 | 0 | 2018 | 9999 |  |  | N | Solar | [13 empty] | 0 | 0 | 0 | 0 | [11 empty] | Foremans Hill CSG LLC | 100 | Foremans Hill CSG LLC | 100
IVC Solar | 61692_G_IVCS | 61692 | G | IVCS |  | Solar PV |  | WECC_IID | California | 6 | Imperial | 25 | 06025 | 3 | 0 | 2016 | 9999 |  |  | N | Solar | [13 empty] | 0 | 0 | 0 | 0 | [11 empty] | Apex Ivc Holdings LLC | 100 | Alaywan Trust | 100
Buckleberry Solar | 61693_G_GEN | 61693 | G | GEN |  | Solar PV |  | S_VACA | North Carolina | 37 | Lenoir | 107 | 37107 | 52.1 | 0 | 2018 | 9999 |  |  | N | Solar | [13 empty] | 0 | 0 | 0 | 0 | [11 empty] | Buckleberry Solar LLC | 100 | John Laing Group PLC | 100
Johnson II Community Solar | 61695_G_PV1 | 61695 | G | PV1 |  | Solar PV |  | MIS_MNWI | Minnesota | 27 | Chisago | 25 | 27025 | 1 | 0 | 2018 | 9999 |  |  | N | Solar | [13 empty] | 0 | 0 | 0 | 0 | [11 empty] | Johnson II CSG LLC | 100 | Johnson II CSG LLC | 100
Twiggs Solar | 61696_G_TWIGG | 61696 | G | TWIGG |  | Solar PV |  | S_SOU | Georgia | 13 | Twiggs | 289 | 13289 | 200 | 0 | 2020 | 9999 |  |  | N | Solar | [13 empty] | 0 | 0 | 0 | 0 | [11 empty] | Twiggs County Solar LLC | 100 | Origis Energy | 100
Ivory Solar | 61697_G_IVORY | 61697 | G | IVORY |  | Solar PV |  | ERC_WEST | Texas | 48 | Dawson | 115 | 48115 | 50 | 0 | 2018 | 9999 |  |  | N | Solar | [13 empty] | 0 | 0 | 0 | 0 | [11 empty] | OCI Lamesa Solar II LLC | 100 | OCI Company Ltd | 100
Folsom SP and CSP Sacramento | 61698_G_FOLSM | 61698 | G | FOLSM |  | Solar PV |  | WEC_BANC | California | 6 | Sacramento | 67 | 06067 | 1.3 | 0 | 2019 | 9999 |  |  | N | Solar | [13 empty] | 0 | 0 | 0 | 0 | [11 empty] | Ecoplexus Inc | 100 | Ecoplexus Inc | 100
Otarre Solar Park | 61699_G_OTRRE | 61699 | G | OTRRE |  | Solar PV |  | S_VACA | South Carolina | 45 | Lexington | 63 | 45063 | 1.6 | 0 | 2017 | 9999 |  |  | N | Solar | [13 empty] | 0 | 0 | 0 | 0 | [11 empty] | Tig Sun Energy IV LLC | 100 | Intertech Group (The) | 100
PowerFin Kingsbery | 61700_G_PFPKB | 61700 | G | PFPKB |  | Solar PV |  | ERC_REST | Texas | 48 | Travis | 453 | 48453 | 2.6 | 0 | 2018 | 9999 |  |  | N | Solar | [13 empty] | 0 | 0 | 0 | 0 | [11 empty] | PowerFin ASL 1 LLC | 100 | Powerfin Asl 1 LLC | 100
Seabrook Solar | 61701_G_GEN1 | 61701 | G | GEN1 |  | Solar PV |  | S_VACA | South Carolina | 45 | Beaufort | 13 | 45013 | 70.5 | 0 | 2019 | 9999 |  |  | N | Solar | [13 empty] | 0 | 0 | 0 | 0 | [11 empty] | Seabrook Solar LLC | 100 | Adger Solar LLC | 100
Greater New Bedford LFG Utiliz. Facility | 61702_G_11052 | 61702 | G | 11052 |  | Landfill Gas |  | NENGREST | Massachusetts | 25 | Bristol | 5 | 25005 | 3.2 | 13500 | 2005 | 9999 |  |  | N | Landfill Gas | [13 empty] | 0.22117 | 0.22117 | 0.22117 | 0.22117 | [11 empty] | Commonwealth New Bedford Energy LLC | 100 | Commonwealth Resource Management Corp | 100
Aquila Community Solar | 61704_G_AQUI | 61704 | G | AQUI |  | Solar PV |  | MIS_MNWI | Minnesota | 27 | Pope | 121 | 27121 | 1 | 0 | 2019 | 9999 |  |  | N | Solar | [13 empty] | 0 | 0 | 0 | 0 | [11 empty] | Aquila Community Solar Gardens LLC | 100 | Evergy Inc | 100
Arcturus Community Solar | 61705_G_ARCT | 61705 | G | ARCT |  | Solar PV |  | MIS_MNWI | Minnesota | 27 | Le Sueur | 79 | 27079 | 1 | 0 | 2018 | 9999 |  |  | N | Solar | [13 empty] | 0 | 0 | 0 | 0 | [11 empty] | Arcturus Community Solar Garden LLC | 100 | Arcturus Power Trading LLC | 100
Auriga Community Solar | 61706_G_AURI | 61706 | G | AURI |  | Solar PV |  | MIS_MNWI | Minnesota | 27 | Murray | 101 | 27101 | 1 | 0 | 2018 | 9999 |  |  | N | Solar | [13 empty] | 0 | 0 | 0 | 0 | [11 empty] | Auriga Community Solar Garden LLC | 100 | Auriga Capital Management | 100
Canopus Community Solar | 61707_G_CANO | 61707 | G | CANO |  | Solar PV |  | MIS_MNWI | Minnesota | 27 | Stearns | 145 | 27145 | 1 | 0 | 2019 | 9999 |  |  | N | Solar | [13 empty] | 0 | 0 | 0 | 0 | [11 empty] | Canopus Community Solar Garden LLC | 100 | Canopus Power Trading LLC | 100
Sagitta Community Solar | 61708_G_SAGI | 61708 | G | SAGI |  | Solar PV |  | MIS_MNWI | Minnesota | 27 | Chippewa | 23 | 27023 | 1 | 0 | 2018 | 9999 |  |  | N | Solar | [13 empty] | 0 | 0 | 0 | 0 | [11 empty] | Sagitta Community Solar Garden LLC | 100 | Sagitta Community Solar Garden LLC | 100
Libra Community Solar | 61709_G_LIBR | 61709 | G | LIBR |  | Solar PV |  | MIS_MNWI | Minnesota | 27 | Pope | 121 | 27121 | 1 | 0 | 2018 | 9999 |  |  | N | Solar | [13 empty] | 0 | 0 | 0 | 0 | [11 empty] | Libra Community Solar Garden LLC | 100 | Libra Group (The) | 100
Aquarius Community Solar | 61710_G_AQUA | 61710 | G | AQUA |  | Solar PV |  | MIS_MNWI | Minnesota | 27 | Lyon | 83 | 27083 | 1 | 0 | 2019 | 9999 |  |  | N | Solar | [13 empty] | 0 | 0 | 0 | 0 | [11 empty] | Aquarius Community Solar Gardens LLC | 100 | General Electric Co | 100
Cassiopeia Community Solar | 61711_G_CASS | 61711 | G | CASS |  | Solar PV |  | MIS_MNWI | Minnesota | 27 | Pope | 121 | 27121 | 1 | 0 | 2019 | 9999 |  |  | N | Solar | [13 empty] | 0 | 0 | 0 | 0 | [11 empty] | Cassiopeia Community Solar Garden LLC | 100 | Cassiopeia Community Solar Garden LLC | 100
Crux Community Solar | 61712_G_CRUX | 61712 | G | CRUX |  | Solar PV |  | MIS_MNWI | Minnesota | 27 | Dodge | 39 | 27039 | 1 | 0 | 2019 | 9999 |  |  | N | Solar | [13 empty] | 0 | 0 | 0 | 0 | [11 empty] | Crux Community Solar Gardens LLC | 100 | Crux Community Solar Gardens LLC | 100
Leo Community Solar | 61713_G_LEO | 61713 | G | LEO |  | Solar PV |  | MIS_MNWI | Minnesota | 27 | Murray | 101 | 27101 | 1 | 0 | 2018 | 9999 |  |  | N | Solar | [13 empty] | 0 | 0 | 0 | 0 | [11 empty] | Advanced Microgrid Solutions Inc | 100 | Advanced Microgrid Solutions Inc | 100
Deneb Community Solar | 61715_G_DENE | 61715 | G | DENE |  | Solar PV |  | MIS_MNWI | Minnesota | 27 | Kandiyohi | 67 | 27067 | 1 | 0 | 2019 | 9999 |  |  | N | Solar | [13 empty] | 0 | 0 | 0 | 0 | [11 empty] | Deneb Community Solar Garden LLC | 100 | Deneb Community Solar Garden LLC | 100
Kaus Community Solar | 61716_G_KAUS | 61716 | G | KAUS |  | Solar PV |  | MIS_MNWI | Minnesota | 27 | Dodge | 39 | 27039 | 1 | 0 | 2019 | 9999 |  |  | N | Solar | [13 empty] | 0 | 0 | 0 | 0 | [11 empty] | Kaus Community Solar Garden LLC | 100 | Kaus Community Solar Garden LLC | 100
IRE Solar I, LLC | 61717_G_SSIRE | 61717 | G | SSIRE |  | Solar PV |  | NY_Z_D | New York | 36 | St Lawrence | 89 | 36089 | 1 | 0 | 2017 | 9999 |  |  | N | Solar | [13 empty] | 0 | 0 | 0 | 0 | [11 empty] | IRE Solar 1 LLC | 100 | Greenwood Energy | 100
Aerolease | 61718_G_APLEX | 61718 | G | APLEX |  | Solar PV |  | WEC_LADW | California | 6 | Los Angeles | 37 | 06037 | 1.1 | 0 | 2018 | 9999 |  |  | N | Solar | [13 empty] | 0 | 0 | 0 | 0 | [11 empty] | PCS Energy LLC | 100 | PCS Energy LLC | 100
CJ Solar I, LLC | 61719_G_LWCJ1 | 61719 | G | LWCJ1 |  | Solar PV |  | NY_Z_D | New York | 36 | St Lawrence | 89 | 36089 | 2 | 0 | 2018 | 9999 |  |  | N | Solar | [13 empty] | 0 | 0 | 0 | 0 | [11 empty] | CJ Solar 1 LLC | 100 | Greenwood Energy | 100
COU Solar I, LLC | 61720_G_LECOU | 61720 | G | LECOU |  | Solar PV |  | NY_Z_D | New York | 36 | St Lawrence | 89 | 36089 | 1.5 | 0 | 2018 | 9999 |  |  | N | Solar | [13 empty] | 0 | 0 | 0 | 0 | [11 empty] | COU Solar 1 LLC | 100 | Greenwood Energy | 100
HEBT Irvine 1 | 61722_G_IRV01 | 61722 | G | IRV01 |  | Energy Storage |  | WECC_SCE | California | 6 | Orange | 59 | 06059 | 1 | 0 | 2018 | 9999 |  |  | N | Energy Storage | [13 empty] | 0 | 0 | 0 | 0 | [11 empty] | Advanced Microgrid Solutions Inc | 100 | Advanced Microgrid Solutions Inc | 100
HEBT Irvine 1 | 61722_G_IRV1W | 61722 | G | IRV1W |  | Energy Storage |  | WECC_SCE | California | 6 | Orange | 59 | 06059 | 4.5 | 0 | 2018 | 9999 |  |  | N | Energy Storage | [13 empty] | 0 | 0 | 0 | 0 | [11 empty] | Advanced Microgrid Solutions Inc | 100 | Advanced Microgrid Solutions Inc | 100
HEBT Irvine 2 | 61723_G_IRV06 | 61723 | G | IRV06 |  | Energy Storage |  | WECC_SCE | California | 6 | Orange | 59 | 06059 | 2.5 | 0 | 2018 | 9999 |  |  | N | Energy Storage | [13 empty] | 0 | 0 | 0 | 0 | [11 empty] | Advanced Microgrid Solutions Inc | 100 | Advanced Microgrid Solutions Inc | 100
HEBT Irvine 2 | 61723_G_IRV2W | 61723 | G | IRV2W |  | Energy Storage |  | WECC_SCE | California | 6 | Orange | 59 | 06059 | 3.3 | 0 | 2018 | 9999 |  |  | N | Energy Storage | [13 empty] | 0 | 0 | 0 | 0 | [11 empty] | Advanced Microgrid Solutions Inc | 100 | Advanced Microgrid Solutions Inc | 100
Onyx - Saratoga Springs Landfill Solar CSG | 61724_G_10254 | 61724 | G | 10254 |  | Solar PV |  | NY_Z_F | New York | 36 | Saratoga | 91 | 36091 | 2 | 0 | 2017 | 9999 |  |  | N | Solar | [13 empty] | 0 | 0 | 0 | 0 | [11 empty] | Solar Mission SunE LLC | 100 | Onyx Renewable Partners LP | 100
Madison County | 61725_G_PV1 | 61725 | G | PV1 |  | Solar PV |  | NY_Z_C&E | New York | 36 | Madison | 53 | 36053 | 1.8 | 0 | 2017 | 9999 |  |  | N | Solar | [13 empty] | 0 | 0 | 0 | 0 | [11 empty] | AEP OnSite Partners LLC | 100 | American Electric Power Co Inc | 100
Onyx - Pembroke Landfill Solar | 61726_G_10244 | 61726 | G | 10244 |  | Solar PV |  | NENGREST | Massachusetts | 25 | Plymouth | 23 | 25023 | 2.4 | 0 | 2017 | 9999 |  |  | N | Solar | [13 empty] | 0 | 0 | 0 | 0 | [11 empty] | Onyx Asset Services Group LLC | 100 | Onyx Renewable Partners LP | 100
Onyx - Brockton Thatcher Landfill Solar CSG | 61727_G_10238 | 61727 | G | 10238 |  | Solar PV |  | NENGREST | Massachusetts | 25 | Plymouth | 23 | 25023 | 3.7 | 0 | 2017 | 9999 |  |  | N | Solar | [13 empty] | 0 | 0 | 0 | 0 | [11 empty] | Solar Mission SunE LLC | 100 | Onyx Renewable Partners LP | 100
Barrett Farm Solar - Phase I | 61728_G_10263 | 61728 | G | 10263 |  | Solar PV |  | NENG_CT | Connecticut | 9 | Windham | 15 | 09015 | 2.4 | 0 | 2017 | 9999 |  |  | N | Solar | [13 empty] | 0 | 0 | 0 | 0 | [11 empty] | Onyx Asset Services Group LLC | 100 | Onyx Renewable Partners LP | 100
Richmond Solar Site 2 | 61729_G_SRIC2 | 61729 | G | SRIC2 |  | Solar PV |  | PJM_West | Indiana | 18 | Wayne | 177 | 18177 | 7.5 | 0 | 2018 | 9999 |  |  | N | Solar | [13 empty] | 0 | 0 | 0 | 0 | [11 empty] | Indiana Municipal Power Agency | 100 | Indiana Municipal Power Agency | 100
MA Solar Storage 1 Hybrid | 61730_G_61730 | 61730 | G | 61730 |  | Energy Storage |  | NENGREST | Massachusetts | 25 | Worcester | 27 | 25027 | 1 | 0 | 2018 | 9999 |  |  | N | Energy Storage | [13 empty] | 0 | 0 | 0 | 0 | [11 empty] | Origis Energy USA Inc | 100 | Origis Energy | 100
MA Solar Storage 1 Hybrid | 61730_G_SCSS1 | 61730 | G | SCSS1 |  | Solar PV |  | NENGREST | Massachusetts | 25 | Worcester | 27 | 25027 | 1.1 | 0 | 2018 | 9999 |  |  | N | Solar | [13 empty] | 0 | 0 | 0 | 0 | [11 empty] | Origis Energy USA Inc | 100 | Origis Energy | 100
Solten Plainville 6000, LLC | 61731_G_PLAIN | 61731 | G | PLAIN |  | Solar PV |  | NENGREST | Massachusetts | 25 | Norfolk | 21 | 25021 | 4.9 | 0 | 2017 | 9999 |  |  | N | Solar | [13 empty] | 0 | 0 | 0 | 0 | [11 empty] | Solar Projectco 6 LLC | 100 | Soltage LLC | 100
Randolph | 61732_G_RAND | 61732 | G | RAND |  | Solar PV |  | NENGREST | Massachusetts | 25 | Norfolk | 21 | 25021 | 3.8 | 0 | 2017 | 9999 |  |  | N | Solar | [13 empty] | 0 | 0 | 0 | 0 | [11 empty] | Solar Projectco 6 LLC | 100 | Soltage LLC | 100
Haywood Solar | 61733_G_HWOOD | 61733 | G | HWOOD |  | Solar PV |  | S_C_TVA | Tennessee | 47 | Haywood | 75 | 47075 | 3 | 0 | 2017 | 9999 |  |  | N | Solar | [13 empty] | 0 | 0 | 0 | 0 | [11 empty] | Haywood Solar LLC | 100 | Silicon Ranch Corp | 100
Seneca Nation Cattaraugus Wind Turbine | 61734_G_1 | 61734 | G | 1 |  | Onshore Wind |  | NY_Z_A | New York | 36 | Erie | 29 | 36029 | 1.5 | 0 | 2017 | 9999 |  |  | N | Wind | [13 empty] | 0 | 0 | 0 | 0 | [11 empty] | Seneca Nation of Indians | 100 | Seneca Nation of Indians | 100
Hilltopper Wind Project | 61735_G_WT1 | 61735 | G | WT1 |  | Onshore Wind |  | MIS_IL | Illinois | 17 | Logan | 107 | 17107 | 185 | 0 | 2019 | 9999 |  |  | N | Wind | [13 empty] | 0 | 0 | 0 | 0 | [11 empty] | Enel Green Power Hilltopper Wind LLC | 100 | Enel SpA | 100
Woods Hill Solar | 61736_G_PV1 | 61736 | G | PV1 |  | Solar PV |  | NENG_CT | Connecticut | 9 | Windham | 15 | 09015 | 20 | 0 | 2018 | 9999 |  |  | N | Solar | [13 empty] | 0 | 0 | 0 | 0 | [11 empty] | Woods Hill Solar LLC | 100 | Enel SpA | 100
Navy Yard Peaker Station | 61737_G_GEN1 | 61737 | G | GEN1 |  | Combustion Turbine | IC Engine | PJM_EMAC | Pennsylvania | 42 | Philadelphia | 101 | 42101 | 2 | 12807 | 2017 | 9999 |  |  | N | Natural Gas | [13 empty] | 1.061 | 1.061 | 1.061 | 1.061 | [11 empty] | Philadelphia Industrial Development Corp | 100 | Philadelphia Industrial Development Corp | 100
Navy Yard Peaker Station | 61737_G_GEN2 | 61737 | G | GEN2 |  | Combustion Turbine | IC Engine | PJM_EMAC | Pennsylvania | 42 | Philadelphia | 101 | 42101 | 2 | 12807 | 2017 | 9999 |  |  | N | Natural Gas | [13 empty] | 1.061 | 1.061 | 1.061 | 1.061 | [11 empty] | Philadelphia Industrial Development Corp | 100 | Philadelphia Industrial Development Corp | 100
Navy Yard Peaker Station | 61737_G_GEN3 | 61737 | G | GEN3 |  | Combustion Turbine | IC Engine | PJM_EMAC | Pennsylvania | 42 | Philadelphia | 101 | 42101 | 2 | 12807 | 2017 | 9999 |  |  | N | Natural Gas | [13 empty] | 1.061 | 1.061 | 1.061 | 1.061 | [11 empty] | Philadelphia Industrial Development Corp | 100 | Philadelphia Industrial Development Corp | 100
Navy Yard Peaker Station | 61737_G_GEN4 | 61737 | G | GEN4 |  | Combustion Turbine | IC Engine | PJM_EMAC | Pennsylvania | 42 | Philadelphia | 101 | 42101 | 2 | 10745 | 2018 | 9999 |  |  | N | Natural Gas | [13 empty] | 1.061 | 1.061 | 1.061 | 1.061 | [11 empty] | Philadelphia Industrial Development Corp | 100 | Philadelphia Industrial Development Corp | 100
GWCC PV Solar Farm | 61738_G_SOLAR | 61738 | G | SOLAR |  | Solar PV |  | PJM_SMAC | Maryland | 24 | Prince Georges | 33 | 24033 | 1.6 | 0 | 2015 | 9999 |  |  | N | Solar | [13 empty] | 0 | 0 | 0 | 0 | [11 empty] | US Dept of Agriculture | 100 | US Dept of Agriculture | 100
Gratis Road Solar Facility | 61740_G_GR01 | 61740 | G | GR01 |  | Solar PV |  | S_SOU | Georgia | 13 | Walton | 297 | 13297 | 3 | 0 | 2018 | 9999 |  |  | N | Solar | [13 empty] | 0 | 0 | 0 | 0 | [11 empty] | Walton Solar LLC | 100 | Walton Solar LLC | 100
Kingsberry Energy Storage System | 61741_G_KBESS | 61741 | G | KBESS |  | Energy Storage |  | ERC_REST | Texas | 48 | Travis | 453 | 48453 | 1.5 | 0 | 2018 | 9999 |  |  | N | Energy Storage | [13 empty] | 0 | 0 | 0 | 0 | [11 empty] | Austin Energy | 100 | Austin Energy | 100
System Control Center | 61742_G_GEN1 | 61742 | G | GEN1 |  | Energy Storage |  | ERC_REST | Texas | 48 | Travis | 453 | 48453 | 2.5 | 0 | 2012 | 9999 |  |  | N | Energy Storage | [13 empty] | 0 | 0 | 0 | 0 | [11 empty] | Austin Energy | 100 | Austin Energy | 100
System Control Center | 61742_G_GEN2 | 61742 | G | GEN2 |  | Energy Storage |  | ERC_REST | Texas | 48 | Travis | 453 | 48453 | 2.5 | 0 | 2012 | 9999 |  |  | N | Energy Storage | [13 empty] | 0 | 0 | 0 | 0 | [11 empty] | Austin Energy | 100 | Austin Energy | 100
Naval Sub Base New London Fuel Cell | 61743_G_MMH2 | 61743 | G | MMH2 |  | Fuel Cell |  | NENG_CT | Connecticut | 9 | New London | 11 | 09011 | 3.7 | 9500 | 2020 | 9999 |  |  | N | Natural Gas | [13 empty] | 0 | 0 | 0 | 0 | [11 empty] | Groton Fuel Cell I LLC | 100 | FuelCell Energy Inc | 100
Naval Sub Base New London Fuel Cell | 61743_G_MMH3 | 61743 | G | MMH3 |  | Fuel Cell |  | NENG_CT | Connecticut | 9 | New London | 11 | 09011 | 3.7 | 9500 | 2021 | 9999 |  |  | N | Natural Gas | [13 empty] | 0 | 0 | 0 | 0 | [11 empty] | Groton Fuel Cell I LLC | 100 | FuelCell Energy Inc | 100
L'Oreal Solar - Florence | 61744_G_1 | 61744 | G | 1 |  | Solar PV |  | PJM_West | Kentucky | 21 | Boone | 15 | 21015 | 1.1 | 0 | 2017 | 9999 |  |  | N | Solar | [13 empty] | 0 | 0 | 0 | 0 | [11 empty] | Loreal USA Inc | 100 | Loréal SA | 100
Aurora County Wind | 61745_G_ACSD | 61745 | G | ACSD |  | Onshore Wind |  | SPP_WAUE | South Dakota | 46 | Aurora | 3 | 46003 | 20 | 0 | 2018 | 9999 |  |  | N | Wind | [13 empty] | 0 | 0 | 0 | 0 | [11 empty] | Aurora County Wind LLC | 100 | Consolidated Edison Inc | 100
Brule County Wind | 61746_G_BCSD | 61746 | G | BCSD |  | Onshore Wind |  | SPP_WAUE | South Dakota | 46 | Brule | 15 | 46015 | 20 | 0 | 2018 | 9999 |  |  | N | Wind | [13 empty] | 0 | 0 | 0 | 0 | [11 empty] | Brule County Wind LLC | 100 | Consolidated Edison Inc | 100
Foxtail Wind, LLC | 61747_G_1 | 61747 | G | 1 |  | Onshore Wind |  | MIS_MAPP | North Dakota | 38 | Dickey | 21 | 38021 | 150 | 0 | 2019 | 9999 |  |  | N | Wind | [13 empty] | 0 | 0 | 0 | 0 | [11 empty] | Xcel Energy Inc | 100 | Xcel Energy Inc | 100
Southern Current One, LLC | 61748_G_PRGE1 | 61748 | G | PRGE1 |  | Solar PV |  | S_VACA | South Carolina | 45 | Allendale | 5 | 45005 | 10.2 | 0 | 2017 | 9999 |  |  | N | Solar | [13 empty] | 0 | 0 | 0 | 0 | [11 empty] | Southern Current One LLC | 100 | Cypress Creek Holdings LLC | 100
Wistaria Ranch Solar | 61750_G_WICA | 61750 | G | WICA |  | Solar PV |  | WECC_IID | California | 6 | Imperial | 25 | 06025 | 100 | 0 | 2018 | 9999 |  |  | N | Solar | [13 empty] | 0 | 0 | 0 | 0 | [11 empty] | CED Wistaria Solar LLC | 100 | Consolidated Edison Inc | 100
Rotor Clip | 61751_G_RCLIP | 61751 | G | RCLIP |  | Solar PV |  | PJM_EMAC | New Jersey | 34 | Somerset | 35 | 34035 | 2.7 | 0 | 2018 | 9999 |  |  | N | Solar | [13 empty] | 0 | 0 | 0 | 0 | [11 empty] | Merit Sustainable Infrastructure | 100 | Merit Sustainable Infrastructure | 100
Quincy II Solar Garden | 61752_G_PV1 | 61752 | G | PV1 |  | Solar PV |  | WECC_CO | Colorado | 8 | Arapahoe | 5 | 08005 | 1.5 | 0 | 2018 | 9999 |  |  | N | Solar | [13 empty] | 0 | 0 | 0 | 0 | [11 empty] | AEP OnSite Partners LLC | 100 | American Electric Power Co Inc | 100
Imboden Solar Garden | 61753_G_PV1 | 61753 | G | PV1 |  | Solar PV |  | WECC_CO | Colorado | 8 | Adams | 1 | 08001 | 1.5 | 0 | 2018 | 9999 |  |  | N | Solar | [13 empty] | 0 | 0 | 0 | 0 | [11 empty] | AEP OnSite Partners LLC | 100 | American Electric Power Co Inc | 100
Imboden Solar Garden | 61753_G_PV2 | 61753 | G | PV2 |  | Solar PV |  | WECC_CO | Colorado | 8 | Adams | 1 | 08001 | 1.5 | 0 | 2018 | 9999 |  |  | N | Solar | [13 empty] | 0 | 0 | 0 | 0 | [11 empty] | AEP OnSite Partners LLC | 100 | American Electric Power Co Inc | 100
SunSelect1 | 61754_G_1 | 61754 | G | 1 |  | Combustion Turbine | IC Engine | WECC_SCE | California | 6 | Kern | 29 | 06029 | 3.3 | 9240 | 2018 | 9999 |  |  | Y | Natural Gas | [13 empty] | 1.061 | 1.061 | 1.061 | 1.061 | [11 empty] | Sunselect Produce (California) Inc | 100 | Sunselect Produce (California) Inc | 100
SunSelect1 | 61754_G_2 | 61754 | G | 2 |  | Combustion Turbine | IC Engine | WECC_SCE | California | 6 | Kern | 29 | 06029 | 3.3 | 9240 | 2018 | 9999 |  |  | Y | Natural Gas | [13 empty] | 1.061 | 1.061 | 1.061 | 1.061 | [11 empty] | Sunselect Produce (California) Inc | 100 | Sunselect Produce (California) Inc | 100
East Acres Solar NG, LLC | 61755_G_EA | 61755 | G | EA |  | Solar PV |  | NENGREST | Massachusetts | 25 | Berkshire | 3 | 25003 | 5.8 | 0 | 2017 | 9999 |  |  | N | Solar | [13 empty] | 0 | 0 | 0 | 0 | [11 empty] | Nugen Capital Management | 100 | Nugen Capital Management LLC | 100
Meadow Lake Wind Farm VI LLC | 61756_G_MWLVI | 61756 | G | MWLVI |  | Onshore Wind |  | MIS_INKY | Indiana | 18 | Benton | 7 | 18007 | 200.4 | 0 | 2018 | 9999 |  |  | N | Wind | [13 empty] | 0 | 0 | 0 | 0 | [11 empty] | Meadow Lake Wind Farm VI LLC | 100 | Energias de Portugal SA | 100
Gaston County Renewable Energy Center | 61758_G_GEN1 | 61758 | G | GEN1 |  | Landfill Gas |  | S_VACA | North Carolina | 37 | Gaston | 71 | 37071 | 1.4 | 13500 | 2011 | 9999 |  |  | N | Landfill Gas | [13 empty] | 0.22117 | 0.22117 | 0.22117 | 0.22117 | [11 empty] | Gaston County Solid Waste & Recycling Division | 100 | Gaston County NC | 100
Gaston County Renewable Energy Center | 61758_G_GEN2 | 61758 | G | GEN2 |  | Landfill Gas |  | S_VACA | North Carolina | 37 | Gaston | 71 | 37071 | 1.4 | 13500 | 2011 | 9999 |  |  | N | Landfill Gas | [13 empty] | 0.22117 | 0.22117 | 0.22117 | 0.22117 | [11 empty] | Gaston County Solid Waste & Recycling Division | 100 | Gaston County NC | 100
Gaston County Renewable Energy Center | 61758_G_GEN3 | 61758 | G | GEN3 |  | Landfill Gas |  | S_VACA | North Carolina | 37 | Gaston | 71 | 37071 | 1.4 | 13500 | 2011 | 9999 |  |  | N | Landfill Gas | [13 empty] | 0.22117 | 0.22117 | 0.22117 | 0.22117 | [11 empty] | Gaston County Solid Waste & Recycling Division | 100 | Gaston County NC | 100
Covington Solar Farm | 61759_G_CVS1 | 61759 | G | CVS1 |  | Solar PV |  | SPP_WEST | Oklahoma | 40 | Garfield | 47 | 40047 | 10 | 0 | 2018 | 9999 |  |  | N | Solar | [13 empty] | 0 | 0 | 0 | 0 | [11 empty] | OGE Energy Corp | 100 | OGE Energy Corp | 100
Sherburne North Project CSG | 61762_G_SHERB | 61762 | G | SHERB |  | Solar PV |  | MIS_MNWI | Minnesota | 27 | Sherburne | 141 | 27141 | 5 | 0 | 2018 | 9999 |  |  | N | Solar | [13 empty] | 0 | 0 | 0 | 0 | [11 empty] | DG Minnesota CSG LLC | 100 | NextEra Energy Inc | 100
Sunshine Gateway Solar Energy Center | 61763_G_1 | 61763 | G | 1 |  | Solar PV |  | FRCC | Florida | 12 | Columbia | 23 | 12023 | 74.5 | 0 | 2019 | 9999 |  |  | N | Solar | [13 empty] | 0 | 0 | 0 | 0 | [11 empty] | Florida Power & Light Co | 100 | NextEra Energy Inc | 100
Gore Mountain Solar II | 61764_G_SNWH2 | 61764 | G | SNWH2 |  | Solar PV |  | NY_Z_F | New York | 36 | Washington | 115 | 36115 | 2 | 0 | 2016 | 9999 |  |  | N | Solar | [13 empty] | 0 | 0 | 0 | 0 | [11 empty] | Gore Mountain | 100 | Gore Mountain | 100
HGS Solar I | 61765_G_SNWH1 | 61765 | G | SNWH1 |  | Solar PV |  | NY_Z_F | New York | 36 | Washington | 115 | 36115 | 2 | 0 | 2016 | 9999 |  |  | N | Solar | [13 empty] | 0 | 0 | 0 | 0 | [11 empty] | HGS Solar I LLC | 100 | HGS Solar I LLC | 100
Miami Dade Solar Energy Center | 61766_G_1 | 61766 | G | 1 |  | Solar PV |  | FRCC | Florida | 12 | Miami Dade | 86 | 12086 | 74.5 | 0 | 2019 | 9999 |  |  | N | Solar | [13 empty] | 0 | 0 | 0 | 0 | [11 empty] | Florida Power & Light Co | 100 | NextEra Energy Inc | 100
Pioneer Trail Solar Energy Center | 61767_G_1 | 61767 | G | 1 |  | Solar PV |  | FRCC | Florida | 12 | Volusia | 127 | 12127 | 74.5 | 0 | 2019 | 9999 |  |  | N | Solar | [13 empty] | 0 | 0 | 0 | 0 | [11 empty] | Florida Power & Light Co | 100 | NextEra Energy Inc | 100
Interstate Solar Energy Center | 61768_G_1 | 61768 | G | 1 |  | Solar PV |  | FRCC | Florida | 12 | St Lucie | 111 | 12111 | 74.5 | 0 | 2019 | 9999 |  |  | N | Solar | [13 empty] | 0 | 0 | 0 | 0 | [11 empty] | Florida Power & Light Co | 100 | NextEra Energy Inc | 100
Syncarpha Hancock I CSG | 61769_G_SYNH1 | 61769 | G | SYNH1 |  | Solar PV |  | NENGREST | Massachusetts | 25 | Berkshire | 3 | 25003 | 2 | 0 | 2017 | 9999 |  |  | N | Solar | [13 empty] | 0 | 0 | 0 | 0 | [11 empty] | Syncarpha Hancock I LLC | 100 | Syncarpha Capital | 100
Syncarpha Hancock II CSG | 61770_G_SYNH2 | 61770 | G | SYNH2 |  | Solar PV |  | NENGREST | Massachusetts | 25 | Berkshire | 3 | 25003 | 2 | 0 | 2017 | 9999 |  |  | N | Solar | [13 empty] | 0 | 0 | 0 | 0 | [11 empty] | Syncarpha Hancock II LLC | 100 | Syncarpha Capital | 100
Syncarpha Hancock III CSG | 61771_G_SYNH3 | 61771 | G | SYNH3 |  | Solar PV |  | NENGREST | Massachusetts | 25 | Berkshire | 3 | 25003 | 1 | 0 | 2017 | 9999 |  |  | N | Solar | [13 empty] | 0 | 0 | 0 | 0 | [11 empty] | Syncarpha Hancock III LLC | 100 | Syncarpha Capital | 100
Palmas Wind, LLC | 61773_G_PW | 61773 | G | PW |  | Onshore Wind |  | ERC_REST | Texas | 48 | Cameron | 61 | 48061 | 142.6 | 0 | 2020 | 9999 |  |  | N | Wind | [13 empty] | 0 | 0 | 0 | 0 | [11 empty] | Palmas Wind LLC | 100 | Acciona Energia | 100
Syncarpha Still River, LLC CSG | 61774_G_SYNBO | 61774 | G | SYNBO |  | Solar PV |  | NENGREST | Massachusetts | 25 | Worcester | 27 | 25027 | 2 | 0 | 2016 | 9999 |  |  | N | Solar | [13 empty] | 0 | 0 | 0 | 0 | [11 empty] | Syncarpha Still River LLC | 100 | Syncarpha Capital | 100
Town of Otis Wind Energy Project | 61775_G_OT196 | 61775 | G | OT196 |  | Onshore Wind |  | NENGREST | Massachusetts | 25 | Berkshire | 3 | 25003 | 1.5 | 0 | 2018 | 9999 |  |  | N | Wind | [13 empty] | 0 | 0 | 0 | 0 | [11 empty] | Otis MA (Town of) | 100 | Otis MA (Town of) | 100
Midway Wind, LLC | 61776_G_MIDWY | 61776 | G | MIDWY |  | Onshore Wind |  | ERC_REST | Texas | 48 | San Patricio | 409 | 48409 | 162.9 | 0 | 2019 | 9999 |  |  | N | Wind | [13 empty] | 0 | 0 | 0 | 0 | [11 empty] | Midway Wind LLC | 100 | Sammons Enterprises Inc | 100
Brevard | 61777_G_ENG1 | 61777 | G | ENG1 |  | Landfill Gas |  | FRCC | Florida | 12 | Brevard | 9 | 12009 | 1.6 | 13500 | 2008 | 9999 |  |  | N | Landfill Gas | [13 empty] | 0.14031 | 0.14031 | 0.14031 | 0.14031 | [11 empty] | Brevard Energy LLC | 100 | Brevard Energy LLC | 100
Brevard | 61777_G_ENG2 | 61777 | G | ENG2 |  | Landfill Gas |  | FRCC | Florida | 12 | Brevard | 9 | 12009 | 1.6 | 13500 | 2008 | 9999 |  |  | N | Landfill Gas | [13 empty] | 0.14031 | 0.14031 | 0.14031 | 0.14031 | [11 empty] | Brevard Energy LLC | 100 | Brevard Energy LLC | 100
Brevard | 61777_G_ENG3 | 61777 | G | ENG3 |  | Landfill Gas |  | FRCC | Florida | 12 | Brevard | 9 | 12009 | 1.6 | 13500 | 2008 | 9999 |  |  | N | Landfill Gas | [13 empty] | 0.14031 | 0.14031 | 0.14031 | 0.14031 | [11 empty] | Brevard Energy LLC | 100 | Brevard Energy LLC | 100
Brevard | 61777_G_ENG4 | 61777 | G | ENG4 |  | Landfill Gas |  | FRCC | Florida | 12 | Brevard | 9 | 12009 | 1.6 | 13500 | 2008 | 9999 |  |  | N | Landfill Gas | [13 empty] | 0.14031 | 0.14031 | 0.14031 | 0.14031 | [11 empty] | Brevard Energy LLC | 100 | Brevard Energy LLC | 100
Brevard | 61777_G_ENG5 | 61777 | G | ENG5 |  | Landfill Gas |  | FRCC | Florida | 12 | Brevard | 9 | 12009 | 1.6 | 13500 | 2008 | 9999 |  |  | N | Landfill Gas | [13 empty] | 0.14031 | 0.14031 | 0.14031 | 0.14031 | [11 empty] | Brevard Energy LLC | 100 | Brevard Energy LLC | 100
Brevard | 61777_G_ENG6 | 61777 | G | ENG6 |  | Landfill Gas |  | FRCC | Florida | 12 | Brevard | 9 | 12009 | 1.6 | 13500 | 2008 | 9999 |  |  | N | Landfill Gas | [13 empty] | 0.14031 | 0.14031 | 0.14031 | 0.14031 | [11 empty] | Brevard Energy LLC | 100 | Brevard Energy LLC | 100
North 301 Solar | 61778_G_N301 | 61778 | G | N301 |  | Solar PV |  | PJM_Dom | North Carolina | 37 | Halifax | 83 | 37083 | 26.9 | 0 | 2019 | 9999 |  |  | N | Solar | [13 empty] | 0 | 0 | 0 | 0 | [11 empty] | North 301 Solar | 100 | North 301 Solar | 100
Hernando | 61779_G_ENG1 | 61779 | G | ENG1 |  | Landfill Gas |  | FRCC | Florida | 12 | Hernando | 53 | 12053 | 1.6 | 13500 | 2010 | 9999 |  |  | N | Landfill Gas | [13 empty] | 0.2265 | 0.2265 | 0.2265 | 0.2265 | [11 empty] | Timberline Energy LLC | 100 | Archaea Energy Inc | 100
Seminole Energy | 61780_G_ENG1 | 61780 | G | ENG1 |  | Landfill Gas |  | FRCC | Florida | 12 | Seminole | 117 | 12117 | 1.6 | 13500 | 2007 | 9999 |  |  | N | Landfill Gas | [13 empty] | 0.24661 | 0.24661 | 0.24661 | 0.24661 | [11 empty] | Seminole Energy LLC | 100 | Continuum Energy | 100
Seminole Energy | 61780_G_ENG2 | 61780 | G | ENG2 |  | Landfill Gas |  | FRCC | Florida | 12 | Seminole | 117 | 12117 | 1.6 | 13500 | 2007 | 9999 |  |  | N | Landfill Gas | [13 empty] | 0.24661 | 0.24661 | 0.24661 | 0.24661 | [11 empty] | Seminole Energy LLC | 100 | Continuum Energy | 100
Seminole Energy | 61780_G_ENG3 | 61780 | G | ENG3 |  | Landfill Gas |  | FRCC | Florida | 12 | Seminole | 117 | 12117 | 1.6 | 13500 | 2007 | 9999 |  |  | N | Landfill Gas | [13 empty] | 0.24661 | 0.24661 | 0.24661 | 0.24661 | [11 empty] | Seminole Energy LLC | 100 | Continuum Energy | 100
Edenton Solar | 61781_G_EDE | 61781 | G | EDE |  | Solar PV |  | PJM_Dom | North Carolina | 37 | Chowan | 41 | 37041 | 5 | 0 | 2019 | 9999 |  |  | N | Solar | [13 empty] | 0 | 0 | 0 | 0 | [11 empty] | Edenton Solar LLC | 100 | Edenton Solar LLC | 100
Live Oak Wind Project | 61782_G_WTGS | 61782 | G | WTGS |  | Onshore Wind |  | ERC_WEST | Texas | 48 | Schleicher | 413 | 48413 | 199.5 | 0 | 2019 | 9999 |  |  | N | Wind | [13 empty] | 0 | 0 | 0 | 0 | [11 empty] | Live Oak Wind Project LLC | 100 | ENGIE SA | 100
Upstream Wind Energy LLC | 61784_G_UWE | 61784 | G | UWE |  | Onshore Wind |  | SPP_NEBR | Nebraska | 31 | Antelope | 3 | 31003 | 202.5 | 0 | 2018 | 9999 |  |  | N | Wind | [13 empty] | 0 | 0 | 0 | 0 | [11 empty] | Upstream Wind Energy LLC | 100 | WEC Energy Group Inc | 100
Camilla Solar Energy Project | 61785_G_CAMSR | 61785 | G | CAMSR |  | Solar PV |  | S_SOU | Georgia | 13 | Mitchell | 205 | 13205 | 160 | 0 | 2019 | 9999 |  |  | N | Solar | [13 empty] | 0 | 0 | 0 | 0 | [11 empty] | Camilla Solar Energy LLC | 100 | Invenergy LLC | 100
Trinity College Fuel Cell | 61786_G_MB-22 | 61786 | G | MB-22 |  | Fuel Cell |  | NENG_CT | Connecticut | 9 | Hartford | 3 | 09003 | 1.4 | 9500 | 2018 | 9999 |  |  | N | Natural Gas | [13 empty] | 0 | 0 | 0 | 0 | [11 empty] | AEP OnSite Partners LLC | 100 | American Electric Power Co Inc | 100
Bishop Hill III | 61787_G_BHIII | 61787 | G | BHIII |  | Onshore Wind |  | PJM_COMD | Illinois | 17 | Henry | 73 | 17073 | 119 | 0 | 2018 | 9999 |  |  | N | Wind | [13 empty] | 0 | 0 | 0 | 0 | [11 empty] | Bishop Hill Energy III LLC | 100 | WEC Energy Group Inc | 100
Hilltop Power | 61788_G_WT | 61788 | G | WT |  | Onshore Wind |  | MIS_MNWI | Minnesota | 27 | Pipestone | 117 | 27117 | 2 | 0 | 2008 | 9999 |  |  | N | Wind | [13 empty] | 0 | 0 | 0 | 0 | [11 empty] | Hilltop Power LLC | 100 | Hilltop Power LLC | 100
Diamond Vista Wind Project, LLC | 61789_G_DV | 61789 | G | DV |  | Onshore Wind |  | SPP_N | Kansas | 20 | Marion | 115 | 20115 | 299.3 | 0 | 2019 | 9999 |  |  | N | Wind | [13 empty] | 0 | 0 | 0 | 0 | [11 empty] | Enel Green Power Diamond Vista Wind Project LLC | 100 | Enel SpA | 100
Shaw Creek Solar, LLC | 61790_G_SHAWC | 61790 | G | SHAWC |  | Solar PV |  | S_VACA | South Carolina | 45 | Aiken | 3 | 45003 | 74.9 | 0 | 2019 | 9999 |  |  | N | Solar | [13 empty] | 0 | 0 | 0 | 0 | [11 empty] | Shaw Creek Solar LLC | 100 | NextEra Energy Inc | 100
Stage Gulch Solar | 61791_G_5001 | 61791 | G | 5001 |  | Solar PV |  | WEC_CALN | California | 6 | Sonoma | 97 | 06097 | 0.8 | 0 | 2018 | 9999 |  |  | N | Solar | [13 empty] | 0 | 0 | 0 | 0 | [11 empty] | Stage Gulch Solar LLC | 100 | Petaluma Solar Millennium Fund LLC | 100
Lavio Solar | 61792_G_5002 | 61792 | G | 5002 |  | Solar PV |  | WEC_CALN | California | 6 | Sonoma | 97 | 06097 | 1 | 0 | 2018 | 9999 |  |  | N | Solar | [13 empty] | 0 | 0 | 0 | 0 | [11 empty] | Lavio Solar LLC | 100 | Petaluma Solar Millennium Fund LLC | 100
Heyer CSG | 61793_G_HEYER | 61793 | G | HEYER |  | Solar PV |  | MIS_MNWI | Minnesota | 27 | Rice | 131 | 27131 | 1 | 0 | 2018 | 9999 |  |  | N | Solar | [13 empty] | 0 | 0 | 0 | 0 | [11 empty] | Heyer CSG LLC | 100 | Heyer CSG LLC | 100
Gateway Solar | 61794_G_GTWYN | 61794 | G | GTWYN |  | Solar PV |  | PJM_EMAC | Maryland | 24 | Worcester | 47 | 24047 | 5 | 0 | 2019 | 9999 |  |  | N | Solar | [13 empty] | 0 | 0 | 0 | 0 | [11 empty] | Gateway Solar LLC | 100 | Community Energy Inc (Cei) | 100
Gateway Solar | 61794_G_GTWYS | 61794 | G | GTWYS |  | Solar PV |  | PJM_EMAC | Maryland | 24 | Worcester | 47 | 24047 | 2.6 | 0 | 2019 | 9999 |  |  | N | Solar | [13 empty] | 0 | 0 | 0 | 0 | [11 empty] | Gateway Solar LLC | 100 | Community Energy Inc (Cei) | 100
Pacific Union College BESS | 61795_G_12649 | 61795 | G | 12649 |  | Energy Storage |  | WEC_CALN | California | 6 | Napa | 55 | 06055 | 1 | 0 | 2019 | 9999 |  |  | N | Energy Storage | [13 empty] | 0 | 0 | 0 | 0 | [11 empty] | ENGIE Storage Services NA LLC | 100 | ENGIE SA | 100
Prairie Sky Solar Farm | 61798_G_1 | 61798 | G | 1 |  | Solar PV |  | SPP_N | Kansas | 20 | Butler | 15 | 20015 | 1 | 0 | 2017 | 9999 |  |  | N | Solar | [13 empty] | 0 | 0 | 0 | 0 | [11 empty] | Kansas Electric Power Coop Inc | 100 | Kansas Electric Power Coop Inc | 100
Rensselaer Solar Site 2 | 61799_G_SREN2 | 61799 | G | SREN2 |  | Solar PV |  | MIS_INKY | Indiana | 18 | Jasper | 73 | 18073 | 4 | 0 | 2018 | 9999 |  |  | N | Solar | [13 empty] | 0 | 0 | 0 | 0 | [11 empty] | Indiana Municipal Power Agency | 100 | Indiana Municipal Power Agency | 100
DG AMP Solar Smyrna | 61800_G_AMPSM | 61800 | G | AMPSM |  | Solar PV |  | PJM_EMAC | Delaware | 10 | Kent | 1 | 10001 | 1.2 | 0 | 2018 | 9999 |  |  | N | Solar | [13 empty] | 0 | 0 | 0 | 0 | [11 empty] | DG AMP Solar LLC | 100 | NextEra Energy Inc | 100
City of Rochester Solar | 61804_G_ROC01 | 61804 | G | ROC01 |  | Solar PV |  | NY_Z_B | New York | 36 | Monroe | 55 | 36055 | 1.8 | 0 | 2017 | 9999 |  |  | N | Solar | [13 empty] | 0 | 0 | 0 | 0 | [11 empty] | AES Distributed Energy Inc | 100 | AES Corp (The) | 100
DG AMP Solar Piqua Staunton | 61805_G_AMPPS | 61805 | G | AMPPS |  | Solar PV |  | PJM_West | Ohio | 39 | Miami | 109 | 39109 | 1.8 | 0 | 2018 | 9999 |  |  | N | Solar | [13 empty] | 0 | 0 | 0 | 0 | [11 empty] | DG AMP Solar LLC | 100 | NextEra Energy Inc | 100
Hamilton Solar Power Plant | 61807_G_PV1 | 61807 | G | PV1 |  | Solar PV |  | FRCC | Florida | 12 | Hamilton | 47 | 12047 | 74.9 | 0 | 2018 | 9999 |  |  | N | Solar | [13 empty] | 0 | 0 | 0 | 0 | [11 empty] | Duke Energy Florida | 100 | Duke Energy Corp | 100
EGP Stillwater Solar PV II, LLC | 61809_G_STWII | 61809 | G | STWII |  | Solar PV |  | WECC_NNV | Nevada | 32 | Churchill | 1 | 32001 | 20 | 0 | 2018 | 9999 |  |  | N | Solar | [13 empty] | 0 | 0 | 0 | 0 | [11 empty] | EGP Stillwater Solar PV II LLC | 100 | Enel SpA | 100
Chisum | 61810_G_GEN1 | 61810 | G | GEN1 |  | Solar PV |  | ERC_REST | Texas | 48 | Lamar | 277 | 48277 | 10 | 0 | 2018 | 9999 |  |  | N | Solar | [13 empty] | 0 | 0 | 0 | 0 | [11 empty] | Chisum Solar LLC | 100 | Cypress Creek Holdings LLC | 100
Titan Solar | 61811_G_PCEC | 61811 | G | PCEC |  | Solar PV |  | WECC_CO | Colorado | 8 | Arapahoe | 5 | 08005 | 50 | 0 | 2018 | 9999 |  |  | N | Solar | [13 empty] | 0 | 0 | 0 | 0 | [11 empty] | Titan Solar LLC | 100 | NextEra Energy Inc | 100
Ranchland Solar, LLC | 61813_G_RCHLD | 61813 | G | RCHLD |  | Solar PV |  | PJM_Dom | North Carolina | 37 | Currituck | 53 | 37053 | 60 | 0 | 2017 | 9999 |  |  | N | Solar | [13 empty] | 0 | 0 | 0 | 0 | [11 empty] | Ranchland Solar LLC | 100 | SunEnergy 1 LLC | 100
Kearsarge Concord II | 61814_G_CII | 61814 | G | CII |  | Solar PV |  | NENGREST | Massachusetts | 25 | Middlesex | 17 | 25017 | 4.5 | 0 | 2017 | 9999 |  |  | N | Solar | [13 empty] | 0 | 0 | 0 | 0 | [11 empty] | KS Master Landlord I LLC | 100 | Kearsarge Energy LP | 100
Kearsarge Granby | 61815_G_KSG1 | 61815 | G | KSG1 |  | Solar PV |  | NENGREST | Massachusetts | 25 | Hampshire | 15 | 25015 | 0.5 | 0 | 2017 | 9999 |  |  | N | Solar | [13 empty] | 0 | 0 | 0 | 0 | [11 empty] | Kearsarge Granby LLC | 100 | Kearsarge Energy LP | 100
Kearsarge Granby | 61815_G_KSG2 | 61815 | G | KSG2 |  | Solar PV |  | NENGREST | Massachusetts | 25 | Hampshire | 15 | 25015 | 0.5 | 0 | 2017 | 9999 |  |  | N | Solar | [13 empty] | 0 | 0 | 0 | 0 | [11 empty] | Kearsarge Granby LLC | 100 | Kearsarge Energy LP | 100
Kearsarge Granby | 61815_G_KSG5 | 61815 | G | KSG5 |  | Solar PV |  | NENGREST | Massachusetts | 25 | Hampshire | 15 | 25015 | 0.5 | 0 | 2017 | 9999 |  |  | N | Solar | [13 empty] | 0 | 0 | 0 | 0 | [11 empty] | Kearsarge Granby LLC | 100 | Kearsarge Energy LP | 100
Kearsarge Granby | 61815_G_KSG6 | 61815 | G | KSG6 |  | Solar PV |  | NENGREST | Massachusetts | 25 | Hampshire | 15 | 25015 | 0.5 | 0 | 2017 | 9999 |  |  | N | Solar | [13 empty] | 0 | 0 | 0 | 0 | [11 empty] | Kearsarge Granby LLC | 100 | Kearsarge Energy LP | 100
Kearsarge Granby | 61815_G_KSG7 | 61815 | G | KSG7 |  | Solar PV |  | NENGREST | Massachusetts | 25 | Hampshire | 15 | 25015 | 0.5 | 0 | 2017 | 9999 |  |  | N | Solar | [13 empty] | 0 | 0 | 0 | 0 | [11 empty] | Kearsarge Granby LLC | 100 | Kearsarge Energy LP | 100
Big Lake Project CSG | 61817_G_BIGLA | 61817 | G | BIGLA |  | Solar PV |  | MIS_MNWI | Minnesota | 27 | Sherburne | 141 | 27141 | 5 | 0 | 2018 | 9999 |  |  | N | Solar | [13 empty] | 0 | 0 | 0 | 0 | [11 empty] | DG Minnesota CSG LLC | 100 | NextEra Energy Inc | 100
DG AMP Solar Brewster | 61818_G_AMPBR | 61818 | G | AMPBR |  | Solar PV |  | PJM_ATSI | Ohio | 39 | Stark | 151 | 39151 | 1.9 | 0 | 2018 | 9999 |  |  | N | Solar | [13 empty] | 0 | 0 | 0 | 0 | [11 empty] | DG AMP Solar LLC | 100 | NextEra Energy Inc | 100
Target Shafter | 61824_G_RPU2 | 61824 | G | RPU2 |  | Solar PV |  | WECC_SCE | California | 6 | San Bernardino | 71 | 06071 | 3 | 0 | 2018 | 9999 |  |  | N | Solar | [13 empty] | 0 | 0 | 0 | 0 | [11 empty] | Solar Star California XXXIX LLC | 100 | SunPower Corp | 100
Dignity - Siena Campus | 61825_G_PV1 | 61825 | G | PV1 |  | Solar PV |  | WECC_SNV | Nevada | 32 | Clark | 3 | 32003 | 1.4 | 0 | 2018 | 9999 |  |  | N | Solar | [13 empty] | 0 | 0 | 0 | 0 | [11 empty] | Dignity Siena Campus | 100 | Dignity Siena Campus | 100
O'Fallon Renewable Energy Center | 61826_G_OREC | 61826 | G | OREC |  | Solar PV |  | MIS_MO | Missouri | 29 | St Charles | 183 | 29183 | 4.5 | 0 | 2014 | 9999 |  |  | N | Solar | [13 empty] | 0 | 0 | 0 | 0 | [11 empty] | Ameren Missouri | 100 | Ameren Corp | 100
Dayton Cutoff Solar | 61827_G_PGRC3 | 61827 | G | PGRC3 |  | Solar PV |  | WECC_PNW | Oregon | 41 | Yamhill | 71 | 41071 | 2.2 | 0 | 2017 | 9999 |  |  | N | Solar | [13 empty] | 0 | 0 | 0 | 0 | [11 empty] | SP Solar VII LLC | 100 | SP Solar VII LLC | 100
Valley Creek Solar | 61828_G_PGRC6 | 61828 | G | PGRC6 |  | Solar PV |  | WECC_PNW | Oregon | 41 | Polk | 53 | 41053 | 2.2 | 0 | 2017 | 9999 |  |  | N | Solar | [13 empty] | 0 | 0 | 0 | 0 | [11 empty] | SP Solar VIII LLC | 100 | SP Solar VIII LLC | 100
Silverton Solar | 61829_G_PGRC7 | 61829 | G | PGRC7 |  | Solar PV |  | WECC_PNW | Oregon | 41 | Marion | 47 | 41047 | 2.2 | 0 | 2017 | 9999 |  |  | N | Solar | [13 empty] | 0 | 0 | 0 | 0 | [11 empty] | Silverton Solar LLC | 100 | Cypress Creek Holdings LLC | 100
Sheep Solar | 61830_G_PGRC8 | 61830 | G | PGRC8 |  | Solar PV |  | WECC_PNW | Oregon | 41 | Marion | 47 | 41047 | 2.2 | 0 | 2017 | 9999 |  |  | N | Solar | [13 empty] | 0 | 0 | 0 | 0 | [11 empty] | Sheep Solar LLC | 100 | Cypress Creek Holdings LLC | 100
Colton Solar | 61831_G_PGRC2 | 61831 | G | PGRC2 |  | Solar PV |  | WECC_PNW | Oregon | 41 | Clackamas | 5 | 41005 | 2.2 | 0 | 2017 | 9999 |  |  | N | Solar | [13 empty] | 0 | 0 | 0 | 0 | [11 empty] | SP Solar VI LLC | 100 | SP Solar VI LLC | 100
Interstate Solar | 61832_G_PGRC5 | 61832 | G | PGRC5 |  | Solar PV |  | WECC_PNW | Oregon | 41 | Marion | 47 | 41047 | 2.2 | 0 | 2017 | 9999 |  |  | N | Solar | [13 empty] | 0 | 0 | 0 | 0 | [11 empty] | SP Solar I LLC | 100 | SP Solar I LLC | 100
Freedom Solar | 61833_G_PGRC9 | 61833 | G | PGRC9 |  | Solar PV |  | S_VACA | South Carolina | 45 | Dillon | 33 | 45033 | 5 | 0 | 2017 | 9999 |  |  | N | Solar | [13 empty] | 0 | 0 | 0 | 0 | [11 empty] | Freedom Solar LLC | 100 | Cypress Creek Holdings LLC | 100
Soboba Community Solar Project | 61834_G_SCSP1 | 61834 | G | SCSP1 |  | Solar PV |  | WECC_SCE | California | 6 | Riverside | 65 | 06065 | 0.9 | 0 | 2016 | 9999 |  |  | N | Solar | [13 empty] | 0 | 0 | 0 | 0 | [11 empty] | Soboba Band of Luiseno Indians | 100 | Soboba Band of Luiseno Indians | 100
Grand Ronde Solar | 61835_G_PGRC4 | 61835 | G | PGRC4 |  | Solar PV |  | WECC_PNW | Oregon | 41 | Polk | 53 | 41053 | 2.2 | 0 | 2017 | 9999 |  |  | N | Solar | [13 empty] | 0 | 0 | 0 | 0 | [11 empty] | NorWest Energy 14 LLC | 100 | Cypress Creek Holdings LLC | 100
Minco Wind IV, LLC | 61836_G_MIV | 61836 | G | MIV |  | Onshore Wind |  | SPP_WEST | Oklahoma | 40 | Canadian | 17 | 40017 | 130 | 0 | 2018 | 9999 |  |  | N | Wind | [13 empty] | 0 | 0 | 0 | 0 | [11 empty] | Minco Wind IV LLC | 100 | NextEra Energy Inc | 100
FECC Solar Benton | 61839_G_FECC1 | 61839 | G | FECC1 |  | Solar PV |  | MIS_AR | Arkansas | 5 | Saline | 125 | 05125 | 1 | 0 | 2017 | 9999 |  |  | N | Solar | [13 empty] | 0 | 0 | 0 | 0 | [11 empty] | Todays Power Inc | 100 | Todays Power Inc | 100
Hope Farm Solar, LLC | 61840_G_HOPE | 61840 | G | HOPE |  | Solar PV |  | NENGREST | Rhode Island | 44 | Providence | 7 | 44007 | 10 | 0 | 2019 | 9999 |  |  | N | Solar | [13 empty] | 0 | 0 | 0 | 0 | [11 empty] | Hope Farm Solar LLC | 100 | Hope Farm Solar LLC | 100
Sun Farm VI, LLC | 61842_G_PV1 | 61842 | G | PV1 |  | Solar PV |  | PJM_Dom | North Carolina | 37 | Perquimans | 143 | 37143 | 4.8 | 0 | 2018 | 9999 |  |  | N | Solar | [13 empty] | 0 | 0 | 0 | 0 | [11 empty] | Sun Farm VI LLC | 100 | Greenbacker Renewable Energy Corp | 100
SeaWorld Aquatica | 61843_G_10276 | 61843 | G | 10276 |  | Solar PV |  | WEC_SDGE | California | 6 | San Diego | 73 | 06073 | 1 | 0 | 2018 | 9999 |  |  | N | Solar | [13 empty] | 0 | 0 | 0 | 0 | [11 empty] | SW Solar Mission III LLC | 100 | Onyx Renewable Partners LP | 100
Brush Solar Center | 61844_G_BRUSH | 61844 | G | BRUSH |  | Solar PV |  | WECC_PNW | Oregon | 41 | Baker | 1 | 41001 | 2.8 | 0 | 2019 | 9999 |  |  | N | Solar | [13 empty] | 0 | 0 | 0 | 0 | [11 empty] | Enerparc Solar Investments LLC | 100 | Enerparc AG | 100
Tulare WWTP BioMat Fuel Cell | 61846_G_MM27 | 61846 | G | MM27 |  | Fuel Cell |  | WECC_SCE | California | 6 | Tulare | 107 | 06107 | 2.8 | 7648 | 2019 | 9999 |  |  | Y | Natural Gas | [13 empty] | 0 | 0 | 0 | 0 | [11 empty] | Central CA Fuel Cell 2 LLC | 100 | FuelCell Energy Inc | 100
Broadalbin | 61847_G_10046 | 61847 | G | 10046 |  | Solar PV |  | NY_Z_F | New York | 36 | Fulton | 35 | 36035 | 2 | 0 | 2018 | 9999 |  |  | N | Solar | [13 empty] | 0 | 0 | 0 | 0 | [11 empty] | AES Broadalbin Solar LLC | 100 | AES Corp (The) | 100
PYCO Industries, Inc. Wind Farm | 61848_G_WT1 | 61848 | G | WT1 |  | Onshore Wind |  | SPP_SPS | Texas | 48 | Lubbock | 303 | 48303 | 3 | 0 | 2008 | 9999 |  |  | N | Wind | [13 empty] | 0 | 0 | 0 | 0 | [11 empty] | PYCO Industries Inc | 100 | Pyco Industries Inc | 100
Danville | 61849_G_SO291 | 61849 | G | SO291 |  | Solar PV |  | PJM_Dom | Virginia | 51 | Pittsylvania | 143 | 51143 | 6 | 0 | 2018 | 9999 |  |  | N | Solar | [13 empty] | 0 | 0 | 0 | 0 | [11 empty] | Terraform Power Inc | 100 | Brookfield Asset Management Inc | 100
Amana Society Service Company | 61850_G_IC1 | 61850 | G | IC1 |  | Combustion Turbine | IC Engine | MIS_IA | Iowa | 19 | Iowa | 95 | 19095 | 1.8 | 10904 | 2001 | 9999 |  |  | N | Distillate Fuel Oil | [13 empty] | 1.6498 | 1.6498 | 1.6498 | 1.6498 | [11 empty] | Amana Society Service Co | 100 | Amana Society Service Co | 100
Amana Society Service Company | 61850_G_IC10 | 61850 | G | IC10 |  | Combustion Turbine | IC Engine | MIS_IA | Iowa | 19 | Iowa | 95 | 19095 | 1.8 | 11011 | 2001 | 9999 |  |  | N | Distillate Fuel Oil | [13 empty] | 1.6498 | 1.6498 | 1.6498 | 1.6498 | [11 empty] | Amana Society Service Co | 100 | Amana Society Service Co | 100
Amana Society Service Company | 61850_G_IC11 | 61850 | G | IC11 |  | Combustion Turbine | IC Engine | MIS_IA | Iowa | 19 | Iowa | 95 | 19095 | 1.8 | 11011 | 2001 | 9999 |  |  | N | Distillate Fuel Oil | [13 empty] | 1.6498 | 1.6498 | 1.6498 | 1.6498 | [11 empty] | Amana Society Service Co | 100 | Amana Society Service Co | 100
Amana Society Service Company | 61850_G_IC12 | 61850 | G | IC12 |  | Combustion Turbine | IC Engine | MIS_IA | Iowa | 19 | Iowa | 95 | 19095 | 1.8 | 11011 | 2001 | 9999 |  |  | N | Distillate Fuel Oil | [13 empty] | 1.6498 | 1.6498 | 1.6498 | 1.6498 | [11 empty] | Amana Society Service Co | 100 | Amana Society Service Co | 100
Amana Society Service Company | 61850_G_IC2 | 61850 | G | IC2 |  | Combustion Turbine | IC Engine | MIS_IA | Iowa | 19 | Iowa | 95 | 19095 | 1.8 | 11011 | 2001 | 9999 |  |  | N | Distillate Fuel Oil | [13 empty] | 1.6498 | 1.6498 | 1.6498 | 1.6498 | [11 empty] | Amana Society Service Co | 100 | Amana Society Service Co | 100
Amana Society Service Company | 61850_G_IC3 | 61850 | G | IC3 |  | Combustion Turbine | IC Engine | MIS_IA | Iowa | 19 | Iowa | 95 | 19095 | 1.8 | 11011 | 2001 | 9999 |  |  | N | Distillate Fuel Oil | [13 empty] | 1.6498 | 1.6498 | 1.6498 | 1.6498 | [11 empty] | Amana Society Service Co | 100 | Amana Society Service Co | 100
Amana Society Service Company | 61850_G_IC4 | 61850 | G | IC4 |  | Combustion Turbine | IC Engine | MIS_IA | Iowa | 19 | Iowa | 95 | 19095 | 1.8 | 11011 | 2001 | 9999 |  |  | N | Distillate Fuel Oil | [13 empty] | 1.6498 | 1.6498 | 1.6498 | 1.6498 | [11 empty] | Amana Society Service Co | 100 | Amana Society Service Co | 100
Amana Society Service Company | 61850_G_IC5 | 61850 | G | IC5 |  | Combustion Turbine | IC Engine | MIS_IA | Iowa | 19 | Iowa | 95 | 19095 | 1.8 | 11011 | 2001 | 9999 |  |  | N | Distillate Fuel Oil | [13 empty] | 1.6498 | 1.6498 | 1.6498 | 1.6498 | [11 empty] | Amana Society Service Co | 100 | Amana Society Service Co | 100
Amana Society Service Company | 61850_G_IC6 | 61850 | G | IC6 |  | Combustion Turbine | IC Engine | MIS_IA | Iowa | 19 | Iowa | 95 | 19095 | 1.8 | 11011 | 2001 | 9999 |  |  | N | Distillate Fuel Oil | [13 empty] | 1.6498 | 1.6498 | 1.6498 | 1.6498 | [11 empty] | Amana Society Service Co | 100 | Amana Society Service Co | 100
Amana Society Service Company | 61850_G_IC7 | 61850 | G | IC7 |  | Combustion Turbine | IC Engine | MIS_IA | Iowa | 19 | Iowa | 95 | 19095 | 1.8 | 11011 | 2001 | 9999 |  |  | N | Distillate Fuel Oil | [13 empty] | 1.6498 | 1.6498 | 1.6498 | 1.6498 | [11 empty] | Amana Society Service Co | 100 | Amana Society Service Co | 100
Amana Society Service Company | 61850_G_IC8 | 61850 | G | IC8 |  | Combustion Turbine | IC Engine | MIS_IA | Iowa | 19 | Iowa | 95 | 19095 | 1.8 | 11011 | 2001 | 9999 |  |  | N | Distillate Fuel Oil | [13 empty] | 1.6498 | 1.6498 | 1.6498 | 1.6498 | [11 empty] | Amana Society Service Co | 100 | Amana Society Service Co | 100
Amana Society Service Company | 61850_G_IC9 | 61850 | G | IC9 |  | Combustion Turbine | IC Engine | MIS_IA | Iowa | 19 | Iowa | 95 | 19095 | 1.8 | 11011 | 2001 | 9999 |  |  | N | Distillate Fuel Oil | [13 empty] | 1.6498 | 1.6498 | 1.6498 | 1.6498 | [11 empty] | Amana Society Service Co | 100 | Amana Society Service Co | 100
Jordanelle Dam Hydroelectric Project | 61853_G_GEN 1 | 61853 | G | GEN 1 |  | Hydro |  | WECC_UT | Utah | 49 | Wasatch | 51 | 49051 | 6.5 | 0 | 2008 | 9999 |  |  | N | Hydro | [13 empty] | 0 | 0 | 0 | 0 | [11 empty] | Central Utah Water Conservancy District | 100 | Central Utah Water Conservancy District | 100
Jordanelle Dam Hydroelectric Project | 61853_G_GEN 2 | 61853 | G | GEN 2 |  | Hydro |  | WECC_UT | Utah | 49 | Wasatch | 51 | 49051 | 6.5 | 0 | 2008 | 9999 |  |  | N | Hydro | [13 empty] | 0 | 0 | 0 | 0 | [11 empty] | Central Utah Water Conservancy District | 100 | Central Utah Water Conservancy District | 100
Baker City Solar | 61854_G_BAKER | 61854 | G | BAKER |  | Solar PV |  | WECC_PNW | Oregon | 41 | Baker | 1 | 41001 | 15 | 0 | 2019 | 9999 |  |  | N | Solar | [13 empty] | 0 | 0 | 0 | 0 | [11 empty] | Enerparc Solar Development LLC | 100 | Enerparc AG | 100
Morgan Solar Center | 61855_G_MORGN | 61855 | G | MORGN |  | Solar PV |  | WECC_PNW | Oregon | 41 | Malheur | 45 | 41045 | 3 | 0 | 2019 | 9999 |  |  | N | Solar | [13 empty] | 0 | 0 | 0 | 0 | [11 empty] | Enerparc Solar Development LLC | 100 | Enerparc AG | 100
Vale Solar Center | 61856_G_VALE | 61856 | G | VALE |  | Solar PV |  | WECC_PNW | Oregon | 41 | Malheur | 45 | 41045 | 3 | 0 | 2019 | 9999 |  |  | N | Solar | [13 empty] | 0 | 0 | 0 | 0 | [11 empty] | Vale Solar Center | 100 | Vale Solar Center | 100
Stillwater Wind, LLC | 61858_G_WT | 61858 | G | WT |  | Onshore Wind |  | WECC_MT | Montana | 30 | Stillwater | 95 | 30095 | 80 | 0 | 2018 | 9999 |  |  | N | Wind | [13 empty] | 0 | 0 | 0 | 0 | [11 empty] | Stillwater Wind LLC | 100 | Riverstone Holdings LLC | 100
Ontario Solar Center | 61860_G_ONTRO | 61860 | G | ONTRO |  | Solar PV |  | WECC_PNW | Oregon | 41 | Malheur | 45 | 41045 | 3 | 0 | 2019 | 9999 |  |  | N | Solar | [13 empty] | 0 | 0 | 0 | 0 | [11 empty] | Enerparc Solar Investments LLC | 100 | Enerparc AG | 100
AES ES GILBERT | 61861_G_SRP | 61861 | G | SRP |  | Energy Storage |  | WECC_AZ | Arizona | 4 | Maricopa | 13 | 04013 | 10 | 0 | 2019 | 9999 |  |  | N | Energy Storage | [13 empty] | 0 | 0 | 0 | 0 | [11 empty] | AES ES Gilbert LLC | 100 | AES Corp (The) | 100
Dignity - San Martin | 61862_G_PV1 | 61862 | G | PV1 |  | Solar PV |  | WECC_SNV | Nevada | 32 | Clark | 3 | 32003 | 1.7 | 0 | 2018 | 9999 |  |  | N | Solar | [13 empty] | 0 | 0 | 0 | 0 | [11 empty] | Dignity San Martin | 100 | Dignity San Martin | 100
Duanesburg | 61863_G_10048 | 61863 | G | 10048 |  | Solar PV |  | NY_Z_F | New York | 36 | Montgomery | 57 | 36057 | 2 | 0 | 2018 | 9999 |  |  | N | Solar | [13 empty] | 0 | 0 | 0 | 0 | [11 empty] | North Park Solar LLC | 100 | North Park Solar LLC | 100
Dix Solar, L.L.C | 61864_G_DIXSL | 61864 | G | DIXSL |  | Solar PV |  | PJM_EMAC | New Jersey | 34 | Burlington | 5 | 34005 | 13 | 0 | 2017 | 9999 |  |  | N | Solar | [13 empty] | 0 | 0 | 0 | 0 | [11 empty] | TGC NJ Holdings III LLC | 100 | True Green Capital Management LLC | 100
Rio Bravo Windpower, LLC | 61865_G_1 | 61865 | G | 1 |  | Onshore Wind |  | ERC_REST | Texas | 48 | Starr | 427 | 48427 | 237.6 | 0 | 2019 | 9999 |  |  | N | Wind | [13 empty] | 0 | 0 | 0 | 0 | [11 empty] | Sammons Renewable Energy | 100 | Sammons Enterprises Inc | 100
Wildhorse Mountain Wind Facility | 61866_G_1 | 61866 | G | 1 |  | Onshore Wind |  | SPP_WEST | Oklahoma | 40 | Pushmataha | 127 | 40127 | 100 | 0 | 2019 | 9999 |  |  | N | Wind | [13 empty] | 0 | 0 | 0 | 0 | [11 empty] | Wildhorse Wind Energy LLC | 100 | Southern Co | 100
Bovine | 61867_G_GEN1 | 61867 | G | GEN1 |  | Solar PV |  | ERC_REST | Texas | 48 | Austin | 15 | 48015 | 10 | 0 | 2018 | 9999 |  |  | N | Solar | [13 empty] | 0 | 0 | 0 | 0 | [11 empty] | Bovine Solar LLC | 100 | Cypress Creek Holdings LLC | 100
Bronson | 61868_G_GEN1 | 61868 | G | GEN1 |  | Solar PV |  | ERC_REST | Texas | 48 | Fort Bend | 157 | 48157 | 10 | 0 | 2018 | 9999 |  |  | N | Solar | [13 empty] | 0 | 0 | 0 | 0 | [11 empty] | Bronson Solar LLC | 100 | Cypress Creek Holdings LLC | 100
Scenic Hill Solar III | 61869_G_SHS3 | 61869 | G | SHS3 |  | Solar PV |  | SPP_WEST | Arkansas | 5 | Johnson | 71 | 05071 | 5 | 0 | 2017 | 9999 |  |  | N | Solar | [13 empty] | 0 | 0 | 0 | 0 | [11 empty] | Scenic Hill Solar III LLC | 100 | Scenic Hill Solar III LLC | 100
Montevideo Solar LLC, CSG | 61870_G_MONTE | 61870 | G | MONTE |  | Solar PV |  | MIS_MNWI | Minnesota | 27 | Yellow Medicine | 173 | 27173 | 5 | 0 | 2019 | 9999 |  |  | N | Solar | [13 empty] | 0 | 0 | 0 | 0 | [11 empty] | Montevideo Solar LLC | 100 | Montevideo Solar LLC | 100
Sterling Solar (TX) | 61871_G_GEN1 | 61871 | G | GEN1 |  | Solar PV |  | ERC_REST | Texas | 48 | Hunt | 231 | 48231 | 10 | 0 | 2018 | 9999 |  |  | N | Solar | [13 empty] | 0 | 0 | 0 | 0 | [11 empty] | CCR Sterling Solar LLC | 100 | Cypress Creek Holdings LLC | 100
Lampwick | 61872_G_GEN1 | 61872 | G | GEN1 |  | Solar PV |  | ERC_REST | Texas | 48 | Menard | 327 | 48327 | 7.5 | 0 | 2019 | 9999 |  |  | N | Solar | [13 empty] | 0 | 0 | 0 | 0 | [11 empty] | Cypress Creek Renewables LLC | 100 | Cypress Creek Holdings LLC | 100
Yellow Jacket | 61873_G_GEN1 | 61873 | G | GEN1 |  | Solar PV |  | ERC_REST | Texas | 48 | Bosque | 35 | 48035 | 5 | 0 | 2018 | 9999 |  |  | N | Solar | [13 empty] | 0 | 0 | 0 | 0 | [11 empty] | Yellow Jacket Solar LLC | 100 | Cypress Creek Holdings LLC | 100
Eddy II | 61874_G_GEN1 | 61874 | G | GEN1 |  | Solar PV |  | ERC_REST | Texas | 48 | McLennan | 309 | 48309 | 10 | 0 | 2018 | 9999 |  |  | N | Solar | [13 empty] | 0 | 0 | 0 | 0 | [11 empty] | Eddy Solar II LLC | 100 | Cypress Creek Holdings LLC | 100
Cascade Solar (TX) | 61875_G_GEN1 | 61875 | G | GEN1 |  | Solar PV |  | ERC_REST | Texas | 48 | Wharton | 481 | 48481 | 10 | 0 | 2019 | 9999 |  |  | N | Solar | [13 empty] | 0 | 0 | 0 | 0 | [11 empty] | Cascade Solar LLC | 100 | SunEdison | 100
Persimmon Creek Wind Farm 1, LLC | 61876_G_PCWF1 | 61876 | G | PCWF1 |  | Onshore Wind |  | SPP_WEST | Oklahoma | 40 | Woodward | 153 | 40153 | 198.6 | 0 | 2018 | 9999 |  |  | N | Wind | [13 empty] | 0 | 0 | 0 | 0 | [11 empty] | Persimmon Creek Wind Farm 1 LLC | 100 | Quinbrook Infrastructure Partners | 100
Hanover Solar, LLC | 61877_G_HAN01 | 61877 | G | HAN01 |  | Solar PV |  | S_VACA | North Carolina | 37 | Jones | 103 | 37103 | 5 | 0 | 2018 | 9999 |  |  | N | Solar | [13 empty] | 0 | 0 | 0 | 0 | [11 empty] | New Energy Solar Ltd | 100 | New Energy Solar Ltd | 100
John A Logan College Solar | 61878_G_JALC | 61878 | G | JALC |  | Solar PV |  | MIS_IL | Illinois | 17 | Williamson | 199 | 17199 | 1.6 | 0 | 2019 | 9999 |  |  | N | Solar | [13 empty] | 0 | 0 | 0 | 0 | [11 empty] | StraightUp Solar | 100 | Straightup Solar | 100
Bartow Solar Energy LLC | 61879_G_PV | 61879 | G | PV |  | Solar PV |  | FRCC | Florida | 12 | Polk | 105 | 12105 | 7.3 | 0 | 2018 | 9999 |  |  | N | Solar | [13 empty] | 0 | 0 | 0 | 0 | [11 empty] | Bartow Solar Energy LLC | 100 | Monarch Private Capital LLC | 100
Morning View | 61881_G_GEN1 | 61881 | G | GEN1 |  | Solar PV |  | S_VACA | North Carolina | 37 | Randolph | 151 | 37151 | 2 | 0 | 2018 | 9999 |  |  | N | Solar | [13 empty] | 0 | 0 | 0 | 0 | [11 empty] | Morning View Solar LLC | 100 | Morning View Solar LLC | 100
Copperfield | 61882_G_GEN1 | 61882 | G | GEN1 |  | Solar PV |  | S_VACA | North Carolina | 37 | Montgomery | 123 | 37123 | 2 | 0 | 2018 | 9999 |  |  | N | Solar | [13 empty] | 0 | 0 | 0 | 0 | [11 empty] | Copperfield Solar LLC | 100 | Cypress Creek Holdings LLC | 100
Hopewell Friends | 61883_G_GEN1 | 61883 | G | GEN1 |  | Solar PV |  | S_VACA | North Carolina | 37 | Randolph | 151 | 37151 | 1.3 | 0 | 2018 | 9999 |  |  | N | Solar | [13 empty] | 0 | 0 | 0 | 0 | [11 empty] | Hopewell Friends Solar LLC | 100 | Hopewell Friends Solar LLC | 100
Kearney NPPD Solar Project | 61884_G_PV1 | 61884 | G | PV1 |  | Solar PV |  | SPP_NEBR | Nebraska | 31 | Buffalo | 19 | 31019 | 5.8 | 0 | 2017 | 9999 |  |  | N | Solar | [13 empty] | 0 | 0 | 0 | 0 | [11 empty] | SoCore 2016 ProjectCo 2 LLC | 100 | SoCore Energy | 100
Staunton | 61885_G_GEN1 | 61885 | G | GEN1 |  | Solar PV |  | MIS_INKY | Indiana | 18 | Clay | 21 | 18021 | 4 | 0 | 2018 | 9999 |  |  | N | Solar | [13 empty] | 0 | 0 | 0 | 0 | [11 empty] | Staunton Solar LLC | 100 | Cypress Creek Holdings LLC | 100
Bar D | 61886_G_GEN1 | 61886 | G | GEN1 |  | Solar PV |  | WECC_CO | Colorado | 8 | Rio Blanco | 103 | 08103 | 4 | 0 | 2018 | 9999 |  |  | N | Solar | [13 empty] | 0 | 0 | 0 | 0 | [11 empty] | Cypress Creek Renewables LLC | 100 | Cypress Creek Holdings LLC | 100
Fort Bliss (DEA EPIC) | 61887_G_DEPIC | 61887 | G | DEPIC |  | Solar PV |  | WECC_NM | Texas | 48 | El Paso | 141 | 48141 | 2 | 0 | 2018 | 9999 |  |  | N | Solar | [13 empty] | 0 | 0 | 0 | 0 | [11 empty] | Hannon Armstrong (FB) Solar LLC | 100 | Hannon Armstrong | 100
Johnstown | 61888_G_10049 | 61888 | G | 10049 |  | Solar PV |  | NY_Z_F | New York | 36 | Fulton | 35 | 36035 | 2 | 0 | 2018 | 9999 |  |  | N | Solar | [13 empty] | 0 | 0 | 0 | 0 | [11 empty] | Onyx Asset Services Group LLC | 100 | Onyx Renewable Partners LP | 100
Sholes Wind Energy Center | 61889_G_WSN1 | 61889 | G | WSN1 |  | Onshore Wind |  | SPP_NEBR | Nebraska | 31 | Wayne | 179 | 31179 | 160 | 0 | 2019 | 9999 |  |  | N | Wind | [13 empty] | 0 | 0 | 0 | 0 | [11 empty] | Sholes Wind Energy LLC | 100 | NextEra Energy Inc | 100
NRG Chalk Point CT | 61890_G_SGT1 | 61890 | G | SGT1 |  | Combustion Turbine |  | PJM_SMAC | Maryland | 24 | Prince Georges | 33 | 24033 | 71 | 14753 | 1990 | 9999 |  |  | N | Natural Gas, Distillate Fuel Oil | [13 empty] | 1.0529 | 1.0529 | 1.0529 | 1.0529 | [11 empty] | GenOn Chalk Point LLC | 100 | GenOn Energy Inc | 100
Stryker 22, L.L.C. | 61891_G_EDGRD | 61891 | G | EDGRD |  | Energy Storage |  | PJM_EMAC | New Jersey | 34 | Warren | 41 | 34041 | 19.8 | 0 | 2018 | 9999 |  |  | N | Energy Storage | [13 empty] | 0 | 0 | 0 | 0 | [11 empty] | Stryker 22 LLC | 100 | Ormat Technologies Inc | 100
Plumsted 537 LLC | 61892_G_PLMST | 61892 | G | PLMST |  | Energy Storage |  | PJM_EMAC | New Jersey | 34 | Ocean | 29 | 34029 | 19.8 | 0 | 2019 | 9999 |  |  | N | Energy Storage | [13 empty] | 0 | 0 | 0 | 0 | [11 empty] | Plumstead 537 LLC | 100 | Ormat Technologies Inc | 100
BNB Camden Solar | 61893_G_BNBHQ | 61893 | G | BNBHQ |  | Solar PV |  | PJM_EMAC | New Jersey | 34 | Camden | 7 | 34007 | 2.1 | 0 | 2017 | 9999 |  |  | N | Solar | [13 empty] | 0 | 0 | 0 | 0 | [11 empty] | BNB Camden Solar LLC | 100 | ORIX Corp | 100
BNB Camden Solar | 61893_G_BNBSO | 61893 | G | BNBSO |  | Solar PV |  | PJM_EMAC | New Jersey | 34 | Camden | 7 | 34007 | 1.4 | 0 | 2017 | 9999 |  |  | N | Solar | [13 empty] | 0 | 0 | 0 | 0 | [11 empty] | BNB Camden Solar LLC | 100 | ORIX Corp | 100
Toyota HQ Plan | 61895_G_TOYHQ | 61895 | G | TOYHQ |  | Solar PV |  | ERC_REST | Texas | 48 | Collin | 85 | 48085 | 5.9 | 0 | 2017 | 9999 |  |  | N | Solar | [13 empty] | 0 | 0 | 0 | 0 | [11 empty] | PGC Plano I LLC | 100 | SunPower Corp | 100
Solean Solar Project | 61898_G_SOLEA | 61898 | G | SOLEA |  | Solar PV |  | NY_Z_A | New York | 36 | Cattaraugus | 9 | 36009 | 4 | 0 | 2016 | 9999 |  |  | N | Solar | [13 empty] | 0 | 0 | 0 | 0 | [11 empty] | Solean LLC | 100 | BQ Energy LLC | 100
Lincoln Ave Solar Project | 61899_G_LINC | 61899 | G | LINC |  | Solar PV |  | NY_Z_K | New York | 36 | Suffolk | 103 | 36103 | 2 | 0 | 2018 | 9999 |  |  | N | Solar | [13 empty] | 0 | 0 | 0 | 0 | [11 empty] | Agilitas Energy LLC | 100 | Agilitas Capital | 100
Blydenburgh Solar Project | 61900_G_BLYD | 61900 | G | BLYD |  | Solar PV |  | NY_Z_K | New York | 36 | Suffolk | 103 | 36103 | 1.5 | 0 | 2018 | 9999 |  |  | N | Solar | [13 empty] | 0 | 0 | 0 | 0 | [11 empty] | Agilitas Energy LLC | 100 | Agilitas Capital | 100
Redstone Arsenal Hybrid | 61901_G_BA | 61901 | G | BA |  | Energy Storage |  | S_C_TVA | Alabama | 1 | Madison | 89 | 01089 | 1 | 0 | 2017 | 9999 |  |  | N | Energy Storage | [13 empty] | 0 | 0 | 0 | 0 | [11 empty] | SunPower Corp | 100 | TOTAL SA | 100
Redstone Arsenal Hybrid | 61901_G_REDST | 61901 | G | REDST |  | Solar PV |  | S_C_TVA | Alabama | 1 | Madison | 89 | 01089 | 7.2 | 0 | 2017 | 9999 |  |  | N | Solar | [13 empty] | 0 | 0 | 0 | 0 | [11 empty] | SunPower Corp | 100 | TOTAL SA | 100
Holtsville Solar Project | 61902_G_HOLTS | 61902 | G | HOLTS |  | Solar PV |  | NY_Z_K | New York | 36 | Suffolk | 103 | 36103 | 1.2 | 0 | 2017 | 9999 |  |  | N | Solar | [13 empty] | 0 | 0 | 0 | 0 | [11 empty] | Agilitas Energy LLC | 100 | Agilitas Capital | 100
Sharon Springs | 61903_G_10116 | 61903 | G | 10116 |  | Solar PV |  | NY_Z_F | New York | 36 | Schoharie | 95 | 36095 | 2 | 0 | 2018 | 9999 |  |  | N | Solar | [13 empty] | 0 | 0 | 0 | 0 | [11 empty] | Onyx Asset Services Group LLC | 100 | Onyx Renewable Partners LP | 100
Amsterdam North | 61904_G_10044 | 61904 | G | 10044 |  | Solar PV |  | NY_Z_F | New York | 36 | Montgomery | 57 | 36057 | 2 | 0 | 2018 | 9999 |  |  | N | Solar | [13 empty] | 0 | 0 | 0 | 0 | [11 empty] | Onyx Asset Services Group LLC | 100 | Onyx Renewable Partners LP | 100
Amsterdam South | 61905_G_10045 | 61905 | G | 10045 |  | Solar PV |  | NY_Z_F | New York | 36 | Montgomery | 57 | 36057 | 2 | 0 | 2018 | 9999 |  |  | N | Solar | [13 empty] | 0 | 0 | 0 | 0 | [11 empty] | Onyx Asset Services Group LLC | 100 | Onyx Renewable Partners LP | 100
Phoebe Solar | 61906_G_PHOEB | 61906 | G | PHOEB |  | Solar PV |  | ERC_WEST | Texas | 48 | Winkler | 495 | 48495 | 250 | 0 | 2019 | 9999 |  |  | N | Solar | [13 empty] | 0 | 0 | 0 | 0 | [11 empty] | Phoebe Energy Project LLC | 100 | Innergex Renewable Energy Inc | 100
Springfield Solar Project | 61907_G_NJLND | 61907 | G | NJLND |  | Solar PV |  | PJM_EMAC | New Jersey | 34 | Burlington | 5 | 34005 | 7.5 | 0 | 2018 | 9999 |  |  | N | Solar | [13 empty] | 0 | 0 | 0 | 0 | [11 empty] | NJR Clean Energy Ventures III Corp | 100 | New Jersey Resources Corp | 100
Parkview Battery | 61909_G_PKVWB | 61909 | G | PKVWB |  | Energy Storage |  | MIS_LMI | Michigan | 26 | Kalamazoo | 77 | 26077 | 1 | 0 | 2018 | 9999 |  |  | N | Energy Storage | [13 empty] | 0 | 0 | 0 | 0 | [11 empty] | Western Michigan University | 100 | Western Michigan University | 100
Ivester Wind Farm | 61911_G_WT1 | 61911 | G | WT1 |  | Onshore Wind |  | MIS_IA | Iowa | 19 | Grundy | 75 | 19075 | 90.8 | 0 | 2018 | 9999 |  |  | N | Wind | [13 empty] | 0 | 0 | 0 | 0 | [11 empty] | MidAmerican Energy Co | 100 | Berkshire Hathaway Inc | 100
McGinness Hills 3 | 61912_G_OEC31 | 61912 | G | OEC31 |  | Geothermal |  | WECC_NNV | Nevada | 32 | Lander | 15 | 32015 | 24.7 | 9770 | 2018 | 9999 |  |  | N | Geothermal | [13 empty] | 0 | 0 | 0 | 0 | 0.4563 | 0.4563 | 0.4563 | [8 empty] | ORNI 41 LLC | 100 | Ormat Technologies Inc | 100
McGinness Hills 3 | 61912_G_OEC32 | 61912 | G | OEC32 |  | Geothermal |  | WECC_NNV | Nevada | 32 | Lander | 15 | 32015 | 24.7 | 9770 | 2018 | 9999 |  |  | N | Geothermal | [13 empty] | 0 | 0 | 0 | 0 | 0.4563 | 0.4563 | 0.4563 | [8 empty] | ORNI 41 LLC | 100 | Ormat Technologies Inc | 100
Punkin Center Battery Storage | 61913_G_B1 | 61913 | G | B1 |  | Energy Storage |  | WECC_AZ | Arizona | 4 | Gila | 7 | 04007 | 2 | 0 | 2018 | 9999 |  |  | N | Energy Storage | [13 empty] | 0 | 0 | 0 | 0 | [11 empty] | Arizona Public Service Co | 100 | Pinnacle West Capital Corp | 100
Susquehanna University Solar | 61914_G_SO829 | 61914 | G | SO829 |  | Solar PV |  | PJM_WMAC | Pennsylvania | 42 | Snyder | 109 | 42109 | 3 | 0 | 2018 | 9999 |  |  | N | Solar | [13 empty] | 0 | 0 | 0 | 0 | [11 empty] | WGL Susquehanna Project LLC | 100 | AltaGas Ltd | 100
Bowie State Solar | 61915_G_SO285 | 61915 | G | SO285 |  | Solar PV |  | PJM_SMAC | Maryland | 24 | Prince Georges | 33 | 24033 | 1.3 | 0 | 2018 | 9999 |  |  | N | Solar | [13 empty] | 0 | 0 | 0 | 0 | [11 empty] | Terraform Power Inc | 100 | Brookfield Asset Management Inc | 100
Pegasus Wind | 61916_G_PWEC | 61916 | G | PWEC |  | Onshore Wind |  | MIS_LMI | Michigan | 26 | Tuscola | 157 | 26157 | 150 | 0 | 2020 | 9999 |  |  | N | Wind | [13 empty] | 0 | 0 | 0 | 0 | [11 empty] | Pegasus Wind A LLC | 100 | NextEra Energy Inc | 100
Kearsarge Oppenheim CSG | 61917_G_OPPEN | 61917 | G | OPPEN |  | Solar PV |  | NY_Z_F | New York | 36 | Fulton | 35 | 36035 | 1.4 | 0 | 2018 | 9999 |  |  | N | Solar | [13 empty] | 0 | 0 | 0 | 0 | [11 empty] | Kearsarge Oppenheim LLC | 100 | Kearsarge Energy LP | 100
Blackville Solar Farm, LLC | 61918_G_1 | 61918 | G | 1 |  | Solar PV |  | S_VACA | South Carolina | 45 | Barnwell | 11 | 45011 | 7.2 | 0 | 2020 | 9999 |  |  | N | Solar | [13 empty] | 0 | 0 | 0 | 0 | [11 empty] | Southern Current LLC | 100 | Southern Current LLC | 100
Frontenac Holdco LLC, CSG | 61919_G_FRONT | 61919 | G | FRONT |  | Solar PV |  | MIS_MNWI | Minnesota | 27 | Goodhue | 49 | 27049 | 5 | 0 | 2019 | 9999 |  |  | N | Solar | [13 empty] | 0 | 0 | 0 | 0 | [11 empty] | Frontenac Holdco LLC | 100 | Frontenac Holdco LLC | 100
Tahoka Wind | 61921_G_TAH | 61921 | G | TAH |  | Onshore Wind |  | SPP_SPS | Texas | 48 | Lynn | 305 | 48305 | 300 | 0 | 2018 | 9999 |  |  | N | Wind | [13 empty] | 0 | 0 | 0 | 0 | [11 empty] | Tahoka Wind LLC | 100 | Lincoln Clean Energy LLC | 100
Sunlight Beacon | 61922_G_BEACO | 61922 | G | BEACO |  | Solar PV |  | NY_Z_G-I | New York | 36 | Dutchess | 27 | 36027 | 2 | 0 | 2018 | 9999 |  |  | N | Solar | [13 empty] | 0 | 0 | 0 | 0 | [11 empty] | Renewable Strategies LLC | 33.4 | Renewable Strategies LLC | 33.4
Viridity Energy Solutions ACUA | 61923_G_VACUA | 61923 | G | VACUA |  | Energy Storage |  | PJM_EMAC | New Jersey | 34 | Atlantic | 1 | 34001 | 1 | 0 | 2018 | 9999 |  |  | N | Energy Storage | [13 empty] | 0 | 0 | 0 | 0 | [11 empty] | Viridity Energy Inc | 100 | Ormat Technologies Inc | 100
Cumblerland Land Holdings, LLC | 61924_G_CUMB | 61924 | G | CUMB |  | Solar PV |  | S_C_TVA | Alabama | 1 | Limestone | 83 | 01083 | 14.7 | 0 | 2018 | 9999 |  |  | N | Solar | [13 empty] | 0 | 0 | 0 | 0 | [11 empty] | Cumblerland Land Holdings LLC | 100 | Cumblerland Land Holdings LLC | 100
Casa Mesa Wind Energy Center | 61925_G_CMNM | 61925 | G | CMNM |  | Onshore Wind |  | SPP_SPS | New Mexico | 35 | Quay | 37 | 35037 | 50.9 | 0 | 2018 | 9999 |  |  | N | Wind | [13 empty] | 0 | 0 | 0 | 0 | [11 empty] | Casa Mesa Wind LLC | 100 | NextEra Energy Inc | 100
Casa Mesa Wind Energy Center | 61925_G_CMNMB | 61925 | G | CMNMB |  | Energy Storage |  | SPP_SPS | New Mexico | 35 | Quay | 37 | 35037 | 1 | 0 | 2018 | 9999 |  |  | N | Energy Storage | [13 empty] | 0 | 0 | 0 | 0 | [11 empty] | Casa Mesa Wind LLC | 100 | NextEra Energy Inc | 100
Armadillo Flats Wind Project, LLC | 61926_G_ARM | 61926 | G | ARM |  | Onshore Wind |  | SPP_WEST | Oklahoma | 40 | Garfield | 47 | 40047 | 247.3 | 0 | 2018 | 9999 |  |  | N | Wind | [13 empty] | 0 | 0 | 0 | 0 | [11 empty] | Armadillo Flats Wind Project LLC | 100 | NextEra Energy Inc | 100
Saint Albans Solar | 61928_G_GEN1 | 61928 | G | GEN1 |  | Solar PV |  | NENGREST | Vermont | 50 | Franklin | 11 | 50011 | 4.9 | 0 | 2018 | 9999 |  |  | N | Solar | [13 empty] | 0 | 0 | 0 | 0 | [11 empty] | Saint Albans Solar LLC | 100 | Cypress Creek Holdings LLC | 100
Techren Solar II LLC | 61930_G_TECH2 | 61930 | G | TECH2 |  | Solar PV |  | WECC_SNV | Nevada | 32 | Clark | 3 | 32003 | 200 | 0 | 2019 | 9999 |  |  | N | Solar | [13 empty] | 0 | 0 | 0 | 0 | [11 empty] | Techren Solar II LLC | 100 | Hanwha Group | 100
Adams Nielson Solar | 61933_G_ADAMS | 61933 | G | ADAMS |  | Solar PV |  | WECC_PNW | Washington | 53 | Adams | 1 | 53001 | 19.2 | 0 | 2018 | 9999 |  |  | N | Solar | [13 empty] | 0 | 0 | 0 | 0 | [11 empty] | Adams Nielson Solar LLC | 100 | Strata Solar LLC | 100
WHA Southbridge Solar Park | 61934_G_2 | 61934 | G | 2 |  | Solar PV |  | PJM_EMAC | Delaware | 10 | New Castle | 3 | 10003 | 1.5 | 0 | 2018 | 9999 |  |  | N | Solar | [13 empty] | 0 | 0 | 0 | 0 | [11 empty] | Ecogy Delaware II LLC | 100 | Ecogy Energy LLC | 100
Abbot Solar | 61936_G_2 | 61936 | G | 2 |  | Solar PV |  | S_VACA | South Carolina | 45 | Clarendon | 27 | 45027 | 2 | 0 | 2018 | 9999 |  |  | N | Solar | [13 empty] | 0 | 0 | 0 | 0 | [11 empty] | Southern Current Development I LLC | 100 | Southern Current LLC | 100
Ace Solar | 61937_G_18 | 61937 | G | 18 |  | Solar PV |  | S_VACA | South Carolina | 45 | Anderson | 7 | 45007 | 1 | 0 | 2020 | 9999 |  |  | N | Solar | [13 empty] | 0 | 0 | 0 | 0 | [11 empty] | Southern Current LLC | 100 | Southern Current LLC | 100
Blacktip Solar | 61939_G_5 | 61939 | G | 5 |  | Solar PV |  | S_VACA | South Carolina | 45 | Florence | 41 | 45041 | 2 | 0 | 2018 | 9999 |  |  | N | Solar | [13 empty] | 0 | 0 | 0 | 0 | [11 empty] | Southern Current LLC | 100 | Southern Current LLC | 100
Bloom Solar | 61940_G_6 | 61940 | G | 6 |  | Solar PV |  | S_VACA | South Carolina | 45 | Clarendon | 27 | 45027 | 2 | 0 | 2019 | 9999 |  |  | N | Solar | [13 empty] | 0 | 0 | 0 | 0 | [11 empty] | Southern Current Development I LLC | 100 | Southern Current LLC | 100
Bond Solar | 61941_G_7 | 61941 | G | 7 |  | Solar PV |  | S_VACA | South Carolina | 45 | Clarendon | 27 | 45027 | 2 | 0 | 2018 | 9999 |  |  | N | Solar | [13 empty] | 0 | 0 | 0 | 0 | [11 empty] | Sustainable Energy Solutions LLC | 100 | Sustainable Energy Solutions LLC | 100
Gary Solar | 61942_G_8 | 61942 | G | 8 |  | Solar PV |  | S_VACA | South Carolina | 45 | Lee | 61 | 45061 | 2 | 0 | 2018 | 9999 |  |  | N | Solar | [13 empty] | 0 | 0 | 0 | 0 | [11 empty] | Sustainable Energy Solutions LLC | 100 | Sustainable Energy Solutions LLC | 100
Goldenrod Solar | 61943_G_9 | 61943 | G | 9 |  | Solar PV |  | S_VACA | South Carolina | 45 | Florence | 41 | 45041 | 2 | 0 | 2019 | 9999 |  |  | N | Solar | [13 empty] | 0 | 0 | 0 | 0 | [11 empty] | Southern Current LLC | 100 | Southern Current LLC | 100
Jessamine Solar | 61944_G_10 | 61944 | G | 10 |  | Solar PV |  | S_VACA | South Carolina | 45 | Marion | 67 | 45067 | 1.9 | 0 | 2019 | 9999 |  |  | N | Solar | [13 empty] | 0 | 0 | 0 | 0 | [11 empty] | Southern Current Development I LLC | 100 | Southern Current LLC | 100
Pelzer Solar I | 61945_G_19 | 61945 | G | 19 |  | Solar PV |  | S_VACA | South Carolina | 45 | Anderson | 7 | 45007 | 1 | 0 | 2019 | 9999 |  |  | N | Solar | [13 empty] | 0 | 0 | 0 | 0 | [11 empty] | Sustainable Energy Solutions LLC | 100 | Sustainable Energy Solutions LLC | 100
Redwing Solar | 61946_G_11 | 61946 | G | 11 |  | Solar PV |  | S_VACA | South Carolina | 45 | Darlington | 31 | 45031 | 2 | 0 | 2019 | 9999 |  |  | N | Solar | [13 empty] | 0 | 0 | 0 | 0 | [11 empty] | Southern Current LLC | 100 | Southern Current LLC | 100
River Solar | 61947_G_12 | 61947 | G | 12 |  | Solar PV |  | S_VACA | South Carolina | 45 | Lee | 61 | 45061 | 2 | 0 | 2018 | 9999 |  |  | N | Solar | [13 empty] | 0 | 0 | 0 | 0 | [11 empty] | Southern Current Development I LLC | 100 | Southern Current LLC | 100
Sapphire Solar | 61948_G_17 | 61948 | G | 17 |  | Solar PV |  | S_VACA | South Carolina | 45 | Florence | 41 | 45041 | 2 | 0 | 2018 | 9999 |  |  | N | Solar | [13 empty] | 0 | 0 | 0 | 0 | [11 empty] | Southern Current LLC | 100 | Southern Current LLC | 100
South Solar | 61949_G_13 | 61949 | G | 13 |  | Solar PV |  | S_VACA | South Carolina | 45 | Florence | 41 | 45041 | 2 | 0 | 2018 | 9999 |  |  | N | Solar | [13 empty] | 0 | 0 | 0 | 0 | [11 empty] | Southern Current LLC | 100 | Southern Current LLC | 100
Vincent Solar | 61950_G_14 | 61950 | G | 14 |  | Solar PV |  | S_VACA | South Carolina | 45 | Lee | 61 | 45061 | 2 | 0 | 2019 | 9999 |  |  | N | Solar | [13 empty] | 0 | 0 | 0 | 0 | [11 empty] | Southern Current LLC | 100 | Southern Current LLC | 100
Watauga Solar | 61951_G_15 | 61951 | G | 15 |  | Solar PV |  | S_VACA | South Carolina | 45 | Darlington | 31 | 45031 | 2 | 0 | 2019 | 9999 |  |  | N | Solar | [13 empty] | 0 | 0 | 0 | 0 | [11 empty] | Sustainable Energy Solutions LLC | 100 | Sustainable Energy Solutions LLC | 100
Whitt Solar | 61952_G_20 | 61952 | G | 20 |  | Solar PV |  | S_VACA | South Carolina | 45 | Anderson | 7 | 45007 | 2 | 0 | 2019 | 9999 |  |  | N | Solar | [13 empty] | 0 | 0 | 0 | 0 | [11 empty] | Southern Current LLC | 100 | Southern Current LLC | 100
Willis Solar | 61953_G_16 | 61953 | G | 16 |  | Solar PV |  | S_VACA | South Carolina | 45 | Florence | 41 | 45041 | 2 | 0 | 2018 | 9999 |  |  | N | Solar | [13 empty] | 0 | 0 | 0 | 0 | [11 empty] | Sustainable Energy Solutions LLC | 100 | Sustainable Energy Solutions LLC | 100
Delta Solar Power I | 61954_G_DSPI | 61954 | G | DSPI |  | Solar PV |  | MIS_LMI | Michigan | 26 | Eaton | 45 | 26045 | 7.7 | 0 | 2018 | 9999 |  |  | N | Solar | [13 empty] | 0 | 0 | 0 | 0 | [11 empty] | Delta Solar Power I LLC | 100 | CMS Energy Corp | 100
Delta Solar Power II | 61955_G_DSPII | 61955 | G | DSPII |  | Solar PV |  | MIS_LMI | Michigan | 26 | Eaton | 45 | 26045 | 15.2 | 0 | 2018 | 9999 |  |  | N | Solar | [13 empty] | 0 | 0 | 0 | 0 | [11 empty] | Delta Solar Power II LLC | 100 | CMS Energy Corp | 100
MCRD Parris Island PV Hybrid | 61956_G_CARPT | 61956 | G | CARPT |  | Solar PV |  | S_VACA | South Carolina | 45 | Beaufort | 13 | 45013 | 1.6 | 0 | 2018 | 9999 |  |  | N | Solar | [13 empty] | 0 | 0 | 0 | 0 | [11 empty] | Ameresco Federal Solutions Inc | 100 | Ameresco Inc | 100
MCRD Parris Island PV Hybrid | 61956_G_GRDMT | 61956 | G | GRDMT |  | Solar PV |  | S_VACA | South Carolina | 45 | Beaufort | 13 | 45013 | 4.4 | 0 | 2018 | 9999 |  |  | N | Solar | [13 empty] | 0 | 0 | 0 | 0 | [11 empty] | Ameresco Federal Solutions Inc | 100 | Ameresco Inc | 100
MCRD Parris Island PV Hybrid | 61956_G_TBESS | 61956 | G | TBESS |  | Energy Storage |  | S_VACA | South Carolina | 45 | Beaufort | 13 | 45013 | 4 | 0 | 2018 | 9999 |  |  | N | Energy Storage | [13 empty] | 0 | 0 | 0 | 0 | [11 empty] | Ameresco Federal Solutions Inc | 100 | Ameresco Inc | 100
MCRD Parris Island PV Hybrid | 61956_G_BAKUP | 61956 | G | BAKUP |  | Combustion Turbine | IC Engine | S_VACA | South Carolina | 45 | Beaufort | 13 | 45013 | 2.5 | 10745 | 2019 | 9999 |  |  | N | Distillate Fuel Oil | [13 empty] | 1.6498 | 1.6498 | 1.6498 | 1.6498 | [11 empty] | Ameresco Federal Solutions Inc | 100 | Ameresco Inc | 100
MCRD Parris Island PV Hybrid | 61956_G_BLKST | 61956 | G | BLKST |  | Combustion Turbine | IC Engine | S_VACA | South Carolina | 45 | Beaufort | 13 | 45013 | 1 | 10745 | 2019 | 9999 |  |  | N | Distillate Fuel Oil | [13 empty] | 1.6498 | 1.6498 | 1.6498 | 1.6498 | [11 empty] | Ameresco Federal Solutions Inc | 100 | Ameresco Inc | 100
MCRD Parris Island PV Hybrid | 61956_G_CHPP | 61956 | G | CHPP |  | Combustion Turbine |  | S_VACA | South Carolina | 45 | Beaufort | 13 | 45013 | 3.5 | 10745 | 2019 | 9999 |  |  | N | Natural Gas | [13 empty] | 0.011 | 0.011 | 0.011 | 0.011 | [11 empty] | Ameresco Federal Solutions Inc | 100 | Ameresco Inc | 100
Pratt Wind, LLC | 61957_G_PW | 61957 | G | PW |  | Onshore Wind |  | SPP_N | Kansas | 20 | Pratt | 151 | 20151 | 243.5 | 0 | 2018 | 9999 |  |  | N | Wind | [13 empty] | 0 | 0 | 0 | 0 | [11 empty] | Pratt Wind LLC | 100 | NextEra Energy Inc | 100
Broadalbin-Perth Solar | 61958_G_BAP1 | 61958 | G | BAP1 |  | Solar PV |  | NY_Z_F | New York | 36 | Montgomery | 57 | 36057 | 1.5 | 0 | 2018 | 9999 |  |  | N | Solar | [13 empty] | 0 | 0 | 0 | 0 | [11 empty] | AES Broadalbin Solar LLC | 100 | AES Corp (The) | 100
Coolidge Solar 1, LLC | 61959_G_COLS | 61959 | G | COLS |  | Solar PV |  | NENGREST | Vermont | 50 | Windsor | 27 | 50027 | 19.6 | 0 | 2018 | 9999 |  |  | N | Solar | [13 empty] | 0 | 0 | 0 | 0 | [11 empty] | Coolidge Solar I LLC | 100 | Coolidge Solar I LLC | 100
Atood II | 61960_G_GEN1 | 61960 | G | GEN1 |  | Solar PV |  | S_VACA | South Carolina | 45 | Spartanburg | 83 | 45083 | 2 | 0 | 2018 | 9999 |  |  | N | Solar | [13 empty] | 0 | 0 | 0 | 0 | [11 empty] | Ollo LLC | 100 | Ollo LLC | 100
Gaston II | 61961_G_GEN1 | 61961 | G | GEN1 |  | Solar PV |  | S_VACA | South Carolina | 45 | Lexington | 63 | 45063 | 7.5 | 0 | 2018 | 9999 |  |  | N | Solar | [13 empty] | 0 | 0 | 0 | 0 | [11 empty] | Gaston Solar II LLC | 100 | Cypress Creek Holdings LLC | 100
Holstein 1 Solar Farm | 61962_G_HSF01 | 61962 | G | HSF01 |  | Solar PV |  | ERC_WEST | Texas | 48 | Nolan | 353 | 48353 | 200 | 0 | 2020 | 9999 |  |  | N | Solar | [13 empty] | 0 | 0 | 0 | 0 | [11 empty] | 226HC 8ME LLC | 100 | 8 Minute Solar Energy | 100
Quakertown Solar Farm, LLC | 61965_G_QKRTN | 61965 | G | QKRTN |  | Solar PV |  | PJM_EMAC | New Jersey | 34 | Hunterdon | 19 | 34019 | 8.8 | 0 | 2018 | 9999 |  |  | N | Solar | [13 empty] | 0 | 0 | 0 | 0 | [11 empty] | Quakertown Farms LLC | 100 | Quakertown Farms LLC | 100
Chisago Holdco LLC, CSG | 61968_G_CHIS | 61968 | G | CHIS |  | Solar PV |  | MIS_MNWI | Minnesota | 27 | Chisago | 25 | 27025 | 3 | 0 | 2019 | 9999 |  |  | N | Solar | [13 empty] | 0 | 0 | 0 | 0 | [11 empty] | Chisago Holdco LLC | 100 | Chisago Holdco LLC | 100
Torrecillas Wind Energy, LLC | 61969_G_TWE | 61969 | G | TWE |  | Onshore Wind |  | ERC_REST | Texas | 48 | Webb | 479 | 48479 | 300 | 0 | 2019 | 9999 |  |  | N | Wind | [13 empty] | 0 | 0 | 0 | 0 | [11 empty] | Torrecillas Wind Energy LLC | 100 | NextEra Energy Inc | 100
Blue Summit II Wind, LLC | 61970_G_BSII | 61970 | G | BSII |  | Onshore Wind |  | ERC_WEST | Texas | 48 | Wilbarger | 487 | 48487 | 99.4 | 0 | 2019 | 9999 |  |  | N | Wind | [13 empty] | 0 | 0 | 0 | 0 | [11 empty] | Blue Summit II Wind LLC | 100 | NextEra Energy Inc | 100
Corcoran CSG | 61971_G_201 | 61971 | G | 201 |  | Solar PV |  | MIS_MNWI | Minnesota | 27 | Hennepin | 53 | 27053 | 1 | 0 | 2019 | 9999 |  |  | N | Solar | [13 empty] | 0 | 0 | 0 | 0 | [11 empty] | SEV MN 2 LLC | 100 | Altus Power America Management LLC | 100
Corcoran CSG | 61971_G_202 | 61971 | G | 202 |  | Solar PV |  | MIS_MNWI | Minnesota | 27 | Hennepin | 53 | 27053 | 1 | 0 | 2019 | 9999 |  |  | N | Solar | [13 empty] | 0 | 0 | 0 | 0 | [11 empty] | SEV MN 2 LLC | 100 | Altus Power America Management LLC | 100
Corcoran CSG | 61971_G_203 | 61971 | G | 203 |  | Solar PV |  | MIS_MNWI | Minnesota | 27 | Hennepin | 53 | 27053 | 1 | 0 | 2019 | 9999 |  |  | N | Solar | [13 empty] | 0 | 0 | 0 | 0 | [11 empty] | SEV MN 2 LLC | 100 | Altus Power America Management LLC | 100
Corcoran CSG | 61971_G_204 | 61971 | G | 204 |  | Solar PV |  | MIS_MNWI | Minnesota | 27 | Hennepin | 53 | 27053 | 1 | 0 | 2019 | 9999 |  |  | N | Solar | [13 empty] | 0 | 0 | 0 | 0 | [11 empty] | SEV MN 2 LLC | 100 | Altus Power America Management LLC | 100
Corcoran CSG | 61971_G_205 | 61971 | G | 205 |  | Solar PV |  | MIS_MNWI | Minnesota | 27 | Hennepin | 53 | 27053 | 1 | 0 | 2019 | 9999 |  |  | N | Solar | [13 empty] | 0 | 0 | 0 | 0 | [11 empty] | SEV MN 2 LLC | 100 | Altus Power America Management LLC | 100
Richardson Solar II | 61972_G_C2BV | 61972 | G | C2BV |  | Solar PV |  | S_VACA | South Carolina | 45 | Barnwell | 11 | 45011 | 3.6 | 0 | 2019 | 9999 |  |  | N | Solar | [13 empty] | 0 | 0 | 0 | 0 | [11 empty] | DP C2 Episode 1 LLC | 100 | DP C2 Episode 1 LLC | 100
Blackville Solar II | 61973_G_C2BV | 61973 | G | C2BV |  | Solar PV |  | S_VACA | South Carolina | 45 | Barnwell | 11 | 45011 | 20 | 0 | 2019 | 9999 |  |  | N | Solar | [13 empty] | 0 | 0 | 0 | 0 | [11 empty] | Southern Current LLC | 100 | Southern Current LLC | 100
Diamond Solar II | 61974_G_C2BV | 61974 | G | C2BV |  | Solar PV |  | S_VACA | South Carolina | 45 | Lexington | 63 | 45063 | 8.2 | 0 | 2019 | 9999 |  |  | N | Solar | [13 empty] | 0 | 0 | 0 | 0 | [11 empty] | DP C2 Episode 1 LLC | 100 | DP C2 Episode 1 LLC | 100
Edison Solar II | 61975_G_C2BV | 61975 | G | C2BV |  | Solar PV |  | S_VACA | South Carolina | 45 | Barnwell | 11 | 45011 | 4.8 | 0 | 2019 | 9999 |  |  | N | Solar | [13 empty] | 0 | 0 | 0 | 0 | [11 empty] | DP C2 Episode 1 LLC | 100 | DP C2 Episode 1 LLC | 100
Peony Solar | 61976_G_PGRG1 | 61976 | G | PGRG1 |  | Solar PV |  | S_VACA | South Carolina | 45 | Orangeburg | 75 | 45075 | 39 | 0 | 2018 | 9999 |  |  | N | Solar | [13 empty] | 0 | 0 | 0 | 0 | [11 empty] | Peony Solar LLC | 100 | NARENCO | 100
Cornillie | 61977_G_SO334 | 61977 | G | SO334 |  | Solar PV |  | MIS_MNWI | Minnesota | 27 | Chisago | 25 | 27025 | 1 | 0 | 2018 | 9999 |  |  | N | Solar | [13 empty] | 0 | 0 | 0 | 0 | [11 empty] | WGL Solar Cornille LLC | 100 | AltaGas Ltd | 100
Pinesage | 61978_G_GEN1 | 61978 | G | GEN1 |  | Solar PV |  | S_VACA | North Carolina | 37 | Moore | 125 | 37125 | 5 | 0 | 2018 | 9999 |  |  | N | Solar | [13 empty] | 0 | 0 | 0 | 0 | [11 empty] | Pinesage Solar Farm LLC | 100 | Pinesage Solar Farm LLC | 100
Syncarpha Prinsburg CSG (Ledeboer) | 61979_G_SYPRN | 61979 | G | SYPRN |  | Solar PV |  | MIS_MNWI | Minnesota | 27 | Kandiyohi | 67 | 27067 | 1 | 0 | 2018 | 9999 |  |  | N | Solar | [13 empty] | 0 | 0 | 0 | 0 | [11 empty] | Prinsburg CSG I LLC | 100 | Prinsburg CSG I LLC | 100
Syncarpha Clara City CSG I (Stamer) | 61980_G_SCSG1 | 61980 | G | SCSG1 |  | Solar PV |  | MIS_MNWI | Minnesota | 27 | Chippewa | 23 | 27023 | 1 | 0 | 2018 | 9999 |  |  | N | Solar | [13 empty] | 0 | 0 | 0 | 0 | [11 empty] | Clara City CSG I LLC | 100 | Clara City CSG I LLC | 100
Cottage Grove Project CSG | 61983_G_COTG | 61983 | G | COTG |  | Solar PV |  | MIS_MNWI | Minnesota | 27 | Washington | 163 | 27163 | 4.9 | 0 | 2018 | 9999 |  |  | N | Solar | [13 empty] | 0 | 0 | 0 | 0 | [11 empty] | DG Minnesota CSG LLC | 100 | NextEra Energy Inc | 100
Solomon Forks Wind Project, LLC | 61984_G_WTGS | 61984 | G | WTGS |  | Onshore Wind |  | SPP_N | Kansas | 20 | Thomas | 193 | 20193 | 275.6 | 0 | 2019 | 9999 |  |  | N | Wind | [13 empty] | 0 | 0 | 0 | 0 | [11 empty] | Solomon Forks Wind Project LLC | 100 | ENGIE SA | 100
Colonial Trail West | 61985_G_CTWS | 61985 | G | CTWS |  | Solar PV |  | PJM_Dom | Virginia | 51 | Surry | 181 | 51181 | 142.4 | 0 | 2019 | 9999 |  |  | N | Solar | [13 empty] | 0 | 0 | 0 | 0 | [11 empty] | Virginia Electric & Power Co | 100 | Dominion Energy Inc | 100
Spring Grove I | 61986_G_SGIS | 61986 | G | SGIS |  | Solar PV |  | PJM_Dom | Virginia | 51 | Surry | 181 | 51181 | 97.9 | 0 | 2020 | 9999 |  |  | N | Solar | [13 empty] | 0 | 0 | 0 | 0 | [11 empty] | Dominion Resources Inc | 100 | Dominion Energy Inc | 100
Citrus Ridge Solar | 61988_G_FL501 | 61988 | G | FL501 |  | Solar PV |  | FRCC | Florida | 12 | Orange | 95 | 12095 | 52 | 0 | 2018 | 9999 |  |  | N | Solar | [13 empty] | 0 | 0 | 0 | 0 | [11 empty] | FL Solar 5 LLC | 100 | Origis Energy | 100
TAC-Distributed Energy Resource Hybrid | 61990_G_BA | 61990 | G | BA |  | Energy Storage |  | MIS_IL | Illinois | 17 | Champaign | 19 | 17019 | 0.3 | 0 | 2017 | 9999 |  |  | N | Energy Storage | [13 empty] | 0 | 0 | 0 | 0 | [11 empty] | Ameren Illinois | 100 | Ameren Corp | 100
TAC-Distributed Energy Resource Hybrid | 61990_G_NG | 61990 | G | NG |  | Combustion Turbine | IC Engine | MIS_IL | Illinois | 17 | Champaign | 19 | 17019 | 1 | 18000 | 2017 | 2045 |  |  | N | Natural Gas | [13 empty] | 1.061 | 1.061 | 1.061 | 1.061 | [11 empty] | Ameren Illinois | 100 | Ameren Corp | 100
TAC-Distributed Energy Resource Hybrid | 61990_G_SOLAR | 61990 | G | SOLAR |  | Solar PV |  | MIS_IL | Illinois | 17 | Champaign | 19 | 17019 | 0.1 | 0 | 2017 | 9999 |  |  | N | Solar | [13 empty] | 0 | 0 | 0 | 0 | [11 empty] | Ameren Illinois | 100 | Ameren Corp | 100
TAC-Distributed Energy Resource Hybrid | 61990_G_WIND | 61990 | G | WIND |  | Onshore Wind |  | MIS_IL | Illinois | 17 | Champaign | 19 | 17019 | 0.1 | 0 | 2017 | 9999 |  |  | N | Wind | [13 empty] | 0 | 0 | 0 | 0 | [11 empty] | Ameren Illinois | 100 | Ameren Corp | 100
Gavilan District College Solar Project | 61993_G_GDCPV | 61993 | G | GDCPV |  | Solar PV |  | WEC_CALN | California | 6 | Santa Clara | 85 | 06085 | 1.2 | 0 | 2018 | 9999 |  |  | N | Solar | [13 empty] | 0 | 0 | 0 | 0 | [11 empty] | Gavilan District College Solar Project | 100 | SunPower Corp | 100
Gavilan District College Solar Project | 61993_G_GDCBA | 61993 | G | GDCBA |  | Energy Storage |  | WEC_CALN | California | 6 | Santa Clara | 85 | 06085 | 0.5 | 0 | 2019 | 9999 |  |  | N | Energy Storage | [13 empty] | 0 | 0 | 0 | 0 | [11 empty] | Gavilan District College Solar Project | 100 | SunPower Corp | 100
UC Merced Solar Hybrid | 61995_G_UCMBA | 61995 | G | UCMBA |  | Energy Storage |  | WEC_CALN | California | 6 | Merced | 47 | 06047 | 0.5 | 0 | 2018 | 9999 |  |  | N | Energy Storage | [13 empty] | 0 | 0 | 0 | 0 | [11 empty] | UC Merced | 100 | UC Merced | 100
UC Merced Solar Hybrid | 61995_G_UCMPV | 61995 | G | UCMPV |  | Solar PV |  | WEC_CALN | California | 6 | Merced | 47 | 06047 | 4.3 | 0 | 2018 | 9999 |  |  | N | Solar | [13 empty] | 0 | 0 | 0 | 0 | [11 empty] | Solar University LLC | 100 | TOTAL SA | 100
Rankin Solar Center, LLC | 61996_G_RANKI | 61996 | G | RANKI |  | Solar PV |  | S_VACA | South Carolina | 45 | Florence | 41 | 45041 | 10 | 0 | 2019 | 9999 |  |  | N | Solar | [13 empty] | 0 | 0 | 0 | 0 | [11 empty] | Coronal Energy LLC | 100 | Coronal Energy LLC | 100
USS Big Lake 1 Solar CSG | 61997_G_USSBL | 61997 | G | USSBL |  | Solar PV |  | MIS_MNWI | Minnesota | 27 | Sherburne | 141 | 27141 | 1 | 0 | 2018 | 9999 |  |  | N | Solar | [13 empty] | 0 | 0 | 0 | 0 | [11 empty] | USS Big Lake 1 LLC | 100 | US Solar DG Development LLC | 100
USS Good Solar CSG | 61998_G_USSGO | 61998 | G | USSGO |  | Solar PV |  | MIS_MNWI | Minnesota | 27 | Chisago | 25 | 27025 | 1 | 0 | 2018 | 9999 |  |  | N | Solar | [13 empty] | 0 | 0 | 0 | 0 | [11 empty] | USS Good Solar LLC | 100 | US Solar DG Development LLC | 100
USS Kasch Solar CSG | 61999_G_USSKA | 61999 | G | USSKA |  | Solar PV |  | MIS_MNWI | Minnesota | 27 | Benton | 9 | 27009 | 1 | 0 | 2018 | 9999 |  |  | N | Solar | [13 empty] | 0 | 0 | 0 | 0 | [11 empty] | USS Kasch Solar LLC | 100 | US Solar DG Development LLC | 100
USS Rockpoint Solar CSG | 62000_G_USSRP | 62000 | G | USSRP |  | Solar PV |  | MIS_MNWI | Minnesota | 27 | Chisago | 25 | 27025 | 1 | 0 | 2018 | 9999 |  |  | N | Solar | [13 empty] | 0 | 0 | 0 | 0 | [11 empty] | USS Rockpoint Solar LLC | 100 | US Solar DG Development LLC | 100
San Pablo Raceway | 62004_G_SPRWY | 62004 | G | SPRWY |  | Solar PV |  | WEC_LADW | California | 6 | Los Angeles | 37 | 06037 | 100 | 0 | 2019 | 9999 |  |  | N | Solar | [13 empty] | 0 | 0 | 0 | 0 | [11 empty] | San Pablo Raceway LLC | 100 | FTP Power LLC | 100
Gibbon Solar | 62010_G_PGRK1 | 62010 | G | PGRK1 |  | Solar PV |  | MIS_MNWI | Minnesota | 27 | Sibley | 143 | 27143 | 3.3 | 0 | 2019 | 9999 |  |  | N | Solar | [13 empty] | 0 | 0 | 0 | 0 | [11 empty] | Novel Solar Three LLC | 100 | Pine Gate Energy Capital LLC | 100
UC Riverside Lots 30 & 32 | 62016_G_UCRIV | 62016 | G | UCRIV |  | Solar PV |  | WECC_SCE | California | 6 | Riverside | 65 | 06065 | 3.5 | 0 | 2017 | 9999 |  |  | N | Solar | [13 empty] | 0 | 0 | 0 | 0 | [11 empty] | Solar Star California XXIX LLC | 100 | SunPower Corp | 100
Riverhead Solar Farm | 62017_G_RIV1 | 62017 | G | RIV1 |  | Solar PV |  | NY_Z_K | New York | 36 | Suffolk | 103 | 36103 | 20 | 0 | 2019 | 9999 |  |  | N | Solar | [13 empty] | 0 | 0 | 0 | 0 | [11 empty] | Riverhead Solar Farm LLC | 100 | FTP Power LLC | 100
Page Solar | 62018_G_PGRI1 | 62018 | G | PGRI1 |  | Solar PV |  | S_VACA | North Carolina | 37 | Johnston | 101 | 37101 | 1.6 | 0 | 2018 | 9999 |  |  | N | Solar | [13 empty] | 0 | 0 | 0 | 0 | [11 empty] | Page Solar Farm LLC | 100 | Page Solar Farm LLC | 100
Stanford Campus Solar | 62020_G_STANF | 62020 | G | STANF |  | Solar PV |  | WEC_CALN | California | 6 | Santa Clara | 85 | 06085 | 3.3 | 0 | 2017 | 9999 |  |  | N | Solar | [13 empty] | 0 | 0 | 0 | 0 | [11 empty] | Solar Star California XLII LLC | 100 | TOTAL SA | 100
Franklin Solar | 62021_G_FRANK | 62021 | G | FRANK |  | Solar PV |  | NENG_CT | Connecticut | 9 | New London | 11 | 09011 | 1 | 0 | 2018 | 9999 |  |  | N | Solar | [13 empty] | 0 | 0 | 0 | 0 | [11 empty] | Ecos Energy LLC | 100 | Allco Renewable Energy Limited | 100
Wilson Solar | 62023_G_WILSN | 62023 | G | WILSN |  | Solar PV |  | NENG_CT | Connecticut | 9 | New London | 11 | 09011 | 1 | 0 | 2018 | 9999 |  |  | N | Solar | [13 empty] | 0 | 0 | 0 | 0 | [11 empty] | Ecos Energy LLC | 100 | Allco Renewable Energy Limited | 100
Jefferson Solar | 62024_G_JEFRS | 62024 | G | JEFRS |  | Solar PV |  | NENG_CT | Connecticut | 9 | New London | 11 | 09011 | 1 | 0 | 2018 | 9999 |  |  | N | Solar | [13 empty] | 0 | 0 | 0 | 0 | [11 empty] | Ecos Energy LLC | 100 | Allco Renewable Energy Limited | 100
Hamilton Solar | 62025_G_HAMLT | 62025 | G | HAMLT |  | Solar PV |  | NENG_CT | Connecticut | 9 | New London | 11 | 09011 | 1 | 0 | 2018 | 9999 |  |  | N | Solar | [13 empty] | 0 | 0 | 0 | 0 | [11 empty] | Ecos Energy LLC | 100 | Allco Renewable Energy Limited | 100
Adams Solar | 62026_G_ADAMS | 62026 | G | ADAMS |  | Solar PV |  | NENG_CT | Connecticut | 9 | New London | 11 | 09011 | 1 | 0 | 2018 | 9999 |  |  | N | Solar | [13 empty] | 0 | 0 | 0 | 0 | [11 empty] | Ecos Energy LLC | 100 | Allco Renewable Energy Limited | 100
Caldwell Wastewater Treatment Plant Hybrid | 62027_G_BAT1 | 62027 | G | BAT1 |  | Energy Storage |  | PJM_EMAC | New Jersey | 34 | Essex | 13 | 34013 | 0.5 | 0 | 2016 | 9999 |  |  | N | Energy Storage | [13 empty] | 0 | 0 | 0 | 0 | [11 empty] | Caldwell Wastewater Treatment Plant | 100 | Caldwell Wastewater Treatment Plant | 100
Caldwell Wastewater Treatment Plant Hybrid | 62027_G_PV1 | 62027 | G | PV1 |  | Solar PV |  | PJM_EMAC | New Jersey | 34 | Essex | 13 | 34013 | 0.7 | 0 | 2016 | 9999 |  |  | N | Solar | [13 empty] | 0 | 0 | 0 | 0 | [11 empty] | Caldwell Wastewater Treatment Plant | 100 | Caldwell Wastewater Treatment Plant | 100
CSU Long Beach Lots 7 & 14 | 62028_G_CSULB | 62028 | G | CSULB |  | Solar PV |  | WEC_LADW | California | 6 | Los Angeles | 37 | 06037 | 3.3 | 0 | 2017 | 9999 |  |  | N | Solar | [13 empty] | 0 | 0 | 0 | 0 | [11 empty] | Solar Star California XLVII LLC | 100 | SunPower Corp | 100
Enfield Community Solar | 62029_G_5515 | 62029 | G | 5515 |  | Solar PV |  | NY_Z_C&E | New York | 36 | Tompkins | 109 | 36109 | 1.8 | 0 | 2017 | 9999 |  |  | N | Solar | [13 empty] | 0 | 0 | 0 | 0 | [11 empty] | Enfield Community Solar | 100 | Enfield Community Solar | 100
Nautilus Lindstrom Solar CSG | 62030_G_LI | 62030 | G | LI |  | Solar PV |  | MIS_MNWI | Minnesota | 27 | Chisago | 25 | 27025 | 2 | 0 | 2019 | 9999 |  |  | N | Solar | [13 empty] | 0 | 0 | 0 | 0 | [11 empty] | Lindstrom Solar LLC | 100 | Lindstrom Solar LLC | 100
Nautilus Saint Cloud Solar CSG | 62031_G_SC | 62031 | G | SC |  | Solar PV |  | MIS_MNWI | Minnesota | 27 | Sherburne | 141 | 27141 | 5 | 0 | 2019 | 9999 |  |  | N | Solar | [13 empty] | 0 | 0 | 0 | 0 | [11 empty] | Saint Cloud Solar LLC | 100 | Saint Cloud Solar LLC | 100
Nautilus Winsted Solar CSG | 62032_G_WS | 62032 | G | WS |  | Solar PV |  | MIS_MNWI | Minnesota | 27 | McLeod | 85 | 27085 | 3 | 0 | 2019 | 9999 |  |  | N | Solar | [13 empty] | 0 | 0 | 0 | 0 | [11 empty] | Winsted Solar LLC | 100 | Winsted Solar LLC | 100
Baer Road CSG | 62034_G_7 | 62034 | G | 7 |  | Solar PV |  | NY_Z_G-I | New York | 36 | Sullivan | 105 | 36105 | 2 | 0 | 2018 | 9999 |  |  | N | Solar | [13 empty] | 0 | 0 | 0 | 0 | [11 empty] | Delaware River Solar | 100 | Delaware River Solar | 100
Glaciers Edge Wind Project | 62035_G_GEW | 62035 | G | GEW |  | Onshore Wind |  | MIS_MIDA | Iowa | 19 | Cherokee | 35 | 19035 | 200 | 0 | 2019 | 9999 |  |  | N | Wind | [13 empty] | 0 | 0 | 0 | 0 | [11 empty] | Glaciers Edge Wind Project LLC | 100 | EDF Group | 100
Sartell Holdco CSG | 62036_G_SARTE | 62036 | G | SARTE |  | Solar PV |  | MIS_MNWI | Minnesota | 27 | Stearns | 145 | 27145 | 5 | 0 | 2019 | 9999 |  |  | N | Solar | [13 empty] | 0 | 0 | 0 | 0 | [11 empty] | Sartell Holdco LLC | 100 | Sartell Holdco LLC | 100
Rollingstone Holdco CSG | 62037_G_ROLLI | 62037 | G | ROLLI |  | Solar PV |  | MIS_MNWI | Minnesota | 27 | Winona | 169 | 27169 | 5 | 0 | 2019 | 9999 |  |  | N | Solar | [13 empty] | 0 | 0 | 0 | 0 | [11 empty] | Rollingstone Holdco LLC | 100 | Rollingstone Holdco LLC | 100
Santa Rita East | 62038_G_STRAE | 62038 | G | STRAE |  | Onshore Wind |  | ERC_WEST | Texas | 48 | Irion | 235 | 48235 | 302.4 | 0 | 2019 | 9999 |  |  | N | Wind | [13 empty] | 0 | 0 | 0 | 0 | [11 empty] | Santa Rita East Wind Energy LLC | 100 | Invenergy LLC | 100
Santa Rosa Junior College Petaluma Solar | 62039_G_SRJCP | 62039 | G | SRJCP |  | Solar PV |  | WEC_CALN | California | 6 | Sonoma | 97 | 06097 | 1.1 | 0 | 2018 | 9999 |  |  | N | Solar | [13 empty] | 0 | 0 | 0 | 0 | [11 empty] | SunPower Corp Systems | 100 | SunPower Corp | 100
Becker Solar CSG | 62040_G_BCKR1 | 62040 | G | BCKR1 |  | Solar PV |  | MIS_MNWI | Minnesota | 27 | Wright | 171 | 27171 | 1 | 0 | 2019 | 9999 |  |  | N | Solar | [13 empty] | 0 | 0 | 0 | 0 | [11 empty] | Sunshare LLC | 100 | SunShare LLC | 100
Cuyahoga County Landfill | 62041_G_CCBO1 | 62041 | G | CCBO1 |  | Solar PV |  | PJM_ATSI | Ohio | 39 | Cuyahoga | 35 | 39035 | 3.7 | 0 | 2018 | 9999 |  |  | N | Solar | [13 empty] | 0 | 0 | 0 | 0 | [11 empty] | IOS II LLC | 100 | ORIX Corp | 100
USS Solar Rapids CSG | 62042_G_USSSR | 62042 | G | USSSR |  | Solar PV |  | MIS_MNWI | Minnesota | 27 | Benton | 9 | 27009 | 1 | 0 | 2019 | 9999 |  |  | N | Solar | [13 empty] | 0 | 0 | 0 | 0 | [11 empty] | USS Solar Rapids LLC | 100 | US Solar DG Development LLC | 100
First Baptist Church of Glenarden | 62043_G_FBCG1 | 62043 | G | FBCG1 |  | Solar PV |  | PJM_SMAC | Maryland | 24 | Prince Georges | 33 | 24033 | 1.6 | 0 | 2018 | 9999 |  |  | N | Solar | [13 empty] | 0 | 0 | 0 | 0 | [11 empty] | IOS II LLC | 100 | ORIX Corp | 100
USS Solar Dawn CSG | 62044_G_USSSD | 62044 | G | USSSD |  | Solar PV |  | MIS_MNWI | Minnesota | 27 | Chisago | 25 | 27025 | 1 | 0 | 2018 | 9999 |  |  | N | Solar | [13 empty] | 0 | 0 | 0 | 0 | [11 empty] | USS Solar Dawn LLC | 100 | US Solar DG Development LLC | 100
USS Norelius Solar CSG | 62045_G_USSNO | 62045 | G | USSNO |  | Solar PV |  | MIS_MNWI | Minnesota | 27 | Chisago | 25 | 27025 | 1 | 0 | 2019 | 9999 |  |  | N | Solar | [13 empty] | 0 | 0 | 0 | 0 | [11 empty] | USS Norelius Solar LLC | 100 | US Solar DG Development LLC | 100
USS Nillie Corn Solar CSG | 62046_G_USSNC | 62046 | G | USSNC |  | Solar PV |  | MIS_MNWI | Minnesota | 27 | Chisago | 25 | 27025 | 1 | 0 | 2018 | 9999 |  |  | N | Solar | [13 empty] | 0 | 0 | 0 | 0 | [11 empty] | USS Nillie Corn Solar LLC | 100 | US Solar DG Development LLC | 100
USS JJ Solar CSG | 62047_G_USSJJ | 62047 | G | USSJJ |  | Solar PV |  | MIS_MNWI | Minnesota | 27 | Benton | 9 | 27009 | 1 | 0 | 2019 | 9999 |  |  | N | Solar | [13 empty] | 0 | 0 | 0 | 0 | [11 empty] | USS JJ Solar LLC | 100 | US Solar DG Development LLC | 100
USS Dubhe Solar CSG | 62048_G_USSDB | 62048 | G | USSDB |  | Solar PV |  | MIS_MNWI | Minnesota | 27 | Chisago | 25 | 27025 | 1 | 0 | 2018 | 9999 |  |  | N | Solar | [13 empty] | 0 | 0 | 0 | 0 | [11 empty] | USS Dubhe Solar LLC | 100 | US Solar DG Development LLC | 100
USS Brockway Solar CSG | 62049_G_USSBR | 62049 | G | USSBR |  | Solar PV |  | MIS_MNWI | Minnesota | 27 | Stearns | 145 | 27145 | 1 | 0 | 2019 | 9999 |  |  | N | Solar | [13 empty] | 0 | 0 | 0 | 0 | [11 empty] | USS Brockway Solar LLC | 100 | US Solar DG Development LLC | 100
Citizens Imperial Solar | 62052_G_CIS1 | 62052 | G | CIS1 |  | Solar PV |  | WECC_IID | California | 6 | Imperial | 25 | 06025 | 30 | 0 | 2019 | 9999 |  |  | N | Solar | [13 empty] | 0 | 0 | 0 | 0 | [11 empty] | Citizens Solar Holdings VIII LLC | 100 | Citizens Enterprises Corp | 100
Syncarpha Dodge 1 CSG | 62053_G_SPGD1 | 62053 | G | SPGD1 |  | Solar PV |  | MIS_MNWI | Minnesota | 27 | Dodge | 39 | 27039 | 1 | 0 | 2019 | 9999 |  |  | N | Solar | [13 empty] | 0 | 0 | 0 | 0 | [11 empty] | Solar Provider Group MN I LLC | 100 | Solar Provider Group LLC | 100
Alpha Value Solar | 62054_G_AVS01 | 62054 | G | AVS01 |  | Solar PV |  | PJM_Dom | North Carolina | 37 | Perquimans | 143 | 37143 | 5 | 0 | 2019 | 9999 |  |  | N | Solar | [13 empty] | 0 | 0 | 0 | 0 | [11 empty] | Alpha Value Solar LLC | 100 | Alpha Value Solar LLC | 100
Wareham Solar PV | 62055_G_LG395 | 62055 | G | LG395 |  | Solar PV |  | NENGREST | Massachusetts | 25 | Plymouth | 23 | 25023 | 3.3 | 0 | 2018 | 9999 |  |  | N | Solar | [13 empty] | 0 | 0 | 0 | 0 | [11 empty] | NSTAR Co d/b/a Eversource Energy | 100 | Eversource Energy | 100
Lancaster | 62056_G_LANC | 62056 | G | LANC |  | Solar PV |  | WEC_LADW | California | 6 | Los Angeles | 37 | 06037 | 3 | 0 | 2018 | 9999 |  |  | N | Solar | [13 empty] | 0 | 0 | 0 | 0 | [11 empty] | AVS Phase 2 LLC | 100 | AVS Phase 2 LLC | 100
Hazlehurst III | 62057_G_HZIII | 62057 | G | HZIII |  | Solar PV |  | S_SOU | Georgia | 13 | Jeff Davis | 161 | 13161 | 40 | 0 | 2019 | 9999 |  |  | N | Solar | [13 empty] | 0 | 0 | 0 | 0 | [11 empty] | SR Hazlehurst III LLC | 100 | Silicon Ranch Corp | 100
SR Terrell | 62058_G_TERRL | 62058 | G | TERRL |  | Solar PV |  | S_SOU | Georgia | 13 | Terrell | 273 | 13273 | 74 | 0 | 2020 | 9999 |  |  | N | Solar | [13 empty] | 0 | 0 | 0 | 0 | [11 empty] | SR Terrell LLC | 100 | Silicon Ranch Corp | 100
East Longmeadow Solar PV | 62059_G_LG400 | 62059 | G | LG400 |  | Solar PV |  | NENGREST | Massachusetts | 25 | Hampden | 13 | 25013 | 5 | 0 | 2019 | 9999 |  |  | N | Solar | [13 empty] | 0 | 0 | 0 | 0 | [11 empty] | Allco Renewable Energy Limited | 100 | Allco Renewable Energy Limited | 100
Hampton MN GRE | 62060_G_PV1 | 62060 | G | PV1 |  | Solar PV |  | MIS_MNWI | Minnesota | 27 | Dakota | 37 | 27037 | 2 | 0 | 2018 | 9999 |  |  | N | Solar | [13 empty] | 0 | 0 | 0 | 0 | [11 empty] | SoCore 2017 ProjectCo M6 LLC | 100 | SoCore Energy | 100
Anoka County MN CONX | 62061_G_PV1 | 62061 | G | PV1 |  | Solar PV |  | MIS_MNWI | Minnesota | 27 | Anoka | 3 | 27003 | 3.4 | 0 | 2018 | 9999 |  |  | N | Solar | [13 empty] | 0 | 0 | 0 | 0 | [11 empty] | SoCore Energy LLC | 100 | SoCore Energy | 100
Athens MN CONX | 62062_G_PV1 | 62062 | G | PV1 |  | Solar PV |  | MIS_MNWI | Minnesota | 27 | Isanti | 59 | 27059 | 6.6 | 0 | 2018 | 9999 |  |  | N | Solar | [13 empty] | 0 | 0 | 0 | 0 | [11 empty] | SoCore 2018 ProjectCo M8 LLC | 100 | SoCore Energy | 100
Greenfield Solar PV | 62063_G_LG400 | 62063 | G | LG400 |  | Solar PV |  | NENGREST | Massachusetts | 25 | Franklin | 11 | 25011 | 2 | 0 | 2019 | 9999 |  |  | N | Solar | [13 empty] | 0 | 0 | 0 | 0 | [11 empty] | NSTAR Co d/b/a Eversource Energy | 100 | Eversource Energy | 100
Hinsdale Solar PV | 62064_G_LG400 | 62064 | G | LG400 |  | Solar PV |  | NENGREST | Massachusetts | 25 | Berkshire | 3 | 25003 | 2 | 0 | 2019 | 9999 |  |  | N | Solar | [13 empty] | 0 | 0 | 0 | 0 | [11 empty] | GEM Energy | 100 | Rudolph/Libbe Inc | 100
Savoy Solar PV | 62065_G_LG400 | 62065 | G | LG400 |  | Solar PV |  | NENGREST | Massachusetts | 25 | Hampshire | 15 | 25015 | 2 | 0 | 2019 | 9999 |  |  | N | Solar | [13 empty] | 0 | 0 | 0 | 0 | [11 empty] | NSTAR Co d/b/a Eversource Energy | 100 | Eversource Energy | 100
Southampton Solar PV | 62066_G_LG400 | 62066 | G | LG400 |  | Solar PV |  | NENGREST | Massachusetts | 25 | Hampshire | 15 | 25015 | 2 | 0 | 2019 | 9999 |  |  | N | Solar | [13 empty] | 0 | 0 | 0 | 0 | [11 empty] | NSTAR Co d/b/a Eversource Energy | 100 | Eversource Energy | 100
Springfield Solar PV | 62072_G_LG395 | 62072 | G | LG395 |  | Solar PV |  | NENGREST | Massachusetts | 25 | Hampden | 13 | 25013 | 4 | 0 | 2019 | 9999 |  |  | N | Solar | [13 empty] | 0 | 0 | 0 | 0 | [11 empty] | NSTAR Co d/b/a Eversource Energy | 100 | Eversource Energy | 100
Hampden Solar PV | 62073_G_LG390 | 62073 | G | LG390 |  | Solar PV |  | NENGREST | Massachusetts | 25 | Hampden | 13 | 25013 | 3.5 | 0 | 2019 | 9999 |  |  | N | Solar | [13 empty] | 0 | 0 | 0 | 0 | [11 empty] | NSTAR Co d/b/a Eversource Energy | 100 | Eversource Energy | 100
Bd of Educ of Queen Anne's Cnty, Cnty HS | 62074_G_PV1 | 62074 | G | PV1 |  | Solar PV |  | PJM_EMAC | Maryland | 24 | Queen Annes | 35 | 24035 | 1.7 | 0 | 2019 | 9999 |  |  | N | Solar | [13 empty] | 0 | 0 | 0 | 0 | [11 empty] | SolarCity Corp | 100 | Tesla Inc | 100
Pima Community College | 62075_G_PV1 | 62075 | G | PV1 |  | Solar PV |  | WECC_AZ | Arizona | 4 | Pima | 19 | 04019 | 1.1 | 0 | 2019 | 9999 |  |  | N | Solar | [13 empty] | 0 | 0 | 0 | 0 | [11 empty] | Tesla Inc | 100 | Tesla Inc | 100
Town of Branford | 62076_G_PV1 | 62076 | G | PV1 |  | Solar PV |  | NENG_CT | Connecticut | 9 | New Haven | 9 | 09009 | 1.1 | 0 | 2018 | 9999 |  |  | N | Solar | [13 empty] | 0 | 0 | 0 | 0 | [11 empty] | Tesla Inc | 100 | Tesla Inc | 100
Blue Shld Of Cal- El Dorado Hlls Mtr B | 62077_G_PV1 | 62077 | G | PV1 |  | Solar PV |  | WEC_CALN | California | 6 | El Dorado | 17 | 06017 | 2.1 | 0 | 2019 | 9999 |  |  | N | Solar | [13 empty] | 0 | 0 | 0 | 0 | [11 empty] | Tesla Inc | 100 | Tesla Inc | 100
Whispering Willow North | 62079_G_1 | 62079 | G | 1 |  | Onshore Wind |  | MIS_MIDA | Iowa | 19 | Franklin | 69 | 19069 | 199.9 | 0 | 2020 | 9999 |  |  | N | Wind | [13 empty] | 0 | 0 | 0 | 0 | [11 empty] | Interstate Power & Light Co | 100 | Alliant Energy Corp | 100
Richland | 62080_G_1 | 62080 | G | 1 |  | Onshore Wind |  | MIS_MIDA | Iowa | 19 | Sac | 161 | 19161 | 130.1 | 0 | 2020 | 9999 |  |  | N | Wind | [13 empty] | 0 | 0 | 0 | 0 | [11 empty] | Richland Wind Energy LLC | 100 | Invenergy LLC | 100
Golden Plains | 62081_G_1 | 62081 | G | 1 |  | Onshore Wind |  | MIS_IA | Iowa | 19 | Winnebago | 189 | 19189 | 198.8 | 0 | 2020 | 9999 |  |  | N | Wind | [13 empty] | 0 | 0 | 0 | 0 | [11 empty] | Interstate Power & Light Co | 100 | Alliant Energy Corp | 100
Southwick Solar PV | 62082_G_REC34 | 62082 | G | REC34 |  | Solar PV |  | NENGREST | Massachusetts | 25 | Hampden | 13 | 25013 | 5 | 0 | 2019 | 9999 |  |  | N | Solar | [13 empty] | 0 | 0 | 0 | 0 | [11 empty] | NSTAR Co d/b/a Eversource Energy | 100 | Eversource Energy | 100
Becker Solar 2 CSG | 62084_G_BCKR2 | 62084 | G | BCKR2 |  | Solar PV |  | MIS_MNWI | Minnesota | 27 | Wright | 171 | 27171 | 1 | 0 | 2019 | 9999 |  |  | N | Solar | [13 empty] | 0 | 0 | 0 | 0 | [11 empty] | Sunshare LLC | 100 | SunShare LLC | 100
Becker Solar 3 CSG | 62085_G_BCKR3 | 62085 | G | BCKR3 |  | Solar PV |  | MIS_MNWI | Minnesota | 27 | Wright | 171 | 27171 | 1 | 0 | 2019 | 9999 |  |  | N | Solar | [13 empty] | 0 | 0 | 0 | 0 | [11 empty] | Sunshare LLC | 100 | SunShare LLC | 100
Becker Solar 4 CSG | 62086_G_BCKR4 | 62086 | G | BCKR4 |  | Solar PV |  | MIS_MNWI | Minnesota | 27 | Wright | 171 | 27171 | 1 | 0 | 2019 | 9999 |  |  | N | Solar | [13 empty] | 0 | 0 | 0 | 0 | [11 empty] | Sunshare LLC | 100 | SunShare LLC | 100
Becker Solar 5 CSG | 62087_G_BCKR5 | 62087 | G | BCKR5 |  | Solar PV |  | MIS_MNWI | Minnesota | 27 | Wright | 171 | 27171 | 1 | 0 | 2019 | 9999 |  |  | N | Solar | [13 empty] | 0 | 0 | 0 | 0 | [11 empty] | Sunshare LLC | 100 | SunShare LLC | 100
Schultz CSG | 62088_G_SCHUL | 62088 | G | SCHUL |  | Solar PV |  | MIS_MNWI | Minnesota | 27 | Scott | 139 | 27139 | 1.8 | 0 | 2018 | 9999 |  |  | N | Solar | [13 empty] | 0 | 0 | 0 | 0 | [11 empty] | DG Minnesota CSG LLC | 100 | NextEra Energy Inc | 100
Panda Solar NC 1, LLC | 62089_G_20002 | 62089 | G | 20002 |  | Solar PV |  | S_VACA | North Carolina | 37 | Robeson | 155 | 37155 | 1 | 0 | 2019 | 9999 |  |  | N | Solar | [13 empty] | 0 | 0 | 0 | 0 | [11 empty] | Panda Solar NC 1 LLC | 100 | Renesola Ltd | 100
Sunderland Solar PV | 62090_G_REC34 | 62090 | G | REC34 |  | Solar PV |  | NENGREST | Massachusetts | 25 | Franklin | 11 | 25011 | 1.1 | 0 | 2018 | 9999 |  |  | N | Solar | [13 empty] | 0 | 0 | 0 | 0 | [11 empty] | NSTAR Co d/b/a Eversource Energy | 100 | Eversource Energy | 100
Hatfield Solar PV | 62091_G_LG395 | 62091 | G | LG395 |  | Solar PV |  | NENGREST | Massachusetts | 25 | Hampshire | 15 | 25015 | 3.6 | 0 | 2018 | 9999 |  |  | N | Solar | [13 empty] | 0 | 0 | 0 | 0 | [11 empty] | NSTAR Co d/b/a Eversource Energy | 100 | Eversource Energy | 100
Montague Site 36-Grosolar | 62092_G_REC34 | 62092 | G | REC34 |  | Solar PV |  | NENGREST | Massachusetts | 25 | Franklin | 11 | 25011 | 4.1 | 0 | 2018 | 9999 |  |  | N | Solar | [13 empty] | 0 | 0 | 0 | 0 | [11 empty] | NSTAR Co d/b/a Eversource Energy | 100 | Eversource Energy | 100
East Springfield Solar PV | 62093_G_REC34 | 62093 | G | REC34 |  | Solar PV |  | NENGREST | Massachusetts | 25 | Hampden | 13 | 25013 | 1.4 | 0 | 2018 | 9999 |  |  | N | Solar | [13 empty] | 0 | 0 | 0 | 0 | [11 empty] | NSTAR Co d/b/a Eversource Energy | 100 | Eversource Energy | 100
Quarter Horse Solar | 62095_G_PGRF5 | 62095 | G | PGRF5 |  | Solar PV |  | S_VACA | North Carolina | 37 | Pender | 141 | 37141 | 4.5 | 0 | 2018 | 9999 |  |  | N | Solar | [13 empty] | 0 | 0 | 0 | 0 | [11 empty] | Quarter Horse Farm LLC | 100 | Strata Solar LLC | 100
Atkinson Solar II | 62096_G_PGRF3 | 62096 | G | PGRF3 |  | Solar PV |  | S_VACA | North Carolina | 37 | Duplin | 61 | 37061 | 1.9 | 0 | 2018 | 9999 |  |  | N | Solar | [13 empty] | 0 | 0 | 0 | 0 | [11 empty] | Southern Current LLC | 100 | Southern Current LLC | 100
Ludlow Site 72 - Conti | 62097_G_LG390 | 62097 | G | LG390 |  | Solar PV |  | NENGREST | Massachusetts | 25 | Hampden | 13 | 25013 | 1.9 | 0 | 2018 | 9999 |  |  | N | Solar | [13 empty] | 0 | 0 | 0 | 0 | [11 empty] | NSTAR Co d/b/a Eversource Energy | 100 | Eversource Energy | 100
Tiller CSG | 62098_G_TILLE | 62098 | G | TILLE |  | Solar PV |  | MIS_MNWI | Minnesota | 27 | Sherburne | 141 | 27141 | 5 | 0 | 2018 | 9999 |  |  | N | Solar | [13 empty] | 0 | 0 | 0 | 0 | [11 empty] | DG Minnesota CSG LLC | 100 | NextEra Energy Inc | 100
Hammer CSG | 62099_G_HAMME | 62099 | G | HAMME |  | Solar PV |  | MIS_MNWI | Minnesota | 27 | Sherburne | 141 | 27141 | 4.8 | 0 | 2018 | 9999 |  |  | N | Solar | [13 empty] | 0 | 0 | 0 | 0 | [11 empty] | DG Minnesota CSG LLC | 100 | NextEra Energy Inc | 100
Warrenton I Solar | 62100_G_PGRI4 | 62100 | G | PGRI4 |  | Solar PV |  | S_VACA | North Carolina | 37 | Warren | 185 | 37185 | 4.9 | 0 | 2018 | 9999 |  |  | N | Solar | [13 empty] | 0 | 0 | 0 | 0 | [11 empty] | Warrenton Solar 1 LLC | 100 | Cypress Creek Holdings LLC | 100
Bladenboro Solar 2 | 62101_G_PGRF6 | 62101 | G | PGRF6 |  | Solar PV |  | S_VACA | North Carolina | 37 | Bladen | 17 | 37017 | 4.5 | 0 | 2018 | 9999 |  |  | N | Solar | [13 empty] | 0 | 0 | 0 | 0 | [11 empty] | Bladenboro Farm 2 LLC | 100 | Strata Solar LLC | 100
Sadiebrook NC Solar | 62102_G_PGRF1 | 62102 | G | PGRF1 |  | Solar PV |  | S_VACA | North Carolina | 37 | Bladen | 17 | 37017 | 5 | 0 | 2018 | 9999 |  |  | N | Solar | [13 empty] | 0 | 0 | 0 | 0 | [11 empty] | Sadiebrook Solar LLC | 100 | Sadiebrook Solar LLC | 100
Lane Solar | 62104_G_PGRF2 | 62104 | G | PGRF2 |  | Solar PV |  | S_VACA | North Carolina | 37 | Wayne | 191 | 37191 | 5 | 0 | 2018 | 9999 |  |  | N | Solar | [13 empty] | 0 | 0 | 0 | 0 | [11 empty] | Lane Solar Farm LLC | 100 | Sustainable Energy Solutions LLC | 100
Monticello Project CSG | 62105_G_MONTI | 62105 | G | MONTI |  | Solar PV |  | MIS_MNWI | Minnesota | 27 | Wright | 171 | 27171 | 5 | 0 | 2018 | 9999 |  |  | N | Solar | [13 empty] | 0 | 0 | 0 | 0 | [11 empty] | DG Minnesota CSG LLC | 100 | NextEra Energy Inc | 100
WED Green Hill, LLC | 62106_G_GHILL | 62106 | G | GHILL |  | Onshore Wind |  | NENGREST | Rhode Island | 44 | Providence | 7 | 44007 | 3 | 0 | 2019 | 9999 |  |  | N | Wind | [13 empty] | 0 | 0 | 0 | 0 | [11 empty] | WED Green Hill LLC | 100 | Wind Energy Development | 100
WED Plainfield II, LLC | 62107_G_PLAI2 | 62107 | G | PLAI2 |  | Onshore Wind |  | NENGREST | Rhode Island | 44 | Providence | 7 | 44007 | 3 | 0 | 2019 | 9999 |  |  | N | Wind | [13 empty] | 0 | 0 | 0 | 0 | [11 empty] | WED Plainfield II LLC | 100 | Wind Energy Development | 100
WED Plainfield III, LLC | 62108_G_PLAI3 | 62108 | G | PLAI3 |  | Onshore Wind |  | NENGREST | Rhode Island | 44 | Providence | 7 | 44007 | 3 | 0 | 2019 | 9999 |  |  | N | Wind | [13 empty] | 0 | 0 | 0 | 0 | [11 empty] | WED Plainfield III LLC | 100 | Wind Energy Development | 100
WED Plainfield, LLC | 62109_G_PLAI1 | 62109 | G | PLAI1 |  | Onshore Wind |  | NENGREST | Rhode Island | 44 | Providence | 7 | 44007 | 3 | 0 | 2019 | 9999 |  |  | N | Wind | [13 empty] | 0 | 0 | 0 | 0 | [11 empty] | WED Plainfield LLC | 100 | Wind Energy Development | 100
WED Shun I, LLC | 62110_G_SHUN1 | 62110 | G | SHUN1 |  | Onshore Wind |  | NENGREST | Rhode Island | 44 | Providence | 7 | 44007 | 3 | 0 | 2019 | 9999 |  |  | N | Wind | [13 empty] | 0 | 0 | 0 | 0 | [11 empty] | WED Shun I LLC | 100 | Wind Energy Development | 100
WED Shun II, LLC | 62111_G_SHUN2 | 62111 | G | SHUN2 |  | Onshore Wind |  | NENGREST | Rhode Island | 44 | Providence | 7 | 44007 | 3 | 0 | 2019 | 9999 |  |  | N | Wind | [13 empty] | 0 | 0 | 0 | 0 | [11 empty] | WED Shun II LLC | 100 | Wind Energy Development | 100
WED Shun III, LLC | 62112_G_SHUN3 | 62112 | G | SHUN3 |  | Onshore Wind |  | NENGREST | Rhode Island | 44 | Providence | 7 | 44007 | 3 | 0 | 2019 | 9999 |  |  | N | Wind | [13 empty] | 0 | 0 | 0 | 0 | [11 empty] | WED Shun III LLC | 100 | Wind Energy Development | 100
AES Alamitos Energy Center | 62115_G_1A | 62115 | G | 1A |  | Combined Cycle |  | WEC_LADW | California | 6 | Los Angeles | 37 | 06037 | 194 | 7050 | 2020 | 9999 |  |  | N | Natural Gas | [13 empty] | 0.011 | 0.011 | 0.011 | 0.011 | [11 empty] | AES Alamitos Energy LLC | 100 | AES Corp (The) | 100
AES Alamitos Energy Center | 62115_G_1B | 62115 | G | 1B |  | Combined Cycle |  | WEC_LADW | California | 6 | Los Angeles | 37 | 06037 | 194 | 7050 | 2020 | 9999 |  |  | N | Natural Gas | [13 empty] | 0.011 | 0.011 | 0.011 | 0.011 | [11 empty] | AES Alamitos Energy LLC | 100 | AES Corp (The) | 100
AES Alamitos Energy Center | 62115_G_1S | 62115 | G | 1S |  | Combined Cycle |  | WEC_LADW | California | 6 | Los Angeles | 37 | 06037 | 215 | 7050 | 2020 | 9999 |  |  | N | Natural Gas | [13 empty] | 0.011 | 0.011 | 0.011 | 0.011 | [11 empty] | AES Alamitos Energy LLC | 100 | AES Corp (The) | 100
AES Huntington Beach Energy Project | 62116_G_1A | 62116 | G | 1A |  | Combined Cycle |  | WECC_SCE | California | 6 | Orange | 59 | 06059 | 194 | 7050 | 2020 | 9999 |  |  | N | Natural Gas | [13 empty] | 0.011 | 0.011 | 0.011 | 0.011 | [11 empty] | AES Southland LLC | 100 | AES Corp (The) | 100
AES Huntington Beach Energy Project | 62116_G_1B | 62116 | G | 1B |  | Combined Cycle |  | WECC_SCE | California | 6 | Orange | 59 | 06059 | 194 | 7050 | 2020 | 9999 |  |  | N | Natural Gas | [13 empty] | 0.011 | 0.011 | 0.011 | 0.011 | [11 empty] | AES Southland LLC | 100 | AES Corp (The) | 100
AES Huntington Beach Energy Project | 62116_G_1S | 62116 | G | 1S |  | Combined Cycle |  | WECC_SCE | California | 6 | Orange | 59 | 06059 | 215 | 7050 | 2020 | 9999 |  |  | N | Natural Gas | [13 empty] | 0.011 | 0.011 | 0.011 | 0.011 | [11 empty] | AES Southland LLC | 100 | AES Corp (The) | 100
Beloit Memorial Hospital Power Plant | 62117_G_GEN-1 | 62117 | G | GEN-1 |  | Combustion Turbine | IC Engine | MIS_WUMS | Wisconsin | 55 | Rock | 105 | 55105 | 1.5 | 11333 | 2000 | 9999 |  |  | Y | Natural Gas, Distillate Fuel Oil | [13 empty] | 1.061 | 1.061 | 1.061 | 1.061 | [11 empty] | Grumman Butkus | 100 | Grumman Butkus | 100
Beloit Memorial Hospital Power Plant | 62117_G_GEN-2 | 62117 | G | GEN-2 |  | Combustion Turbine | IC Engine | MIS_WUMS | Wisconsin | 55 | Rock | 105 | 55105 | 1.5 | 11333 | 2000 | 9999 |  |  | Y | Natural Gas, Distillate Fuel Oil | [13 empty] | 1.061 | 1.061 | 1.061 | 1.061 | [11 empty] | Grumman Butkus | 100 | Grumman Butkus | 100
WED GW Solar, LLC | 62118_G_GWSOL | 62118 | G | GWSOL |  | Solar PV |  | NENGREST | Rhode Island | 44 | Providence | 7 | 44007 | 3 | 0 | 2019 | 9999 |  |  | N | Solar | [13 empty] | 0 | 0 | 0 | 0 | [11 empty] | WED GW Solar LLC | 100 | Wind Energy Development | 100
University Park Solar | 62119_G_PSUPV | 62119 | G | PSUPV |  | Solar PV |  | PJM_AP | Pennsylvania | 42 | Centre | 27 | 42027 | 1.5 | 0 | 2018 | 9999 |  |  | N | Solar | [13 empty] | 0 | 0 | 0 | 0 | [11 empty] | SS PA II PSU LLC | 100 | SS PA II Psu LLC | 100
Panda Solar NC 2, LLC | 62120_G_20003 | 62120 | G | 20003 |  | Solar PV |  | S_VACA | North Carolina | 37 | Robeson | 155 | 37155 | 2 | 0 | 2019 | 9999 |  |  | N | Solar | [13 empty] | 0 | 0 | 0 | 0 | [11 empty] | Panda Solar NC 2 LLC | 100 | Renesola Ltd | 100
Panda Solar NC 3, LLC | 62121_G_20011 | 62121 | G | 20011 |  | Solar PV |  | S_VACA | North Carolina | 37 | Robeson | 155 | 37155 | 2 | 0 | 2019 | 9999 |  |  | N | Solar | [13 empty] | 0 | 0 | 0 | 0 | [11 empty] | Panda Solar NC 3 LLC | 100 | Renesola Ltd | 100
Panda Solar NC 4, LLC | 62122_G_20009 | 62122 | G | 20009 |  | Solar PV |  | S_VACA | North Carolina | 37 | Bladen | 17 | 37017 | 2 | 0 | 2019 | 9999 |  |  | N | Solar | [13 empty] | 0 | 0 | 0 | 0 | [11 empty] | Panda Solar NC 4 LLC | 100 | Renesola Ltd | 100
Panda Solar NC 5, LLC | 62123_G_20007 | 62123 | G | 20007 |  | Solar PV |  | S_VACA | North Carolina | 37 | Cumberland | 51 | 37051 | 1 | 0 | 2019 | 9999 |  |  | N | Solar | [13 empty] | 0 | 0 | 0 | 0 | [11 empty] | Panda Solar NC 5 LLC | 100 | Renesola Ltd | 100
Panda Solar NC 6, LLC | 62124_G_20028 | 62124 | G | 20028 |  | Solar PV |  | S_VACA | North Carolina | 37 | Columbus | 47 | 37047 | 1 | 0 | 2019 | 9999 |  |  | N | Solar | [13 empty] | 0 | 0 | 0 | 0 | [11 empty] | Panda Solar NC 6 LLC | 100 | Renesola Ltd | 100
Panda Solar NC 7, LLC | 62125_G_20038 | 62125 | G | 20038 |  | Solar PV |  | S_VACA | North Carolina | 37 | Sampson | 163 | 37163 | 1.5 | 0 | 2019 | 9999 |  |  | N | Solar | [13 empty] | 0 | 0 | 0 | 0 | [11 empty] | Panda Solar NC 7 LLC | 100 | Renesola Ltd | 100
Panda Solar NC 8, LLC | 62126_G_20052 | 62126 | G | 20052 |  | Solar PV |  | S_VACA | North Carolina | 37 | Moore | 125 | 37125 | 2 | 0 | 2019 | 9999 |  |  | N | Solar | [13 empty] | 0 | 0 | 0 | 0 | [11 empty] | Panda Solar NC 8 LLC | 100 | Renesola Ltd | 100
Panda Solar NC 9, LLC | 62127_G_20022 | 62127 | G | 20022 |  | Solar PV |  | S_VACA | North Carolina | 37 | Cumberland | 51 | 37051 | 2 | 0 | 2019 | 9999 |  |  | N | Solar | [13 empty] | 0 | 0 | 0 | 0 | [11 empty] | Panda Solar NC 9 LLC | 100 | Renesola Ltd | 100
Panda Solar NC 10, LLC | 62128_G_20031 | 62128 | G | 20031 |  | Solar PV |  | S_VACA | North Carolina | 37 | Cumberland | 51 | 37051 | 2 | 0 | 2019 | 9999 |  |  | N | Solar | [13 empty] | 0 | 0 | 0 | 0 | [11 empty] | Panda Solar NC 10 LLC | 100 | Renesola Ltd | 100
Panda Solar NC 11, LLC | 62129_G_20032 | 62129 | G | 20032 |  | Solar PV |  | S_VACA | North Carolina | 37 | Cumberland | 51 | 37051 | 2 | 0 | 2019 | 9999 |  |  | N | Solar | [13 empty] | 0 | 0 | 0 | 0 | [11 empty] | Panda Solar NC 11 LLC | 100 | Renesola Ltd | 100
Roseman | 62130_G_ROS | 62130 | G | ROS |  | Onshore Wind |  | MIS_MIDA | Iowa | 19 | Cass | 29 | 19029 | 1.8 | 0 | 2017 | 9999 |  |  | N | Wind | [13 empty] | 0 | 0 | 0 | 0 | [11 empty] | Roseman Energy LLC | 100 | Roseman Energy LLC | 100
Red Toad 4451 Buffalo Road, LLC | 62131_G_G4451 | 62131 | G | G4451 |  | Solar PV |  | S_VACA | North Carolina | 37 | Johnston | 101 | 37101 | 2 | 0 | 2018 | 9999 |  |  | N | Solar | [13 empty] | 0 | 0 | 0 | 0 | [11 empty] | Red Toad Phase 2 Buffalo Road LLC | 100 | Red Toad Phase 2 Buffalo Road LLC | 100
Arbor Hill Wind Farm | 62132_G_WT1 | 62132 | G | WT1 |  | Onshore Wind |  | MIS_MIDA | Iowa | 19 | Adair | 1 | 19001 | 250 | 0 | 2018 | 9999 |  |  | N | Wind | [13 empty] | 0 | 0 | 0 | 0 | [11 empty] | MidAmerican Energy Co | 100 | Berkshire Hathaway Inc | 100
North English | 62133_G_GT1 | 62133 | G | GT1 |  | Onshore Wind |  | MIS_IA | Iowa | 19 | Poweshiek | 157 | 19157 | 200 | 0 | 2018 | 9999 |  |  | N | Wind | [13 empty] | 0 | 0 | 0 | 0 | [11 empty] | MidAmerican Energy Co | 100 | Berkshire Hathaway Inc | 100
Palmer | 62135_G_PAL01 | 62135 | G | PAL01 |  | Solar PV |  | NENGREST | Massachusetts | 25 | Hampden | 13 | 25013 | 3.5 | 0 | 2019 | 9999 |  |  | N | Solar | [13 empty] | 0 | 0 | 0 | 0 | [11 empty] | River Street South 1 LLC | 100 | AES Corp (The) | 100
Arthur Solar, LLC | 62136_G_ART01 | 62136 | G | ART01 |  | Solar PV |  | S_VACA | North Carolina | 37 | Columbus | 47 | 37047 | 5 | 0 | 2018 | 9999 |  |  | N | Solar | [13 empty] | 0 | 0 | 0 | 0 | [11 empty] | Arthur Solar LLC | 100 | Cypress Creek Holdings LLC | 100
Eichtens II CSG | 62137_G_SO340 | 62137 | G | SO340 |  | Solar PV |  | MIS_MNWI | Minnesota | 27 | Chisago | 25 | 27025 | 1 | 0 | 2018 | 9999 |  |  | N | Solar | [13 empty] | 0 | 0 | 0 | 0 | [11 empty] | Eichtens MN LLC | 100 | WGL Holdings Inc | 100
Barone CSG | 62138_G_SO328 | 62138 | G | SO328 |  | Solar PV |  | MIS_MNWI | Minnesota | 27 | McLeod | 85 | 27085 | 1 | 0 | 2018 | 9999 |  |  | N | Solar | [13 empty] | 0 | 0 | 0 | 0 | [11 empty] | Terraform Power Inc | 100 | Brookfield Asset Management Inc | 100
Huneke II CSG | 62139_G_SO346 | 62139 | G | SO346 |  | Solar PV |  | MIS_MNWI | Minnesota | 27 | Goodhue | 49 | 27049 | 1.1 | 0 | 2018 | 9999 |  |  | N | Solar | [13 empty] | 0 | 0 | 0 | 0 | [11 empty] | WGL Solar Huneke II LLC | 100 | AltaGas Ltd | 100
Puller Solar | 62140_G_PULL | 62140 | G | PULL |  | Solar PV |  | PJM_Dom | Virginia | 51 | Middlesex | 119 | 51119 | 15 | 0 | 2018 | 9999 |  |  | N | Solar | [13 empty] | 0 | 0 | 0 | 0 | [11 empty] | Dominion Energy Inc | 100 | Dominion Energy Inc | 100
Rambler | 62141_G_RMBLR | 62141 | G | RMBLR |  | Solar PV |  | ERC_WEST | Texas | 48 | Tom Green | 451 | 48451 | 200 | 0 | 2020 | 9999 |  |  | N | Solar | [13 empty] | 0 | 0 | 0 | 0 | [11 empty] | Rambler LLC | 100 | Duke Energy Corp | 100
MSC-GreyCloud01 Community Solar | 62143_G_52785 | 62143 | G | 52785 |  | Solar PV |  | MIS_MNWI | Minnesota | 27 | Washington | 163 | 27163 | 1 | 0 | 2019 | 9999 |  |  | N | Solar | [13 empty] | 0 | 0 | 0 | 0 | [11 empty] | MSC-GreyCloud01 LLC | 100 | MSC Greycloud01 LLC | 100
MSC-Scandia01 CSG | 62144_G_52741 | 62144 | G | 52741 |  | Solar PV |  | MIS_MNWI | Minnesota | 27 | Washington | 163 | 27163 | 1 | 0 | 2019 | 9999 |  |  | N | Solar | [13 empty] | 0 | 0 | 0 | 0 | [11 empty] | MSC Scandia01 LLC | 100 | MSC Scandia01 LLC | 100
Minisink Solar 1 LLC | 62145_G_MINI1 | 62145 | G | MINI1 |  | Solar PV |  | NY_Z_G-I | New York | 36 | Orange | 71 | 36071 | 1.8 | 0 | 2018 | 9999 |  |  | N | Solar | [13 empty] | 0 | 0 | 0 | 0 | [11 empty] | Minisink Solar 1 LLC | 100 | NRG Energy Inc | 100
Minisink Community Solar 2 LLC | 62146_G_MINI2 | 62146 | G | MINI2 |  | Solar PV |  | NY_Z_G-I | New York | 36 | Orange | 71 | 36071 | 2.8 | 0 | 2018 | 9999 |  |  | N | Solar | [13 empty] | 0 | 0 | 0 | 0 | [11 empty] | Minisink Solar 2 LLC | 100 | NRG Energy Inc | 100
KCE NY 1 | 62147_G_KNY1 | 62147 | G | KNY1 |  | Energy Storage |  | NY_Z_F | New York | 36 | Saratoga | 91 | 36091 | 20 | 0 | 2019 | 9999 |  |  | N | Energy Storage | [13 empty] | 0 | 0 | 0 | 0 | [11 empty] | KCE NY 1 LLC | 100 | Key Capture Energy | 100
Goose Lake MN DPC-GM | 62148_G_PV1 | 62148 | G | PV1 |  | Solar PV |  | MIS_MNWI | Minnesota | 27 | Freeborn | 47 | 27047 | 1.5 | 0 | 2019 | 9999 |  |  | N | Solar | [13 empty] | 0 | 0 | 0 | 0 | [11 empty] | SoCore 2018 ProjectCo W26 LLC | 100 | ENGIE SA | 100
Syncarpha Eagle Nest | 62149_G_SYEN1 | 62149 | G | SYEN1 |  | Solar PV |  | WECC_NM | New Mexico | 35 | Colfax | 7 | 35007 | 1 | 0 | 2018 | 9999 |  |  | N | Solar | [13 empty] | 0 | 0 | 0 | 0 | [11 empty] | Syncarpha Eagle Nest I LLC | 100 | Syncarpha Capital | 100
Chaffey College Rancho Cucamonga Campus | 62150_G_SOLAR | 62150 | G | SOLAR |  | Solar PV |  | WECC_SCE | California | 6 | San Bernardino | 71 | 06071 | 4 | 0 | 2017 | 9999 |  |  | N | Solar | [13 empty] | 0 | 0 | 0 | 0 | [11 empty] | Chaffey Community College District | 100 | Chaffey Community College District | 100
Kelly Bridge Road Community Solar Farm | 62154_G_12 | 62154 | G | 12 |  | Solar PV |  | NY_Z_G-I | New York | 36 | Sullivan | 105 | 36105 | 2 | 0 | 2019 | 9999 |  |  | N | Solar | [13 empty] | 0 | 0 | 0 | 0 | [11 empty] | Delaware River Solar | 100 | Delaware River Solar | 100
Hospital Rd Community Solar Farm | 62155_G_9 | 62155 | G | 9 |  | Solar PV |  | NY_Z_G-I | New York | 36 | Sullivan | 105 | 36105 | 1.4 | 0 | 2019 | 9999 |  |  | N | Solar | [13 empty] | 0 | 0 | 0 | 0 | [11 empty] | NY Delaware II LLC | 100 | NY Delaware II LLC | 100
Pool Brook Rd Community Solar Farm | 62156_G_15 | 62156 | G | 15 |  | Solar PV |  | NY_Z_C&E | New York | 36 | Otsego | 77 | 36077 | 2 | 0 | 2019 | 9999 |  |  | N | Solar | [13 empty] | 0 | 0 | 0 | 0 | [11 empty] | Delaware River Solar | 100 | Delaware River Solar | 100
Breesport Road Community Solar Farm | 62157_G_235 | 62157 | G | 235 |  | Solar PV |  | NY_Z_C&E | New York | 36 | Chemung | 15 | 36015 | 2 | 0 | 2019 | 9999 |  |  | N | Solar | [13 empty] | 0 | 0 | 0 | 0 | [11 empty] | NY Baldwin I LLC | 100 | NY Baldwin I LLC | 100
Sacket Lake Rd #1 Community Solar Farm | 62158_G_11 | 62158 | G | 11 |  | Solar PV |  | NY_Z_G-I | New York | 36 | Sullivan | 105 | 36105 | 2 | 0 | 2019 | 9999 |  |  | N | Solar | [13 empty] | 0 | 0 | 0 | 0 | [11 empty] | Delaware River Solar | 100 | Delaware River Solar | 100
Sacket Lake Rd #2 Community Solar Farm | 62159_G_20 | 62159 | G | 20 |  | Solar PV |  | NY_Z_G-I | New York | 36 | Sullivan | 105 | 36105 | 1.7 | 0 | 2019 | 9999 |  |  | N | Solar | [13 empty] | 0 | 0 | 0 | 0 | [11 empty] | Delaware River Solar | 100 | Delaware River Solar | 100
Turner Rd Community Solar Project | 62160_G_300 | 62160 | G | 300 |  | Solar PV |  | NY_Z_C&E | New York | 36 | Chemung | 15 | 36015 | 2 | 0 | 2019 | 9999 |  |  | N | Solar | [13 empty] | 0 | 0 | 0 | 0 | [11 empty] | NY Baldwin II LLC | 100 | NY Baldwin II LLC | 100
Galactic Wind | 62161_G_GWT | 62161 | G | GWT |  | Onshore Wind |  | MIS_WUMS | Wisconsin | 55 | Dane | 25 | 55025 | 9.9 | 0 | 2012 | 9999 |  |  | N | Wind | [13 empty] | 0 | 0 | 0 | 0 | [11 empty] | Galactic Wind LLC | 100 | Epic Systems | 100
Meridian III | 62163_G_MRDII | 62163 | G | MRDII |  | Solar PV |  | S_SOU | Mississippi | 28 | Lauderdale | 75 | 28075 | 52.5 | 0 | 2019 | 9999 |  |  | N | Solar | [13 empty] | 0 | 0 | 0 | 0 | [11 empty] | SR Meridian III LLC | 100 | Silicon Ranch Corp | 100
Meridian II | 62164_G_MRDII | 62164 | G | MRDII |  | Solar PV |  | S_C_TVA | Mississippi | 28 | Lauderdale | 75 | 28075 | 5 | 0 | 2019 | 9999 |  |  | N | Solar | [13 empty] | 0 | 0 | 0 | 0 | [11 empty] | SR Meridian II | 100 | Silicon Ranch Corp | 100
County Home Solar LLC | 62167_G_COU01 | 62167 | G | COU01 |  | Solar PV |  | S_VACA | North Carolina | 37 | Richmond | 153 | 37153 | 7.5 | 0 | 2018 | 9999 |  |  | N | Solar | [13 empty] | 0 | 0 | 0 | 0 | [11 empty] | Radian Generation | 100 | Radian Generation | 100
Church Road Solar LLC | 62168_G_CHU01 | 62168 | G | CHU01 |  | Solar PV |  | S_VACA | North Carolina | 37 | Harnett | 85 | 37085 | 5 | 0 | 2018 | 9999 |  |  | N | Solar | [13 empty] | 0 | 0 | 0 | 0 | [11 empty] | New Energy Solar Ltd | 100 | New Energy Solar Ltd | 100
Boring Solar LLC | 62169_G_BSPV2 | 62169 | G | BSPV2 |  | Solar PV |  | WECC_PNW | Oregon | 41 | Clackamas | 5 | 41005 | 2.2 | 0 | 2019 | 9999 |  |  | N | Solar | [13 empty] | 0 | 0 | 0 | 0 | [11 empty] | Boring Solar LLC | 100 | Oregon Solar Land Holdings LLC | 100
Ballston Solar LLC | 62170_G_BSPV1 | 62170 | G | BSPV1 |  | Solar PV |  | WECC_PNW | Oregon | 41 | Yamhill | 71 | 41071 | 2.2 | 0 | 2018 | 9999 |  |  | N | Solar | [13 empty] | 0 | 0 | 0 | 0 | [11 empty] | Ballston Solar LLC | 100 | Oregon Solar Land Holdings LLC | 100
Labish Solar LLC | 62171_G_LSPV2 | 62171 | G | LSPV2 |  | Solar PV |  | WECC_PNW | Oregon | 41 | Marion | 47 | 41047 | 2.2 | 0 | 2018 | 9999 |  |  | N | Solar | [13 empty] | 0 | 0 | 0 | 0 | [11 empty] | Labish Solar LLC | 100 | Labish Solar LLC | 100
Birch | 62172_G_BIR | 62172 | G | BIR |  | Onshore Wind |  | MIS_IA | Iowa | 19 | Taylor | 173 | 19173 | 1.8 | 0 | 2017 | 9999 |  |  | N | Wind | [13 empty] | 0 | 0 | 0 | 0 | [11 empty] | Birch Power Co | 100 | Birch Power Co | 100
SR Jonesborough | 62173_G_JONES | 62173 | G | JONES |  | Solar PV |  | S_C_TVA | Tennessee | 47 | Washington | 179 | 47179 | 4.4 | 0 | 2018 | 9999 |  |  | N | Solar | [13 empty] | 0 | 0 | 0 | 0 | [11 empty] | SR Jonesborough II LLC | 100 | Silicon Ranch Corp | 100
CNMEC Solar Energy Center | 62191_G_CNMEC | 62191 | G | CNMEC |  | Solar PV |  | WECC_NM | New Mexico | 35 | Torrance | 57 | 35057 | 2 | 0 | 2018 | 9999 |  |  | N | Solar | [13 empty] | 0 | 0 | 0 | 0 | [11 empty] | New Mexico Renewable Development LLC | 100 | New Mexico Renewable Development LLC | 100
Blue Water Energy Center | 62192_G_11 | 62192 | G | 11 |  | Combined Cycle |  | MIS_LMI | Michigan | 26 | St Clair | 147 | 26147 | 359 | 7050 | 2022 | 9999 |  |  | N | Natural Gas | [13 empty] | 0.011 | 0.011 | 0.011 | 0.011 | [11 empty] | DTE Energy Co | 100 | DTE Energy Co | 100
Blue Water Energy Center | 62192_G_12 | 62192 | G | 12 |  | Combined Cycle |  | MIS_LMI | Michigan | 26 | St Clair | 147 | 26147 | 359 | 7050 | 2022 | 9999 |  |  | N | Natural Gas | [13 empty] | 0.011 | 0.011 | 0.011 | 0.011 | [11 empty] | DTE Energy Co | 100 | DTE Energy Co | 100
Blue Water Energy Center | 62192_G_1S | 62192 | G | 1S |  | Combined Cycle |  | MIS_LMI | Michigan | 26 | St Clair | 147 | 26147 | 428 | 7050 | 2022 | 9999 | other |  | N | Natural Gas | [13 empty] | 0.011 | 0.011 | 0.011 | 0.011 | [11 empty] | DTE Energy Co | 100 | DTE Energy Co | 100
Winegar CSG | 62193_G_SO377 | 62193 | G | SO377 |  | Solar PV |  | MIS_MNWI | Minnesota | 27 | Waseca | 161 | 27161 | 1 | 0 | 2018 | 9999 |  |  | N | Solar | [13 empty] | 0 | 0 | 0 | 0 | [11 empty] | Terraform Power Inc | 100 | Brookfield Asset Management Inc | 100
Bolduan CSG | 62194_G_SO360 | 62194 | G | SO360 |  | Solar PV |  | MIS_MNWI | Minnesota | 27 | Waseca | 161 | 27161 | 1 | 0 | 2018 | 9999 |  |  | N | Solar | [13 empty] | 0 | 0 | 0 | 0 | [11 empty] | Terraform Power Inc | 100 | Brookfield Asset Management Inc | 100
Guse CSG | 62195_G_SO371 | 62195 | G | SO371 |  | Solar PV |  | MIS_MNWI | Minnesota | 27 | Waseca | 161 | 27161 | 1 | 0 | 2018 | 9999 |  |  | N | Solar | [13 empty] | 0 | 0 | 0 | 0 | [11 empty] | Terraform Power Inc | 100 | Brookfield Asset Management Inc | 100
Hadley 2 Solar, LLC | 62196_G_2368 | 62196 | G | 2368 |  | Solar PV |  | NENGREST | Massachusetts | 25 | Hampshire | 15 | 25015 | 1.9 | 0 | 2016 | 9999 |  |  | N | Solar | [13 empty] | 0 | 0 | 0 | 0 | [11 empty] | Hadley 2 Solar LLC | 100 | Nexamp | 100
East Bridgewater Solar | 62197_G_EBRID | 62197 | G | EBRID |  | Solar PV |  | NENGREST | Massachusetts | 25 | Plymouth | 23 | 25023 | 2.3 | 0 | 2017 | 9999 |  |  | N | Solar | [13 empty] | 0 | 0 | 0 | 0 | [11 empty] | Solten East Bridgewater 6000 LLC | 100 | Solten East Bridgewater 6000 LLC | 100
Griffin Road Solar, LLC | 62198_G_2639 | 62198 | G | 2639 |  | Solar PV |  | NENGREST | Massachusetts | 25 | Worcester | 27 | 25027 | 2 | 0 | 2018 | 9999 |  |  | N | Solar | [13 empty] | 0 | 0 | 0 | 0 | [11 empty] | Griffin Road Solar LLC | 100 | Griffin Road Solar LLC | 100
Ashby Solar, LLC | 62199_G_4472 | 62199 | G | 4472 |  | Solar PV |  | NENGREST | Massachusetts | 25 | Worcester | 27 | 25027 | 1.8 | 0 | 2018 | 9999 |  |  | N | Solar | [13 empty] | 0 | 0 | 0 | 0 | [11 empty] | Ashby Solar LLC | 100 | Ashby Solar LLC | 100
Dudley Solar | 62201_G_02419 | 62201 | G | 02419 |  | Solar PV |  | NENGREST | Massachusetts | 25 | Worcester | 27 | 25027 | 1.9 | 0 | 2017 | 9999 |  |  | N | Solar | [13 empty] | 0 | 0 | 0 | 0 | [11 empty] | Dudley Solar LLC | 100 | Nexamp | 100
Williamsburg | 62202_G_WIL01 | 62202 | G | WIL01 |  | Solar PV |  | NENGREST | Massachusetts | 25 | Hampshire | 15 | 25015 | 4 | 0 | 2019 | 9999 |  |  | N | Solar | [13 empty] | 0 | 0 | 0 | 0 | [11 empty] | Williamsburg East Street Solar LLC | 100 | AES Corp (The) | 100
Monson Solar, LLC | 62203_G_2701 | 62203 | G | 2701 |  | Solar PV |  | NENGREST | Massachusetts | 25 | Hampden | 13 | 25013 | 2 | 0 | 2017 | 9999 |  |  | N | Solar | [13 empty] | 0 | 0 | 0 | 0 | [11 empty] | Monson Solar LLC | 100 | Nexamp | 100
Red Toad 5840 Buffalo Road, LLC | 62204_G_G5840 | 62204 | G | G5840 |  | Solar PV |  | S_VACA | North Carolina | 37 | Johnston | 101 | 37101 | 2 | 0 | 2018 | 9999 |  |  | N | Solar | [13 empty] | 0 | 0 | 0 | 0 | [11 empty] | Red Toad 5840 Buffalo Road LLC | 100 | Helios 1 LL LLC | 100
Nickelson Solar, LLC | 62205_G_GNICK | 62205 | G | GNICK |  | Solar PV |  | S_VACA | North Carolina | 37 | Duplin | 61 | 37061 | 5.3 | 0 | 2018 | 9999 |  |  | N | Solar | [13 empty] | 0 | 0 | 0 | 0 | [11 empty] | Nickelson Solar LLC | 100 | Cypress Creek Holdings LLC | 100
Hibiscus Solar Energy Center | 62206_G_1 | 62206 | G | 1 |  | Solar PV |  | FRCC | Florida | 12 | Palm Beach | 99 | 12099 | 74.5 | 0 | 2020 | 9999 |  |  | N | Solar | [13 empty] | 0 | 0 | 0 | 0 | [11 empty] | Florida Power & Light Co | 100 | NextEra Energy Inc | 100
NIST Solar | 62208_G_PV1 | 62208 | G | PV1 |  | Solar PV |  | PJM_SMAC | Maryland | 24 | Montgomery | 31 | 24031 | 4 | 0 | 2018 | 9999 |  |  | N | Solar | [13 empty] | 0 | 0 | 0 | 0 | [11 empty] | Constellation NewEnergy Inc | 100 | Exelon Corp | 100
Randolph CSG PV1-5 | 62209_G_RAND1 | 62209 | G | RAND1 |  | Solar PV |  | MIS_MNWI | Minnesota | 27 | Dakota | 37 | 27037 | 1 | 0 | 2019 | 9999 |  |  | N | Solar | [13 empty] | 0 | 0 | 0 | 0 | [11 empty] | Randolph CSG 1 LLC | 100 | Ecoplexus Inc | 100
Randolph CSG PV1-5 | 62209_G_RAND2 | 62209 | G | RAND2 |  | Solar PV |  | MIS_MNWI | Minnesota | 27 | Dakota | 37 | 27037 | 1 | 0 | 2019 | 9999 |  |  | N | Solar | [13 empty] | 0 | 0 | 0 | 0 | [11 empty] | Randolph CSG 1 LLC | 100 | Ecoplexus Inc | 100
Randolph CSG PV1-5 | 62209_G_RAND3 | 62209 | G | RAND3 |  | Solar PV |  | MIS_MNWI | Minnesota | 27 | Dakota | 37 | 27037 | 1 | 0 | 2019 | 9999 |  |  | N | Solar | [13 empty] | 0 | 0 | 0 | 0 | [11 empty] | Randolph CSG 1 LLC | 100 | Ecoplexus Inc | 100
Randolph CSG PV1-5 | 62209_G_RAND4 | 62209 | G | RAND4 |  | Solar PV |  | MIS_MNWI | Minnesota | 27 | Dakota | 37 | 27037 | 1 | 0 | 2019 | 9999 |  |  | N | Solar | [13 empty] | 0 | 0 | 0 | 0 | [11 empty] | Randolph CSG 1 LLC | 100 | Ecoplexus Inc | 100
Randolph CSG PV1-5 | 62209_G_RAND5 | 62209 | G | RAND5 |  | Solar PV |  | MIS_MNWI | Minnesota | 27 | Dakota | 37 | 27037 | 1 | 0 | 2019 | 9999 |  |  | N | Solar | [13 empty] | 0 | 0 | 0 | 0 | [11 empty] | Randolph CSG 1 LLC | 100 | Ecoplexus Inc | 100
Felton CSG PV1-5 | 62210_G_FELT1 | 62210 | G | FELT1 |  | Solar PV |  | MIS_MNWI | Minnesota | 27 | Dakota | 37 | 27037 | 1 | 0 | 2019 | 9999 |  |  | N | Solar | [13 empty] | 0 | 0 | 0 | 0 | [11 empty] | Felton Farms CSG 1 LLC | 100 | Ecoplexus Inc | 100
Felton CSG PV1-5 | 62210_G_FELT2 | 62210 | G | FELT2 |  | Solar PV |  | MIS_MNWI | Minnesota | 27 | Dakota | 37 | 27037 | 1 | 0 | 2019 | 9999 |  |  | N | Solar | [13 empty] | 0 | 0 | 0 | 0 | [11 empty] | Felton Farms CSG 1 LLC | 100 | Ecoplexus Inc | 100
Felton CSG PV1-5 | 62210_G_FELT3 | 62210 | G | FELT3 |  | Solar PV |  | MIS_MNWI | Minnesota | 27 | Dakota | 37 | 27037 | 1 | 0 | 2019 | 9999 |  |  | N | Solar | [13 empty] | 0 | 0 | 0 | 0 | [11 empty] | Felton Farms CSG 1 LLC | 100 | Ecoplexus Inc | 100
Felton CSG PV1-5 | 62210_G_FELT4 | 62210 | G | FELT4 |  | Solar PV |  | MIS_MNWI | Minnesota | 27 | Dakota | 37 | 27037 | 1 | 0 | 2019 | 9999 |  |  | N | Solar | [13 empty] | 0 | 0 | 0 | 0 | [11 empty] | Felton Farms CSG 1 LLC | 100 | Ecoplexus Inc | 100
Felton CSG PV1-5 | 62210_G_FELT5 | 62210 | G | FELT5 |  | Solar PV |  | MIS_MNWI | Minnesota | 27 | Dakota | 37 | 27037 | 1 | 0 | 2019 | 9999 |  |  | N | Solar | [13 empty] | 0 | 0 | 0 | 0 | [11 empty] | Felton Farms CSG 1 LLC | 100 | Ecoplexus Inc | 100
Ashburnham Energy Storage Project | 62219_G_AMLPB | 62219 | G | AMLPB |  | Energy Storage |  | NENGREST | Massachusetts | 25 | Worcester | 27 | 25027 | 3 | 0 | 2019 | 9999 |  |  | N | Energy Storage | [13 empty] | 0 | 0 | 0 | 0 | [11 empty] | Massachusetts Municipal Wholesale Electric Co | 100 | Massachusetts Municipal Wholesale Electric Co | 100
East Fork Wind Project, LLC | 62220_G_WTGS | 62220 | G | WTGS |  | Onshore Wind |  | SPP_N | Kansas | 20 | Thomas | 193 | 20193 | 195.8 | 0 | 2020 | 9999 |  |  | N | Wind | [13 empty] | 0 | 0 | 0 | 0 | [11 empty] | East Fork Wind Project LLC | 100 | ENGIE SA | 100
Warren Solar Farm LLC | 62223_G_10423 | 62223 | G | 10423 |  | Solar PV |  | S_VACA | North Carolina | 37 | Sampson | 163 | 37163 | 5 | 0 | 2019 | 9999 |  |  | N | Solar | [13 empty] | 0 | 0 | 0 | 0 | [11 empty] | Warren Solar Farm LLC | 100 | ESA Renewables LLC | 100
Oak Leaf Solar XXVII LLC | 62224_G_53971 | 62224 | G | 53971 |  | Solar PV |  | WECC_CO | Colorado | 8 | Weld | 123 | 08123 | 1.5 | 0 | 2018 | 9999 |  |  | N | Solar | [13 empty] | 0 | 0 | 0 | 0 | [11 empty] | Oak Leaf Solar XXVII LLC | 100 | Greenbacker Renewable Energy Corp | 100
Hunterdon Health System Solar Project | 62225_G_PV1 | 62225 | G | PV1 |  | Solar PV |  | PJM_EMAC | New Jersey | 34 | Hunterdon | 19 | 34019 | 1.5 | 0 | 2019 | 9999 |  |  | N | Solar | [13 empty] | 0 | 0 | 0 | 0 | [11 empty] | NJ Solar 1 LLC | 100 | ENGIE SA | 100
Westminster Renewables, LLC | 62226_G_2479 | 62226 | G | 2479 |  | Solar PV |  | NENGREST | Massachusetts | 25 | Worcester | 27 | 25027 | 1.5 | 0 | 2018 | 9999 |  |  | N | Solar | [13 empty] | 0 | 0 | 0 | 0 | [11 empty] | Westminster Renewables LLC | 100 | Westminster Renewables LLC | 100
Seymour Hills Wind Project, LLC | 62227_G_WTGS | 62227 | G | WTGS |  | Onshore Wind |  | ERC_WEST | Texas | 48 | Baylor | 23 | 48023 | 30.2 | 0 | 2019 | 9999 |  |  | N | Wind | [13 empty] | 0 | 0 | 0 | 0 | [11 empty] | Seymour Hills Wind Project LLC | 100 | ENGIE SA | 100
Otis Elevator Company Solar | 62228_G_O1614 | 62228 | G | O1614 |  | Solar PV |  | S_VACA | South Carolina | 45 | Florence | 41 | 45041 | 1 | 0 | 2018 | 9999 |  |  | N | Solar | [13 empty] | 0 | 0 | 0 | 0 | [11 empty] | Otis Elevator Co | 100 | Otis Elevator Co | 100
Oak Leaf Solar XXX LLC (CSG) | 62239_G_53963 | 62239 | G | 53963 |  | Solar PV |  | WECC_CO | Colorado | 8 | Alamosa | 3 | 08003 | 1.5 | 0 | 2018 | 9999 |  |  | N | Solar | [13 empty] | 0 | 0 | 0 | 0 | [11 empty] | Oak Leaf Solar XXX LLC | 100 | Greenbacker Renewable Energy Corp | 100
Burgaw Solar, LLC | 62240_G_1072 | 62240 | G | 1072 |  | Solar PV |  | S_VACA | North Carolina | 37 | Pender | 141 | 37141 | 5 | 0 | 2019 | 9999 |  |  | N | Solar | [13 empty] | 0 | 0 | 0 | 0 | [11 empty] | Burgaw Solar LLC | 100 | Greengo Energy US Inc | 100
NorWest Energy 9 LLC | 62241_G_NWE9 | 62241 | G | NWE9 |  | Solar PV |  | WECC_PNW | Oregon | 41 | Umatilla | 59 | 41059 | 8 | 0 | 2018 | 9999 |  |  | N | Solar | [13 empty] | 0 | 0 | 0 | 0 | [11 empty] | NorWest Energy 9 LLC | 100 | Cypress Creek Holdings LLC | 100
County of San Diego SBRC | 62242_G_SBRC | 62242 | G | SBRC |  | Solar PV |  | WEC_SDGE | California | 6 | San Diego | 73 | 06073 | 1.3 | 0 | 2018 | 9999 |  |  | N | Solar | [13 empty] | 0 | 0 | 0 | 0 | [11 empty] | Solar Star California LXIII LLC | 100 | SunPower Corp | 100
Oak Leaf Solar XXI (CSG) | 62243_G_53964 | 62243 | G | 53964 |  | Solar PV |  | WECC_CO | Colorado | 8 | Arapahoe | 5 | 08005 | 1.5 | 0 | 2018 | 9999 |  |  | N | Solar | [13 empty] | 0 | 0 | 0 | 0 | [11 empty] | Oak Leaf Solar XXI LLC | 100 | Greenbacker Renewable Energy Corp | 100
Oak Leaf Solar XXXI LLC (CSG) | 62244_G_53977 | 62244 | G | 53977 |  | Solar PV |  | WECC_CO | Colorado | 8 | Mesa | 77 | 08077 | 1.5 | 0 | 2018 | 9999 |  |  | N | Solar | [13 empty] | 0 | 0 | 0 | 0 | [11 empty] | Oak Leaf Solar XXXI LLC | 100 | Greenbacker Renewable Energy Corp | 100
Oak Leaf Solar XXV LLC (CSG) | 62245_G_53968 | 62245 | G | 53968 |  | Solar PV |  | WECC_CO | Colorado | 8 | Arapahoe | 5 | 08005 | 1.5 | 0 | 2018 | 9999 |  |  | N | Solar | [13 empty] | 0 | 0 | 0 | 0 | [11 empty] | Oak Leaf Solar XXV LLC | 100 | Greenbacker Renewable Energy Corp | 100
Target Woodland Solar Project | 62246_G_TWSP | 62246 | G | TWSP |  | Solar PV |  | WEC_CALN | California | 6 | Yolo | 113 | 06113 | 1.8 | 0 | 2018 | 9999 |  |  | N | Solar | [13 empty] | 0 | 0 | 0 | 0 | [11 empty] | Solar Star Woodlands ST CR LLC | 100 | TOTAL SA | 100
Prevailing Wind Park | 62247_G_PWPSD | 62247 | G | PWPSD |  | Onshore Wind |  | SPP_WAUE | South Dakota | 46 | Yankton | 135 | 46135 | 220 | 0 | 2019 | 9999 |  |  | N | Wind | [13 empty] | 0 | 0 | 0 | 0 | [11 empty] | Prevailing Wind Park LLC | 100 | AES Corp (The) | 100
Misae Solar | 62249_G_77777 | 62249 | G | 77777 |  | Solar PV |  | ERC_WEST | Texas | 48 | Childress | 75 | 48075 | 240 | 0 | 2019 | 9999 |  |  | N | Solar | [13 empty] | 0 | 0 | 0 | 0 | [11 empty] | Childress Solar Park LLC | 100 | Lae American Energy LLC | 100
Oak Leaf Solar XXXII (CSG) | 62251_G_53975 | 62251 | G | 53975 |  | Solar PV |  | WECC_CO | Colorado | 8 | Garfield | 45 | 08045 | 1.5 | 0 | 2019 | 9999 |  |  | N | Solar | [13 empty] | 0 | 0 | 0 | 0 | [11 empty] | Oak Leaf Solar XXXII LLC | 100 | Greenbacker Renewable Energy Corp | 100
Oak Leaf Solar XXII LLC (CSG) | 62252_G_53965 | 62252 | G | 53965 |  | Solar PV |  | WECC_CO | Colorado | 8 | Denver | 31 | 08031 | 1.5 | 0 | 2019 | 9999 |  |  | N | Solar | [13 empty] | 0 | 0 | 0 | 0 | [11 empty] | Oak Leaf Solar XXII LLC | 100 | Greenbacker Renewable Energy Corp | 100
Oak Leaf Solar XXIV LLC (CSG) | 62253_G_53967 | 62253 | G | 53967 |  | Solar PV |  | WECC_CO | Colorado | 8 | Arapahoe | 5 | 08005 | 1.5 | 0 | 2019 | 9999 |  |  | N | Solar | [13 empty] | 0 | 0 | 0 | 0 | [11 empty] | Oak Leaf Solar XXIV LLC | 100 | Greenbacker Renewable Energy Corp | 100
Oak Leaf Solar XXVI LLC | 62254_G_53970 | 62254 | G | 53970 |  | Solar PV |  | WECC_CO | Colorado | 8 | Denver | 31 | 08031 | 1.5 | 0 | 2019 | 9999 |  |  | N | Solar | [13 empty] | 0 | 0 | 0 | 0 | [11 empty] | Oak Leaf Solar XXVI LLC | 100 | Greenbacker Renewable Energy Corp | 100
Oak Leaf Solar XXVIII LLC (CSG) | 62255_G_53973 | 62255 | G | 53973 |  | Solar PV |  | WECC_CO | Colorado | 8 | Weld | 123 | 08123 | 1.5 | 0 | 2019 | 9999 |  |  | N | Solar | [13 empty] | 0 | 0 | 0 | 0 | [11 empty] | Oak Leaf Solar XXVIII LLC | 100 | Greenbacker Renewable Energy Corp | 100
Oak Leaf Solar XXIII LLC (CSG) | 62256_G_53966 | 62256 | G | 53966 |  | Solar PV |  | WECC_CO | Colorado | 8 | Adams | 1 | 08001 | 1.5 | 0 | 2019 | 9999 |  |  | N | Solar | [13 empty] | 0 | 0 | 0 | 0 | [11 empty] | Oak Leaf Solar XXIII LLC | 100 | Greenbacker Renewable Energy Corp | 100
Station 9 Energy Storage System | 62257_G_ESS1 | 62257 | G | ESS1 |  | Energy Storage |  | NENGREST | Massachusetts | 25 | Norfolk | 21 | 25021 | 2 | 0 | 2018 | 9999 |  |  | N | Energy Storage | [13 empty] | 0 | 0 | 0 | 0 | [11 empty] | Braintree MA (Town of) | 100 | Braintree MA (Town of) | 100
Mesteno | 62258_G_MES | 62258 | G | MES |  | Onshore Wind |  | ERC_REST | Texas | 48 | Starr | 427 | 48427 | 200 | 0 | 2019 | 9999 |  |  | N | Wind | [13 empty] | 0 | 0 | 0 | 0 | [11 empty] | Mesteno Windpower LLC | 100 | Duke Energy Corp | 100
Ranchero Wind Farm LLC | 62259_G_RAN | 62259 | G | RAN |  | Onshore Wind |  | ERC_WEST | Texas | 48 | Crockett | 105 | 48105 | 300 | 0 | 2019 | 9999 |  |  | N | Wind | [13 empty] | 0 | 0 | 0 | 0 | [11 empty] | Ranchero Wind Farm LLC | 100 | Quinbrook Infrastructure Partners | 100
Trout Creek Solar | 62260_G_44901 | 62260 | G | 44901 |  | Solar PV |  | WECC_CO | Colorado | 8 | Chaffee | 15 | 08015 | 2 | 0 | 2019 | 9999 |  |  | N | Solar | [13 empty] | 0 | 0 | 0 | 0 | [11 empty] | AEP OnSite Partners LLC | 100 | American Electric Power Co Inc | 100
Pittsfield 44 - M&W PV | 62264_G_LG400 | 62264 | G | LG400 |  | Solar PV |  | NENGREST | Massachusetts | 25 | Berkshire | 3 | 25003 | 1.2 | 0 | 2018 | 9999 |  |  | N | Solar | [13 empty] | 0 | 0 | 0 | 0 | [11 empty] | NSTAR Co d/b/a Eversource Energy | 100 | Eversource Energy | 100
Lee Site 31 Solar | 62265_G_LG370 | 62265 | G | LG370 |  | Solar PV |  | NENGREST | Massachusetts | 25 | Berkshire | 3 | 25003 | 1.9 | 0 | 2018 | 9999 |  |  | N | Solar | [13 empty] | 0 | 0 | 0 | 0 | [11 empty] | NSTAR Co d/b/a Eversource Energy | 100 | Eversource Energy | 100
Plymouth Solar | 62266_G_LG400 | 62266 | G | LG400 |  | Solar PV |  | NENGREST | Massachusetts | 25 | Plymouth | 23 | 25023 | 1.1 | 0 | 2018 | 9999 |  |  | N | Solar | [13 empty] | 0 | 0 | 0 | 0 | [11 empty] | NSTAR Co d/b/a Eversource Energy | 100 | Eversource Energy | 100
Held Solar Project | 62267_G_HELD | 62267 | G | HELD |  | Solar PV |  | MIS_MNWI | Minnesota | 27 | Stearns | 145 | 27145 | 5 | 0 | 2019 | 9999 |  |  | N | Solar | [13 empty] | 0 | 0 | 0 | 0 | [11 empty] | DG Minnesota CSG LLC | 100 | NextEra Energy Inc | 100
NorWest Energy 4, LLC | 62268_G_NWE4 | 62268 | G | NWE4 |  | Solar PV |  | WECC_PNW | Oregon | 41 | Klamath | 35 | 41035 | 5.6 | 0 | 2019 | 9999 |  |  | N | Solar | [13 empty] | 0 | 0 | 0 | 0 | [11 empty] | NorWest Energy 4 LLC | 100 | Cypress Creek Holdings LLC | 100
Stoneray Power Partners, LLC | 62269_G_STNRY | 62269 | G | STNRY |  | Onshore Wind |  | MIS_MNWI | Minnesota | 27 | Pipestone | 117 | 27117 | 100 | 0 | 2019 | 9999 |  |  | N | Wind | [13 empty] | 0 | 0 | 0 | 0 | [11 empty] | Stoneray Power Partners LLC | 100 | EDF Group | 100
Bly Solar Center | 62272_G_BLY | 62272 | G | BLY |  | Solar PV |  | WECC_PNW | Oregon | 41 | Klamath | 35 | 41035 | 8 | 0 | 2018 | 9999 |  |  | N | Solar | [13 empty] | 0 | 0 | 0 | 0 | [11 empty] | Bly Solar Center LLC | 100 | Heliosage Energy LLC | 100
Liberty HS Solar Project | 62274_G_LHSSP | 62274 | G | LHSSP |  | Solar PV |  | WECC_SCE | California | 6 | Kern | 29 | 06029 | 1.2 | 0 | 2018 | 9999 |  |  | N | Solar | [13 empty] | 0 | 0 | 0 | 0 | [11 empty] | Kern High School District Solar 2 LLC | 100 | APG Asset Management US Inc | 100
Frontier HS Solar Project | 62275_G_FHSSP | 62275 | G | FHSSP |  | Solar PV |  | WECC_SCE | California | 6 | Kern | 29 | 06029 | 1.4 | 0 | 2018 | 9999 |  |  | N | Solar | [13 empty] | 0 | 0 | 0 | 0 | [11 empty] | Kern High School District Solar 2 LLC | 100 | APG Asset Management US Inc | 100
Xebec 1 | 62286_G_W7188 | 62286 | G | W7188 |  | Solar PV |  | WEC_LADW | California | 6 | Los Angeles | 37 | 06037 | 1.9 | 0 | 2018 | 9999 |  |  | N | Solar | [13 empty] | 0 | 0 | 0 | 0 | [11 empty] | AES LA FIT Sun Valley LLC | 100 | AES Corp (The) | 100
Francisco St. Solar | 62287_G_W7190 | 62287 | G | W7190 |  | Solar PV |  | WEC_LADW | California | 6 | Los Angeles | 37 | 06037 | 1 | 0 | 2018 | 9999 |  |  | N | Solar | [13 empty] | 0 | 0 | 0 | 0 | [11 empty] | AES LA FIT Francisco LLC | 100 | AES Corp (The) | 100
Valentine Solar, LLC | 62288_G_VAL01 | 62288 | G | VAL01 |  | Solar PV |  | WECC_SCE | California | 6 | Kern | 29 | 06029 | 111.2 | 0 | 2019 | 9999 |  |  | N | Solar | [13 empty] | 0 | 0 | 0 | 0 | [11 empty] | Valentine Solar LLC | 100 | EDF Group | 100
Polaris Wind Park | 62290_G_1 | 62290 | G | 1 |  | Onshore Wind |  | MIS_LMI | Michigan | 26 | Gratiot | 57 | 26057 | 168.6 | 0 | 2020 | 9999 |  |  | N | Wind | [13 empty] | 0 | 0 | 0 | 0 | [11 empty] | Polaris Wind Energy LLC | 100 | Invenergy LLC | 100
Palmer's Creek Wind Farm, LLC | 62291_G_PCWF | 62291 | G | PCWF |  | Onshore Wind |  | MIS_MNWI | Minnesota | 27 | Chippewa | 23 | 27023 | 44.6 | 0 | 2018 | 9999 |  |  | N | Wind | [13 empty] | 0 | 0 | 0 | 0 | [11 empty] | Palmers Creek Wind Farm LLC | 100 | Fagen Inc | 100
Richmond NMCA | 62301_G_RNM02 | 62301 | G | RNM02 |  | Solar PV |  | NENGREST | Rhode Island | 44 | Washington | 9 | 44009 | 4 | 0 | 2018 | 9999 |  |  | N | Solar | [13 empty] | 0 | 0 | 0 | 0 | [11 empty] | Richmond Solar Power 1 LLC | 100 | AES Corp (The) | 100
Founders Homestead Farms Solar | 62302_G_RFH01 | 62302 | G | RFH01 |  | Solar PV |  | NENGREST | Rhode Island | 44 | Newport | 5 | 44005 | 4.5 | 0 | 2019 | 9999 |  |  | N | Solar | [13 empty] | 0 | 0 | 0 | 0 | [11 empty] | Founders Homestead Farm Solar LLC | 100 | AES Corp (The) | 100
Mattas Farms | 62303_G_MF01 | 62303 | G | MF01 |  | Solar PV |  | NY_Z_F | New York | 36 | Montgomery | 57 | 36057 | 2 | 0 | 2018 | 9999 |  |  | N | Solar | [13 empty] | 0 | 0 | 0 | 0 | [11 empty] | NY RNM Project1A LLC | 100 | AES Corp (The) | 100
Woodleaf Solar Facility | 62304_G_PV1 | 62304 | G | PV1 |  | Solar PV |  | S_VACA | North Carolina | 37 | Rowan | 159 | 37159 | 6 | 0 | 2018 | 9999 |  |  | N | Solar | [13 empty] | 0 | 0 | 0 | 0 | [11 empty] | Duke Energy Carolinas | 100 | Duke Energy Corp | 100
Tipton Solar Park | 62305_G_STIP | 62305 | G | STIP |  | Solar PV |  | MIS_INKY | Indiana | 18 | Tipton | 159 | 18159 | 5.3 | 0 | 2019 | 9999 |  |  | N | Solar | [13 empty] | 0 | 0 | 0 | 0 | [11 empty] | Indiana Municipal Power Agency | 100 | Indiana Municipal Power Agency | 100
IFF Union Beach Project | 62306_G_IFFUB | 62306 | G | IFFUB |  | Solar PV |  | PJM_EMAC | New Jersey | 34 | Monmouth | 25 | 34025 | 5.5 | 0 | 2019 | 9999 |  |  | N | Solar | [13 empty] | 0 | 0 | 0 | 0 | [11 empty] | NJR Clean Energy Ventures Corp | 100 | New Jersey Resources Corp | 100
Cedar Falls Solar Farm | 62321_G_1 | 62321 | G | 1 |  | Solar PV |  | MIS_MIDA | Iowa | 19 | Black Hawk | 13 | 19013 | 1.5 | 0 | 2016 | 9999 |  |  | N | Solar | [13 empty] | 0 | 0 | 0 | 0 | [11 empty] | Cedar Falls Solar Farm LLC | 100 | Cedar Falls Solar Farm LLC | 100
Mechanicville Hydroelectric Station | 62322_G_MG8 | 62322 | G | MG8 |  | Hydro |  | NY_Z_F | New York | 36 | Saratoga | 91 | 36091 | 1.5 | 0 | 2011 | 9999 |  |  | N | Hydro | [13 empty] | 0 | 0 | 0 | 0 | [11 empty] | Niagara Mohawk Power Corp | 100 | National Grid Plc | 100
Mechanicville Hydroelectric Station | 62322_G_MG9 | 62322 | G | MG9 |  | Hydro |  | NY_Z_F | New York | 36 | Saratoga | 91 | 36091 | 1.5 | 0 | 2011 | 9999 |  |  | N | Hydro | [13 empty] | 0 | 0 | 0 | 0 | [11 empty] | Niagara Mohawk Power Corp | 100 | National Grid Plc | 100
Macy's MD Joppa Solar Project | 62323_G_MMDJ | 62323 | G | MMDJ |  | Solar PV |  | PJM_EMAC | Maryland | 24 | Harford | 25 | 24025 | 1 | 0 | 2016 | 9999 |  |  | N | Solar | [13 empty] | 0 | 0 | 0 | 0 | [11 empty] | Northstar Macys Maryland 2015 LLC | 100 | SunPower Corp | 100
Dynamic - Walpole | 62324_G_WAL01 | 62324 | G | WAL01 |  | Solar PV |  | NENGREST | Massachusetts | 25 | Norfolk | 21 | 25021 | 2 | 0 | 2017 | 9999 |  |  | N | Solar | [13 empty] | 0 | 0 | 0 | 0 | [11 empty] | AES Energy Solutions LLC | 100 | AES Corp (The) | 100
46 Meadowlands Parkway | 62325_G_1 | 62325 | G | 1 |  | Solar PV |  | PJM_EMAC | New Jersey | 34 | Hudson | 17 | 34017 | 1.5 | 0 | 2018 | 9999 |  |  | N | Solar | [13 empty] | 0 | 0 | 0 | 0 | [11 empty] | Hartz Solar LLC | 100 | Hartz Mountain Industries Inc | 100
77 Metro Way | 62326_G_1 | 62326 | G | 1 |  | Solar PV |  | PJM_EMAC | New Jersey | 34 | Hudson | 17 | 34017 | 1 | 0 | 2018 | 9999 |  |  | N | Solar | [13 empty] | 0 | 0 | 0 | 0 | [11 empty] | Hartz Solar LLC | 100 | Hartz Mountain Industries Inc | 100
Synergen Panorama, LLC CSG | 62327_G_SP | 62327 | G | SP |  | Solar PV |  | PJM_SMAC | Maryland | 24 | Prince Georges | 33 | 24033 | 6.6 | 0 | 2019 | 9999 |  |  | N | Solar | [13 empty] | 0 | 0 | 0 | 0 | [11 empty] | Synergen Panorama LLC | 100 | Synergen Panorama LLC | 100
Mill Pond Solar, LLC | 62328_G_MLLPD | 62328 | G | MLLPD |  | Solar PV |  | PJM_Dom | North Carolina | 37 | Martin | 117 | 37117 | 5 | 0 | 2019 | 9999 |  |  | N | Solar | [13 empty] | 0 | 0 | 0 | 0 | [11 empty] | Mill Pond Solar Farm LLC | 100 | Cypress Creek Holdings LLC | 100
Jamesville Road Solar, LLC | 62329_G_JMVLR | 62329 | G | JMVLR |  | Solar PV |  | PJM_Dom | North Carolina | 37 | Martin | 117 | 37117 | 5 | 0 | 2019 | 9999 |  |  | N | Solar | [13 empty] | 0 | 0 | 0 | 0 | [11 empty] | Jamesville Road Solar LLC | 100 | Greenbacker Renewable Energy Corp | 100
Camden Dam Solar, LLC | 62330_G_CMDND | 62330 | G | CMDND |  | Solar PV |  | PJM_Dom | North Carolina | 37 | Camden | 29 | 37029 | 5 | 0 | 2019 | 9999 |  |  | N | Solar | [13 empty] | 0 | 0 | 0 | 0 | [11 empty] | Camden Dam Solar LLC | 100 | Greenbacker Renewable Energy Corp | 100
Sol Phoenix | 62331_G_SOLPH | 62331 | G | SOLPH |  | Solar PV |  | PJM_SMAC | Maryland | 24 | Prince Georges | 33 | 24033 | 2.5 | 0 | 2019 | 9999 |  |  | N | Solar | [13 empty] | 0 | 0 | 0 | 0 | [11 empty] | Greenbacker Renewable Energy Co LLC | 100 | Greenbacker Renewable Energy Corp | 100
Blue Star | 62332_G_BLUES | 62332 | G | BLUES |  | Solar PV |  | PJM_EMAC | Maryland | 24 | Kent | 29 | 24029 | 7.5 | 0 | 2020 | 9999 |  |  | N | Solar | [13 empty] | 0 | 0 | 0 | 0 | [11 empty] | OneEnergy Blue Star Solar LLC | 100 | OneEnergy Inc | 100
Polk County Renewables, LLC | 62333_G_T-1 | 62333 | G | T-1 |  | Onshore Wind |  | SPP_NEBR | Nebraska | 31 | Polk | 143 | 31143 | 2.5 | 0 | 2018 | 9999 |  |  | N | Wind | [13 empty] | 0 | 0 | 0 | 0 | [11 empty] | Polk County Renewables LLC | 100 | Polk County Renewables LLC | 100
USS Centerfield Solar CSG | 62335_G_USCEN | 62335 | G | USCEN |  | Solar PV |  | MIS_MNWI | Minnesota | 27 | Rice | 131 | 27131 | 1 | 0 | 2019 | 9999 |  |  | N | Solar | [13 empty] | 0 | 0 | 0 | 0 | [11 empty] | USS Centerfield Solar LLC | 100 | US Solar DG Development LLC | 100
USS Webster Solar CSG | 62336_G_USWEB | 62336 | G | USWEB |  | Solar PV |  | MIS_MNWI | Minnesota | 27 | Rice | 131 | 27131 | 1 | 0 | 2019 | 9999 |  |  | N | Solar | [13 empty] | 0 | 0 | 0 | 0 | [11 empty] | USS Webster Solar CSG | 100 | US Solar DG Development LLC | 100
USS Lake Patterson Solar CSG | 62337_G_USLP | 62337 | G | USLP |  | Solar PV |  | MIS_MNWI | Minnesota | 27 | Carver | 19 | 27019 | 1 | 0 | 2019 | 9999 |  |  | N | Solar | [13 empty] | 0 | 0 | 0 | 0 | [11 empty] | USS Lake Patterson Solar CSG | 100 | US Solar DG Development LLC | 100
USS Kost Trail Solar CSG | 62339_G_USSKT | 62339 | G | USSKT |  | Solar PV |  | MIS_MNWI | Minnesota | 27 | Chisago | 25 | 27025 | 1 | 0 | 2019 | 9999 |  |  | N | Solar | [13 empty] | 0 | 0 | 0 | 0 | [11 empty] | USS Kost Trail Solar CSG | 100 | US Solar DG Development LLC | 100
Aulander Holloman Solar, LLC | 62340_G_HOLLO | 62340 | G | HOLLO |  | Solar PV |  | PJM_Dom | North Carolina | 37 | Hertford | 91 | 37091 | 80 | 0 | 2018 | 9999 |  |  | N | Solar | [13 empty] | 0 | 0 | 0 | 0 | [11 empty] | Aulander Holloman Solar LLC | 100 | SunEnergy 1 LLC | 100
Lockett Windfarm | 62356_G_LOC | 62356 | G | LOC |  | Onshore Wind |  | ERC_WEST | Texas | 48 | Wilbarger | 487 | 48487 | 183.8 | 0 | 2019 | 9999 |  |  | N | Wind | [13 empty] | 0 | 0 | 0 | 0 | [11 empty] | Lockett Wind Farm LLC | 100 | Orsted | 100
USS King 2 CSG | 62358_G_USK12 | 62358 | G | USK12 |  | Solar PV |  | MIS_MNWI | Minnesota | 27 | Carver | 19 | 27019 | 1 | 0 | 2019 | 9999 |  |  | N | Solar | [13 empty] | 0 | 0 | 0 | 0 | [11 empty] | USS King 2 CSG | 100 | US Solar DG Development LLC | 100
USS Eggo Solar CSG | 62359_G_USEGG | 62359 | G | USEGG |  | Solar PV |  | MIS_MNWI | Minnesota | 27 | Carver | 19 | 27019 | 1 | 0 | 2019 | 9999 |  |  | N | Solar | [13 empty] | 0 | 0 | 0 | 0 | [11 empty] | USS Eggo Solar CSG | 100 | US Solar DG Development LLC | 100
USS DVL Solar CSG | 62360_G_USDVL | 62360 | G | USDVL |  | Solar PV |  | MIS_MNWI | Minnesota | 27 | Carver | 19 | 27019 | 1 | 0 | 2019 | 9999 |  |  | N | Solar | [13 empty] | 0 | 0 | 0 | 0 | [11 empty] | USS DVL Solar CSG | 100 | US Solar DG Development LLC | 100
Barre Solar III LLC | 62363_G_BSPV | 62363 | G | BSPV |  | Solar PV |  | NENGREST | Massachusetts | 25 | Worcester | 27 | 25027 | 1 | 0 | 2018 | 9999 |  |  | N | Solar | [13 empty] | 0 | 0 | 0 | 0 | [11 empty] | Barre Solar III LLC | 100 | Barre Solar III LLC | 100
Nobles 2 Wind Project | 62364_G_WT1 | 62364 | G | WT1 |  | Onshore Wind |  | MIS_MNWI | Minnesota | 27 | Nobles | 105 | 27105 | 250 | 0 | 2020 | 9999 |  |  | N | Wind | [13 empty] | 0 | 0 | 0 | 0 | [11 empty] | Nobles 2 Power Partners LLC | 100 | Tenaska Inc | 100
Wright Kirby 1-5 CSG | 62365_G_WK1 | 62365 | G | WK1 |  | Solar PV |  | MIS_MNWI | Minnesota | 27 | Wright | 171 | 27171 | 1 | 0 | 2019 | 9999 |  |  | N | Solar | [13 empty] | 0 | 0 | 0 | 0 | [11 empty] | Wright Kirby Commmunty Solar | 100 | Wright Kirby Commmunty Solar | 100
Wright Kirby 1-5 CSG | 62365_G_WK2 | 62365 | G | WK2 |  | Solar PV |  | MIS_MNWI | Minnesota | 27 | Wright | 171 | 27171 | 1 | 0 | 2019 | 9999 |  |  | N | Solar | [13 empty] | 0 | 0 | 0 | 0 | [11 empty] | Wright Kirby Commmunty Solar | 100 | Wright Kirby Commmunty Solar | 100
Wright Kirby 1-5 CSG | 62365_G_WK3 | 62365 | G | WK3 |  | Solar PV |  | MIS_MNWI | Minnesota | 27 | Wright | 171 | 27171 | 1 | 0 | 2019 | 9999 |  |  | N | Solar | [13 empty] | 0 | 0 | 0 | 0 | [11 empty] | Wright Kirby Commmunty Solar | 100 | Wright Kirby Commmunty Solar | 100
Wright Kirby 1-5 CSG | 62365_G_WK4 | 62365 | G | WK4 |  | Solar PV |  | MIS_MNWI | Minnesota | 27 | Wright | 171 | 27171 | 1 | 0 | 2019 | 9999 |  |  | N | Solar | [13 empty] | 0 | 0 | 0 | 0 | [11 empty] | Wright Kirby Commmunty Solar | 100 | Wright Kirby Commmunty Solar | 100
Wright Kirby 1-5 CSG | 62365_G_WK5 | 62365 | G | WK5 |  | Solar PV |  | MIS_MNWI | Minnesota | 27 | Wright | 171 | 27171 | 1 | 0 | 2019 | 9999 |  |  | N | Solar | [13 empty] | 0 | 0 | 0 | 0 | [11 empty] | Wright Kirby Commmunty Solar | 100 | Wright Kirby Commmunty Solar | 100
SR Arlington II | 62367_G_ARLII | 62367 | G | ARLII |  | Solar PV |  | S_SOU | Georgia | 13 | Early | 99 | 13099 | 102.5 | 0 | 2019 | 9999 |  |  | N | Solar | [13 empty] | 0 | 0 | 0 | 0 | [11 empty] | SR Arlington II LLC | 100 | Silicon Ranch Corp | 100
BWC Origination 18 | 62368_G_62591 | 62368 | G | 62591 |  | Solar PV |  | NENGREST | Massachusetts | 25 | Plymouth | 23 | 25023 | 4.8 | 0 | 2018 | 9999 |  |  | N | Solar | [13 empty] | 0 | 0 | 0 | 0 | [11 empty] | BWC Origination 18 LLC | 100 | Bluewave Capital LLC | 100
BWC Gibbs Brook | 62369_G_62595 | 62369 | G | 62595 |  | Solar PV |  | NENGREST | Massachusetts | 25 | Plymouth | 23 | 25023 | 4 | 0 | 2018 | 9999 |  |  | N | Solar | [13 empty] | 0 | 0 | 0 | 0 | [11 empty] | BWC Gibbs Brook LLC | 100 | Bluewave Capital LLC | 100
BWC Wareham River | 62370_G_62593 | 62370 | G | 62593 |  | Solar PV |  | NENGREST | Massachusetts | 25 | Plymouth | 23 | 25023 | 1 | 0 | 2018 | 9999 |  |  | N | Solar | [13 empty] | 0 | 0 | 0 | 0 | [11 empty] | BWC Wareham River LLC | 100 | Bluewave Capital LLC | 100
BWC Harlow Brook | 62371_G_62592 | 62371 | G | 62592 |  | Solar PV |  | NENGREST | Massachusetts | 25 | Plymouth | 23 | 25023 | 1.5 | 0 | 2018 | 9999 |  |  | N | Solar | [13 empty] | 0 | 0 | 0 | 0 | [11 empty] | BWC Harlow Brook LLC | 100 | Bluewave Capital LLC | 100
BWC Pocasset River | 62372_G_62594 | 62372 | G | 62594 |  | Solar PV |  | NENGREST | Massachusetts | 25 | Plymouth | 23 | 25023 | 1.5 | 0 | 2018 | 9999 |  |  | N | Solar | [13 empty] | 0 | 0 | 0 | 0 | [11 empty] | BWC Pocasset River LLC | 100 | Bluewave Capital LLC | 100
I25 Battery Storage | 62373_G_I25BA | 62373 | G | I25BA |  | Energy Storage |  | WECC_CO | Colorado | 8 | Weld | 123 | 08123 | 4 | 0 | 2018 | 9999 |  |  | N | Energy Storage | [13 empty] | 0 | 0 | 0 | 0 | [11 empty] | United Power Inc | 100 | United Power Inc | 100
JBAB - Washington DC | 62374_G_PV1 | 62374 | G | PV1 |  | Solar PV |  | PJM_SMAC | District of Columbia | 11 | District of Columbia | 1 | 11001 | 5.9 | 0 | 2019 | 9999 |  |  | N | Solar | [13 empty] | 0 | 0 | 0 | 0 | [11 empty] | Constellation Solar MC LLC | 100 | Exelon Corp | 100
Dougherty County Solar, LLC | 62375_G_PV1 | 62375 | G | PV1 |  | Solar PV |  | S_SOU | Georgia | 13 | Dougherty | 95 | 13095 | 120 | 0 | 2019 | 9999 |  |  | N | Solar | [13 empty] | 0 | 0 | 0 | 0 | [11 empty] | Dougherty County Solar LLC | 100 | NextEra Energy Inc | 100
Grazing Yak Solar | 62376_G_PV1 | 62376 | G | PV1 |  | Solar PV |  | WECC_CO | Colorado | 8 | El Paso | 41 | 08041 | 35 | 0 | 2019 | 9999 |  |  | N | Solar | [13 empty] | 0 | 0 | 0 | 0 | [11 empty] | Grazing Yak Solar LLC | 100 | NextEra Energy Inc | 100
Moody Air Force Base Solar | 62377_G_1 | 62377 | G | 1 |  | Solar PV |  | S_SOU | Georgia | 13 | Lowndes | 185 | 13185 | 49.5 | 0 | 2020 | 9999 |  |  | N | Solar | [13 empty] | 0 | 0 | 0 | 0 | [11 empty] | Georgia Power Co | 100 | Southern Co | 100
CFW Solar X LLC - Vaughn | 62378_G_VSCFW | 62378 | G | VSCFW |  | Solar PV |  | WEC_LADW | California | 6 | Los Angeles | 37 | 06037 | 1.6 | 0 | 2018 | 9999 |  |  | N | Solar | [13 empty] | 0 | 0 | 0 | 0 | [11 empty] | Los Angeles Dept of Water & Power | 100 | Los Angeles Dept of Water & Power | 100
Emmons-Logan Wind, LLC | 62380_G_ELLLC | 62380 | G | ELLLC |  | Onshore Wind |  | MIS_MAPP | North Dakota | 38 | Emmons | 29 | 38029 | 300 | 0 | 2019 | 9999 |  |  | N | Wind | [13 empty] | 0 | 0 | 0 | 0 | [11 empty] | NextEra Energy Resources LLC | 100 | NextEra Energy Inc | 100
GMP Solar/Storage-Milton Hybrid | 62381_G_GMPBM | 62381 | G | GMPBM |  | Energy Storage |  | NENGREST | Vermont | 50 | Chittenden | 7 | 50007 | 2 | 0 | 2019 | 9999 |  |  | N | Energy Storage | [13 empty] | 0 | 0 | 0 | 0 | [11 empty] | Green Mountain Power Corp | 100 | Gaz Métropolitain & Co LP | 100
GMP Solar/Storage-Milton Hybrid | 62381_G_GMPSM | 62381 | G | GMPSM |  | Solar PV |  | NENGREST | Vermont | 50 | Chittenden | 7 | 50007 | 5 | 0 | 2019 | 9999 |  |  | N | Solar | [13 empty] | 0 | 0 | 0 | 0 | [11 empty] | Green Mountain Power Corp | 100 | Gaz Métropolitain & Co LP | 100
GMP Solar/Storage-Ferrisburgh Hybrid | 62382_G_GMPBF | 62382 | G | GMPBF |  | Energy Storage |  | NENGREST | Vermont | 50 | Addison | 1 | 50001 | 2 | 0 | 2019 | 9999 |  |  | N | Energy Storage | [13 empty] | 0 | 0 | 0 | 0 | [11 empty] | Green Mountain Power Corp | 100 | Gaz Métropolitain & Co LP | 100
GMP Solar/Storage-Ferrisburgh Hybrid | 62382_G_GMPSF | 62382 | G | GMPSF |  | Solar PV |  | NENGREST | Vermont | 50 | Addison | 1 | 50001 | 5 | 0 | 2019 | 9999 |  |  | N | Solar | [13 empty] | 0 | 0 | 0 | 0 | [11 empty] | Green Mountain Power Corp | 100 | Gaz Métropolitain & Co LP | 100
GMP Solar/Storage-Essex Hybrid | 62383_G_GMPBE | 62383 | G | GMPBE |  | Energy Storage |  | NENGREST | Vermont | 50 | Chittenden | 7 | 50007 | 2 | 0 | 2019 | 9999 |  |  | N | Energy Storage | [13 empty] | 0 | 0 | 0 | 0 | [11 empty] | Green Mountain Power Corp | 100 | Gaz Métropolitain & Co LP | 100
GMP Solar/Storage-Essex Hybrid | 62383_G_GMPSE | 62383 | G | GMPSE |  | Solar PV |  | NENGREST | Vermont | 50 | Chittenden | 7 | 50007 | 4.5 | 0 | 2019 | 9999 |  |  | N | Solar | [13 empty] | 0 | 0 | 0 | 0 | [11 empty] | Green Mountain Power Corp | 100 | Gaz Métropolitain & Co LP | 100
Pasto Solar | 62389_G_PASTO | 62389 | G | PASTO |  | Solar PV |  | NY_Z_C&E | New York | 36 | Tioga | 107 | 36107 | 16 | 0 | 2019 | 9999 |  |  | N | Solar | [13 empty] | 0 | 0 | 0 | 0 | [11 empty] | Spencer Tioga Solar LLC | 100 | Spencer Tioga Solar LLC | 100
Guyton Community Solar | 62392_G_1 | 62392 | G | 1 |  | Solar PV |  | S_SOU | Georgia | 13 | Effingham | 103 | 13103 | 3.6 | 0 | 2019 | 9999 |  |  | N | Solar | [13 empty] | 0 | 0 | 0 | 0 | [11 empty] | Georgia Power Co | 100 | Southern Co | 100
Atlanta Falcons Solar | 62393_G_1 | 62393 | G | 1 |  | Solar PV |  | S_SOU | Georgia | 13 | Fulton | 121 | 13121 | 0.3 | 0 | 2015 | 9999 |  |  | N | Solar | [13 empty] | 0 | 0 | 0 | 0 | [11 empty] | Georgia Power Co | 100 | Southern Co | 100
Atlanta Falcons Solar | 62393_G_3 | 62393 | G | 3 |  | Solar PV |  | S_SOU | Georgia | 13 | Fulton | 121 | 13121 | 0.5 | 0 | 2016 | 9999 |  |  | N | Solar | [13 empty] | 0 | 0 | 0 | 0 | [11 empty] | Georgia Power Co | 100 | Southern Co | 100
Atlanta Falcons Solar | 62393_G_2 | 62393 | G | 2 |  | Solar PV |  | S_SOU | Georgia | 13 | Fulton | 121 | 13121 | 0.2 | 0 | 2017 | 9999 |  |  | N | Solar | [13 empty] | 0 | 0 | 0 | 0 | [11 empty] | Georgia Power Co | 100 | Southern Co | 100
Sweetbay Solar Center | 62394_G_1 | 62394 | G | 1 |  | Solar PV |  | FRCC | Florida | 12 | Martin | 85 | 12085 | 74.5 | 0 | 2020 | 9999 |  |  | N | Solar | [13 empty] | 0 | 0 | 0 | 0 | [11 empty] | Florida Power & Light Co | 100 | NextEra Energy Inc | 100
Bell Bay Solar Farm | 62395_G_1 | 62395 | G | 1 |  | Solar PV |  | S_VACA | South Carolina | 45 | Horry | 51 | 45051 | 1.6 | 0 | 2018 | 9999 |  |  | N | Solar | [13 empty] | 0 | 0 | 0 | 0 | [11 empty] | Bell Bay Solar Farm | 100 | Bell Bay Solar Farm | 100
Jamison Solar Farm | 62396_G_1 | 62396 | G | 1 |  | Solar PV |  | S_VACA | South Carolina | 45 | Orangeburg | 75 | 45075 | 1.1 | 0 | 2019 | 9999 |  |  | N | Solar | [13 empty] | 0 | 0 | 0 | 0 | [11 empty] | Jamison Solar Farm | 100 | Jamison Solar Farm | 100
Runway Solar Farm | 62397_G_1 | 62397 | G | 1 |  | Solar PV |  | S_VACA | South Carolina | 45 | Horry | 51 | 45051 | 2 | 0 | 2019 | 9999 |  |  | N | Solar | [13 empty] | 0 | 0 | 0 | 0 | [11 empty] | Runway Solar Farm | 100 | Runway Solar Farm | 100
Sage Solar I-III | 62399_G_77778 | 62399 | G | 77778 |  | Solar PV |  | WECC_UT | Utah | 49 | Rich | 33 | 49033 | 57.6 | 0 | 2019 | 9999 |  |  | N | Solar | [13 empty] | 0 | 0 | 0 | 0 | [11 empty] | Sage Solar II LLC | 100 | Copenhagen Infrastructure Partners | 100
UMCES Ground Mount | 62405_G_X0009 | 62405 | G | X0009 |  | Solar PV |  | PJM_EMAC | Maryland | 24 | Dorchester | 19 | 24019 | 2 | 0 | 2018 | 9999 |  |  | N | Solar | [13 empty] | 0 | 0 | 0 | 0 | [11 empty] | Solar I Partnership LLC | 100 | Standard Solar Inc | 100
City of Gallup Solar | 62406_G_X0022 | 62406 | G | X0022 |  | Solar PV |  | WECC_NM | New Mexico | 35 | McKinley | 31 | 35031 | 8 | 0 | 2018 | 9999 |  |  | N | Solar | [13 empty] | 0 | 0 | 0 | 0 | [11 empty] | Standard Solar Inc | 100 | Standard Solar Inc | 100
Anne Arundel County Public Schools | 62407_G_X0001 | 62407 | G | X0001 |  | Solar PV |  | PJM_SMAC | Maryland | 24 | Anne Arundel | 3 | 24003 | 1 | 0 | 2017 | 9999 |  |  | N | Solar | [13 empty] | 0 | 0 | 0 | 0 | [11 empty] | Standard Solar Inc | 100 | Standard Solar Inc | 100
Fort Indiantown Gap | 62408_G_X0028 | 62408 | G | X0028 |  | Solar PV |  | PJM_WMAC | Pennsylvania | 42 | Lebanon | 75 | 42075 | 3 | 0 | 2019 | 9999 |  |  | N | Solar | [13 empty] | 0 | 0 | 0 | 0 | [11 empty] | FTIG Solar Fund LLC | 100 | Standard Solar Inc | 100
Waynesboro Community Solar | 62409_G_1 | 62409 | G | 1 |  | Solar PV |  | S_SOU | Georgia | 13 | Burke | 33 | 13033 | 2.4 | 0 | 2019 | 9999 |  |  | N | Solar | [13 empty] | 0 | 0 | 0 | 0 | [11 empty] | Georgia Power Co | 100 | Southern Co | 100
Daum Solar | 62412_G_DAUM | 62412 | G | DAUM |  | Solar PV |  | NY_Z_C&E | New York | 36 | Yates | 123 | 36123 | 4 | 0 | 2020 | 9999 |  |  | N | Solar | [13 empty] | 0 | 0 | 0 | 0 | [11 empty] | Middlesex Yates Solar LLC | 100 | Middlesex Yates Solar LLC | 100
Ellis Solar | 62413_G_ELLIS | 62413 | G | ELLIS |  | Solar PV |  | NY_Z_C&E | New York | 36 | Tompkins | 109 | 36109 | 18 | 0 | 2019 | 9999 |  |  | N | Solar | [13 empty] | 0 | 0 | 0 | 0 | [11 empty] | Dryden Tompkins Solar I LLC | 100 | Dryden Tompkins Solar I LLC | 100
Lady Slipper Solar Array | 62414_G_PV1 | 62414 | G | PV1 |  | Solar PV |  | MIS_MNWI | Minnesota | 27 | Goodhue | 49 | 27049 | 4.4 | 0 | 2019 | 9999 |  |  | N | Solar | [13 empty] | 0 | 0 | 0 | 0 | [11 empty] | AEP OnSite Partners LLC | 100 | American Electric Power Co Inc | 100
West of the Pecos Solar | 62415_G_WOTP1 | 62415 | G | WOTP1 |  | Solar PV |  | ERC_WEST | Texas | 48 | Reeves | 389 | 48389 | 100 | 0 | 2019 | 9999 |  |  | N | Solar | [13 empty] | 0 | 0 | 0 | 0 | [11 empty] | West of The Pecos Solar LLC | 100 | E.ON Group | 100
Cranell Wind Farm LLC | 62416_G_WT1 | 62416 | G | WT1 |  | Onshore Wind |  | ERC_REST | Texas | 48 | Refugio | 391 | 48391 | 220 | 0 | 2020 | 9999 |  |  | N | Wind | [13 empty] | 0 | 0 | 0 | 0 | [11 empty] | Cranell Wind Farm LLC | 100 | Algonquin Power & Utilities Corp | 100
Peyton Creek Wind Farm LLC | 62417_G_WT1 | 62417 | G | WT1 |  | Onshore Wind |  | ERC_REST | Texas | 48 | Matagorda | 321 | 48321 | 220 | 0 | 2019 | 9999 |  |  | N | Wind | [13 empty] | 0 | 0 | 0 | 0 | [11 empty] | Peyton Creek Wind Farm LLC | 100 | RWE Group | 100
Verwey-Hanford Dairy Digester #2 | 62418_G_4 | 62418 | G | 4 |  | Non-Fossil Waste |  | WEC_CALN | California | 6 | Kings | 31 | 06031 | 1 | 13500 | 2019 | 9999 |  |  | N | Non-Fossil Waste | [13 empty] | 0 | 0 | 0 | 0 | [11 empty] | Hanford Renewable Energy LLC | 100 | Philip Verwey Farms | 100
Verwey-Hanford Dairy Digester #3 | 62419_G_4 | 62419 | G | 4 |  | Non-Fossil Waste |  | WEC_CALN | California | 6 | Kings | 31 | 06031 | 1 | 13500 | 2019 | 9999 |  |  | N | Non-Fossil Waste | [13 empty] | 0 | 0 | 0 | 0 | [11 empty] | Hanford Renewable Energy LLC | 100 | Philip Verwey Farms | 100
Owens Corning | 62439_G_A | 62439 | G | A |  | Solar PV |  | PJM_EMAC | New Jersey | 34 | Camden | 7 | 34007 | 2.6 | 0 | 2016 | 9999 |  |  | N | Solar | [13 empty] | 0 | 0 | 0 | 0 | [11 empty] | PVnavigator LLC | 100 | Project Navigator Ltd | 100
Kearny Mesa Storage LLC | 62441_G_U1 | 62441 | G | U1 |  | Energy Storage |  | WEC_SDGE | California | 6 | San Diego | 73 | 06073 | 1 | 0 | 2019 | 9999 |  |  | N | Energy Storage | [13 empty] | 0 | 0 | 0 | 0 | [11 empty] | Kearny Mesa Storage LLC | 100 | Kearny Mesa Storage LLC | 100
Lake Region Community Hybrid, LLC | 62442_G_LRCH | 62442 | G | LRCH |  | Onshore Wind |  | MIS_MNWI | Minnesota | 27 | Otter Tail | 111 | 27111 | 2 | 0 | 2018 | 9999 |  |  | N | Wind | [13 empty] | 0 | 0 | 0 | 0 | [11 empty] | Lake Region Community Hybrid LLC | 100 | Juhl Wind Inc | 100
Westminster | 62443_G_A | 62443 | G | A |  | Solar PV |  | NENGREST | Vermont | 50 | Windham | 25 | 50025 | 1.8 | 0 | 2016 | 9999 |  |  | N | Solar | [13 empty] | 0 | 0 | 0 | 0 | [11 empty] | Marina Energy LLC | 100 | Goldman Sachs Group Inc (The) | 100
Meyersdale Battery | 62444_G_BMY | 62444 | G | BMY |  | Energy Storage |  | PJM_PENE | Pennsylvania | 42 | Somerset | 111 | 42111 | 18 | 0 | 2015 | 9999 |  |  | N | Energy Storage | [13 empty] | 0 | 0 | 0 | 0 | [11 empty] | Meyersdale Storage LLC | 100 | Quinbrook Infrastructure Partners | 100
Busch Ranch II Wind Farm | 62445_G_WT | 62445 | G | WT |  | Onshore Wind |  | WECC_CO | Colorado | 8 | Huerfano | 55 | 08055 | 59.4 | 0 | 2019 | 9999 |  |  | N | Wind | [13 empty] | 0 | 0 | 0 | 0 | [11 empty] | Black Hills Electric Generation | 100 | Black Hills Corp | 100
Lapetus | 62448_G_LAP | 62448 | G | LAP |  | Solar PV |  | ERC_WEST | Texas | 48 | Andrews | 3 | 48003 | 100 | 0 | 2019 | 9999 |  |  | N | Solar | [13 empty] | 0 | 0 | 0 | 0 | [11 empty] | Lapetus Energy Project LLC | 100 | Duke Energy Corp | 100
Rantoul Solar | 62451_G_RANTL | 62451 | G | RANTL |  | Solar PV |  | MIS_IL | Illinois | 17 | Champaign | 19 | 17019 | 1 | 0 | 2016 | 9999 |  |  | N | Solar | [13 empty] | 0 | 0 | 0 | 0 | [11 empty] | Altorfer Inc | 100 | Altorfer Inc | 100
Lakewood Cheddar School | 62454_G_1 | 62454 | G | 1 |  | Solar PV |  | PJM_EMAC | New Jersey | 34 | Ocean | 29 | 34029 | 1 | 0 | 2013 | 9999 |  |  | N | Solar | [13 empty] | 0 | 0 | 0 | 0 | [11 empty] | Marina Energy LLC | 100 | Goldman Sachs Group Inc (The) | 100
Digital Fairfield | 62455_G_DGR01 | 62455 | G | DGR01 |  | Fuel Cell |  | NENG_CT | Connecticut | 9 | Fairfield | 1 | 09001 | 2 | 9500 | 2018 | 9999 |  |  | N | Natural Gas | [13 empty] | 0 | 0 | 0 | 0 | [11 empty] | Bloom Energy Corp | 100 | Bloom Energy Corp | 100
Regeneron Tarrytown | 62456_G_RGP00 | 62456 | G | RGP00 |  | Fuel Cell |  | NY_Z_G-I | New York | 36 | Westchester | 119 | 36119 | 1.5 | 9500 | 2018 | 9999 |  |  | N | Natural Gas | [13 empty] | 0 | 0 | 0 | 0 | [11 empty] | Bloom Energy Corp | 100 | Bloom Energy Corp | 100
Ratkovich Alhambra | 62458_G_RAT00 | 62458 | G | RAT00 |  | Fuel Cell |  | WEC_LADW | California | 6 | Los Angeles | 37 | 06037 | 1 | 9500 | 2018 | 9999 |  |  | N | Natural Gas | [13 empty] | 0 | 0 | 0 | 0 | [11 empty] | Bloom Energy Corp | 100 | Bloom Energy Corp | 100
Micro Santa Clara | 62459_G_SMC01 | 62459 | G | SMC01 |  | Fuel Cell |  | WEC_CALN | California | 6 | Santa Clara | 85 | 06085 | 2 | 9500 | 2018 | 9999 |  |  | N | Natural Gas | [13 empty] | 0 | 0 | 0 | 0 | [11 empty] | Bloom Energy Corp | 100 | Bloom Energy Corp | 100
DESI-2 Battery Storage Facility | 62460_G_DESI2 | 62460 | G | DESI2 |  | Energy Storage |  | WECC_SCE | California | 6 | Orange | 59 | 06059 | 1.4 | 0 | 2020 | 9999 |  |  | N | Energy Storage | [13 empty] | 0 | 0 | 0 | 0 | [11 empty] | Southern California Edison Co | 100 | Edison International | 100
Farmers Electric Cooperative - Kalona | 62461_G_1 | 62461 | G | 1 |  | Combustion Turbine | IC Engine | MIS_MIDA | Iowa | 19 | Johnson | 103 | 19103 | 2 | 12283 | 2001 | 9999 |  |  | N | Distillate Fuel Oil | [13 empty] | 1.6498 | 1.6498 | 1.6498 | 1.6498 | [11 empty] | Farmers Electric Coop Inc (IA) | 100 | Farmers Electric Coop Inc (IA) | 100
Farmers Electric Cooperative - Kalona | 62461_G_2 | 62461 | G | 2 |  | Combustion Turbine | IC Engine | MIS_MIDA | Iowa | 19 | Johnson | 103 | 19103 | 2 | 12283 | 2001 | 9999 |  |  | N | Distillate Fuel Oil | [13 empty] | 1.6498 | 1.6498 | 1.6498 | 1.6498 | [11 empty] | Farmers Electric Coop Inc (IA) | 100 | Farmers Electric Coop Inc (IA) | 100
Farmers Electric Cooperative - Kalona | 62461_G_3 | 62461 | G | 3 |  | Combustion Turbine | IC Engine | MIS_MIDA | Iowa | 19 | Johnson | 103 | 19103 | 2 | 12283 | 2006 | 9999 |  |  | N | Distillate Fuel Oil | [13 empty] | 1.6498 | 1.6498 | 1.6498 | 1.6498 | [11 empty] | Farmers Electric Coop Inc (IA) | 100 | Farmers Electric Coop Inc (IA) | 100
Vista Solar Energy Center | 62467_G_VISTA | 62467 | G | VISTA |  | Solar PV |  | WECC_NM | New Mexico | 35 | Valencia | 61 | 35061 | 10 | 0 | 2019 | 9999 |  |  | N | Solar | [13 empty] | 0 | 0 | 0 | 0 | [11 empty] | PNM Resources Inc | 100 | PNM Resources Inc | 100
Music City Community Solar | 62468_G_MCS01 | 62468 | G | MCS01 |  | Solar PV |  | S_C_TVA | Tennessee | 47 | Davidson | 37 | 47037 | 1.4 | 0 | 2018 | 9999 |  |  | N | Solar | [13 empty] | 0 | 0 | 0 | 0 | [11 empty] | Nashville Electric Service | 100 | Nashville Electric Service | 100
Washington St Community Solar Farm #4 | 62471_G_1034 | 62471 | G | 1034 |  | Solar PV |  | NY_Z_B | New York | 36 | Monroe | 55 | 36055 | 2.5 | 0 | 2020 | 9999 |  |  | N | Solar | [13 empty] | 0 | 0 | 0 | 0 | [11 empty] | Delaware River Solar | 100 | Delaware River Solar | 100
Washington St Community Solar Farm #1 | 62472_G_617 | 62472 | G | 617 |  | Solar PV |  | NY_Z_B | New York | 36 | Monroe | 55 | 36055 | 2.2 | 0 | 2020 | 9999 |  |  | N | Solar | [13 empty] | 0 | 0 | 0 | 0 | [11 empty] | Delaware River Solar | 100 | Delaware River Solar | 100
Washington St Community Solar Farm #3 | 62473_G_1035 | 62473 | G | 1035 |  | Solar PV |  | NY_Z_B | New York | 36 | Monroe | 55 | 36055 | 2.5 | 0 | 2020 | 9999 |  |  | N | Solar | [13 empty] | 0 | 0 | 0 | 0 | [11 empty] | Delaware River Solar | 100 | Delaware River Solar | 100
Gaskill Rd Community Solar Farm | 62474_G_928 | 62474 | G | 928 |  | Solar PV |  | NY_Z_C&E | New York | 36 | Tioga | 107 | 36107 | 5 | 0 | 2019 | 9999 |  |  | N | Solar | [13 empty] | 0 | 0 | 0 | 0 | [11 empty] | NY Owego I LLC | 100 | NY Owego I LLC | 100
Dryden Rd #2 Community Solar Farm | 62477_G_372 | 62477 | G | 372 |  | Solar PV |  | NY_Z_C&E | New York | 36 | Tompkins | 109 | 36109 | 2 | 0 | 2019 | 9999 |  |  | N | Solar | [13 empty] | 0 | 0 | 0 | 0 | [11 empty] | NY Dryden II LLC | 100 | NY Dryden II LLC | 100
Woodoak Drive Community Solar Farm | 62479_G_175 | 62479 | G | 175 |  | Solar PV |  | NY_Z_G-I | New York | 36 | Sullivan | 105 | 36105 | 2 | 0 | 2019 | 9999 |  |  | N | Solar | [13 empty] | 0 | 0 | 0 | 0 | [11 empty] | NY Tusten I LLC | 100 | NY Tusten I LLC | 100
Burritt Rd Community Solar Farm | 62480_G_635 | 62480 | G | 635 |  | Solar PV |  | NY_Z_B | New York | 36 | Monroe | 55 | 36055 | 2 | 0 | 2019 | 9999 |  |  | N | Solar | [13 empty] | 0 | 0 | 0 | 0 | [11 empty] | Delaware River Solar | 100 | Delaware River Solar | 100
Beech Ridge II Wind Energy Center | 62482_G_GEN1 | 62482 | G | GEN1 |  | Onshore Wind |  | PJM_AP | West Virginia | 54 | Greenbrier | 25 | 54025 | 56.2 | 0 | 2019 | 9999 |  |  | N | Wind | [13 empty] | 0 | 0 | 0 | 0 | [11 empty] | Beech Ridge Energy II LLC | 100 | Invenergy LLC | 100
Crawfordsville 2 Solar Park | 62484_G_SCRA2 | 62484 | G | SCRA2 |  | Solar PV |  | MIS_INKY | Indiana | 18 | Montgomery | 107 | 18107 | 7.9 | 0 | 2019 | 9999 |  |  | N | Solar | [13 empty] | 0 | 0 | 0 | 0 | [11 empty] | Crawfordsville 2 Solar Array LLC | 100 | Alchemy Renewable Energy LLC | 100
Crawfordsville 3 Solar Park | 62485_G_SCRA3 | 62485 | G | SCRA3 |  | Solar PV |  | MIS_INKY | Indiana | 18 | Montgomery | 107 | 18107 | 4.8 | 0 | 2019 | 9999 |  |  | N | Solar | [13 empty] | 0 | 0 | 0 | 0 | [11 empty] | Crawfordsville 3 Solar Array LLC | 100 | Alchemy Renewable Energy LLC | 100
CMR Solar LLC | 62486_G_CMRSL | 62486 | G | CMRSL |  | Solar PV |  | NY_Z_G-I | New York | 36 | Orange | 71 | 36071 | 2 | 0 | 2019 | 9999 |  |  | N | Solar | [13 empty] | 0 | 0 | 0 | 0 | [11 empty] | CMR Solar LLC | 100 | CMR Solar LLC | 100
Flowers Solar LLC | 62487_G_FLOW | 62487 | G | FLOW |  | Solar PV |  | S_VACA | North Carolina | 37 | Johnston | 101 | 37101 | 4.3 | 0 | 2019 | 9999 |  |  | N | Solar | [13 empty] | 0 | 0 | 0 | 0 | [11 empty] | Flowers Solar LLC | 100 | Solar Projectco 8 LLC | 100
Prairie Queen Wind Farm | 62488_G_WT | 62488 | G | WT |  | Onshore Wind |  | SPP_N | Kansas | 20 | Allen | 1 | 20001 | 199.3 | 0 | 2019 | 9999 |  |  | N | Wind | [13 empty] | 0 | 0 | 0 | 0 | [11 empty] | Prairie Queen Wind Farm LLC | 100 | Axium Infrastructure Inc | 100
Echo River Solar | 62490_G_1 | 62490 | G | 1 |  | Solar PV |  | FRCC | Florida | 12 | Suwannee | 121 | 12121 | 74.5 | 0 | 2020 | 9999 |  |  | N | Solar | [13 empty] | 0 | 0 | 0 | 0 | [11 empty] | Florida Power & Light Co | 100 | NextEra Energy Inc | 100
Okeechobee Solar | 62491_G_1 | 62491 | G | 1 |  | Solar PV |  | FRCC | Florida | 12 | Okeechobee | 93 | 12093 | 74.5 | 0 | 2020 | 9999 |  |  | N | Solar | [13 empty] | 0 | 0 | 0 | 0 | [11 empty] | Florida Power & Light Co | 100 | NextEra Energy Inc | 100
ACB Energy Parntners LLC - MTF Cogen | 62492_G_ACB-1 | 62492 | G | ACB-1 |  | Combustion Turbine |  | PJM_EMAC | New Jersey | 34 | Atlantic | 1 | 34001 | 7.1 | 19558 | 2010 | 9999 |  |  | N | Natural Gas | [13 empty] | 0.23894 | 0.23894 | 0.23894 | 0.23894 | [11 empty] | ACB Energy Partners LLC | 100 | Goldman Sachs Group Inc (The) | 100
Southfork Solar | 62493_G_1 | 62493 | G | 1 |  | Solar PV |  | FRCC | Florida | 12 | Manatee | 81 | 12081 | 74.5 | 0 | 2020 | 9999 |  |  | N | Solar | [13 empty] | 0 | 0 | 0 | 0 | [11 empty] | Florida Power & Light Co | 100 | NextEra Energy Inc | 100
Skeleton Creek Energy Center Hybrid | 62494_G_SKC | 62494 | G | SKC |  | Onshore Wind |  | SPP_WEST | Oklahoma | 40 | Garfield | 47 | 40047 | 250 | 0 | 2019 | 9999 |  |  | N | Wind | [13 empty] | 0 | 0 | 0 | 0 | [11 empty] | Skeleton Creek Wind LLC | 100 | NextEra Energy Inc | 100
Palmer Solar | 62495_G_20181 | 62495 | G | 20181 |  | Solar PV |  | WECC_CO | Colorado | 8 | El Paso | 41 | 08041 | 60 | 0 | 2019 | 9999 |  |  | N | Solar | [13 empty] | 0 | 0 | 0 | 0 | [11 empty] | Juwi Inc | 100 | MVV Energie Group | 100
Winchendon Landfill Solar | 62503_G_10237 | 62503 | G | 10237 |  | Solar PV |  | NENGREST | Massachusetts | 25 | Worcester | 27 | 25027 | 2 | 0 | 2018 | 9999 |  |  | N | Solar | [13 empty] | 0 | 0 | 0 | 0 | [11 empty] | Solar Mission SunE LLC | 100 | Onyx Renewable Partners LP | 100
Villa Roma Rd #1 | 62525_G_40 | 62525 | G | 40 |  | Solar PV |  | NY_Z_G-I | New York | 36 | Sullivan | 105 | 36105 | 2 | 0 | 2019 | 9999 |  |  | N | Solar | [13 empty] | 0 | 0 | 0 | 0 | [11 empty] | Delaware River Solar | 100 | Delaware River Solar | 100
Villa Roma Rd #2 | 62526_G_41 | 62526 | G | 41 |  | Solar PV |  | NY_Z_G-I | New York | 36 | Sullivan | 105 | 36105 | 2 | 0 | 2019 | 9999 |  |  | N | Solar | [13 empty] | 0 | 0 | 0 | 0 | [11 empty] | Delaware River Solar | 100 | Delaware River Solar | 100
Villa Roma Rd #3 | 62527_G_390 | 62527 | G | 390 |  | Solar PV |  | NY_Z_G-I | New York | 36 | Sullivan | 105 | 36105 | 2 | 0 | 2019 | 9999 |  |  | N | Solar | [13 empty] | 0 | 0 | 0 | 0 | [11 empty] | Delaware River Solar | 100 | Delaware River Solar | 100
Villa Roma Rd #4 | 62528_G_391 | 62528 | G | 391 |  | Solar PV |  | NY_Z_G-I | New York | 36 | Sullivan | 105 | 36105 | 2 | 0 | 2019 | 9999 |  |  | N | Solar | [13 empty] | 0 | 0 | 0 | 0 | [11 empty] | Delaware River Solar | 100 | Delaware River Solar | 100
Boas Rd #1 Community Solar Farm | 62530_G_496 | 62530 | G | 496 |  | Solar PV |  | NY_Z_D | New York | 36 | Clinton | 19 | 36019 | 2 | 0 | 2019 | 9999 |  |  | N | Solar | [13 empty] | 0 | 0 | 0 | 0 | [11 empty] | NY Mooers I LLC | 100 | NY Mooers I LLC | 100
Boas Rd #2 Community Solar Farm | 62531_G_1010 | 62531 | G | 1010 |  | Solar PV |  | NY_Z_D | New York | 36 | Clinton | 19 | 36019 | 2 | 0 | 2019 | 9999 |  |  | N | Solar | [13 empty] | 0 | 0 | 0 | 0 | [11 empty] | NY Mooers I LLC | 100 | NY Mooers I LLC | 100
Boas Rd #3 Community Solar Farm | 62532_G_1011 | 62532 | G | 1011 |  | Solar PV |  | NY_Z_D | New York | 36 | Clinton | 19 | 36019 | 2 | 0 | 2019 | 9999 |  |  | N | Solar | [13 empty] | 0 | 0 | 0 | 0 | [11 empty] | NY Mooers III LLC | 100 | NY Mooers III LLC | 100
Boas Rd #4 Community Solar Farm | 62533_G_1023 | 62533 | G | 1023 |  | Solar PV |  | NY_Z_D | New York | 36 | Clinton | 19 | 36019 | 2 | 0 | 2019 | 9999 |  |  | N | Solar | [13 empty] | 0 | 0 | 0 | 0 | [11 empty] | NY Mooers III LLC | 100 | NY Mooers III LLC | 100
MSC-Scott01 LLC | 62535_G_52737 | 62535 | G | 52737 |  | Solar PV |  | MIS_MNWI | Minnesota | 27 | Scott | 139 | 27139 | 1 | 0 | 2019 | 9999 |  |  | N | Solar | [13 empty] | 0 | 0 | 0 | 0 | [11 empty] | MSC Scott01 LLC | 100 | Minnesota Solar Connection (MSC) | 100
MSC-Chisago01 LLC CSG | 62536_G_52739 | 62536 | G | 52739 |  | Solar PV |  | MIS_MNWI | Minnesota | 27 | Chisago | 25 | 27025 | 1 | 0 | 2019 | 9999 |  |  | N | Solar | [13 empty] | 0 | 0 | 0 | 0 | [11 empty] | MSC Chisago01 LLC | 100 | MSC Chisago01 LLC | 100
MSC-Rice01 LLC CSG | 62537_G_52738 | 62537 | G | 52738 |  | Solar PV |  | MIS_MNWI | Minnesota | 27 | Rice | 131 | 27131 | 1 | 0 | 2019 | 9999 |  |  | N | Solar | [13 empty] | 0 | 0 | 0 | 0 | [11 empty] | MSC Rice01 LLC | 100 | MSC Rice01 LLC | 100
MSC-Chisago02 LLC | 62538_G_52740 | 62538 | G | 52740 |  | Solar PV |  | MIS_MNWI | Minnesota | 27 | Chisago | 25 | 27025 | 1 | 0 | 2019 | 9999 |  |  | N | Solar | [13 empty] | 0 | 0 | 0 | 0 | [11 empty] | MSC Chisago02 LLC | 100 | MSC Chisago02 LLC | 100
HCE Moore I | 62539_G_PGR02 | 62539 | G | PGR02 |  | Solar PV |  | S_VACA | North Carolina | 37 | Moore | 125 | 37125 | 2 | 0 | 2018 | 9999 |  |  | N | Solar | [13 empty] | 0 | 0 | 0 | 0 | [11 empty] | ESA Renewables II LLC | 50 | ESA Renewables LLC | 50
Three Bridge | 62540_G_PGR01 | 62540 | G | PGR01 |  | Solar PV |  | S_VACA | North Carolina | 37 | Robeson | 155 | 37155 | 2 | 0 | 2018 | 9999 |  |  | N | Solar | [13 empty] | 0 | 0 | 0 | 0 | [11 empty] | Three Bridge Farm LLC | 100 | Strata Solar LLC | 100
Kearsarge Johnstown 1 CSG | 62549_G_JOHNN | 62549 | G | JOHNN |  | Solar PV |  | NY_Z_F | New York | 36 | Fulton | 35 | 36035 | 1.5 | 0 | 2018 | 9999 |  |  | N | Solar | [13 empty] | 0 | 0 | 0 | 0 | [11 empty] | Kearsarge Johnstown 1 LLC | 100 | Kearsarge Energy LP | 100
Kearsarge GB | 62550_G_GB123 | 62550 | G | GB123 |  | Solar PV |  | NENGREST | Massachusetts | 25 | Berkshire | 3 | 25003 | 1.9 | 0 | 2018 | 9999 |  |  | N | Solar | [13 empty] | 0 | 0 | 0 | 0 | [11 empty] | Kearsarge GB LLC | 100 | Kearsarge Energy LP | 100
Kearsarge SKSC1 LLC | 62551_G_SKSC1 | 62551 | G | SKSC1 |  | Solar PV |  | NENGREST | Rhode Island | 44 | Washington | 9 | 44009 | 3.8 | 0 | 2018 | 9999 |  |  | N | Solar | [13 empty] | 0 | 0 | 0 | 0 | [11 empty] | Kearsarge SKSC 1 LLC | 100 | Kearsarge Energy LP | 100
Kearsarge Uxbridge | 62552_G_UX680 | 62552 | G | UX680 |  | Solar PV |  | NENGREST | Massachusetts | 25 | Worcester | 27 | 25027 | 1.9 | 0 | 2018 | 9999 |  |  | N | Solar | [13 empty] | 0 | 0 | 0 | 0 | [11 empty] | Kearsarge Uxbridge LLC | 100 | Kearsarge Energy LP | 100
Kearsarge Johnstown 2 CSG | 62556_G_JOHNS | 62556 | G | JOHNS |  | Solar PV |  | NY_Z_F | New York | 36 | Fulton | 35 | 36035 | 2 | 0 | 2018 | 9999 |  |  | N | Solar | [13 empty] | 0 | 0 | 0 | 0 | [11 empty] | Kearsarge Johnstown 1 LLC | 100 | Kearsarge Energy LP | 100
Kearsarge Montague | 62557_G_MONTA | 62557 | G | MONTA |  | Solar PV |  | NENGREST | Massachusetts | 25 | Franklin | 11 | 25011 | 4 | 0 | 2018 | 9999 |  |  | N | Solar | [13 empty] | 0 | 0 | 0 | 0 | [11 empty] | Kearsarge Montague LLC | 100 | Kearsarge Energy LP | 100
Kearsarge SKSC2 LLC | 62558_G_SKSC2 | 62558 | G | SKSC2 |  | Solar PV |  | NENGREST | Rhode Island | 44 | Washington | 9 | 44009 | 3.1 | 0 | 2018 | 9999 |  |  | N | Solar | [13 empty] | 0 | 0 | 0 | 0 | [11 empty] | Kearsarge SKSC2 LLC | 100 | Kearsarge Energy LP | 100
Kearsarge Wilmington | 62559_G_WILM1 | 62559 | G | WILM1 |  | Solar PV |  | NENGREST | Massachusetts | 25 | Middlesex | 17 | 25017 | 1.6 | 0 | 2017 | 9999 |  |  | N | Solar | [13 empty] | 0 | 0 | 0 | 0 | [11 empty] | Kearsarge Wilmington LLC | 100 | Kearsarge Energy LP | 100
Airport Solar | 62560_G_APS | 62560 | G | APS |  | Solar PV |  | WECC_PNW | Oregon | 41 | Lake | 37 | 41037 | 47.3 | 0 | 2019 | 9999 |  |  | N | Solar | [13 empty] | 0 | 0 | 0 | 0 | [11 empty] | Airport Solar LLC | 100 | Obsidian Finance Group LLC | 100
Roadrunner, LLC | 62561_G_RODR1 | 62561 | G | RODR1 |  | Solar PV |  | ERC_WEST | Texas | 48 | Upton | 461 | 48461 | 200 | 0 | 2019 | 9999 |  |  | N | Solar | [13 empty] | 0 | 0 | 0 | 0 | [11 empty] | Roadrunner Solar Project LLC | 100 | Enel SpA | 100
High Lonesome Wind Power, LLC | 62562_G_HILO | 62562 | G | HILO |  | Onshore Wind |  | ERC_WEST | Texas | 48 | Upton | 461 | 48461 | 449.5 | 0 | 2019 | 9999 |  |  | N | Wind | [13 empty] | 0 | 0 | 0 | 0 | [11 empty] | Enel Green Power North America Inc | 100 | Enel SpA | 100
Blue Summit III Wind | 62566_G_BS3 | 62566 | G | BS3 |  | Onshore Wind |  | ERC_WEST | Texas | 48 | Hardeman | 197 | 48197 | 200.2 | 0 | 2019 | 9999 |  |  | N | Wind | [13 empty] | 0 | 0 | 0 | 0 | [11 empty] | Blue Summit III Wind LLC | 100 | NextEra Energy Inc | 100
GD Richmond Buttonwoods I, LLC | 62567_G_GDBUT | 62567 | G | GDBUT |  | Solar PV |  | NENGREST | Rhode Island | 44 | Washington | 9 | 44009 | 1.3 | 0 | 2019 | 9999 |  |  | N | Solar | [13 empty] | 0 | 0 | 0 | 0 | [11 empty] | GD Richmond Buttonwoods I LLC | 100 | GD Richmond Buttonwoods I LLC | 100
Knoxville Battery Energy Storage | 62569_G_ES1 | 62569 | G | ES1 |  | Energy Storage |  | MIS_MIDA | Iowa | 19 | Marion | 125 | 19125 | 1.1 | 0 | 2018 | 9999 |  |  | N | Energy Storage | [13 empty] | 0 | 0 | 0 | 0 | [11 empty] | MidAmerican Energy Co | 100 | Berkshire Hathaway Inc | 100
Jiminy Peak Wind QF | 62570_G_32651 | 62570 | G | 32651 |  | Onshore Wind |  | NENGREST | Massachusetts | 25 | Berkshire | 3 | 25003 | 1.7 | 0 | 2007 | 9999 |  |  | N | Wind | [13 empty] | 0 | 0 | 0 | 0 | [11 empty] | Jiminy Peak | 100 | Jiminy Peak Mountain Resort Inc | 100
Disney Prospect | 62571_G_DSY01 | 62571 | G | DSY01 |  | Fuel Cell |  | WEC_LADW | California | 6 | Los Angeles | 37 | 06037 | 1 | 9118 | 2017 | 9999 |  |  | N | Natural Gas | [13 empty] | 0 | 0 | 0 | 0 | [11 empty] | Bloom Energy Corp | 100 | Bloom Energy Corp | 100
ATT Jericho | 62572_G_ATT49 | 62572 | G | ATT49 |  | Fuel Cell |  | NY_Z_K | New York | 36 | Suffolk | 103 | 36103 | 1 | 9118 | 2017 | 9999 |  |  | N | Natural Gas | [13 empty] | 0 | 0 | 0 | 0 | [11 empty] | Bloom Energy Corp | 100 | Bloom Energy Corp | 100
ATT Kelvin | 62573_G_ATT56 | 62573 | G | ATT56 |  | Fuel Cell |  | WECC_SCE | California | 6 | Orange | 59 | 06059 | 1 | 9118 | 2017 | 9999 |  |  | N | Natural Gas | [13 empty] | 0 | 0 | 0 | 0 | [11 empty] | Bloom Energy Corp | 100 | Bloom Energy Corp | 100
ATT Van Nyus | 62574_G_ATT93 | 62574 | G | ATT93 |  | Fuel Cell |  | WEC_LADW | California | 6 | Los Angeles | 37 | 06037 | 1 | 6711 | 2017 | 9999 |  |  | N | Natural Gas | [13 empty] | 0 | 0 | 0 | 0 | [11 empty] | Bloom Energy Corp | 100 | Bloom Energy Corp | 100
FLEX Gibraltar | 62575_G_FLX01 | 62575 | G | FLX01 |  | Fuel Cell |  | WEC_CALN | California | 6 | Santa Clara | 85 | 06085 | 1 | 9118 | 2017 | 9999 |  |  | N | Natural Gas | [13 empty] | 0 | 0 | 0 | 0 | [11 empty] | Bloom Energy Corp | 100 | Bloom Energy Corp | 100
MER Queens | 62576_G_MER01 | 62576 | G | MER01 |  | Fuel Cell |  | NY_Z_J | New York | 36 | Queens | 81 | 36081 | 1.2 | 9118 | 2017 | 9999 |  |  | N | Natural Gas | [13 empty] | 0 | 0 | 0 | 0 | [11 empty] | Bloom Energy Corp | 100 | Bloom Energy Corp | 100
APP Prune A-D | 62577_G_AP11A | 62577 | G | AP11A |  | Fuel Cell |  | WEC_CALN | California | 6 | Santa Clara | 85 | 06085 | 1 | 9118 | 2017 | 9999 |  |  | N | Natural Gas | [13 empty] | 0 | 0 | 0 | 0 | [11 empty] | Bloom Energy Corp | 100 | Bloom Energy Corp | 100
APP Prune A-D | 62577_G_AP11B | 62577 | G | AP11B |  | Fuel Cell |  | WEC_CALN | California | 6 | Santa Clara | 85 | 06085 | 1 | 9118 | 2017 | 9999 |  |  | N | Natural Gas | [13 empty] | 0 | 0 | 0 | 0 | [11 empty] | Bloom Energy Corp | 100 | Bloom Energy Corp | 100
APP Prune A-D | 62577_G_AP11C | 62577 | G | AP11C |  | Fuel Cell |  | WEC_CALN | California | 6 | Santa Clara | 85 | 06085 | 1 | 9118 | 2017 | 9999 |  |  | N | Natural Gas | [13 empty] | 0 | 0 | 0 | 0 | [11 empty] | Bloom Energy Corp | 100 | Bloom Energy Corp | 100
APP Prune A-D | 62577_G_AP11D | 62577 | G | AP11D |  | Fuel Cell |  | WEC_CALN | California | 6 | Santa Clara | 85 | 06085 | 1 | 9118 | 2017 | 9999 |  |  | N | Natural Gas | [13 empty] | 0 | 0 | 0 | 0 | [11 empty] | Bloom Energy Corp | 100 | Bloom Energy Corp | 100
Preferred Freezer San Leandro | 62578_G_SLPV1 | 62578 | G | SLPV1 |  | Solar PV |  | WEC_CALN | California | 6 | Alameda | 1 | 06001 | 2 | 0 | 2017 | 9999 |  |  | N | Solar | [13 empty] | 0 | 0 | 0 | 0 | [11 empty] | EnterSolar | 100 | EnterSolar | 100
Plainfield Community Solar LLC | 62579_G_2999 | 62579 | G | 2999 |  | Solar PV |  | NENGREST | Massachusetts | 25 | Hampshire | 15 | 25015 | 2 | 0 | 2019 | 9999 |  |  | N | Solar | [13 empty] | 0 | 0 | 0 | 0 | [11 empty] | Plainfield Solar LLC | 100 | Nexamp | 100
Route 14A CDG Solar North and South LLC | 62580_G_6081 | 62580 | G | 6081 |  | Solar PV |  | NY_Z_C&E | New York | 36 | Ontario | 69 | 36069 | 4 | 0 | 2018 | 9999 |  |  | N | Solar | [13 empty] | 0 | 0 | 0 | 0 | [11 empty] | Route 14A CDG Solar North & South LLC | 100 | Nexamp | 100
Tolland Solar NG LLC | 62581_G_3011 | 62581 | G | 3011 |  | Solar PV |  | NENGREST | Massachusetts | 25 | Hampden | 13 | 25013 | 3.5 | 0 | 2014 | 9999 |  |  | N | Solar | [13 empty] | 0 | 0 | 0 | 0 | [11 empty] | Tolland Solar NG LLC | 100 | Tolland Solar NG LLC | 100
Newfield Community Solar LLC | 62582_G_5216 | 62582 | G | 5216 |  | Solar PV |  | NY_Z_C&E | New York | 36 | Tompkins | 109 | 36109 | 6 | 0 | 2019 | 9999 |  |  | N | Solar | [13 empty] | 0 | 0 | 0 | 0 | [11 empty] | Newfield Solar LLC | 100 | Newfield Solar LLC | 100
Tanglewood Circle Solar 1 LLC | 62583_G_5823 | 62583 | G | 5823 |  | Solar PV |  | NENGREST | Massachusetts | 25 | Berkshire | 3 | 25003 | 5 | 0 | 2018 | 9999 |  |  | N | Solar | [13 empty] | 0 | 0 | 0 | 0 | [11 empty] | Tanglewood Circle Solar 1 LLC | 100 | Borrego Solar Systems Inc | 100
Quitman Solar | 62584_G_QUITM | 62584 | G | QUITM |  | Solar PV |  | S_SOU | Georgia | 13 | Brooks | 27 | 13027 | 150 | 0 | 2020 | 9999 |  |  | N | Solar | [13 empty] | 0 | 0 | 0 | 0 | [11 empty] | Quitman Solar LLC | 100 | NextEra Energy Inc | 100
Beebe Substation Battery Storage | 62585_G_WAKFD | 62585 | G | WAKFD |  | Energy Storage |  | NENGREST | Massachusetts | 25 | Middlesex | 17 | 25017 | 3 | 0 | 2019 | 9999 |  |  | N | Energy Storage | [13 empty] | 0 | 0 | 0 | 0 | [11 empty] | Massachusetts Municipal Wholesale Electric Co | 100 | Massachusetts Municipal Wholesale Electric Co | 100
DG Florham Park Solar LLC | 62586_G_BASF | 62586 | G | BASF |  | Solar PV |  | PJM_EMAC | New Jersey | 34 | Morris | 27 | 34027 | 2 | 0 | 2019 | 9999 |  |  | N | Solar | [13 empty] | 0 | 0 | 0 | 0 | [11 empty] | DG Florham Park Solar LLC | 100 | NextEra Energy Inc | 100
Mesquite Star | 62587_G_MESQ | 62587 | G | MESQ |  | Onshore Wind |  | ERC_WEST | Texas | 48 | Nolan | 353 | 48353 | 418.9 | 0 | 2020 | 9999 |  |  | N | Wind | [13 empty] | 0 | 0 | 0 | 0 | [11 empty] | Mesquite Star LLC | 100 | Clearway Energy Group | 100
Wolf Creek Generator | 62590_G_WOLF | 62590 | G | WOLF |  | Combustion Turbine | IC Engine | SPP_N | Kansas | 20 | Coffey | 31 | 20031 | 1 | 12283 | 2014 | 9999 |  |  | N | Distillate Fuel Oil | [13 empty] | 1.6498 | 1.6498 | 1.6498 | 1.6498 | [11 empty] | Lyon Coffey Electric Coop Inc | 100 | Lyon Coffey Electric Coop Inc | 100
Ruff Solar LLC | 62594_G_11625 | 62594 | G | 11625 |  | Solar PV |  | S_VACA | North Carolina | 37 | Rutherford | 161 | 37161 | 5 | 0 | 2020 | 9999 |  |  | N | Solar | [13 empty] | 0 | 0 | 0 | 0 | [11 empty] | Sol Systems LLC | 100 | Sol Systems LLC | 100
Wendell Solar Farm LLC | 62595_G_10424 | 62595 | G | 10424 |  | Solar PV |  | S_VACA | North Carolina | 37 | Johnston | 101 | 37101 | 5 | 0 | 2019 | 9999 |  |  | N | Solar | [13 empty] | 0 | 0 | 0 | 0 | [11 empty] | Wendell Solar Farm LLC | 100 | Cypress Creek Holdings LLC | 100
Sabattus Solar LLC | 62596_G_11999 | 62596 | G | 11999 |  | Solar PV |  | S_VACA | North Carolina | 37 | Nash | 127 | 37127 | 5 | 0 | 2019 | 9999 |  |  | N | Solar | [13 empty] | 0 | 0 | 0 | 0 | [11 empty] | Sabattus Solar LLC | 100 | New Energy Capital Corp | 100
Rio De Oro Solar Energy Center | 62597_G_RDO | 62597 | G | RDO |  | Solar PV |  | WECC_NM | New Mexico | 35 | Valencia | 61 | 35061 | 10 | 0 | 2019 | 9999 |  |  | N | Solar | [13 empty] | 0 | 0 | 0 | 0 | [11 empty] | Public Service Co of New Mexico | 100 | PNM Resources Inc | 100
Connell East LLC | 62598_G_LOREA | 62598 | G | LOREA |  | Solar PV |  | PJM_EMAC | New Jersey | 34 | Union | 39 | 34039 | 1.4 | 0 | 2013 | 9999 |  |  | N | Solar | [13 empty] | 0 | 0 | 0 | 0 | [11 empty] | Conell East LLC | 100 | Conell East LLC | 100
Cookstown | 62600_G_COOKS | 62600 | G | COOKS |  | Solar PV |  | S_VACA | North Carolina | 37 | Wayne | 191 | 37191 | 4.5 | 0 | 2019 | 9999 |  |  | N | Solar | [13 empty] | 0 | 0 | 0 | 0 | [11 empty] | Cookstown Solar Farm LLC | 100 | Cookstown Solar Farm LLC | 100
Changeup | 62601_G_CHANG | 62601 | G | CHANG |  | Solar PV |  | S_VACA | North Carolina | 37 | Randolph | 151 | 37151 | 1.5 | 0 | 2019 | 9999 |  |  | N | Solar | [13 empty] | 0 | 0 | 0 | 0 | [11 empty] | Changeup Solar LLC | 100 | Strata Solar LLC | 100
Starr | 62602_G_STARR | 62602 | G | STARR |  | Solar PV |  | S_VACA | North Carolina | 37 | Sampson | 163 | 37163 | 4.5 | 0 | 2019 | 9999 |  |  | N | Solar | [13 empty] | 0 | 0 | 0 | 0 | [11 empty] | Starr Farm LLC | 100 | Strata Solar LLC | 100
Badger | 62603_G_BADGE | 62603 | G | BADGE |  | Solar PV |  | S_VACA | North Carolina | 37 | Jones | 103 | 37103 | 4.5 | 0 | 2019 | 9999 |  |  | N | Solar | [13 empty] | 0 | 0 | 0 | 0 | [11 empty] | Badger Farm LLC | 100 | Strata Solar LLC | 100
Whitney Hill Wind Power LLC | 62606_G_WTHWP | 62606 | G | WTHWP |  | Onshore Wind |  | MIS_IL | Illinois | 17 | Logan | 107 | 17107 | 65 | 0 | 2019 | 9999 |  |  | N | Wind | [13 empty] | 0 | 0 | 0 | 0 | [11 empty] | Whitney Hill Wind Power LLC | 100 | Enel SpA | 100
Bloomfield Municipal Utilities Solar | 62607_G_PV | 62607 | G | PV |  | Solar PV |  | MIS_IA | Iowa | 19 | Davis | 51 | 19051 | 1.6 | 0 | 2019 | 9999 |  |  | N | Solar | [13 empty] | 0 | 0 | 0 | 0 | [11 empty] | AEP OnSite Partners LLC | 100 | American Electric Power Co Inc | 100
Commerce ESS | 62609_G_BA1 | 62609 | G | BA1 |  | Energy Storage |  | ERC_REST | Texas | 48 | Bexar | 29 | 48029 | 10 | 0 | 2019 | 9999 |  |  | N | Energy Storage | [13 empty] | 0 | 0 | 0 | 0 | [11 empty] | CPS Energy | 100 | CPS Energy | 100
Commerce Solar | 62610_G_PV1 | 62610 | G | PV1 |  | Solar PV |  | ERC_REST | Texas | 48 | Bexar | 29 | 48029 | 5 | 0 | 2019 | 9999 |  |  | N | Solar | [13 empty] | 0 | 0 | 0 | 0 | [11 empty] | CPS Energy | 100 | CPS Energy | 100
PFMG Solar Grossmont Helix LLC | 62611_G_HELIX | 62611 | G | HELIX |  | Solar PV |  | WEC_SDGE | California | 6 | San Diego | 73 | 06073 | 1.2 | 0 | 2018 | 9999 |  |  | N | Solar | [13 empty] | 0 | 0 | 0 | 0 | [11 empty] | PFMG Solar Grossmont Helix LLC | 100 | Soltage LLC | 100
USAA Black Bear Energy | 62612_G_USBC1 | 62612 | G | USBC1 |  | Solar PV |  | PJM_EMAC | New Jersey | 34 | Middlesex | 23 | 34023 | 1.9 | 0 | 2018 | 9999 |  |  | N | Solar | [13 empty] | 0 | 0 | 0 | 0 | [11 empty] | EnterSolar | 100 | EnterSolar | 100
CBP Solar | 62613_G_CBPB1 | 62613 | G | CBPB1 |  | Solar PV |  | NY_Z_G-I | New York | 36 | Westchester | 119 | 36119 | 1.8 | 0 | 2018 | 9999 |  |  | N | Solar | [13 empty] | 0 | 0 | 0 | 0 | [11 empty] | EnterSolar | 100 | EnterSolar | 100
Kinder Morgan Fordham | 62614_G_KMFO1 | 62614 | G | KMFO1 |  | Solar PV |  | NY_Z_J | New York | 36 | Richmond | 85 | 36085 | 1.7 | 0 | 2018 | 9999 |  |  | N | Solar | [13 empty] | 0 | 0 | 0 | 0 | [11 empty] | EnterSolar | 100 | EnterSolar | 100
ALDI DC 2 | 62615_G_ADC2 | 62615 | G | ADC2 |  | Solar PV |  | NENG_CT | Connecticut | 9 | Hartford | 3 | 09003 | 1.2 | 0 | 2018 | 9999 |  |  | N | Solar | [13 empty] | 0 | 0 | 0 | 0 | [11 empty] | EnterSolar | 100 | EnterSolar | 100
CCG Marketing | 62616_G_CCGWC | 62616 | G | CCGWC |  | Solar PV |  | PJM_EMAC | New Jersey | 34 | Essex | 13 | 34013 | 1.5 | 0 | 2018 | 9999 |  |  | N | Solar | [13 empty] | 0 | 0 | 0 | 0 | [11 empty] | EnterSolar | 100 | EnterSolar | 100
Hidalgo Wind Farm II | 62618_G_WT | 62618 | G | WT |  | Onshore Wind |  | ERC_REST | Texas | 48 | Hidalgo | 215 | 48215 | 50.4 | 0 | 2019 | 9999 |  |  | N | Wind | [13 empty] | 0 | 0 | 0 | 0 | [11 empty] | Hidalgo Wind Farm II LLC | 100 | Energias de Portugal SA | 100
Sage Draw Wind | 62620_G_SD | 62620 | G | SD |  | Onshore Wind |  | SPP_SPS | Texas | 48 | Lynn | 305 | 48305 | 338.4 | 0 | 2020 | 9999 |  |  | N | Wind | [13 empty] | 0 | 0 | 0 | 0 | [11 empty] | Sage Draw Wind LLC | 100 | Orsted | 100
Achilles Solar | 62621_G_ACHIL | 62621 | G | ACHIL |  | Solar PV |  | S_VACA | North Carolina | 37 | Montgomery | 123 | 37123 | 4.1 | 0 | 2019 | 9999 |  |  | N | Solar | [13 empty] | 0 | 0 | 0 | 0 | [11 empty] | Achilles Farm LLC | 100 | Strata Solar LLC | 100
Arborgate Solar | 62623_G_ARBOR | 62623 | G | ARBOR |  | Solar PV |  | S_VACA | North Carolina | 37 | Chatham | 37 | 37037 | 4.5 | 0 | 2019 | 9999 |  |  | N | Solar | [13 empty] | 0 | 0 | 0 | 0 | [11 empty] | Arborgate Farm LLC | 100 | Strata Solar LLC | 100
West Water Street | 62625_G_G1 | 62625 | G | G1 |  | Combustion Turbine | IC Engine | NENGREST | Massachusetts | 25 | Bristol | 5 | 25005 | 2.5 | 10745 | 2018 | 9999 |  |  | N | Distillate Fuel Oil | [13 empty] | 1.6498 | 1.6498 | 1.6498 | 1.6498 | [11 empty] | Taunton Municipal Lighting Plant | 100 | Taunton Municipal Lighting Plant | 100
West Water Street | 62625_G_G2 | 62625 | G | G2 |  | Combustion Turbine | IC Engine | NENGREST | Massachusetts | 25 | Bristol | 5 | 25005 | 2.5 | 10745 | 2018 | 9999 |  |  | N | Distillate Fuel Oil | [13 empty] | 1.6498 | 1.6498 | 1.6498 | 1.6498 | [11 empty] | Taunton Municipal Lighting Plant | 100 | Taunton Municipal Lighting Plant | 100
West Water Street | 62625_G_G3 | 62625 | G | G3 |  | Combustion Turbine | IC Engine | NENGREST | Massachusetts | 25 | Bristol | 5 | 25005 | 2.5 | 10745 | 2018 | 9999 |  |  | N | Distillate Fuel Oil | [13 empty] | 1.6498 | 1.6498 | 1.6498 | 1.6498 | [11 empty] | Taunton Municipal Lighting Plant | 100 | Taunton Municipal Lighting Plant | 100
West Water Street | 62625_G_G4 | 62625 | G | G4 |  | Combustion Turbine | IC Engine | NENGREST | Massachusetts | 25 | Bristol | 5 | 25005 | 2.5 | 10745 | 2018 | 9999 |  |  | N | Distillate Fuel Oil | [13 empty] | 1.6498 | 1.6498 | 1.6498 | 1.6498 | [11 empty] | Taunton Municipal Lighting Plant | 100 | Taunton Municipal Lighting Plant | 100
Wadesboro 4 | 62627_G_WADE4 | 62627 | G | WADE4 |  | Solar PV |  | S_VACA | North Carolina | 37 | Anson | 7 | 37007 | 1.9 | 0 | 2019 | 9999 |  |  | N | Solar | [13 empty] | 0 | 0 | 0 | 0 | [11 empty] | Wadesboro Farm 4 LLC | 100 | Strata Solar LLC | 100
APG Old Bayside | 62628_G_10115 | 62628 | G | 10115 |  | Solar PV |  | PJM_EMAC | Maryland | 24 | Harford | 25 | 24025 | 1.7 | 0 | 2018 | 9999 |  |  | N | Solar | [13 empty] | 0 | 0 | 0 | 0 | [11 empty] | Solar Mission Sunstone US LLC | 100 | Onyx Renewable Partners LP | 100
APG New Chesapeake | 62629_G_10115 | 62629 | G | 10115 |  | Solar PV |  | PJM_EMAC | Maryland | 24 | Harford | 25 | 24025 | 2.3 | 0 | 2018 | 9999 |  |  | N | Solar | [13 empty] | 0 | 0 | 0 | 0 | [11 empty] | Onyx Asset Services Group LLC | 100 | Onyx Renewable Partners LP | 100
Jumbo Hill Wind Project | 62630_G_WTGS1 | 62630 | G | WTGS1 |  | Onshore Wind |  | ERC_WEST | Texas | 48 | Andrews | 3 | 48003 | 160.7 | 0 | 2020 | 9999 |  |  | N | Wind | [13 empty] | 0 | 0 | 0 | 0 | [11 empty] | Jumbo Hill Wind Project LLC | 100 | ENGIE SA | 100
Blue Heron Solar | 62631_G_1 | 62631 | G | 1 |  | Solar PV |  | FRCC | Florida | 12 | Hendry | 51 | 12051 | 74.5 | 0 | 2020 | 9999 |  |  | N | Solar | [13 empty] | 0 | 0 | 0 | 0 | [11 empty] | Florida Power & Light Co | 100 | NextEra Energy Inc | 100
Cattle Ranch | 62632_G_1 | 62632 | G | 1 |  | Solar PV |  | FRCC | Florida | 12 | DeSoto | 27 | 12027 | 74.5 | 0 | 2020 | 9999 |  |  | N | Solar | [13 empty] | 0 | 0 | 0 | 0 | [11 empty] | Florida Power & Light Co | 100 | NextEra Energy Inc | 100
Twin Lakes | 62633_G_1 | 62633 | G | 1 |  | Solar PV |  | FRCC | Florida | 12 | Putnam | 107 | 12107 | 74.5 | 0 | 2020 | 9999 |  |  | N | Solar | [13 empty] | 0 | 0 | 0 | 0 | [11 empty] | Florida Power & Light Co | 100 | NextEra Energy Inc | 100
Babcock Preserve | 62634_G_1 | 62634 | G | 1 |  | Solar PV |  | FRCC | Florida | 12 | Charlotte | 15 | 12015 | 74.5 | 0 | 2020 | 9999 |  |  | N | Solar | [13 empty] | 0 | 0 | 0 | 0 | [11 empty] | Florida Power & Light Co | 100 | NextEra Energy Inc | 100
NVSS-II | 62636_G_NVSS2 | 62636 | G | NVSS2 |  | Solar PV |  | WECC_NNV | Nevada | 32 | Nye | 23 | 32023 | 14 | 0 | 2017 | 9999 |  |  | N | Solar | [13 empty] | 0 | 0 | 0 | 0 | [11 empty] | Radian Generation | 100 | Radian Generation | 100
Milford Solar Farm (NJ) LLC | 62637_G_MILFD | 62637 | G | MILFD |  | Solar PV |  | PJM_EMAC | New Jersey | 34 | Hunterdon | 19 | 34019 | 7.5 | 0 | 2019 | 9999 |  |  | N | Solar | [13 empty] | 0 | 0 | 0 | 0 | [11 empty] | Milford Solar LLC | 100 | LS Power Group | 100
McCullough Road Solar Farm | 62638_G_WASHG | 62638 | G | WASHG |  | Solar PV |  | PJM_EMAC | New Jersey | 34 | Warren | 41 | 34041 | 7.6 | 0 | 2019 | 9999 |  |  | N | Solar | [13 empty] | 0 | 0 | 0 | 0 | [11 empty] | NJR Clean Energy Ventures Corp | 100 | New Jersey Resources Corp | 100
Manchester Community College East | 62639_G_10307 | 62639 | G | 10307 |  | Solar PV |  | NENG_CT | Connecticut | 9 | Hartford | 3 | 09003 | 1 | 0 | 2018 | 9999 |  |  | N | Solar | [13 empty] | 0 | 0 | 0 | 0 | [11 empty] | CTGB Solar Mission III LLC | 100 | Solar Generating III LLC | 100
Manchester Community College North | 62640_G_10308 | 62640 | G | 10308 |  | Solar PV |  | NENG_CT | Connecticut | 9 | Hartford | 3 | 09003 | 1 | 0 | 2018 | 9999 |  |  | N | Solar | [13 empty] | 0 | 0 | 0 | 0 | [11 empty] | CTGB Solar Mission III LLC | 100 | Solar Generating III LLC | 100
Morehead Generating Facility | 62641_G_M3516 | 62641 | G | M3516 |  | Landfill Gas |  | PJM_West | Kentucky | 21 | Rowan | 205 | 21205 | 1.4 | 13648 | 2019 | 9999 |  |  | N | Landfill Gas | [13 empty] | 0.09 | 0.09 | 0.09 | 0.09 | [11 empty] | North American BioFuels LLC | 100 | North American BioFuels LLC | 100
GE-Lubbock | 62642_G_GE-P2 | 62642 | G | GE-P2 |  | Onshore Wind |  | SPP_SPS | Texas | 48 | Lubbock | 303 | 48303 | 3 | 0 | 2014 | 9999 |  |  | N | Wind | [13 empty] | 0 | 0 | 0 | 0 | [11 empty] | General Electric Co | 100 | General Electric Co | 100
GE-Lubbock | 62642_G_GE-P3 | 62642 | G | GE-P3 |  | Onshore Wind |  | SPP_SPS | Texas | 48 | Lubbock | 303 | 48303 | 3.1 | 0 | 2015 | 9999 |  |  | N | Wind | [13 empty] | 0 | 0 | 0 | 0 | [11 empty] | General Electric Co | 100 | General Electric Co | 100
AZ State University - Tempe Campus Solar | 62643_G_20975 | 62643 | G | 20975 |  | Solar PV |  | WECC_AZ | Arizona | 4 | Maricopa | 13 | 04013 | 0.1 | 0 | 2003 | 9999 |  |  | N | Solar | [13 empty] | 0 | 0 | 0 | 0 | [11 empty] | Sun Devil Solar LLC | 100 | Sun Devil Solar LLC | 100
AZ State University - Tempe Campus Solar | 62643_G_3385 | 62643 | G | 3385 |  | Solar PV |  | WECC_AZ | Arizona | 4 | Maricopa | 13 | 04013 | 0.6 | 0 | 2008 | 9999 |  |  | N | Solar | [13 empty] | 0 | 0 | 0 | 0 | [11 empty] | Sun Devil Solar LLC | 100 | Sun Devil Solar LLC | 100
AZ State University - Tempe Campus Solar | 62643_G_3365A | 62643 | G | 3365A |  | Solar PV |  | WECC_AZ | Arizona | 4 | Maricopa | 13 | 04013 | 0.1 | 0 | 2009 | 9999 |  |  | N | Solar | [13 empty] | 0 | 0 | 0 | 0 | [11 empty] | Sun Devil Solar LLC | 100 | Sun Devil Solar LLC | 100
AZ State University - Tempe Campus Solar | 62643_G_3365B | 62643 | G | 3365B |  | Solar PV |  | WECC_AZ | Arizona | 4 | Maricopa | 13 | 04013 | 0.1 | 0 | 2009 | 9999 |  |  | N | Solar | [13 empty] | 0 | 0 | 0 | 0 | [11 empty] | Sun Devil Solar LLC | 100 | Sun Devil Solar LLC | 100
AZ State University - Tempe Campus Solar | 62643_G_3384 | 62643 | G | 3384 |  | Solar PV |  | WECC_AZ | Arizona | 4 | Maricopa | 13 | 04013 | 0.7 | 0 | 2009 | 9999 |  |  | N | Solar | [13 empty] | 0 | 0 | 0 | 0 | [11 empty] | Sun Devil Solar LLC | 100 | Sun Devil Solar LLC | 100
AZ State University - Tempe Campus Solar | 62643_G_4202 | 62643 | G | 4202 |  | Solar PV |  | WECC_AZ | Arizona | 4 | Maricopa | 13 | 04013 | 0.1 | 0 | 2009 | 9999 |  |  | N | Solar | [13 empty] | 0 | 0 | 0 | 0 | [11 empty] | Sun Devil Solar LLC | 100 | Sun Devil Solar LLC | 100
AZ State University - Tempe Campus Solar | 62643_G_20794 | 62643 | G | 20794 |  | Solar PV |  | WECC_AZ | Arizona | 4 | Maricopa | 13 | 04013 | 0.2 | 0 | 2013 | 9999 |  |  | N | Solar | [13 empty] | 0 | 0 | 0 | 0 | [11 empty] | Sun Devil Solar LLC | 100 | Sun Devil Solar LLC | 100
AZ State University - Tempe Campus Solar | 62643_G_20799 | 62643 | G | 20799 |  | Solar PV |  | WECC_AZ | Arizona | 4 | Maricopa | 13 | 04013 | 0.1 | 0 | 2013 | 9999 |  |  | N | Solar | [13 empty] | 0 | 0 | 0 | 0 | [11 empty] | Sun Devil Solar LLC | 100 | Sun Devil Solar LLC | 100
AZ State University - Tempe Campus Solar | 62643_G_20971 | 62643 | G | 20971 |  | Solar PV |  | WECC_AZ | Arizona | 4 | Maricopa | 13 | 04013 | 0.2 | 0 | 2013 | 9999 |  |  | N | Solar | [13 empty] | 0 | 0 | 0 | 0 | [11 empty] | Sun Devil Solar LLC | 100 | Sun Devil Solar LLC | 100
AZ State University - Tempe Campus Solar | 62643_G_20974 | 62643 | G | 20974 |  | Solar PV |  | WECC_AZ | Arizona | 4 | Maricopa | 13 | 04013 | 0.1 | 0 | 2013 | 9999 |  |  | N | Solar | [13 empty] | 0 | 0 | 0 | 0 | [11 empty] | Sun Devil Solar LLC | 100 | Sun Devil Solar LLC | 100
Minuteman Energy Storage | 62644_G_MMES | 62644 | G | MMES |  | Energy Storage |  | NENGREST | Massachusetts | 25 | Middlesex | 17 | 25017 | 5 | 0 | 2019 | 9999 |  |  | N | Energy Storage | [13 empty] | 0 | 0 | 0 | 0 | [11 empty] | Minuteman Energy Storage LLC | 100 | NextEra Energy Inc | 100
Northern Preserve Solar | 62645_G_1 | 62645 | G | 1 |  | Solar PV |  | FRCC | Florida | 12 | Baker | 3 | 12003 | 74.5 | 0 | 2020 | 9999 |  |  | N | Solar | [13 empty] | 0 | 0 | 0 | 0 | [11 empty] | Florida Power & Light Co | 100 | NextEra Energy Inc | 100
Washburn Road Solar | 62646_G_WASHB | 62646 | G | WASHB |  | Solar PV |  | NENGREST | Massachusetts | 25 | Bristol | 5 | 25005 | 2 | 0 | 2018 | 9999 |  |  | N | Solar | [13 empty] | 0 | 0 | 0 | 0 | [11 empty] | Washburn Road Solar LLC | 100 | Washburn Road Solar LLC | 100
MBS Texbook Exchange | 62647_G_MBS1 | 62647 | G | MBS1 |  | Combustion Turbine | IC Engine | MIS_MO | Missouri | 29 | Boone | 19 | 29019 | 1 | 13469 | 2008 | 9999 |  |  | N | Distillate Fuel Oil | [13 empty] | 1.6498 | 1.6498 | 1.6498 | 1.6498 | [11 empty] | Columbia Water & Light | 100 | Columbia Water & Light | 100
MBS Texbook Exchange | 62647_G_MBS2 | 62647 | G | MBS2 |  | Combustion Turbine | IC Engine | MIS_MO | Missouri | 29 | Boone | 19 | 29019 | 1 | 13469 | 2008 | 9999 |  |  | N | Distillate Fuel Oil | [13 empty] | 1.6498 | 1.6498 | 1.6498 | 1.6498 | [11 empty] | Columbia Water & Light | 100 | Columbia Water & Light | 100
SFDK Solar | 62649_G_SFDK | 62649 | G | SFDK |  | Solar PV |  | WEC_CALN | California | 6 | Solano | 95 | 06095 | 6.3 | 0 | 2019 | 9999 |  |  | N | Solar | [13 empty] | 0 | 0 | 0 | 0 | [11 empty] | SFDK Solar LLC | 100 | SFDK Solar LLC | 100
Haven Solar Project CSG | 62651_G_HAVEN | 62651 | G | HAVEN |  | Solar PV |  | MIS_MNWI | Minnesota | 27 | Sherburne | 141 | 27141 | 3 | 0 | 2019 | 9999 |  |  | N | Solar | [13 empty] | 0 | 0 | 0 | 0 | [11 empty] | DG Minnesota CSG LLC | 100 | NextEra Energy Inc | 100
Happy Hollow CSG Hybrid | 62652_G_HHESS | 62652 | G | HHESS |  | Energy Storage |  | NENGREST | Massachusetts | 25 | Worcester | 27 | 25027 | 3.3 | 0 | 2019 | 9999 |  |  | N | Energy Storage | [13 empty] | 0 | 0 | 0 | 0 | [11 empty] | Happy Hollow Road Solar I LLC | 100 | Happy Hollow Road Solar I LLC | 100
Happy Hollow CSG Hybrid | 62652_G_HHPV | 62652 | G | HHPV |  | Solar PV |  | NENGREST | Massachusetts | 25 | Worcester | 27 | 25027 | 5 | 0 | 2019 | 9999 |  |  | N | Solar | [13 empty] | 0 | 0 | 0 | 0 | [11 empty] | Happy Hollow Road Solar I LLC | 100 | Happy Hollow Road Solar I LLC | 100
Zephyr Wind Project - 2.0 | 62653_G_T1 | 62653 | G | T1 |  | Onshore Wind |  | PJM_West | Ohio | 39 | Hancock | 63 | 39063 | 1.5 | 0 | 2019 | 9999 |  |  | N | Wind | [13 empty] | 0 | 0 | 0 | 0 | [11 empty] | One Energy LLC | 100 | One Energy LLC | 100
Zephyr Wind Project - 2.0 | 62653_G_T2 | 62653 | G | T2 |  | Onshore Wind |  | PJM_West | Ohio | 39 | Hancock | 63 | 39063 | 1.5 | 0 | 2019 | 9999 |  |  | N | Wind | [13 empty] | 0 | 0 | 0 | 0 | [11 empty] | One Energy LLC | 100 | One Energy LLC | 100
Zephyr Wind Project - 2.0 | 62653_G_T3 | 62653 | G | T3 |  | Onshore Wind |  | PJM_West | Ohio | 39 | Hancock | 63 | 39063 | 1.5 | 0 | 2019 | 9999 |  |  | N | Wind | [13 empty] | 0 | 0 | 0 | 0 | [11 empty] | One Energy LLC | 100 | One Energy LLC | 100
HL Solar | 62655_G_HLS | 62655 | G | HLS |  | Solar PV |  | WEC_CALN | California | 6 | Lassen | 35 | 06035 | 7.6 | 0 | 2019 | 9999 |  |  | N | Solar | [13 empty] | 0 | 0 | 0 | 0 | [11 empty] | HL Solar LLC | 100 | NextEra Energy Inc | 100
Hunter Solar LLC | 62656_G_HUSOL | 62656 | G | HUSOL |  | Solar PV |  | WECC_UT | Utah | 49 | Emery | 15 | 49015 | 100 | 0 | 2020 | 9999 |  |  | N | Solar | [13 empty] | 0 | 0 | 0 | 0 | [11 empty] | Hunter Solar LLC | 100 | D E Shaw & Co LP | 100
DWW Solar ll | 62657_G_DWWS | 62657 | G | DWWS |  | Solar PV |  | NENG_CT | Connecticut | 9 | Hartford | 3 | 09003 | 36.9 | 0 | 2019 | 9999 |  |  | N | Solar | [13 empty] | 0 | 0 | 0 | 0 | [11 empty] | DWW Solar II LLC | 100 | D E Shaw & Co LP | 100
Cuyahoga Falls 1 | 62658_G_P001 | 62658 | G | P001 |  | Combustion Turbine | IC Engine | PJM_ATSI | Ohio | 39 | Summit | 153 | 39153 | 1.5 | 10745 | 2018 | 9999 |  |  | N | Distillate Fuel Oil | [13 empty] | 1.6498 | 1.6498 | 1.6498 | 1.6498 | [11 empty] | Cuyahoga Falls OH (City of) | 100 | Cuyahoga Falls OH (City of) | 100
Cuyahoga Falls 1 | 62658_G_P002 | 62658 | G | P002 |  | Combustion Turbine | IC Engine | PJM_ATSI | Ohio | 39 | Summit | 153 | 39153 | 1.5 | 10745 | 2018 | 9999 |  |  | N | Distillate Fuel Oil | [13 empty] | 1.6498 | 1.6498 | 1.6498 | 1.6498 | [11 empty] | Cuyahoga Falls OH (City of) | 100 | Cuyahoga Falls OH (City of) | 100
Cuyahoga Falls 1 | 62658_G_P003 | 62658 | G | P003 |  | Combustion Turbine | IC Engine | PJM_ATSI | Ohio | 39 | Summit | 153 | 39153 | 1.5 | 10745 | 2018 | 9999 |  |  | N | Distillate Fuel Oil | [13 empty] | 1.6498 | 1.6498 | 1.6498 | 1.6498 | [11 empty] | Cuyahoga Falls OH (City of) | 100 | Cuyahoga Falls OH (City of) | 100
Cuyahoga Falls 1 | 62658_G_P004 | 62658 | G | P004 |  | Combustion Turbine | IC Engine | PJM_ATSI | Ohio | 39 | Summit | 153 | 39153 | 1.5 | 10745 | 2018 | 9999 |  |  | N | Distillate Fuel Oil | [13 empty] | 1.6498 | 1.6498 | 1.6498 | 1.6498 | [11 empty] | Cuyahoga Falls OH (City of) | 100 | Cuyahoga Falls OH (City of) | 100
Cuyahoga Falls 1 | 62658_G_P005 | 62658 | G | P005 |  | Combustion Turbine | IC Engine | PJM_ATSI | Ohio | 39 | Summit | 153 | 39153 | 1.5 | 10745 | 2018 | 9999 |  |  | N | Distillate Fuel Oil | [13 empty] | 1.6498 | 1.6498 | 1.6498 | 1.6498 | [11 empty] | Cuyahoga Falls OH (City of) | 100 | Cuyahoga Falls OH (City of) | 100
Cuyahoga Falls 1 | 62658_G_P006 | 62658 | G | P006 |  | Combustion Turbine | IC Engine | PJM_ATSI | Ohio | 39 | Summit | 153 | 39153 | 1.5 | 10745 | 2018 | 9999 |  |  | N | Distillate Fuel Oil | [13 empty] | 1.6498 | 1.6498 | 1.6498 | 1.6498 | [11 empty] | Cuyahoga Falls OH (City of) | 100 | Cuyahoga Falls OH (City of) | 100
Pecan Grove Solar, LLC | 62659_G_1081 | 62659 | G | 1081 |  | Solar PV |  | S_VACA | North Carolina | 37 | Craven | 49 | 37049 | 5 | 0 | 2019 | 9999 |  |  | N | Solar | [13 empty] | 0 | 0 | 0 | 0 | [11 empty] | Pecan Grove Solar LLC | 100 | Headwaters Solar LLC | 100
1025 Traveller Solar, LLC | 62660_G_1025 | 62660 | G | 1025 |  | Solar PV |  | S_VACA | North Carolina | 37 | Lee | 105 | 37105 | 5 | 0 | 2019 | 9999 |  |  | N | Solar | [13 empty] | 0 | 0 | 0 | 0 | [11 empty] | 1025 Traveller Solar LLC | 100 | CI II Mitchell Holding | 100
1047 Little Mountain Solar, LLC | 62661_G_1047 | 62661 | G | 1047 |  | Solar PV |  | S_VACA | North Carolina | 37 | Yadkin | 197 | 37197 | 3 | 0 | 2019 | 9999 |  |  | N | Solar | [13 empty] | 0 | 0 | 0 | 0 | [11 empty] | 1047 Little Mountain Solar LLC | 100 | CI II Mitchell Holding | 100
Ennis Solar, LLC | 62662_G_22503 | 62662 | G | 22503 |  | Solar PV |  | S_VACA | North Carolina | 37 | Harnett | 85 | 37085 | 5 | 0 | 2019 | 9999 |  |  | N | Solar | [13 empty] | 0 | 0 | 0 | 0 | [11 empty] | Ennis Solar LLC | 100 | CI II Mitchell Holding | 100
Gilcrest Solar | 62663_G_SO390 | 62663 | G | SO390 |  | Solar PV |  | WECC_CO | Colorado | 8 | Weld | 123 | 08123 | 1.5 | 0 | 2018 | 9999 |  |  | N | Solar | [13 empty] | 0 | 0 | 0 | 0 | [11 empty] | Gilcrest Solar Garden LLC | 100 | Brookfield Asset Management Inc | 100
Quincy Solar | 62664_G_SO393 | 62664 | G | SO393 |  | Solar PV |  | WECC_CO | Colorado | 8 | Arapahoe | 5 | 08005 | 1.5 | 0 | 2018 | 9999 |  |  | N | Solar | [13 empty] | 0 | 0 | 0 | 0 | [11 empty] | Quincy Solar Garden LLC | 100 | Brookfield Asset Management Inc | 100
Lafayette Horizon Solar CSG LLC | 62667_G_LFHSL | 62667 | G | LFHSL |  | Solar PV |  | WECC_CO | Colorado | 8 | Boulder | 13 | 08013 | 1.6 | 0 | 2019 | 9999 |  |  | N | Solar | [13 empty] | 0 | 0 | 0 | 0 | [11 empty] | Lafayette Horizon Solar CSG LLC | 100 | Community Energy Inc (Cei) | 100
Equinix Caspian Dr. Fuel Cell | 62671_G_EQX1A | 62671 | G | EQX1A |  | Fuel Cell |  | WEC_CALN | California | 6 | Santa Clara | 85 | 06085 | 2 | 9118 | 2017 | 9999 |  |  | N | Natural Gas | [13 empty] | 0 | 0 | 0 | 0 | [11 empty] | 2016 ESA Project Co LLC | 100 | Southern Co | 100
Equinix Caspian Dr. Fuel Cell | 62671_G_EQX1B | 62671 | G | EQX1B |  | Fuel Cell |  | WEC_CALN | California | 6 | Santa Clara | 85 | 06085 | 2.8 | 9118 | 2017 | 9999 |  |  | N | Natural Gas | [13 empty] | 0 | 0 | 0 | 0 | [11 empty] | 2016 ESA Project Co LLC | 100 | Southern Co | 100
Nautilus Goat Island Solar CSG LLC | 62672_G_GI | 62672 | G | GI |  | Solar PV |  | NENGREST | Rhode Island | 44 | Providence | 7 | 44007 | 3.3 | 0 | 2019 | 9999 |  |  | N | Solar | [13 empty] | 0 | 0 | 0 | 0 | [11 empty] | Nautilus Goat Island Solar LLC | 100 | Virgo Goat Island Holdco LLC | 100
Crooked Run | 62678_G_299 | 62678 | G | 299 |  | Solar PV |  | S_VACA | North Carolina | 37 | Pender | 141 | 37141 | 70.1 | 0 | 2019 | 9999 |  |  | N | Solar | [13 empty] | 0 | 0 | 0 | 0 | [11 empty] | Crooked Run Solar LLC | 100 | Cubico Sustainable Investments Limited | 100
Palmetto Plains | 62679_G_1405 | 62679 | G | 1405 |  | Solar PV |  | S_VACA | South Carolina | 45 | Orangeburg | 75 | 45075 | 75 | 0 | 2019 | 9999 |  |  | N | Solar | [13 empty] | 0 | 0 | 0 | 0 | [11 empty] | Palmetto Plains Solar Project LLC | 100 | Cubico Sustainable Investments Limited | 100
Garfield Solar | 62680_G_GARFS | 62680 | G | GARFS |  | Solar PV |  | PJM_EMAC | New Jersey | 34 | Bergen | 3 | 34003 | 1.4 | 0 | 2019 | 9999 |  |  | N | Solar | [13 empty] | 0 | 0 | 0 | 0 | [11 empty] | NJR Clean Energy Ventures III Corp | 100 | New Jersey Resources Corp | 100
Garfield Solar | 62680_G_GARMS | 62680 | G | GARMS |  | Solar PV |  | PJM_EMAC | New Jersey | 34 | Bergen | 3 | 34003 | 1.6 | 0 | 2019 | 9999 |  |  | N | Solar | [13 empty] | 0 | 0 | 0 | 0 | [11 empty] | NJR Clean Energy Ventures III Corp | 100 | New Jersey Resources Corp | 100
Noland Wastewater Treatment Plant Hybrid | 62682_G_FAYE1 | 62682 | G | FAYE1 |  | Solar PV |  | SPP_WEST | Arkansas | 5 | Washington | 143 | 05143 | 5 | 0 | 2019 | 9999 |  |  | N | Solar | [13 empty] | 0 | 0 | 0 | 0 | [11 empty] | Todays Power Inc | 100 | Todays Power Inc | 100
Noland Wastewater Treatment Plant Hybrid | 62682_G_FAYEB | 62682 | G | FAYEB |  | Energy Storage |  | SPP_WEST | Arkansas | 5 | Washington | 143 | 05143 | 6 | 0 | 2019 | 9999 |  |  | N | Energy Storage | [13 empty] | 0 | 0 | 0 | 0 | [11 empty] | Todays Power Inc | 100 | Todays Power Inc | 100
Westside Wastewater Treatment Plant Hybrid | 62683_G_FAYW1 | 62683 | G | FAYW1 |  | Solar PV |  | SPP_WEST | Arkansas | 5 | Washington | 143 | 05143 | 5 | 0 | 2019 | 9999 |  |  | N | Solar | [13 empty] | 0 | 0 | 0 | 0 | [11 empty] | Todays Power Inc | 100 | Todays Power Inc | 100
Westside Wastewater Treatment Plant Hybrid | 62683_G_FAYWB | 62683 | G | FAYWB |  | Energy Storage |  | SPP_WEST | Arkansas | 5 | Washington | 143 | 05143 | 6 | 0 | 2019 | 9999 |  |  | N | Energy Storage | [13 empty] | 0 | 0 | 0 | 0 | [11 empty] | Todays Power Inc | 100 | Todays Power Inc | 100
TPE Pennsylvania Solar 1, LLC | 62686_G_PABOE | 62686 | G | PABOE |  | Solar PV |  | PJM_EMAC | Pennsylvania | 42 | Lancaster | 71 | 42071 | 3.6 | 0 | 2019 | 9999 |  |  | N | Solar | [13 empty] | 0 | 0 | 0 | 0 | [11 empty] | TPE Pennsylvania Solar 1 LLC | 100 | TPE Pennsylvania Solar 1 LLC | 100
American Canyon Solar | 62687_G_RPNPA | 62687 | G | RPNPA |  | Solar PV |  | WEC_CALN | California | 6 | Napa | 55 | 06055 | 1 | 0 | 2019 | 9999 |  |  | N | Solar | [13 empty] | 0 | 0 | 0 | 0 | [11 empty] | Wildcat Renewables LLC | 100 | Renewable Properties Holdings LLC | 100
American Canyon Solar | 62687_G_RPNPB | 62687 | G | RPNPB |  | Solar PV |  | WEC_CALN | California | 6 | Napa | 55 | 06055 | 1 | 0 | 2019 | 9999 |  |  | N | Solar | [13 empty] | 0 | 0 | 0 | 0 | [11 empty] | Wildcat Renewables LLC | 100 | Renewable Properties Holdings LLC | 100
American Canyon Solar | 62687_G_RPNPC | 62687 | G | RPNPC |  | Solar PV |  | WEC_CALN | California | 6 | Napa | 55 | 06055 | 1 | 0 | 2019 | 9999 |  |  | N | Solar | [13 empty] | 0 | 0 | 0 | 0 | [11 empty] | Wildcat Renewables LLC | 100 | Renewable Properties Holdings LLC | 100
Malech Solar Farm | 62688_G_MFARM | 62688 | G | MFARM |  | Solar PV |  | WEC_CALN | California | 6 | Santa Clara | 85 | 06085 | 3.1 | 0 | 2017 | 9999 |  |  | N | Solar | [13 empty] | 0 | 0 | 0 | 0 | [11 empty] | Santa Clara County (CA) | 100 | Santa Clara County (CA) | 100
Hellyer Solar Farm | 62689_G_HFARM | 62689 | G | HFARM |  | Solar PV |  | WEC_CALN | California | 6 | Santa Clara | 85 | 06085 | 2.2 | 0 | 2017 | 9999 |  |  | N | Solar | [13 empty] | 0 | 0 | 0 | 0 | [11 empty] | Santa Clara County (CA) | 100 | Santa Clara County (CA) | 100
Guadalupe Solar Farm | 62690_G_GFARM | 62690 | G | GFARM |  | Solar PV |  | WEC_CALN | California | 6 | Santa Clara | 85 | 06085 | 1.7 | 0 | 2018 | 9999 |  |  | N | Solar | [13 empty] | 0 | 0 | 0 | 0 | [11 empty] | Santa Clara County (CA) | 100 | Santa Clara County (CA) | 100
Shiloh Hwy Solar | 62691_G_PGR05 | 62691 | G | PGR05 |  | Solar PV |  | PJM_Dom | North Carolina | 37 | Camden | 29 | 37029 | 5 | 0 | 2017 | 9999 |  |  | N | Solar | [13 empty] | 0 | 0 | 0 | 0 | [11 empty] | Shiloh Hwy 1108 Solar LLC | 100 | SunEnergy 1 LLC | 100
Sandy Solar | 62692_G_PGR04 | 62692 | G | PGR04 |  | Solar PV |  | PJM_Dom | North Carolina | 37 | Camden | 29 | 37029 | 5 | 0 | 2018 | 9999 |  |  | N | Solar | [13 empty] | 0 | 0 | 0 | 0 | [11 empty] | Trotman Road Solar LLC | 100 | Greenbacker Renewable Energy Corp | 100
Chowan Jehu Solar | 62693_G_PGR03 | 62693 | G | PGR03 |  | Solar PV |  | PJM_Dom | North Carolina | 37 | Chowan | 41 | 37041 | 5 | 0 | 2018 | 9999 |  |  | N | Solar | [13 empty] | 0 | 0 | 0 | 0 | [11 empty] | Chowan Jehu Road Solar LLC | 100 | SunEnergy 1 LLC | 100
CED Northampton Solar LLC | 62695_G_NSMA | 62695 | G | NSMA |  | Solar PV |  | NENGREST | Massachusetts | 25 | Hampshire | 15 | 25015 | 4.3 | 0 | 2019 | 9999 |  |  | N | Solar | [13 empty] | 0 | 0 | 0 | 0 | [11 empty] | CED Northampton Solar LLC | 100 | Consolidated Edison Inc | 100
FastSun 2 CSG | 62696_G_FS2 | 62696 | G | FS2 |  | Solar PV |  | MIS_MNWI | Minnesota | 27 | Dakota | 37 | 27037 | 1 | 0 | 2019 | 9999 |  |  | N | Solar | [13 empty] | 0 | 0 | 0 | 0 | [11 empty] | FastSun 2 LLC | 100 | Altus Power America Management LLC | 100
Mission College Blvd. Fuel Cell | 62697_G_NTL3A | 62697 | G | NTL3A |  | Fuel Cell |  | WEC_CALN | California | 6 | Santa Clara | 85 | 06085 | 2.4 | 9118 | 2017 | 9999 |  |  | N | Natural Gas | [13 empty] | 0 | 0 | 0 | 0 | [11 empty] | 2016 ESA Project Co LLC | 100 | Southern Co | 100
Mission College Blvd. Fuel Cell | 62697_G_NTL3B | 62697 | G | NTL3B |  | Fuel Cell |  | WEC_CALN | California | 6 | Santa Clara | 85 | 06085 | 2.6 | 9118 | 2017 | 9999 |  |  | N | Natural Gas | [13 empty] | 0 | 0 | 0 | 0 | [11 empty] | 2016 ESA Project Co LLC | 100 | Southern Co | 100
Kaiser East La Palma Ave. Fuel Cell | 62698_G_KR059 | 62698 | G | KR059 |  | Fuel Cell |  | WECC_SCE | California | 6 | Orange | 59 | 06059 | 1.5 | 9118 | 2017 | 9999 |  |  | N | Natural Gas | [13 empty] | 0 | 0 | 0 | 0 | [11 empty] | 2016 ESA Project Co LLC | 100 | Southern Co | 100
Kaiser Deer Valley Rd. Fuel Cell | 62699_G_KSR24 | 62699 | G | KSR24 |  | Fuel Cell |  | WEC_CALN | California | 6 | Contra Costa | 13 | 06013 | 1.4 | 9118 | 2017 | 9999 |  |  | N | Natural Gas | [13 empty] | 0 | 0 | 0 | 0 | [11 empty] | 2016 ESA Project Co LLC | 100 | Southern Co | 100
Kaiser Owens Dr. Fuel Cell | 62700_G_KSR23 | 62700 | G | KSR23 |  | Fuel Cell |  | WEC_CALN | California | 6 | Alameda | 1 | 06001 | 1 | 9118 | 2017 | 9999 |  |  | N | Natural Gas | [13 empty] | 0 | 0 | 0 | 0 | [11 empty] | 2016 ESA Project Co LLC | 100 | Southern Co | 100
Kaiser Napa Valley Corporate Dr Fuel Cell | 62701_G_KS18A | 62701 | G | KS18A |  | Fuel Cell |  | WEC_CALN | California | 6 | Napa | 55 | 06055 | 2.5 | 9118 | 2017 | 9999 |  |  | N | Natural Gas | [13 empty] | 0 | 0 | 0 | 0 | [11 empty] | 2016 ESA Project Co LLC | 100 | Southern Co | 100
Kaiser Napa Valley Corporate Dr Fuel Cell | 62701_G_KS18B | 62701 | G | KS18B |  | Fuel Cell |  | WEC_CALN | California | 6 | Napa | 55 | 06055 | 2.3 | 9118 | 2017 | 9999 |  |  | N | Natural Gas | [13 empty] | 0 | 0 | 0 | 0 | [11 empty] | 2016 ESA Project Co LLC | 100 | Southern Co | 100
Equinix Great Oaks Blvd. Fuel Cell | 62702_G_EQ14A | 62702 | G | EQ14A |  | Fuel Cell |  | WEC_CALN | California | 6 | Santa Clara | 85 | 06085 | 2.4 | 9118 | 2017 | 9999 |  |  | N | Natural Gas | [13 empty] | 0 | 0 | 0 | 0 | [11 empty] | 2016 ESA Project Co LLC | 100 | Southern Co | 100
Equinix Great Oaks Blvd. Fuel Cell | 62702_G_EQ14B | 62702 | G | EQ14B |  | Fuel Cell |  | WEC_CALN | California | 6 | Santa Clara | 85 | 06085 | 2.1 | 9118 | 2017 | 9999 |  |  | N | Natural Gas | [13 empty] | 0 | 0 | 0 | 0 | [11 empty] | 2016 ESA Project Co LLC | 100 | Southern Co | 100
Equinix Lundy Ave. Fuel Cell | 62703_G_EQ13A | 62703 | G | EQ13A |  | Fuel Cell |  | WEC_CALN | California | 6 | Santa Clara | 85 | 06085 | 1.8 | 9118 | 2017 | 9999 |  |  | N | Natural Gas | [13 empty] | 0 | 0 | 0 | 0 | [11 empty] | 2016 ESA Project Co LLC | 100 | Southern Co | 100
Equinix Lundy Ave. Fuel Cell | 62703_G_EQ13B | 62703 | G | EQ13B |  | Fuel Cell |  | WEC_CALN | California | 6 | Santa Clara | 85 | 06085 | 2 | 9118 | 2017 | 9999 |  |  | N | Natural Gas | [13 empty] | 0 | 0 | 0 | 0 | [11 empty] | 2016 ESA Project Co LLC | 100 | Southern Co | 100
Equinix Douglas St. Fuel Cell | 62704_G_EQX09 | 62704 | G | EQX09 |  | Fuel Cell |  | WEC_LADW | California | 6 | Los Angeles | 37 | 06037 | 1.5 | 9118 | 2017 | 9999 |  |  | N | Natural Gas | [13 empty] | 0 | 0 | 0 | 0 | [11 empty] | 2016 ESA Project Co LLC | 100 | Southern Co | 100
Equinix Maple Ave. Fuel Cell | 62705_G_EQX08 | 62705 | G | EQX08 |  | Fuel Cell |  | WEC_LADW | California | 6 | Los Angeles | 37 | 06037 | 2 | 9118 | 2017 | 9999 |  |  | N | Natural Gas | [13 empty] | 0 | 0 | 0 | 0 | [11 empty] | 2016 ESA Project Co LLC | 100 | Southern Co | 100
Helen Solar CSG | 62706_G_SC | 62706 | G | SC |  | Solar PV |  | MIS_MNWI | Minnesota | 27 | McLeod | 85 | 27085 | 4 | 0 | 2019 | 9999 |  |  | N | Solar | [13 empty] | 0 | 0 | 0 | 0 | [11 empty] | Helen Solar LLC | 100 | Virgo Mangata Holdco LLC | 100
Walcott Solar CSG | 62707_G_SC | 62707 | G | SC |  | Solar PV |  | MIS_MNWI | Minnesota | 27 | Rice | 131 | 27131 | 4 | 0 | 2019 | 9999 |  |  | N | Solar | [13 empty] | 0 | 0 | 0 | 0 | [11 empty] | Walcott Solar LLC | 100 | Virgo Mangata Holdco LLC | 100
Northfield Solar CSG | 62708_G_SC | 62708 | G | SC |  | Solar PV |  | MIS_MNWI | Minnesota | 27 | Rice | 131 | 27131 | 5 | 0 | 2019 | 9999 |  |  | N | Solar | [13 empty] | 0 | 0 | 0 | 0 | [11 empty] | Northfield Solar LLC | 100 | Virgo Mangata Holdco LLC | 100
Warsaw Solar CSG | 62709_G_SC | 62709 | G | SC |  | Solar PV |  | MIS_MNWI | Minnesota | 27 | Rice | 131 | 27131 | 2 | 0 | 2020 | 9999 |  |  | N | Solar | [13 empty] | 0 | 0 | 0 | 0 | [11 empty] | Warsaw Solar LLC (MN) | 100 | Warsaw Solar LLC (MN) | 100
Nationals | 62710_G_SO435 | 62710 | G | SO435 |  | Solar PV |  | PJM_SMAC | District of Columbia | 11 | District of Columbia | 1 | 11001 | 1 | 0 | 2019 | 9999 |  |  | N | Solar | [13 empty] | 0 | 0 | 0 | 0 | [11 empty] | Terraform Power Inc | 100 | Brookfield Asset Management Inc | 100
Burlington Coat Factory Solar | 62712_G_BCF | 62712 | G | BCF |  | Solar PV |  | PJM_EMAC | New Jersey | 34 | Burlington | 5 | 34005 | 2.6 | 0 | 2018 | 9999 |  |  | N | Solar | [13 empty] | 0 | 0 | 0 | 0 | [11 empty] | DG Northeast Solar II LLC | 100 | NextEra Energy Inc | 100
DSM Nutritional Products Solar | 62713_G_DSM | 62713 | G | DSM |  | Solar PV |  | PJM_EMAC | New Jersey | 34 | Warren | 41 | 34041 | 10 | 0 | 2018 | 9999 |  |  | N | Solar | [13 empty] | 0 | 0 | 0 | 0 | [11 empty] | DG New Jersey Solar LLC | 100 | DG Power LLC | 100
Mesa CSG 2 Massicotte | 62718_G_X0037 | 62718 | G | X0037 |  | Solar PV |  | WECC_CO | Colorado | 8 | Mesa | 77 | 08077 | 1.5 | 0 | 2019 | 9999 |  |  | N | Solar | [13 empty] | 0 | 0 | 0 | 0 | [11 empty] | Mesa CSG 2 LLC | 100 | Standard Solar Inc | 100
Mesa CSG 1 Murdock | 62719_G_X0038 | 62719 | G | X0038 |  | Solar PV |  | WECC_CO | Colorado | 8 | Mesa | 77 | 08077 | 1.5 | 0 | 2019 | 9999 |  |  | N | Solar | [13 empty] | 0 | 0 | 0 | 0 | [11 empty] | Mesa CSG 1 LLC | 100 | Standard Solar Inc | 100
Chester Woods Point Solar, LLC CSG | 62720_G_5540 | 62720 | G | 5540 |  | Solar PV |  | PJM_EMAC | Maryland | 24 | Queen Annes | 35 | 24035 | 2 | 0 | 2019 | 9999 |  |  | N | Solar | [13 empty] | 0 | 0 | 0 | 0 | [11 empty] | Chester Woods Point Solar LLC | 100 | Nexamp | 100
Steel Sun 2: 2303-III-9 Hamburg Tpke | 62721_G_SS29 | 62721 | G | SS29 |  | Solar PV |  | NY_Z_A | New York | 36 | Erie | 29 | 36029 | 2 | 0 | 2019 | 9999 |  |  | N | Solar | [13 empty] | 0 | 0 | 0 | 0 | [11 empty] | BQ Energy | 100 | BQ Energy LLC | 100
Steel Sun 2: 2303-III-4 Hamburg Tpke | 62722_G_SS24 | 62722 | G | SS24 |  | Solar PV |  | NY_Z_A | New York | 36 | Erie | 29 | 36029 | 2 | 0 | 2019 | 9999 |  |  | N | Solar | [13 empty] | 0 | 0 | 0 | 0 | [11 empty] | BQ Energy | 100 | BQ Energy LLC | 100
Steel Sun 2: 2303-III-2 Hamburg Tpke | 62723_G_SS22 | 62723 | G | SS22 |  | Solar PV |  | NY_Z_A | New York | 36 | Erie | 29 | 36029 | 2 | 0 | 2019 | 9999 |  |  | N | Solar | [13 empty] | 0 | 0 | 0 | 0 | [11 empty] | BQ Energy | 100 | BQ Energy LLC | 100
Homer Street West | 62724_G_HSW | 62724 | G | HSW |  | Solar PV |  | NY_Z_A | New York | 36 | Cattaraugus | 9 | 36009 | 1.6 | 0 | 2019 | 9999 |  |  | N | Solar | [13 empty] | 0 | 0 | 0 | 0 | [11 empty] | BQ Energy | 25 | BQ Energy LLC | 25
Homer Street East | 62725_G_HSE | 62725 | G | HSE |  | Solar PV |  | NY_Z_A | New York | 36 | Cattaraugus | 9 | 36009 | 1.6 | 0 | 2019 | 9999 |  |  | N | Solar | [13 empty] | 0 | 0 | 0 | 0 | [11 empty] | BQ Energy | 25 | BQ Energy LLC | 25
MHG Wallingford | 62728_G_X0041 | 62728 | G | X0041 |  | Solar PV |  | NENGREST | Vermont | 50 | Rutland | 21 | 50021 | 2.2 | 0 | 2019 | 9999 |  |  | N | Solar | [13 empty] | 0 | 0 | 0 | 0 | [11 empty] | Standard Solar Inc | 100 | Standard Solar Inc | 100
Solar Star Palo Alto I, LLC | 62732_G_SSPAI | 62732 | G | SSPAI |  | Solar PV |  | WEC_CALN | California | 6 | Santa Clara | 85 | 06085 | 1.3 | 0 | 2019 | 9999 |  |  | N | Solar | [13 empty] | 0 | 0 | 0 | 0 | [11 empty] | DG 1 Acquisition Co LLC | 100 | NextEra Energy Inc | 100
East Hampton Energy Storage Center | 62733_G_BEH | 62733 | G | BEH |  | Energy Storage |  | NY_Z_K | New York | 36 | Suffolk | 103 | 36103 | 5 | 0 | 2018 | 9999 |  |  | N | Energy Storage | [13 empty] | 0 | 0 | 0 | 0 | [11 empty] | East Hampton Energy Storage Center LLC | 100 | National Grid Plc | 100
Montauk Energy Storage Center | 62734_G_BME | 62734 | G | BME |  | Energy Storage |  | NY_Z_K | New York | 36 | Suffolk | 103 | 36103 | 5 | 0 | 2019 | 9999 |  |  | N | Energy Storage | [13 empty] | 0 | 0 | 0 | 0 | [11 empty] | Montauk Energy Storage Center LLC | 100 | National Grid Plc | 100
Phoenix Solar South Farms LLC Solar Farm | 62735_G_M1358 | 62735 | G | M1358 |  | Solar PV |  | MIS_IL | Illinois | 17 | Champaign | 19 | 17019 | 4.7 | 0 | 2015 | 9999 |  |  | N | Solar | [13 empty] | 0 | 0 | 0 | 0 | [11 empty] | Phoenix Solar | 100 | Phoenix Solar | 100
KDC Solar ASGM | 62739_G_ARDAH | 62739 | G | ARDAH |  | Solar PV |  | PJM_EMAC | New Jersey | 34 | Cumberland | 11 | 34011 | 3.8 | 0 | 2019 | 9999 |  |  | N | Solar | [13 empty] | 0 | 0 | 0 | 0 | [11 empty] | Clean Capital Partners LLC | 100 | Clean Capital Partners LLC | 100
MSC-Empire01, LLC | 62740_G_52784 | 62740 | G | 52784 |  | Solar PV |  | MIS_MNWI | Minnesota | 27 | Dakota | 37 | 27037 | 1 | 0 | 2019 | 9999 |  |  | N | Solar | [13 empty] | 0 | 0 | 0 | 0 | [11 empty] | MSC Empire01 LLC | 100 | MSC Empire01 LLC | 100
Arcadia Solar | 62744_G_A1 | 62744 | G | A1 |  | Solar PV |  | MIS_MNWI | Wisconsin | 55 | Trempealeau | 121 | 55121 | 5 | 0 | 2019 | 9999 |  |  | N | Solar | [13 empty] | 0 | 0 | 0 | 0 | [11 empty] | Butter Solar LLC | 100 | OneEnergy Inc | 100
KDC Solar CSCP LLC | 62746_G_CSCP | 62746 | G | CSCP |  | Solar PV |  | PJM_EMAC | New Jersey | 34 | Monmouth | 25 | 34025 | 3.4 | 0 | 2019 | 9999 |  |  | N | Solar | [13 empty] | 0 | 0 | 0 | 0 | [11 empty] | Clean Capital Partners LLC | 100 | Clean Capital Partners LLC | 100
Ravenna Hydroelectric Project | 62747_G_1 | 62747 | G | 1 |  | Hydro |  | PJM_West | Kentucky | 21 | Estill | 65 | 21065 | 0.5 | 0 | 2019 | 9999 |  |  | N | Hydro | [13 empty] | 0 | 0 | 0 | 0 | [11 empty] | Lock 12 Hydro Partners | 100 | Lock 12 Hydro Partners | 100
Ravenna Hydroelectric Project | 62747_G_2 | 62747 | G | 2 |  | Hydro |  | PJM_West | Kentucky | 21 | Estill | 65 | 21065 | 0.5 | 0 | 2019 | 9999 |  |  | N | Hydro | [13 empty] | 0 | 0 | 0 | 0 | [11 empty] | Lock 12 Hydro Partners | 100 | Lock 12 Hydro Partners | 100
Ravenna Hydroelectric Project | 62747_G_3 | 62747 | G | 3 |  | Hydro |  | PJM_West | Kentucky | 21 | Estill | 65 | 21065 | 0.5 | 0 | 2019 | 9999 |  |  | N | Hydro | [13 empty] | 0 | 0 | 0 | 0 | [11 empty] | Lock 12 Hydro Partners | 100 | Lock 12 Hydro Partners | 100
Ravenna Hydroelectric Project | 62747_G_4 | 62747 | G | 4 |  | Hydro |  | PJM_West | Kentucky | 21 | Estill | 65 | 21065 | 0.5 | 0 | 2019 | 9999 |  |  | N | Hydro | [13 empty] | 0 | 0 | 0 | 0 | [11 empty] | Lock 12 Hydro Partners | 100 | Lock 12 Hydro Partners | 100
Ravenna Hydroelectric Project | 62747_G_5 | 62747 | G | 5 |  | Hydro |  | PJM_West | Kentucky | 21 | Estill | 65 | 21065 | 0.5 | 0 | 2019 | 9999 |  |  | N | Hydro | [13 empty] | 0 | 0 | 0 | 0 | [11 empty] | Lock 12 Hydro Partners | 100 | Lock 12 Hydro Partners | 100
Little Manatee River Solar | 62750_G_GEN1 | 62750 | G | GEN1 |  | Solar PV |  | FRCC | Florida | 12 | Hillsborough | 57 | 12057 | 74.5 | 0 | 2020 | 9999 |  |  | N | Solar | [13 empty] | 0 | 0 | 0 | 0 | [11 empty] | Tampa Electric Co | 100 | TECO Energy Inc | 100
LafargeHolcim - Paulding Wind Project | 62752_G_L1 | 62752 | G | L1 |  | Onshore Wind |  | PJM_West | Ohio | 39 | Paulding | 125 | 39125 | 1.5 | 0 | 2019 | 9999 |  |  | N | Wind | [13 empty] | 0 | 0 | 0 | 0 | [11 empty] | OEE XXVIII LLC | 100 | One Energy Capital Corp | 100
LafargeHolcim - Paulding Wind Project | 62752_G_L2 | 62752 | G | L2 |  | Onshore Wind |  | PJM_West | Ohio | 39 | Paulding | 125 | 39125 | 1.5 | 0 | 2019 | 9999 |  |  | N | Wind | [13 empty] | 0 | 0 | 0 | 0 | [11 empty] | OEE XXVIII LLC | 100 | One Energy Capital Corp | 100
LafargeHolcim - Paulding Wind Project | 62752_G_L3 | 62752 | G | L3 |  | Onshore Wind |  | PJM_West | Ohio | 39 | Paulding | 125 | 39125 | 1.5 | 0 | 2019 | 9999 |  |  | N | Wind | [13 empty] | 0 | 0 | 0 | 0 | [11 empty] | OEE XXVIII LLC | 100 | One Energy Capital Corp | 100
Prospect Storage | 62753_G_BESS | 62753 | G | BESS |  | Energy Storage |  | ERC_REST | Texas | 48 | Brazoria | 39 | 48039 | 9.9 | 0 | 2019 | 9999 |  |  | N | Energy Storage | [13 empty] | 0 | 0 | 0 | 0 | [11 empty] | West Columbia Storage LLC | 100 | Quinbrook Infrastructure Partners | 100
Prospero Solar | 62755_G_PROSP | 62755 | G | PROSP |  | Solar PV |  | ERC_WEST | Texas | 48 | Andrews | 3 | 48003 | 300 | 0 | 2020 | 9999 |  |  | N | Solar | [13 empty] | 0 | 0 | 0 | 0 | [11 empty] | Prospero Energy Project LLC | 100 | Longroad Energy Holdings LLC | 100
RC Energy AA LLC Solar Facility | 62756_G_AA001 | 62756 | G | AA001 |  | Solar PV |  | WECC_NM | New Mexico | 35 | Bernalillo | 1 | 35001 | 1 | 0 | 2011 | 9999 |  |  | N | Solar | [13 empty] | 0 | 0 | 0 | 0 | [11 empty] | RC Energy Group LLC | 100 | PNC Energy Capital LLC | 100
Bridgewater Complex Co-Generation Plant | 62757_G_CG1 | 62757 | G | CG1 |  | Combustion Turbine |  | NENGREST | Massachusetts | 25 | Bristol | 5 | 25005 | 1.5 | 8700 | 2015 | 9999 |  |  | Y | Natural Gas | [13 empty] | 0.23894 | 0.23894 | 0.23894 | 0.23894 | [11 empty] | Massachusetts Dept of Corrections | 100 | Massachusetts Dept of Corrections | 100
Greenville CSG | 62759_G_GV | 62759 | G | GV |  | Solar PV |  | NY_Z_G-I | New York | 36 | Orange | 71 | 36071 | 2 | 0 | 2019 | 9999 |  |  | N | Solar | [13 empty] | 0 | 0 | 0 | 0 | [11 empty] | Nautilus Power LLC | 100 | Essential Power LLC | 100
Hopkinton CSG | 62760_G_WT | 62760 | G | WT |  | Solar PV |  | NENGREST | Massachusetts | 25 | Middlesex | 17 | 25017 | 2 | 0 | 2019 | 9999 |  |  | N | Solar | [13 empty] | 0 | 0 | 0 | 0 | [11 empty] | Virgo Helios II LLC | 100 | Virgo Societas Direct IV LP | 100
Chester CSG | 62761_G_CH | 62761 | G | CH |  | Solar PV |  | NY_Z_G-I | New York | 36 | Orange | 71 | 36071 | 2 | 0 | 2019 | 9999 |  |  | N | Solar | [13 empty] | 0 | 0 | 0 | 0 | [11 empty] | Nautilus Power LLC | 100 | Essential Power LLC | 100
NASA Johnson Space Center CHP | 62762_G_CTG-1 | 62762 | G | CTG-1 |  | Combustion Turbine |  | ERC_REST | Texas | 48 | Harris | 201 | 48201 | 5.3 | 10745 | 2018 | 9999 |  |  | Y | Natural Gas | [13 empty] | 0.011 | 0.011 | 0.011 | 0.011 | [11 empty] | Energy Systems Group | 100 | Energy Systems Group | 100
NASA Johnson Space Center CHP | 62762_G_CTG-2 | 62762 | G | CTG-2 |  | Combustion Turbine |  | ERC_REST | Texas | 48 | Harris | 201 | 48201 | 5.3 | 10745 | 2018 | 9999 |  |  | Y | Natural Gas | [13 empty] | 0.011 | 0.011 | 0.011 | 0.011 | [11 empty] | Energy Systems Group | 100 | Energy Systems Group | 100
Carver CSG | 62763_G_CR | 62763 | G | CR |  | Solar PV |  | NENGREST | Massachusetts | 25 | Plymouth | 23 | 25023 | 2 | 0 | 2019 | 9999 |  |  | N | Solar | [13 empty] | 0 | 0 | 0 | 0 | [11 empty] | Virgo Societas Direct IV LP | 86.2 | Virgo Societas Direct IV LP | 100
Westtown CSG | 62764_G_WT | 62764 | G | WT |  | Solar PV |  | NY_Z_G-I | New York | 36 | Orange | 71 | 36071 | 2 | 0 | 2019 | 9999 |  |  | N | Solar | [13 empty] | 0 | 0 | 0 | 0 | [11 empty] | Nautilus Power LLC | 100 | Essential Power LLC | 100
El Campo Wind | 62765_G_CAMPO | 62765 | G | CAMPO |  | Onshore Wind |  | ERC_WEST | Texas | 48 | Knox | 275 | 48275 | 242.8 | 0 | 2020 | 9999 |  |  | N | Wind | [13 empty] | 0 | 0 | 0 | 0 | [11 empty] | El Campo Wind LLC | 100 | Longroad Energy Holdings LLC | 100
Scottsburg Solar Park | 62766_G_SCCOT | 62766 | G | SCCOT |  | Solar PV |  | MIS_INKY | Indiana | 18 | Scott | 143 | 18143 | 7.1 | 0 | 2020 | 9999 |  |  | N | Solar | [13 empty] | 0 | 0 | 0 | 0 | [11 empty] | Scottsburg Solar Array LLC | 100 | Alchemy Renewable Energy LLC | 100
Gas City Solar Park | 62767_G_SGASC | 62767 | G | SGASC |  | Solar PV |  | PJM_West | Indiana | 18 | Grant | 53 | 18053 | 2.5 | 0 | 2020 | 9999 |  |  | N | Solar | [13 empty] | 0 | 0 | 0 | 0 | [11 empty] | Gas City Solar Array LLC | 100 | Alchemy Renewable Energy LLC | 100
Richmond Solar Park 3 | 62770_G_SRIC3 | 62770 | G | SRIC3 |  | Solar PV |  | PJM_West | Indiana | 18 | Wayne | 177 | 18177 | 6.7 | 0 | 2020 | 9999 |  |  | N | Solar | [13 empty] | 0 | 0 | 0 | 0 | [11 empty] | Richmond 3 Solar Array LLC | 100 | Alchemy Renewable Energy LLC | 100
Wildberry | 62775_G_WILDB | 62775 | G | WILDB |  | Solar PV |  | S_C_TVA | Tennessee | 47 | Fayette | 47 | 47047 | 15 | 0 | 2018 | 9999 |  |  | N | Solar | [13 empty] | 0 | 0 | 0 | 0 | [11 empty] | Wildberry Solar Center LLC | 100 | Enerparc AG | 100
Ulster County Solar | 62777_G_ULSTE | 62777 | G | ULSTE |  | Solar PV |  | NY_Z_G-I | New York | 36 | Ulster | 111 | 36111 | 1.4 | 0 | 2018 | 9999 |  |  | N | Solar | [13 empty] | 0 | 0 | 0 | 0 | [11 empty] | Ulster Solar LLC | 100 | NextEra Energy Inc | 100
Hecate Energy Blair Road LLC | 62778_G_HEJEA | 62778 | G | HEJEA |  | Solar PV |  | FRCC | Florida | 12 | Duval | 31 | 12031 | 4.2 | 0 | 2018 | 9999 |  |  | N | Solar | [13 empty] | 0 | 0 | 0 | 0 | [11 empty] | JEA | 100 | JEA | 100
Novel Martin Solar One LLC (McLeod) CSG | 62779_G_MART | 62779 | G | MART |  | Solar PV |  | MIS_MNWI | Minnesota | 27 | McLeod | 85 | 27085 | 1 | 0 | 2019 | 9999 |  |  | N | Solar | [13 empty] | 0 | 0 | 0 | 0 | [11 empty] | Novel Martin Solar One LLC | 100 | Novel Martin Solar One LLC | 100
Pembina Land Port of Entry Wind Turbine | 62782_G_PEMWT | 62782 | G | PEMWT |  | Onshore Wind |  | MIS_MAPP | North Dakota | 38 | Pembina | 67 | 38067 | 0.8 | 0 | 2012 | 9999 |  |  | N | Wind | [13 empty] | 0 | 0 | 0 | 0 | [11 empty] | General Services Administration Region 8 | 100 | General Services Administration Region 8 | 100
Franklin Solar Site | 62784_G_FRANK | 62784 | G | FRANK |  | Solar PV |  | NY_Z_D | New York | 36 | Franklin | 33 | 36033 | 1.6 | 0 | 2018 | 9999 |  |  | N | Solar | [13 empty] | 0 | 0 | 0 | 0 | [11 empty] | Helios NY I LLC | 100 | NextEra Energy Inc | 100
Malone Solar Site | 62785_G_MALON | 62785 | G | MALON |  | Solar PV |  | NY_Z_D | New York | 36 | Franklin | 33 | 36033 | 1.1 | 0 | 2018 | 9999 |  |  | N | Solar | [13 empty] | 0 | 0 | 0 | 0 | [11 empty] | Helios NY I LLC | 100 | NextEra Energy Inc | 100
Thanksgiving Fire Solar Farm, LLC | 62786_G_12087 | 62786 | G | 12087 |  | Solar PV |  | S_VACA | North Carolina | 37 | Johnston | 101 | 37101 | 2 | 0 | 2019 | 9999 |  |  | N | Solar | [13 empty] | 0 | 0 | 0 | 0 | [11 empty] | Thanksgiving Fire Solar Farm LLC | 100 | Cypress Creek Holdings LLC | 100
Sugarhill Road - Solitude Solar CSG | 62788_G_X0040 | 62788 | G | X0040 |  | Solar PV |  | NY_Z_F | New York | 36 | Saratoga | 91 | 36091 | 5 | 0 | 2019 | 9999 |  |  | N | Solar | [13 empty] | 0 | 0 | 0 | 0 | [11 empty] | Standard Solar Inc | 100 | Standard Solar Inc | 100
Tell City Solar Park | 62790_G_STEL2 | 62790 | G | STEL2 |  | Solar PV |  | MIS_INKY | Indiana | 18 | Perry | 123 | 18123 | 3.2 | 0 | 2020 | 9999 |  |  | N | Solar | [13 empty] | 0 | 0 | 0 | 0 | [11 empty] | Tell City 2 Solar Array LLC | 100 | Alchemy Renewable Energy LLC | 100
DG AMP Solar Piqua Manier | 62792_G_AMPPM | 62792 | G | AMPPM |  | Solar PV |  | PJM_West | Ohio | 39 | Miami | 109 | 39109 | 12.6 | 0 | 2019 | 9999 |  |  | N | Solar | [13 empty] | 0 | 0 | 0 | 0 | [11 empty] | DG AMP Solar LLC | 100 | NextEra Energy Inc | 100
Ida Grove II | 62795_G_1 | 62795 | G | 1 |  | Onshore Wind |  | MIS_MIDA | Iowa | 19 | Ida | 93 | 19093 | 201 | 0 | 2019 | 9999 |  |  | N | Wind | [13 empty] | 0 | 0 | 0 | 0 | [11 empty] | Ida Grove Wind Energy II LLC | 100 | Berkshire Hathaway Inc | 100
Winona Solar | 62799_G_WIN | 62799 | G | WIN |  | Solar PV |  | MIS_MNWI | Minnesota | 27 | Winona | 169 | 27169 | 1 | 0 | 2019 | 9999 |  |  | N | Solar | [13 empty] | 0 | 0 | 0 | 0 | [11 empty] | Winona Solar 1 LLC | 100 | Winona Solar 1 LLC | 100
Wabasha Solar | 62800_G_WAB | 62800 | G | WAB |  | Solar PV |  | MIS_MNWI | Minnesota | 27 | Wabasha | 157 | 27157 | 1 | 0 | 2019 | 9999 |  |  | N | Solar | [13 empty] | 0 | 0 | 0 | 0 | [11 empty] | Wabasha Solar LLC | 100 | Global Infrastructure Partners | 100
Bloomington Solar I | 62805_G_BLOOM | 62805 | G | BLOOM |  | Solar PV |  | WECC_UT | Utah | 49 | Washington | 53 | 49053 | 2 | 0 | 2018 | 9999 |  |  | N | Solar | [13 empty] | 0 | 0 | 0 | 0 | [11 empty] | Bloomington Solar I | 100 | Bloomington Solar I | 100
Shelter Creek Condominiums Solar | 62806_G_SCC01 | 62806 | G | SCC01 |  | Solar PV |  | WEC_CALN | California | 6 | San Mateo | 81 | 06081 | 2.4 | 0 | 2019 | 9999 |  |  | N | Solar | [13 empty] | 0 | 0 | 0 | 0 | [11 empty] | Vista Solar Inc | 100 | Vista Solar Inc | 100
RIT Henrietta Solar 1, LLC | 62810_G_13500 | 62810 | G | 13500 |  | Solar PV |  | NY_Z_B | New York | 36 | Monroe | 55 | 36055 | 1.6 | 0 | 2018 | 9999 |  |  | N | Solar | [13 empty] | 0 | 0 | 0 | 0 | [11 empty] | RIT Henrietta Solar 1 LLC | 100 | SolRiver LLC | 100
Gichi Noodin Wind Farm | 62815_G_GNWF1 | 62815 | G | GNWF1 |  | Onshore Wind |  | MIS_WUMS | Michigan | 26 | Delta | 41 | 26041 | 72.8 | 0 | 2020 | 9999 |  |  | N | Wind | [13 empty] | 0 | 0 | 0 | 0 | [11 empty] | DTE Electric Co | 100 | DTE Energy Co | 100
GSPP Devens, LLC | 62824_G_DEVEN | 62824 | G | DEVEN |  | Solar PV |  | NENGREST | Massachusetts | 25 | Middlesex | 17 | 25017 | 2.2 | 0 | 2019 | 9999 |  |  | N | Solar | [13 empty] | 0 | 0 | 0 | 0 | [11 empty] | GSPP Devens LLC | 100 | Green Street Power Partners LLC | 100
GSPP Terrawatt Westfield LLC CSG | 62825_G_WESTF | 62825 | G | WESTF |  | Solar PV |  | NENGREST | Massachusetts | 25 | Hampden | 13 | 25013 | 3.6 | 0 | 2019 | 9999 |  |  | N | Solar | [13 empty] | 0 | 0 | 0 | 0 | [11 empty] | GSPP Terawatt Westfield LLC | 100 | Green Street Power Partners LLC | 100
GSPP Raynham TMLP, LLC CSG | 62826_G_RAYN | 62826 | G | RAYN |  | Solar PV |  | NENGREST | Massachusetts | 25 | Bristol | 5 | 25005 | 2.3 | 0 | 2019 | 9999 |  |  | N | Solar | [13 empty] | 0 | 0 | 0 | 0 | [11 empty] | GSPP Raynham TMLP LLC | 100 | Green Street Power Partners LLC | 100
Ajax Solar, LLC (MA) | 62827_G_AJAXS | 62827 | G | AJAXS |  | Solar PV |  | NENGREST | Massachusetts | 25 | Plymouth | 23 | 25023 | 3.8 | 0 | 2017 | 9999 |  |  | N | Solar | [13 empty] | 0 | 0 | 0 | 0 | [11 empty] | Green Street Power Partners LLC | 100 | Green Street Power Partners LLC | 100
TWE Bowman Solar Project | 62828_G_BOW | 62828 | G | BOW |  | Solar PV |  | S_VACA | South Carolina | 45 | Orangeburg | 75 | 45075 | 73.1 | 0 | 2020 | 9999 |  |  | N | Solar | [13 empty] | 0 | 0 | 0 | 0 | [11 empty] | TWE Bowman Solar Project LLC | 100 | Enel SpA | 100
GSPP Held LLC CSG | 62829_G_HELDM | 62829 | G | HELDM |  | Solar PV |  | MIS_MNWI | Minnesota | 27 | Stearns | 145 | 27145 | 3 | 0 | 2019 | 9999 |  |  | N | Solar | [13 empty] | 0 | 0 | 0 | 0 | [11 empty] | Green Street Power Partners LLC | 100 | Green Street Power Partners LLC | 100
GSPP Imholte CSG | 62830_G_IMHOL | 62830 | G | IMHOL |  | Solar PV |  | MIS_MNWI | Minnesota | 27 | Stearns | 145 | 27145 | 1 | 0 | 2019 | 9999 |  |  | N | Solar | [13 empty] | 0 | 0 | 0 | 0 | [11 empty] | Green Street Power Partners LLC | 100 | Green Street Power Partners LLC | 100
Hickory Grove #1 | 62831_G_25 | 62831 | G | 25 |  | Solar PV |  | NY_Z_C&E | New York | 36 | Chemung | 15 | 36015 | 2 | 0 | 2019 | 9999 |  |  | N | Solar | [13 empty] | 0 | 0 | 0 | 0 | [11 empty] | NY Horseheads I LLC | 100 | NY Horseheads I LLC | 100
Hickory Grove #2 | 62832_G_309 | 62832 | G | 309 |  | Solar PV |  | NY_Z_C&E | New York | 36 | Chemung | 15 | 36015 | 1.7 | 0 | 2019 | 9999 |  |  | N | Solar | [13 empty] | 0 | 0 | 0 | 0 | [11 empty] | NY Horseheads II LLC | 100 | NY Horseheads II LLC | 100
Hastings Community Solar Farm | 62833_G_PV | 62833 | G | PV |  | Solar PV |  | SPP_NEBR | Nebraska | 31 | Adams | 1 | 31001 | 0.3 | 0 | 2019 | 9999 |  |  | N | Solar | [13 empty] | 0 | 0 | 0 | 0 | [11 empty] | Hastings Utilities (NE) | 100 | Hastings Utilities (NE) | 100
Podunk Road | 62834_G_871 | 62834 | G | 871 |  | Solar PV |  | NY_Z_C&E | New York | 36 | Tompkins | 109 | 36109 | 2.2 | 0 | 2019 | 9999 |  |  | N | Solar | [13 empty] | 0 | 0 | 0 | 0 | [11 empty] | Delaware River Solar | 100 | Delaware River Solar | 100
98th Street Battery Storage Station | 62839_G_ESS98 | 62839 | G | ESS98 |  | Energy Storage |  | NY_Z_J | New York | 36 | Queens | 81 | 36081 | 1.8 | 0 | 2019 | 9999 |  |  | N | Energy Storage | [13 empty] | 0 | 0 | 0 | 0 | [11 empty] | Consolidated Edison Co of New York Inc | 100 | Consolidated Edison Inc | 100
Nextsun Energy Littleton | 62842_G_1-003 | 62842 | G | 1-003 |  | Solar PV |  | NENGREST | Massachusetts | 25 | Middlesex | 17 | 25017 | 4 | 0 | 2013 | 9999 |  |  | N | Solar | [13 empty] | 0 | 0 | 0 | 0 | [11 empty] | Greenbacker Renewable Energy Co LLC | 100 | Greenbacker Renewable Energy Corp | 100
Garnet Solar (NY) | 62843_G_PV1 | 62843 | G | PV1 |  | Solar PV |  | NY_Z_F | New York | 36 | Warren | 113 | 36113 | 1.9 | 0 | 2018 | 9999 |  |  | N | Solar | [13 empty] | 0 | 0 | 0 | 0 | [11 empty] | AEP OnSite Partners LLC | 100 | American Electric Power Co Inc | 100
ENGIE Long Draw Solar LLC | 62845_G_SP1 | 62845 | G | SP1 |  | Solar PV |  | ERC_WEST | Texas | 48 | Borden | 33 | 48033 | 225 | 0 | 2020 | 9999 |  |  | N | Solar | [13 empty] | 0 | 0 | 0 | 0 | [11 empty] | ENGIE Long Draw Solar LLC | 100 | ENGIE SA | 100
Fennimore Solar | 62847_G_FEN6 | 62847 | G | FEN6 |  | Solar PV |  | MIS_WUMS | Wisconsin | 55 | Grant | 43 | 55043 | 3 | 0 | 2019 | 9999 |  |  | N | Solar | [13 empty] | 0 | 0 | 0 | 0 | [11 empty] | Butter Solar LLC | 100 | OneEnergy Inc | 100
New Lisbon Solar | 62848_G_NEW9 | 62848 | G | NEW9 |  | Solar PV |  | MIS_WUMS | Wisconsin | 55 | Juneau | 57 | 55057 | 2.5 | 0 | 2019 | 9999 |  |  | N | Solar | [13 empty] | 0 | 0 | 0 | 0 | [11 empty] | Butter Solar LLC | 100 | OneEnergy Inc | 100
Cumberland Solar | 62849_G_CUM4 | 62849 | G | CUM4 |  | Solar PV |  | MIS_MNWI | Wisconsin | 55 | Barron | 5 | 55005 | 2.5 | 0 | 2019 | 9999 |  |  | N | Solar | [13 empty] | 0 | 0 | 0 | 0 | [11 empty] | Butter Solar LLC | 100 | OneEnergy Inc | 100
Marengo Battery Storage LLC | 62856_G_MBSS | 62856 | G | MBSS |  | Energy Storage |  | PJM_COMD | Illinois | 17 | McHenry | 111 | 17111 | 20 | 0 | 2018 | 9999 |  |  | N | Energy Storage | [13 empty] | 0 | 0 | 0 | 0 | [11 empty] | Marengo Battery Storage LLC | 100 | Swiss Green Electricity Management Holding SA | 100
RoxWind | 62857_G_WIND1 | 62857 | G | WIND1 |  | Onshore Wind |  | NENG_ME | Maine | 23 | Oxford | 17 | 23017 | 15.3 | 0 | 2020 | 9999 |  |  | N | Wind | [13 empty] | 0 | 0 | 0 | 0 | [11 empty] | Greenbacker Renewable Energy Co LLC | 100 | Greenbacker Renewable Energy Corp | 100
Cashton Solar | 62858_G_CAS3 | 62858 | G | CAS3 |  | Solar PV |  | MIS_WUMS | Wisconsin | 55 | Monroe | 81 | 55081 | 2 | 0 | 2019 | 9999 |  |  | N | Solar | [13 empty] | 0 | 0 | 0 | 0 | [11 empty] | Butter Solar LLC | 100 | OneEnergy Inc | 100
Chambers Road Solar | 62860_G_263 | 62860 | G | 263 |  | Solar PV |  | NY_Z_C&E | New York | 36 | Chemung | 15 | 36015 | 4 | 0 | 2019 | 9999 |  |  | N | Solar | [13 empty] | 0 | 0 | 0 | 0 | [11 empty] | NY Big Flats I LLC | 100 | NY Big Flats I LLC | 100
Forest City Solar | 62861_G_FOR7 | 62861 | G | FOR7 |  | Solar PV |  | MIS_IA | Iowa | 19 | Winnebago | 189 | 19189 | 3 | 0 | 2019 | 9999 |  |  | N | Solar | [13 empty] | 0 | 0 | 0 | 0 | [11 empty] | Butter Solar LLC | 100 | OneEnergy Inc | 100
Nabb Battery Energy Storage System | 62862_G_ES1 | 62862 | G | ES1 |  | Energy Storage |  | MIS_INKY | Indiana | 18 | Clark | 19 | 18019 | 5 | 0 | 2020 | 9999 |  |  | N | Energy Storage | [13 empty] | 0 | 0 | 0 | 0 | [11 empty] | Duke Energy Indiana | 100 | Duke Energy Corp | 100
Elroy Solar | 62868_G_ELR5 | 62868 | G | ELR5 |  | Solar PV |  | MIS_WUMS | Wisconsin | 55 | Juneau | 57 | 55057 | 1.5 | 0 | 2019 | 9999 |  |  | N | Solar | [13 empty] | 0 | 0 | 0 | 0 | [11 empty] | Butter Solar LLC | 100 | OneEnergy Inc | 100
St. Charles Solar | 62869_G_STC10 | 62869 | G | STC10 |  | Solar PV |  | MIS_MNWI | Minnesota | 27 | Winona | 169 | 27169 | 2 | 0 | 2019 | 9999 |  |  | N | Solar | [13 empty] | 0 | 0 | 0 | 0 | [11 empty] | Butter Solar LLC | 100 | OneEnergy Inc | 100
Gardner - Otter River Road | 62870_G_79711 | 62870 | G | 79711 |  | Solar PV |  | NENGREST | Massachusetts | 25 | Worcester | 27 | 25027 | 2.5 | 0 | 2019 | 9999 |  |  | N | Solar | [13 empty] | 0 | 0 | 0 | 0 | [11 empty] | Otter River Road Solar LLC | 100 | Otter River Road Solar LLC | 100
Carolina Poultry Power Farmville | 62873_G_7474 | 62873 | G | 7474 |  | Biomass |  | S_VACA | North Carolina | 37 | Pitt | 147 | 37147 | 0.8 | 7611 | 2019 | 9999 |  |  | Y | Biomass | [13 empty] | 0.02 | 0.02 | 0.02 | 0.02 | [11 empty] | Carolina Poultry Power RG1 LLC | 100 | Carolina Poultry Power RG1 LLC | 100
Carolina Poultry Power Farmville | 62873_G_7475 | 62873 | G | 7475 |  | Biomass |  | S_VACA | North Carolina | 37 | Pitt | 147 | 37147 | 0.8 | 7611 | 2019 | 9999 |  |  | Y | Biomass | [13 empty] | 0.02 | 0.02 | 0.02 | 0.02 | [11 empty] | Carolina Poultry Power RG1 LLC | 100 | Carolina Poultry Power RG1 LLC | 100
Carolina Poultry Power Farmville | 62873_G_7476 | 62873 | G | 7476 |  | Biomass |  | S_VACA | North Carolina | 37 | Pitt | 147 | 37147 | 0.1 | 13500 | 2019 | 9999 |  |  | N | Biomass | [13 empty] | 0.02 | 0.02 | 0.02 | 0.02 | [11 empty] | Carolina Poultry Power RG1 LLC | 100 | Carolina Poultry Power RG1 LLC | 100
Amazon Maryland DCA1 | 62876_G_DCA1 | 62876 | G | DCA1 |  | Solar PV |  | PJM_SMAC | Maryland | 24 | Baltimore | 5 | 24005 | 1.3 | 0 | 2019 | 9999 |  |  | N | Solar | [13 empty] | 0 | 0 | 0 | 0 | [11 empty] | Westbound Solar LLC | 100 | Duke Energy Corp | 100
Amazon Denver DEN3 | 62877_G_ADEN3 | 62877 | G | ADEN3 |  | Solar PV |  | WECC_CO | Colorado | 8 | Adams | 1 | 08001 | 4.6 | 0 | 2019 | 9999 |  |  | N | Solar | [13 empty] | 0 | 0 | 0 | 0 | [11 empty] | Westbound Solar LLC | 100 | Duke Energy Corp | 100
McCleskey Cotton | 62878_G_MCCOT | 62878 | G | MCCOT |  | Solar PV |  | S_SOU | Georgia | 13 | Terrell | 273 | 13273 | 1.9 | 0 | 2019 | 9999 |  |  | N | Solar | [13 empty] | 0 | 0 | 0 | 0 | [11 empty] | Westbound Solar LLC | 100 | Duke Energy Corp | 100
Columbia Bryson | 62879_G_COBRY | 62879 | G | COBRY |  | Solar PV |  | S_VACA | Georgia | 13 | Columbia | 73 | 13073 | 1.4 | 0 | 2018 | 9999 |  |  | N | Solar | [13 empty] | 0 | 0 | 0 | 0 | [11 empty] | Westbound Solar LLC | 100 | Duke Energy Corp | 100
Bibb Jones | 62880_G_BIBBJ | 62880 | G | BIBBJ |  | Solar PV |  | S_SOU | Georgia | 13 | Bibb | 21 | 13021 | 1 | 0 | 2019 | 9999 |  |  | N | Solar | [13 empty] | 0 | 0 | 0 | 0 | [11 empty] | Westbound Solar LLC | 100 | Duke Energy Corp | 100
Muscogee Public Works | 62881_G_MUSPW | 62881 | G | MUSPW |  | Solar PV |  | S_SOU | Georgia | 13 | Muscogee | 215 | 13215 | 1.5 | 0 | 2019 | 9999 |  |  | N | Solar | [13 empty] | 0 | 0 | 0 | 0 | [11 empty] | Westbound Solar LLC | 100 | Duke Energy Corp | 100
Oil Dri 2 Solar | 62882_G_OLDRY | 62882 | G | OLDRY |  | Solar PV |  | S_SOU | Georgia | 13 | Thomas | 275 | 13275 | 1.4 | 0 | 2019 | 9999 |  |  | N | Solar | [13 empty] | 0 | 0 | 0 | 0 | [11 empty] | Westbound Solar LLC | 100 | Duke Energy Corp | 100
Telfair Thompson | 62883_G_TELTO | 62883 | G | TELTO |  | Solar PV |  | S_SOU | Georgia | 13 | Telfair | 271 | 13271 | 1.9 | 0 | 2018 | 9999 |  |  | N | Solar | [13 empty] | 0 | 0 | 0 | 0 | [11 empty] | Westbound Solar LLC | 100 | Duke Energy Corp | 100
Richmond Hayes Solar | 62884_G_RICHA | 62884 | G | RICHA |  | Solar PV |  | S_SOU | Georgia | 13 | Richmond | 245 | 13245 | 2.3 | 0 | 2019 | 9999 |  |  | N | Solar | [13 empty] | 0 | 0 | 0 | 0 | [11 empty] | Westbound Solar LLC | 100 | Duke Energy Corp | 100
Troup RC50 | 62885_G_TROUP | 62885 | G | TROUP |  | Solar PV |  | S_SOU | Georgia | 13 | Harris | 145 | 13145 | 2.3 | 0 | 2019 | 9999 |  |  | N | Solar | [13 empty] | 0 | 0 | 0 | 0 | [11 empty] | Westbound Solar LLC | 100 | Duke Energy Corp | 100
Wilkinson DeFore | 62886_G_WILKD | 62886 | G | WILKD |  | Solar PV |  | S_SOU | Georgia | 13 | Wilkinson | 319 | 13319 | 2.3 | 0 | 2019 | 9999 |  |  | N | Solar | [13 empty] | 0 | 0 | 0 | 0 | [11 empty] | Westbound Solar LLC | 100 | Duke Energy Corp | 100
Freeman Avenue | 62887_G_FREAV | 62887 | G | FREAV |  | Solar PV |  | S_SOU | Georgia | 13 | Sumter | 261 | 13261 | 1.4 | 0 | 2019 | 9999 |  |  | N | Solar | [13 empty] | 0 | 0 | 0 | 0 | [11 empty] | Westbound Solar LLC | 100 | Duke Energy Corp | 100
GSPP Boxborough Littleton (MA) | 62890_G_BOXBR | 62890 | G | BOXBR |  | Solar PV |  | NENGREST | Massachusetts | 25 | Middlesex | 17 | 25017 | 4 | 0 | 2019 | 9999 |  |  | N | Solar | [13 empty] | 0 | 0 | 0 | 0 | [11 empty] | GSPP Boxborough Littleton LLC | 100 | Green Street Power Partners LLC | 100
Holiday Hill Community Wind | 62897_G_HHCW1 | 62897 | G | HHCW1 |  | Onshore Wind |  | NENGREST | Massachusetts | 25 | Hampden | 13 | 25013 | 5 | 0 | 2019 | 9999 |  |  | N | Wind | [13 empty] | 0 | 0 | 0 | 0 | [11 empty] | Greenbacker Renewable Energy Co LLC | 100 | Greenbacker Renewable Energy Corp | 100
Town of Burrillville Solar | 62898_G_X0042 | 62898 | G | X0042 |  | Solar PV |  | NENGREST | Rhode Island | 44 | Providence | 7 | 44007 | 4.2 | 0 | 2019 | 9999 |  |  | N | Solar | [13 empty] | 0 | 0 | 0 | 0 | [11 empty] | Standard Solar Inc | 100 | Standard Solar Inc | 100
Somerville Solar | 62900_G_PV | 62900 | G | PV |  | Solar PV |  | S_C_TVA | Tennessee | 47 | Fayette | 47 | 47047 | 2.3 | 0 | 2019 | 9999 |  |  | N | Solar | [13 empty] | 0 | 0 | 0 | 0 | [11 empty] | Somerville Solar LLC | 100 | Vis Solis Consulting LLC | 100
Windsor Floating Solar | 62902_G_WUS15 | 62902 | G | WUS15 |  | Solar PV |  | WEC_CALN | California | 6 | Sonoma | 97 | 06097 | 1.5 | 0 | 2019 | 9999 |  |  | N | Solar | [13 empty] | 0 | 0 | 0 | 0 | [11 empty] | C2 Energy Capital LLC | 100 | C2 Energy Capital LLC | 100
NorthPark Solar | 62903_G_NPSP1 | 62903 | G | NPSP1 |  | Solar PV |  | PJM_EMAC | New Jersey | 34 | Burlington | 5 | 34005 | 6.1 | 0 | 2016 | 9999 |  |  | N | Solar | [13 empty] | 0 | 0 | 0 | 0 | [11 empty] | Northpark Solar LLC | 100 | True Green Capital Management LLC | 100
NorthPark Solar | 62903_G_NPSP2 | 62903 | G | NPSP2 |  | Solar PV |  | PJM_EMAC | New Jersey | 34 | Burlington | 5 | 34005 | 4.5 | 0 | 2016 | 9999 |  |  | N | Solar | [13 empty] | 0 | 0 | 0 | 0 | [11 empty] | Northpark Solar LLC | 100 | True Green Capital Management LLC | 100
Milhurst Solar | 62904_G_NPSMH | 62904 | G | NPSMH |  | Solar PV |  | PJM_EMAC | New Jersey | 34 | Monmouth | 25 | 34025 | 1.3 | 0 | 2015 | 9999 |  |  | N | Solar | [13 empty] | 0 | 0 | 0 | 0 | [11 empty] | Northpark Solar Holdings LLC | 100 | True Green Capital Management LLC | 100
Day Four Solar LLC | 62905_G_DAY04 | 62905 | G | DAY04 |  | Solar PV |  | PJM_EMAC | New Jersey | 34 | Burlington | 5 | 34005 | 4.5 | 0 | 2016 | 9999 |  |  | N | Solar | [13 empty] | 0 | 0 | 0 | 0 | [11 empty] | Day Four Solar LLC | 100 | Ralph Laks | 100
Augusta Solar Farm | 62906_G_AUGSF | 62906 | G | AUGSF |  | Solar PV |  | PJM_EMAC | New Jersey | 34 | Sussex | 37 | 34037 | 2.9 | 0 | 2016 | 9999 |  |  | N | Solar | [13 empty] | 0 | 0 | 0 | 0 | [11 empty] | Augusta Solar Farm LLC | 100 | True Green Capital Management LLC | 100
VEC Energy Storage | 62907_G_VEC | 62907 | G | VEC |  | Energy Storage |  | NENGREST | Vermont | 50 | Chittenden | 7 | 50007 | 1.9 | 0 | 2019 | 9999 |  |  | N | Energy Storage | [13 empty] | 0 | 0 | 0 | 0 | [11 empty] | VESIVEC LLC | 100 | Ormat Technologies Inc | 100
Anoka BESS | 62908_G_BA | 62908 | G | BA |  | Energy Storage |  | MIS_MNWI | Minnesota | 27 | Anoka | 3 | 27003 | 6 | 0 | 2018 | 9999 |  |  | N | Energy Storage | [13 empty] | 0 | 0 | 0 | 0 | [11 empty] | Gopher Energy Storage LLC | 100 | Gopher Energy Storage LLC | 100
MNCPPC Germantown Solar | 62910_G_X0008 | 62910 | G | X0008 |  | Solar PV |  | PJM_SMAC | Maryland | 24 | Montgomery | 31 | 24031 | 1 | 0 | 2018 | 9999 |  |  | N | Solar | [13 empty] | 0 | 0 | 0 | 0 | [11 empty] | Standard Solar Inc | 100 | Standard Solar Inc | 100
Kearsarge Gill | 62911_G_GILL | 62911 | G | GILL |  | Solar PV |  | NENGREST | Massachusetts | 25 | Franklin | 11 | 25011 | 2 | 0 | 2018 | 9999 |  |  | N | Solar | [13 empty] | 0 | 0 | 0 | 0 | [11 empty] | Abingdon Wind Farm Consortium | 100 | Abingdon Wind Farm Consortium | 100
Notre Dame Hydro | 62918_G_HYD1 | 62918 | G | HYD1 |  | Hydro |  | PJM_West | Indiana | 18 | St Joseph | 141 | 18141 | 2.5 | 0 | 2022 | 9999 |  |  | N | Hydro | [13 empty] | 0 | 0 | 0 | 0 | [11 empty] | University of Notre Dame | 100 | University of Notre Dame | 100
Burrstone Energy Center | 62920_G_CG-1 | 62920 | G | CG-1 |  | Combustion Turbine | IC Engine | NY_Z_C&E | New York | 36 | Oneida | 65 | 36065 | 1.1 | 8700 | 2009 | 9999 |  |  | Y | Natural Gas | [13 empty] | 1.061 | 1.061 | 1.061 | 1.061 | [11 empty] | Burrstone Energy Center LLC | 100 | Burrstone Energy Center LLC | 100
Burrstone Energy Center | 62920_G_CG-2 | 62920 | G | CG-2 |  | Combustion Turbine | IC Engine | NY_Z_C&E | New York | 36 | Oneida | 65 | 36065 | 1.1 | 8700 | 2009 | 9999 |  |  | Y | Natural Gas | [13 empty] | 1.061 | 1.061 | 1.061 | 1.061 | [11 empty] | Burrstone Energy Center LLC | 100 | Burrstone Energy Center LLC | 100
Burrstone Energy Center | 62920_G_CG-3 | 62920 | G | CG-3 |  | Combustion Turbine | IC Engine | NY_Z_C&E | New York | 36 | Oneida | 65 | 36065 | 1.1 | 8700 | 2009 | 9999 |  |  | Y | Natural Gas | [13 empty] | 1.061 | 1.061 | 1.061 | 1.061 | [11 empty] | Burrstone Energy Center LLC | 100 | Burrstone Energy Center LLC | 100
Burrstone Energy Center | 62920_G_CG-4 | 62920 | G | CG-4 |  | Combustion Turbine | IC Engine | NY_Z_C&E | New York | 36 | Oneida | 65 | 36065 | 0.3 | 8700 | 2009 | 9999 |  |  | Y | Natural Gas | [13 empty] | 1.061 | 1.061 | 1.061 | 1.061 | [11 empty] | Burrstone Energy Center LLC | 100 | Burrstone Energy Center LLC | 100
City of Pratt Solar | 62931_G_PRATT | 62931 | G | PRATT |  | Solar PV |  | SPP_N | Kansas | 20 | Pratt | 151 | 20151 | 6 | 0 | 2019 | 9999 |  |  | N | Solar | [13 empty] | 0 | 0 | 0 | 0 | [11 empty] | Kenyon Energy KS Solar 1 LLC | 100 | Tortoise Capital Advisors | 100
Oberon IB | 62932_G_OBR1B | 62932 | G | OBR1B |  | Solar PV |  | ERC_WEST | Texas | 48 | Ector | 135 | 48135 | 30 | 0 | 2020 | 9999 |  |  | N | Solar | [13 empty] | 0 | 0 | 0 | 0 | [11 empty] | Oberon Solar IA LLC | 83.3 | Hanwha Group | 100
Oberon IA | 62933_G_OBR1A | 62933 | G | OBR1A |  | Solar PV |  | ERC_WEST | Texas | 48 | Ector | 135 | 48135 | 150 | 0 | 2020 | 9999 |  |  | N | Solar | [13 empty] | 0 | 0 | 0 | 0 | [11 empty] | Oberon Solar IA LLC | 83.3 | Hanwha Group | 100
Lovelock Solar | 62934_G_GEN1 | 62934 | G | GEN1 |  | Solar PV |  | WECC_NNV | Nevada | 32 | Lander | 15 | 32015 | 190 | 0 | 2020 | 9999 |  |  | N | Solar | [13 empty] | 0 | 0 | 0 | 0 | [11 empty] | Invenergy LLC | 100 | Invenergy LLC | 100
Athens BESS | 62937_G_BA | 62937 | G | BA |  | Energy Storage |  | MIS_MNWI | Minnesota | 27 | Isanti | 59 | 27059 | 6 | 0 | 2018 | 9999 |  |  | N | Energy Storage | [13 empty] | 0 | 0 | 0 | 0 | [11 empty] | Connexus Energy | 100 | Connexus Energy | 100
Glen Ullin Energy Center | 62938_G_39001 | 62938 | G | 39001 |  | Onshore Wind |  | MIS_MAPP | North Dakota | 38 | Morton | 59 | 38059 | 106.7 | 0 | 2019 | 9999 |  |  | N | Wind | [13 empty] | 0 | 0 | 0 | 0 | [11 empty] | Glen Ullin Energy Center LLC | 100 | ALLETE Inc | 100
South Peak Wind | 62939_G_41001 | 62939 | G | 41001 |  | Onshore Wind |  | WECC_MT | Montana | 30 | Judith Basin | 45 | 30045 | 80 | 0 | 2019 | 9999 |  |  | N | Wind | [13 empty] | 0 | 0 | 0 | 0 | [11 empty] | South Peak Wind LLC | 100 | ALLETE Inc | 100
Starratt Solar | 62940_G_PV | 62940 | G | PV |  | Solar PV |  | FRCC | Florida | 12 | Duval | 31 | 12031 | 5 | 0 | 2017 | 9999 |  |  | N | Solar | [13 empty] | 0 | 0 | 0 | 0 | [11 empty] | JEA | 100 | JEA | 100
DG AMP Rittman Rd | 62941_G_AMPRR | 62941 | G | AMPRR |  | Solar PV |  | PJM_ATSI | Ohio | 39 | Medina | 103 | 39103 | 2.6 | 0 | 2019 | 9999 |  |  | N | Solar | [13 empty] | 0 | 0 | 0 | 0 | [11 empty] | DG AMP Solar LLC | 100 | NextEra Energy Inc | 100
DG AMP 1048 Wadsworth | 62942_G_A1048 | 62942 | G | A1048 |  | Solar PV |  | PJM_ATSI | Ohio | 39 | Medina | 103 | 39103 | 6.3 | 0 | 2019 | 9999 |  |  | N | Solar | [13 empty] | 0 | 0 | 0 | 0 | [11 empty] | DG AMP Solar LLC | 100 | NextEra Energy Inc | 100
Deuel Harvest Wind Energy LLC | 62943_G_GEN1 | 62943 | G | GEN1 |  | Onshore Wind |  | SPP_WAUE | South Dakota | 46 | Deuel | 39 | 46039 | 300 | 0 | 2020 | 9999 |  |  | N | Wind | [13 empty] | 0 | 0 | 0 | 0 | [11 empty] | Deuel Harvest Wind Energy LLC | 100 | Southern Co | 100
Timber Road IV | 62944_G_TRIV | 62944 | G | TRIV |  | Onshore Wind |  | PJM_West | Ohio | 39 | Paulding | 125 | 39125 | 125.1 | 0 | 2019 | 9999 |  |  | N | Wind | [13 empty] | 0 | 0 | 0 | 0 | [11 empty] | Paulding Wind Farm IV LLC | 100 | Energias de Portugal SA | 100
Dickinson Solar | 62946_G_DICK | 62946 | G | DICK |  | Solar PV |  | PJM_WMAC | Pennsylvania | 42 | Cumberland | 41 | 42041 | 3 | 0 | 2016 | 9999 |  |  | N | Solar | [13 empty] | 0 | 0 | 0 | 0 | [11 empty] | Dickinson Solar LLC | 100 | NextEra Energy Inc | 100
Canisteo Wind Farm | 62947_G_GEN1 | 62947 | G | GEN1 |  | Onshore Wind |  | NY_Z_C&E | New York | 36 | Steuben | 101 | 36101 | 290.7 | 0 | 2021 | 9999 |  |  | N | Wind | [13 empty] | 0 | 0 | 0 | 0 | [11 empty] | Canisteo Wind Energy LLC | 100 | Invenergy LLC | 100
NASA Wallops Flight Facility Solar | 62948_G_CRPT5 | 62948 | G | CRPT5 |  | Solar PV |  | PJM_EMAC | Virginia | 51 | Accomack | 1 | 51001 | 0.1 | 0 | 2019 | 9999 |  |  | N | Solar | [13 empty] | 0 | 0 | 0 | 0 | [11 empty] | Ameresco Federal Solutions Inc | 100 | Ameresco Inc | 100
NASA Wallops Flight Facility Solar | 62948_G_CRPT6 | 62948 | G | CRPT6 |  | Solar PV |  | PJM_EMAC | Virginia | 51 | Accomack | 1 | 51001 | 0.1 | 0 | 2019 | 9999 |  |  | N | Solar | [13 empty] | 0 | 0 | 0 | 0 | [11 empty] | Ameresco Federal Solutions Inc | 100 | Ameresco Inc | 100
NASA Wallops Flight Facility Solar | 62948_G_CRPT7 | 62948 | G | CRPT7 |  | Solar PV |  | PJM_EMAC | Virginia | 51 | Accomack | 1 | 51001 | 0.1 | 0 | 2019 | 9999 |  |  | N | Solar | [13 empty] | 0 | 0 | 0 | 0 | [11 empty] | Ameresco Federal Solutions Inc | 100 | Ameresco Inc | 100
NASA Wallops Flight Facility Solar | 62948_G_TRCK1 | 62948 | G | TRCK1 |  | Solar PV |  | PJM_EMAC | Virginia | 51 | Accomack | 1 | 51001 | 4 | 0 | 2019 | 9999 |  |  | N | Solar | [13 empty] | 0 | 0 | 0 | 0 | [11 empty] | Ameresco Federal Solutions Inc | 100 | Ameresco Inc | 100
Griffin Solar | 62953_G_1080 | 62953 | G | 1080 |  | Solar PV |  | ERC_REST | Texas | 48 | McLennan | 309 | 48309 | 5 | 0 | 2019 | 9999 |  |  | N | Solar | [13 empty] | 0 | 0 | 0 | 0 | [11 empty] | Griffin Solar LLC | 100 | Cypress Creek Holdings LLC | 100
Alle-Catt Wind Energy LLC | 62954_G_GEN1 | 62954 | G | GEN1 |  | Onshore Wind |  | NY_Z_B | New York | 36 | Allegany | 3 | 36003 | 340 | 0 | 2021 | 9999 |  |  | N | Wind | [13 empty] | 0 | 0 | 0 | 0 | [11 empty] | Invenergy Wind Development LLC | 100 | Invenergy LLC | 100
Badger Hollow I | 62955_G_GEN1 | 62955 | G | GEN1 |  | Solar PV |  | MIS_WUMS | Wisconsin | 55 | Iowa | 49 | 55049 | 150 | 0 | 2020 | 9999 |  |  | N | Solar | [13 empty] | 0 | 0 | 0 | 0 | [11 empty] | Badger Hollow Solar Farm LLC | 100 | Invenergy LLC | 100
Thunderhead Wind Energy LLC | 62956_G_GEN1 | 62956 | G | GEN1 |  | Onshore Wind |  | SPP_NEBR | Nebraska | 31 | Antelope | 3 | 31003 | 300 | 0 | 2020 | 9999 |  |  | N | Wind | [13 empty] | 0 | 0 | 0 | 0 | [11 empty] | Thunderhead Wind Energy LLC | 100 | WEC Energy Group Inc | 100
DG Iron Mountain | 62957_G_IRNMT | 62957 | G | IRNMT |  | Solar PV |  | PJM_EMAC | New Jersey | 34 | Middlesex | 23 | 34023 | 5.4 | 0 | 2019 | 9999 |  |  | N | Solar | [13 empty] | 0 | 0 | 0 | 0 | [11 empty] | DG Edison New Jersey LLC | 100 | NextEra Energy Inc | 100
DG Infineum | 62958_G_INFNM | 62958 | G | INFNM |  | Solar PV |  | PJM_EMAC | New Jersey | 34 | Union | 39 | 34039 | 2 | 0 | 2019 | 9999 |  |  | N | Solar | [13 empty] | 0 | 0 | 0 | 0 | [11 empty] | DG Linden New Jersey LLC | 100 | NextEra Energy Inc | 100
Kimberly-Clark Solar | 62960_G_KC | 62960 | G | KC |  | Solar PV |  | S_SOU | Georgia | 13 | Troup | 285 | 13285 | 2.3 | 0 | 2019 | 9999 |  |  | N | Solar | [13 empty] | 0 | 0 | 0 | 0 | [11 empty] | DG Georgia Solar II LLC | 100 | NextEra Energy Inc | 100
Novel Brooten Solar CSG | 62961_G_BROOT | 62961 | G | BROOT |  | Solar PV |  | MIS_MNWI | Minnesota | 27 | Stearns | 145 | 27145 | 1 | 0 | 2019 | 9999 |  |  | N | Solar | [13 empty] | 0 | 0 | 0 | 0 | [11 empty] | Novel Brooten Solar LLC CSG | 100 | Novel Energy Solutions | 100
Novel Reber Solar CSG | 62962_G_REBER | 62962 | G | REBER |  | Solar PV |  | MIS_MNWI | Minnesota | 27 | Stearns | 145 | 27145 | 1 | 0 | 2019 | 9999 |  |  | N | Solar | [13 empty] | 0 | 0 | 0 | 0 | [11 empty] | Renewable Energy Alternatives LLC | 100 | Renewable Energy Alternatives LLC | 100
Novel Historical Society Solar CSG | 62963_G_HIST | 62963 | G | HIST |  | Solar PV |  | MIS_MNWI | Minnesota | 27 | Renville | 129 | 27129 | 1 | 0 | 2019 | 9999 |  |  | N | Solar | [13 empty] | 0 | 0 | 0 | 0 | [11 empty] | Renewable Energy Alternatives LLC | 100 | Renewable Energy Alternatives LLC | 100
Novel Herber Solar CSG | 62966_G_HERB | 62966 | G | HERB |  | Solar PV |  | MIS_MNWI | Minnesota | 27 | Winona | 169 | 27169 | 1 | 0 | 2020 | 9999 |  |  | N | Solar | [13 empty] | 0 | 0 | 0 | 0 | [11 empty] | Novel Herber Solar LLC CSG | 100 | Novel Energy Solutions | 100
Novel Herickhoff Solar CSG | 62967_G_HERIC | 62967 | G | HERIC |  | Solar PV |  | MIS_MNWI | Minnesota | 27 | Douglas | 41 | 27041 | 1 | 0 | 2020 | 9999 |  |  | N | Solar | [13 empty] | 0 | 0 | 0 | 0 | [11 empty] | Novel Herickhoff Solar CSG | 100 | Novel Energy Solutions | 100
Syncarpha Puddon I Hybrid | 62969_G_SYP1B | 62969 | G | SYP1B |  | Energy Storage |  | NENGREST | Massachusetts | 25 | Worcester | 27 | 25027 | 4 | 0 | 2020 | 9999 |  |  | N | Energy Storage | [13 empty] | 0 | 0 | 0 | 0 | [11 empty] | Syncarpha Solar CF II LLC | 100 | Syncarpha Capital | 100
Syncarpha Puddon I Hybrid | 62969_G_SYP1S | 62969 | G | SYP1S |  | Solar PV |  | NENGREST | Massachusetts | 25 | Worcester | 27 | 25027 | 5 | 0 | 2020 | 9999 |  |  | N | Solar | [13 empty] | 0 | 0 | 0 | 0 | [11 empty] | Syncarpha Solar CF II LLC | 100 | Syncarpha Capital | 100
Syncarpha Puddon II Hybrid | 62970_G_SYP2B | 62970 | G | SYP2B |  | Energy Storage |  | NENGREST | Massachusetts | 25 | Worcester | 27 | 25027 | 4 | 0 | 2020 | 9999 |  |  | N | Energy Storage | [13 empty] | 0 | 0 | 0 | 0 | [11 empty] | Syncarpha Puddon II LLC | 100 | Syncarpha Capital | 100
Syncarpha Puddon II Hybrid | 62970_G_SYP2S | 62970 | G | SYP2S |  | Solar PV |  | NENGREST | Massachusetts | 25 | Worcester | 27 | 25027 | 5 | 0 | 2020 | 9999 |  |  | N | Solar | [13 empty] | 0 | 0 | 0 | 0 | [11 empty] | Syncarpha Puddon II LLC | 100 | Syncarpha Capital | 100
Syncarpha Westminster Hybrid | 62971_G_SYWEB | 62971 | G | SYWEB |  | Energy Storage |  | NENGREST | Massachusetts | 25 | Worcester | 27 | 25027 | 2.9 | 0 | 2020 | 9999 |  |  | N | Energy Storage | [13 empty] | 0 | 0 | 0 | 0 | [11 empty] | SPME Holdings 2019 LLC | 100 | US Bancorp | 100
Syncarpha Westminster Hybrid | 62971_G_SYWES | 62971 | G | SYWES |  | Solar PV |  | NENGREST | Massachusetts | 25 | Worcester | 27 | 25027 | 4.7 | 0 | 2020 | 9999 |  |  | N | Solar | [13 empty] | 0 | 0 | 0 | 0 | [11 empty] | SPME Holdings 2019 LLC | 100 | US Bancorp | 100
Syncarpha Millbury Hybrid | 62974_G_SYMIB | 62974 | G | SYMIB |  | Energy Storage |  | NENGREST | Massachusetts | 25 | Worcester | 27 | 25027 | 3.8 | 0 | 2020 | 9999 |  |  | N | Energy Storage | [13 empty] | 0 | 0 | 0 | 0 | [11 empty] | SPME Holdings 2019 LLC | 100 | US Bancorp | 100
Syncarpha Millbury Hybrid | 62974_G_SYMIS | 62974 | G | SYMIS |  | Solar PV |  | NENGREST | Massachusetts | 25 | Worcester | 27 | 25027 | 5 | 0 | 2020 | 9999 |  |  | N | Solar | [13 empty] | 0 | 0 | 0 | 0 | [11 empty] | SPME Holdings 2019 LLC | 100 | US Bancorp | 100
Syncarpha Blandford Hybrid | 62975_G_SYBLB | 62975 | G | SYBLB |  | Energy Storage |  | NENGREST | Massachusetts | 25 | Hampden | 13 | 25013 | 3.5 | 0 | 2020 | 9999 |  |  | N | Energy Storage | [13 empty] | 0 | 0 | 0 | 0 | [11 empty] | SPME Holdings 2019 LLC | 100 | US Bancorp | 100
Syncarpha Blandford Hybrid | 62975_G_SYBLS | 62975 | G | SYBLS |  | Solar PV |  | NENGREST | Massachusetts | 25 | Hampden | 13 | 25013 | 4.9 | 0 | 2020 | 9999 |  |  | N | Solar | [13 empty] | 0 | 0 | 0 | 0 | [11 empty] | SPME Holdings 2019 LLC | 100 | US Bancorp | 100
Syncarpha Northampton Hybrid | 62976_G_SYNOB | 62976 | G | SYNOB |  | Energy Storage |  | NENGREST | Massachusetts | 25 | Hampshire | 15 | 25015 | 2 | 0 | 2020 | 9999 |  |  | N | Energy Storage | [13 empty] | 0 | 0 | 0 | 0 | [11 empty] | Syncarpha Solar CF II LLC | 100 | Syncarpha Capital | 100
Syncarpha Northampton Hybrid | 62976_G_SYNOS | 62976 | G | SYNOS |  | Solar PV |  | NENGREST | Massachusetts | 25 | Hampshire | 15 | 25015 | 3.6 | 0 | 2020 | 9999 |  |  | N | Solar | [13 empty] | 0 | 0 | 0 | 0 | [11 empty] | Syncarpha Solar CF II LLC | 100 | Syncarpha Capital | 100
Syncarpha Northbridge I Hybrid | 62977_G_SYN1B | 62977 | G | SYN1B |  | Energy Storage |  | NENGREST | Massachusetts | 25 | Worcester | 27 | 25027 | 4 | 0 | 2020 | 9999 |  |  | N | Energy Storage | [13 empty] | 0 | 0 | 0 | 0 | [11 empty] | SPME Holdings 2019 LLC | 100 | US Bancorp | 100
Syncarpha Northbridge I Hybrid | 62977_G_SYN1S | 62977 | G | SYN1S |  | Solar PV |  | NENGREST | Massachusetts | 25 | Worcester | 27 | 25027 | 5 | 0 | 2020 | 9999 |  |  | N | Solar | [13 empty] | 0 | 0 | 0 | 0 | [11 empty] | SPME Holdings 2019 LLC | 100 | US Bancorp | 100
Syncarpha Northbridge II Hybrid | 62978_G_SYN2B | 62978 | G | SYN2B |  | Energy Storage |  | NENGREST | Massachusetts | 25 | Worcester | 27 | 25027 | 3 | 0 | 2020 | 9999 |  |  | N | Energy Storage | [13 empty] | 0 | 0 | 0 | 0 | [11 empty] | Syncarpha Northbridge II LLC | 100 | SPME Finance MA I LLC | 100
Syncarpha Northbridge II Hybrid | 62978_G_SYN2S | 62978 | G | SYN2S |  | Solar PV |  | NENGREST | Massachusetts | 25 | Worcester | 27 | 25027 | 5 | 0 | 2020 | 9999 |  |  | N | Solar | [13 empty] | 0 | 0 | 0 | 0 | [11 empty] | Syncarpha Northbridge II LLC | 100 | SPME Finance MA I LLC | 100
Turquoise Liberty Solar | 62980_G_PV | 62980 | G | PV |  | Solar PV |  | WECC_NNV | Nevada | 32 | Washoe | 31 | 32031 | 10 | 0 | 2019 | 9999 |  |  | N | Solar | [13 empty] | 0 | 0 | 0 | 0 | [11 empty] | Turquoise Solar LLC | 100 | Turquoise Solar LLC | 100
East Pulaski BESS | 62981_G_BESS | 62981 | G | BESS |  | Energy Storage |  | NY_Z_C&E | New York | 36 | Oswego | 75 | 36075 | 2 | 0 | 2018 | 9999 |  |  | N | Energy Storage | [13 empty] | 0 | 0 | 0 | 0 | [11 empty] | National Grid USA | 100 | National Grid Plc | 100
Novel Pederson Solar CSG | 62983_G_PED | 62983 | G | PED |  | Solar PV |  | MIS_MNWI | Minnesota | 27 | Benton | 9 | 27009 | 1 | 0 | 2020 | 9999 |  |  | N | Solar | [13 empty] | 0 | 0 | 0 | 0 | [11 empty] | Novel Pederson Solar LLC CSG | 100 | Novel Energy Solutions | 100
Grossmont HS Solar Project | 62987_G_GHSP | 62987 | G | GHSP |  | Solar PV |  | WEC_SDGE | California | 6 | San Diego | 73 | 06073 | 1.3 | 0 | 2018 | 9999 |  |  | N | Solar | [13 empty] | 0 | 0 | 0 | 0 | [11 empty] | Solar Star Grossmont St CR LLC | 100 | SunPower Corp | 100
Whitetail Solar 1 | 62989_G_PAWT1 | 62989 | G | PAWT1 |  | Solar PV |  | PJM_AP | Pennsylvania | 42 | Franklin | 55 | 42055 | 13.5 | 0 | 2019 | 9999 |  |  | N | Solar | [13 empty] | 0 | 0 | 0 | 0 | [11 empty] | Whitetail Solar 1 LLC | 100 | LightSource BP | 100
Whitetail Solar 2 | 62990_G_PAWT2 | 62990 | G | PAWT2 |  | Solar PV |  | PJM_AP | Pennsylvania | 42 | Franklin | 55 | 42055 | 20 | 0 | 2020 | 9999 |  |  | N | Solar | [13 empty] | 0 | 0 | 0 | 0 | [11 empty] | Whitetail Solar 3 LLC | 100 | LightSource BP | 100
Whitetail Solar 3 | 62991_G_PAWT3 | 62991 | G | PAWT3 |  | Solar PV |  | PJM_AP | Pennsylvania | 42 | Franklin | 55 | 42055 | 20 | 0 | 2020 | 9999 |  |  | N | Solar | [13 empty] | 0 | 0 | 0 | 0 | [11 empty] | Whitetail Solar 2 LLC | 100 | LightSource BP | 100
Goose Pond Solar | 62992_G_GPNOR | 62992 | G | GPNOR |  | Solar PV |  | NENGREST | Massachusetts | 25 | Hampden | 13 | 25013 | 2 | 0 | 2019 | 9999 |  |  | N | Solar | [13 empty] | 0 | 0 | 0 | 0 | [11 empty] | Lse Dorado LLC | 100 | Lse Dorado LLC | 100
Goose Pond Solar | 62992_G_GPSOU | 62992 | G | GPSOU |  | Solar PV |  | NENGREST | Massachusetts | 25 | Hampden | 13 | 25013 | 2 | 0 | 2019 | 9999 |  |  | N | Solar | [13 empty] | 0 | 0 | 0 | 0 | [11 empty] | Lse Dorado LLC | 100 | Lse Dorado LLC | 100
Johnson Corner Solar 1 | 62993_G_KSJC1 | 62993 | G | KSJC1 |  | Solar PV |  | SPP_N | Kansas | 20 | Stanton | 187 | 20187 | 20 | 0 | 2020 | 9999 |  |  | N | Solar | [13 empty] | 0 | 0 | 0 | 0 | [11 empty] | LightSource BP | 100 | LightSource BP | 100
Bluewater CDEC 1 | 62994_G_NMBW1 | 62994 | G | NMBW1 |  | Solar PV |  | WECC_NM | New Mexico | 35 | Cibola | 6 | 35006 | 2.4 | 0 | 2019 | 9999 |  |  | N | Solar | [13 empty] | 0 | 0 | 0 | 0 | [11 empty] | LightSource BP | 100 | LightSource BP | 100
Grants CDEC 2 | 62995_G_NMGR1 | 62995 | G | NMGR1 |  | Solar PV |  | WECC_NM | New Mexico | 35 | Cibola | 6 | 35006 | 4.5 | 0 | 2019 | 9999 |  |  | N | Solar | [13 empty] | 0 | 0 | 0 | 0 | [11 empty] | LightSource BP | 100 | LightSource BP | 100
ESA Four Oaks 2 NC LLC | 62996_G_PGR08 | 62996 | G | PGR08 |  | Solar PV |  | S_VACA | North Carolina | 37 | Johnston | 101 | 37101 | 2 | 0 | 2019 | 9999 |  |  | N | Solar | [13 empty] | 0 | 0 | 0 | 0 | [11 empty] | ESA Four Oaks 2 NC LLC | 100 | ESA Renewables LLC | 100
25 Ashdown Road Solar, LLC | 62998_G_ASHDO | 62998 | G | ASHDO |  | Solar PV |  | NY_Z_F | New York | 36 | Saratoga | 91 | 36091 | 4 | 0 | 2019 | 9999 |  |  | N | Solar | [13 empty] | 0 | 0 | 0 | 0 | [11 empty] | 25 Ashdown Road Solar LLC | 100 | AES Corp (The) | 100
Finchville Solar, LLC | 62999_G_FINCH | 62999 | G | FINCH |  | Solar PV |  | NY_Z_G-I | New York | 36 | Orange | 71 | 36071 | 5 | 0 | 2020 | 9999 |  |  | N | Solar | [13 empty] | 0 | 0 | 0 | 0 | [11 empty] | AES Distributed Energy Inc | 100 | AES Corp (The) | 100
RT 52 Walden Solar 1, LLC | 63000_G_WALDN | 63000 | G | WALDN |  | Solar PV |  | NY_Z_G-I | New York | 36 | Orange | 71 | 36071 | 5 | 0 | 2019 | 9999 |  |  | N | Solar | [13 empty] | 0 | 0 | 0 | 0 | [11 empty] | AES Distributed Energy Inc | 100 | AES Corp (The) | 100
Whitegrass No. 1 | 63001_G_OH1 | 63001 | G | OH1 |  | Geothermal |  | WECC_NNV | Nevada | 32 | Lyon | 19 | 32019 | 1.9 | 9770 | 2018 | 9999 |  |  | N | Geothermal | [13 empty] | 0 | 0 | 0 | 0 | 0.4563 | 0.4563 | 0.4563 | [8 empty] | Open Mountain Energy | 100 | Open Mountain Energy | 100
Whitegrass No. 1 | 63001_G_OH2 | 63001 | G | OH2 |  | Geothermal |  | WECC_NNV | Nevada | 32 | Lyon | 19 | 32019 | 1.9 | 9770 | 2018 | 9999 |  |  | N | Geothermal | [13 empty] | 0 | 0 | 0 | 0 | 0.4563 | 0.4563 | 0.4563 | [8 empty] | Open Mountain Energy | 100 | Open Mountain Energy | 100
Whitegrass No. 1 | 63001_G_OL1 | 63001 | G | OL1 |  | Geothermal |  | WECC_NNV | Nevada | 32 | Lyon | 19 | 32019 | 1.3 | 9770 | 2018 | 9999 |  |  | N | Geothermal | [13 empty] | 0 | 0 | 0 | 0 | 0.4563 | 0.4563 | 0.4563 | [8 empty] | Open Mountain Energy | 100 | Open Mountain Energy | 100
Whitegrass No. 1 | 63001_G_OL2 | 63001 | G | OL2 |  | Geothermal |  | WECC_NNV | Nevada | 32 | Lyon | 19 | 32019 | 1.3 | 9770 | 2018 | 9999 |  |  | N | Geothermal | [13 empty] | 0 | 0 | 0 | 0 | 0.4563 | 0.4563 | 0.4563 | [8 empty] | Open Mountain Energy | 100 | Open Mountain Energy | 100
Cronin Road Solar 1, LLC | 63011_G_CRONI | 63011 | G | CRONI |  | Solar PV |  | NENGREST | Massachusetts | 25 | Worcester | 27 | 25027 | 1.5 | 0 | 2019 | 9999 |  |  | N | Solar | [13 empty] | 0 | 0 | 0 | 0 | [11 empty] | AES Distributed Energy Inc | 100 | AES Corp (The) | 100
Ransomville Solar 1, LLC | 63012_G_SWANN | 63012 | G | SWANN |  | Solar PV |  | NY_Z_A | New York | 36 | Niagara | 63 | 36063 | 5 | 0 | 2019 | 9999 |  |  | N | Solar | [13 empty] | 0 | 0 | 0 | 0 | [11 empty] | AES Distributed Energy Inc | 100 | AES Corp (The) | 100
Johnstown Solar 1, LLC | 63013_G_STATE | 63013 | G | STATE |  | Solar PV |  | NY_Z_F | New York | 36 | Fulton | 35 | 36035 | 4 | 0 | 2019 | 9999 |  |  | N | Solar | [13 empty] | 0 | 0 | 0 | 0 | [11 empty] | Onyx Asset Services Group LLC | 100 | Onyx Renewable Partners LP | 100
Green Lake Solar | 63019_G_GRN1 | 63019 | G | GRN1 |  | Solar PV |  | MIS_LMI | Michigan | 26 | Grand Traverse | 55 | 26055 | 1 | 0 | 2018 | 9999 |  |  | N | Solar | [13 empty] | 0 | 0 | 0 | 0 | [11 empty] | Heritage Sustainable Energy LLC | 100 | Heritage Sustainable Energy LLC | 100
TCLP Solar Phase 1 | 63020_G_TCLP1 | 63020 | G | TCLP1 |  | Solar PV |  | MIS_LMI | Michigan | 26 | Leelanau | 89 | 26089 | 1 | 0 | 2017 | 9999 |  |  | N | Solar | [13 empty] | 0 | 0 | 0 | 0 | [11 empty] | Heritage Sustainable Energy LLC | 100 | Heritage Sustainable Energy LLC | 100
SCCCD - Clovis Community College | 63021_G_232 | 63021 | G | 232 |  | Solar PV |  | WEC_CALN | California | 6 | Fresno | 19 | 06019 | 1.3 | 0 | 2018 | 9999 |  |  | N | Solar | [13 empty] | 0 | 0 | 0 | 0 | [11 empty] | FFP Fund I Lessee1 LLC | 100 | Mitsui & Co Ltd | 100
Fort Carson Battery Energy Storage System | 63022_G_1 | 63022 | G | 1 |  | Energy Storage |  | WECC_CO | Colorado | 8 | El Paso | 41 | 08041 | 4.2 | 0 | 2018 | 9999 |  |  | N | Energy Storage | [13 empty] | 0 | 0 | 0 | 0 | [11 empty] | United States Army | 100 | United States Army | 100
Jefferson Torresdale Hospital | 63023_G_COGEN | 63023 | G | COGEN |  | Combustion Turbine | IC Engine | PJM_EMAC | Pennsylvania | 42 | Philadelphia | 101 | 42101 | 1.1 | 11686 | 2016 | 9999 |  |  | N | Natural Gas | [13 empty] | 1.061 | 1.061 | 1.061 | 1.061 | [11 empty] | Jefferson Torresdale Hospital | 100 | Jefferson Torresdale Hospital | 100
Clear Creek Wind | 63025_G_V110 | 63025 | G | V110 |  | Onshore Wind |  | S_D_AECI | Missouri | 29 | Nodaway | 147 | 29147 | 22 | 0 | 2019 | 9999 |  |  | N | Wind | [13 empty] | 0 | 0 | 0 | 0 | [11 empty] | Tenaska Clear Creek Wind LLC | 100 | Tenaska Inc | 100
Clear Creek Wind | 63025_G_V120 | 63025 | G | V120 |  | Onshore Wind |  | S_D_AECI | Missouri | 29 | Nodaway | 147 | 29147 | 220 | 0 | 2019 | 9999 |  |  | N | Wind | [13 empty] | 0 | 0 | 0 | 0 | [11 empty] | Tenaska Clear Creek Wind LLC | 100 | Tenaska Inc | 100
Yum Yum Solar LLC | 63026_G_GEN1 | 63026 | G | GEN1 |  | Solar PV |  | S_C_TVA | Tennessee | 47 | Fayette | 47 | 47047 | 147 | 0 | 2021 | 9999 |  |  | N | Solar | [13 empty] | 0 | 0 | 0 | 0 | [11 empty] | Invenergy LLC | 100 | Invenergy LLC | 100
Mars Solar | 63027_G_20 | 63027 | G | 20 |  | Solar PV |  | ERC_REST | Texas | 48 | Webb | 479 | 48479 | 10 | 0 | 2019 | 9999 |  |  | N | Solar | [13 empty] | 0 | 0 | 0 | 0 | [11 empty] | Mars Solar LLC | 100 | Cypress Creek Holdings LLC | 100
Canadian Breaks, LLC | 63030_G_CBRKS | 63030 | G | CBRKS |  | Onshore Wind |  | ERC_PHDL | Texas | 48 | Deaf Smith | 117 | 48117 | 210.1 | 0 | 2019 | 9999 |  |  | N | Wind | [13 empty] | 0 | 0 | 0 | 0 | [11 empty] | Canadian Breaks LLC | 100 | Macquarie Group Limited | 100
FastSun 19 CSG | 63033_G_FS19 | 63033 | G | FS19 |  | Solar PV |  | MIS_MNWI | Minnesota | 27 | Dakota | 37 | 27037 | 1 | 0 | 2020 | 9999 |  |  | N | Solar | [13 empty] | 0 | 0 | 0 | 0 | [11 empty] | FastSun 19 LLC | 100 | Altus Power America Management LLC | 100
FastSun 18 CSG | 63034_G_FS18 | 63034 | G | FS18 |  | Solar PV |  | MIS_MNWI | Minnesota | 27 | Winona | 169 | 27169 | 1 | 0 | 2020 | 9999 |  |  | N | Solar | [13 empty] | 0 | 0 | 0 | 0 | [11 empty] | FastSun 18 LLC | 100 | Altus Power America Management LLC | 100
FastSun 13 CSG | 63035_G_FS13 | 63035 | G | FS13 |  | Solar PV |  | MIS_MNWI | Minnesota | 27 | Douglas | 41 | 27041 | 1 | 0 | 2020 | 9999 |  |  | N | Solar | [13 empty] | 0 | 0 | 0 | 0 | [11 empty] | FastSun 13 LLC | 100 | Altus Power America Management LLC | 100
FastSun 14 CSG | 63036_G_FS14 | 63036 | G | FS14 |  | Solar PV |  | MIS_MNWI | Minnesota | 27 | Blue Earth | 13 | 27013 | 1 | 0 | 2020 | 9999 |  |  | N | Solar | [13 empty] | 0 | 0 | 0 | 0 | [11 empty] | FastSun 14 LLC | 100 | Altus Power America Management LLC | 100
FastSun 11 CSG | 63037_G_FS11 | 63037 | G | FS11 |  | Solar PV |  | MIS_MNWI | Minnesota | 27 | Goodhue | 49 | 27049 | 1 | 0 | 2020 | 9999 |  |  | N | Solar | [13 empty] | 0 | 0 | 0 | 0 | [11 empty] | FastSun 11 LLC | 100 | Altus Power America Management LLC | 100
FastSun 10 CSG | 63038_G_FS10 | 63038 | G | FS10 |  | Solar PV |  | MIS_MNWI | Minnesota | 27 | Goodhue | 49 | 27049 | 1 | 0 | 2020 | 9999 |  |  | N | Solar | [13 empty] | 0 | 0 | 0 | 0 | [11 empty] | FastSun 10 LLC | 100 | Altus Power America Management LLC | 100
FastSun 8 CSG | 63039_G_FS8 | 63039 | G | FS8 |  | Solar PV |  | MIS_MNWI | Minnesota | 27 | Nicollet | 103 | 27103 | 1 | 0 | 2020 | 9999 |  |  | N | Solar | [13 empty] | 0 | 0 | 0 | 0 | [11 empty] | FastSun 8 LLC | 100 | Altus Power America Management LLC | 100
FastSun 9 CSG | 63040_G_FS9 | 63040 | G | FS9 |  | Solar PV |  | MIS_MNWI | Minnesota | 27 | Goodhue | 49 | 27049 | 1 | 0 | 2020 | 9999 |  |  | N | Solar | [13 empty] | 0 | 0 | 0 | 0 | [11 empty] | FastSun 9 LLC | 100 | Altus Power America Management LLC | 100
Lane Ave Solar LLC | 63041_G_HANRA | 63041 | G | HANRA |  | Solar PV |  | NENGREST | Massachusetts | 25 | Worcester | 27 | 25027 | 1.5 | 0 | 2020 | 9999 |  |  | N | Solar | [13 empty] | 0 | 0 | 0 | 0 | [11 empty] | NB Development LLC | 100 | NB Development LLC | 100
FastSun 3 CSG | 63042_G_FS3 | 63042 | G | FS3 |  | Solar PV |  | MIS_MNWI | Minnesota | 27 | Stearns | 145 | 27145 | 1 | 0 | 2020 | 9999 |  |  | N | Solar | [13 empty] | 0 | 0 | 0 | 0 | [11 empty] | FastSun 3 LLC | 100 | Altus Power America Management LLC | 100
FastSun 7 CSG | 63043_G_FS7 | 63043 | G | FS7 |  | Solar PV |  | MIS_MNWI | Minnesota | 27 | McLeod | 85 | 27085 | 1 | 0 | 2020 | 9999 |  |  | N | Solar | [13 empty] | 0 | 0 | 0 | 0 | [11 empty] | FastSun 7 LLC | 100 | Altus Power America Management LLC | 100
Ryan Road Solar LLC | 63044_G_ORCHA | 63044 | G | ORCHA |  | Solar PV |  | NENGREST | Massachusetts | 25 | Worcester | 27 | 25027 | 4.3 | 0 | 2020 | 9999 |  |  | N | Solar | [13 empty] | 0 | 0 | 0 | 0 | [11 empty] | NB Development LLC | 100 | NB Development LLC | 100
FastSun 5 CSG | 63045_G_FS5 | 63045 | G | FS5 |  | Solar PV |  | MIS_MNWI | Minnesota | 27 | Winona | 169 | 27169 | 1 | 0 | 2020 | 9999 |  |  | N | Solar | [13 empty] | 0 | 0 | 0 | 0 | [11 empty] | FastSun 5 LLC | 100 | Altus Power America Management LLC | 100
FastSun 1 CSG | 63046_G_FS1 | 63046 | G | FS1 |  | Solar PV |  | MIS_MNWI | Minnesota | 27 | Meeker | 93 | 27093 | 1 | 0 | 2020 | 9999 |  |  | N | Solar | [13 empty] | 0 | 0 | 0 | 0 | [11 empty] | FastSun 1 LLC | 100 | Altus Power America Management LLC | 100
Prineville Solar Energy LLC | 63049_G_GEN1 | 63049 | G | GEN1 |  | Solar PV |  | WECC_PNW | Oregon | 41 | Crook | 13 | 41013 | 46.2 | 0 | 2020 | 9999 |  |  | N | Solar | [13 empty] | 0 | 0 | 0 | 0 | [11 empty] | Prineville Solar Energy LLC | 100 | Invenergy LLC | 100
Millican Solar Energy LLC | 63050_G_GEN1 | 63050 | G | GEN1 |  | Solar PV |  | WECC_PNW | Oregon | 41 | Crook | 13 | 41013 | 71.4 | 0 | 2020 | 9999 |  |  | N | Solar | [13 empty] | 0 | 0 | 0 | 0 | [11 empty] | Millican Solar Energy LLC | 100 | Invenergy LLC | 100
Hollygrove CSG | 63051_G_32 | 63051 | G | 32 |  | Solar PV |  | NY_Z_B | New York | 36 | Wayne | 117 | 36117 | 2 | 0 | 2018 | 9999 |  |  | N | Solar | [13 empty] | 0 | 0 | 0 | 0 | [11 empty] | Hollygrove Solar LLC | 100 | Mitsui & Co Ltd | 100
Guildlerland CSG | 63052_G_106 | 63052 | G | 106 |  | Solar PV |  | NY_Z_F | New York | 36 | Albany | 1 | 36001 | 2 | 0 | 2018 | 9999 |  |  | N | Solar | [13 empty] | 0 | 0 | 0 | 0 | [11 empty] | FFP NY Guilderland Project1 LLC | 100 | Mitsui & Co Ltd | 100
Palo Alto Wind Farm | 63053_G_PAWF | 63053 | G | PAWF |  | Onshore Wind |  | MIS_IA | Iowa | 19 | Palo Alto | 147 | 19147 | 250 | 0 | 2019 | 9999 |  |  | N | Wind | [13 empty] | 0 | 0 | 0 | 0 | [11 empty] | Palo Alto Wind Energy LLC | 100 | Invenergy LLC | 100
Howland CSG | 63055_G_26 | 63055 | G | 26 |  | Solar PV |  | NY_Z_C&E | New York | 36 | Oswego | 75 | 36075 | 2 | 0 | 2018 | 9999 |  |  | N | Solar | [13 empty] | 0 | 0 | 0 | 0 | [11 empty] | Howland Solar LLC | 100 | Mitsui & Co Ltd | 100
Gifford CSG | 63056_G_131 | 63056 | G | 131 |  | Solar PV |  | NY_Z_F | New York | 36 | Schenectady | 93 | 36093 | 2 | 0 | 2018 | 9999 |  |  | N | Solar | [13 empty] | 0 | 0 | 0 | 0 | [11 empty] | ForeFront Power LLC | 100 | Mitsui & Co Ltd | 100
Czub CSG | 63057_G_114 | 63057 | G | 114 |  | Solar PV |  | NY_Z_F | New York | 36 | Rensselaer | 83 | 36083 | 2 | 0 | 2018 | 9999 |  |  | N | Solar | [13 empty] | 0 | 0 | 0 | 0 | [11 empty] | FFP NY Schagticoke Project1 LLC | 100 | Mitsui & Co Ltd | 100
Mereand CSG | 63058_G_199 | 63058 | G | 199 |  | Solar PV |  | NY_Z_C&E | New York | 36 | Jefferson | 45 | 36045 | 2 | 0 | 2018 | 9999 |  |  | N | Solar | [13 empty] | 0 | 0 | 0 | 0 | [11 empty] | FFP NY Watertown Project1 LLC | 100 | Mitsui & Co Ltd | 100
Aegis CSG | 63059_G_19 | 63059 | G | 19 |  | Solar PV |  | NY_Z_C&E | New York | 36 | Ontario | 69 | 36069 | 2 | 0 | 2018 | 9999 |  |  | N | Solar | [13 empty] | 0 | 0 | 0 | 0 | [11 empty] | Aegis Solar LLC | 100 | Mitsui & Co Ltd | 100
Pearl CSG | 63060_G_28 | 63060 | G | 28 |  | Solar PV |  | NY_Z_B | New York | 36 | Genesee | 37 | 36037 | 2 | 0 | 2018 | 9999 |  |  | N | Solar | [13 empty] | 0 | 0 | 0 | 0 | [11 empty] | Pearl Solar I LLC | 100 | Mitsui & Co Ltd | 100
Pearl CSG | 63060_G_29 | 63060 | G | 29 |  | Solar PV |  | NY_Z_B | New York | 36 | Genesee | 37 | 36037 | 2 | 0 | 2018 | 9999 |  |  | N | Solar | [13 empty] | 0 | 0 | 0 | 0 | [11 empty] | Pearl Solar II LLC | 100 | Mitsui & Co Ltd | 100
Fort Valley State University Solar | 63062_G_1 | 63062 | G | 1 |  | Solar PV |  | S_SOU | Georgia | 13 | Bibb | 21 | 13021 | 10.8 | 0 | 2019 | 9999 |  |  | N | Solar | [13 empty] | 0 | 0 | 0 | 0 | [11 empty] | Georgia Power Co | 100 | Southern Co | 100
Duke Energy CHP at Clemson University | 63063_G_GT01 | 63063 | G | GT01 |  | Combustion Turbine |  | S_VACA | South Carolina | 45 | Pickens | 77 | 45077 | 12.8 | 12369 | 2019 | 9999 |  |  | N | Natural Gas | [13 empty] | 0.011 | 0.011 | 0.011 | 0.011 | [11 empty] | Duke Energy Carolinas | 100 | Duke Energy Corp | 100
Asheville-Rock Hill Battery | 63064_G_ES1 | 63064 | G | ES1 |  | Energy Storage |  | S_VACA | North Carolina | 37 | Buncombe | 21 | 37021 | 8.8 | 0 | 2020 | 9999 |  |  | N | Energy Storage | [13 empty] | 0 | 0 | 0 | 0 | [11 empty] | Duke Energy Carolinas | 100 | Duke Energy Corp | 100
SCCCD - Fresno Community College | 63068_G_231 | 63068 | G | 231 |  | Solar PV |  | WEC_CALN | California | 6 | Fresno | 19 | 06019 | 2.2 | 0 | 2019 | 9999 |  |  | N | Solar | [13 empty] | 0 | 0 | 0 | 0 | [11 empty] | FFP Fund I Lessee1 LLC | 100 | Mitsui & Co Ltd | 100
Kingsville CSG | 63072_G_18 | 63072 | G | 18 |  | Solar PV |  | PJM_SMAC | Maryland | 24 | Baltimore | 5 | 24005 | 2 | 0 | 2019 | 9999 |  |  | N | Solar | [13 empty] | 0 | 0 | 0 | 0 | [11 empty] | ForeFront Power LLC | 100 | Mitsui & Co Ltd | 100
Reedley Community College Solar | 63074_G_234 | 63074 | G | 234 |  | Solar PV |  | WEC_CALN | California | 6 | Fresno | 19 | 06019 | 2.6 | 0 | 2018 | 9999 |  |  | N | Solar | [13 empty] | 0 | 0 | 0 | 0 | [11 empty] | FFP Fund I Lessee1 LLC | 100 | Mitsui & Co Ltd | 100
Upper Marlboro 1 CSG | 63075_G_20 | 63075 | G | 20 |  | Solar PV |  | PJM_SMAC | Maryland | 24 | Prince Georges | 33 | 24033 | 2 | 0 | 2019 | 9999 |  |  | N | Solar | [13 empty] | 0 | 0 | 0 | 0 | [11 empty] | ForeFront Power LLC | 100 | Mitsui & Co Ltd | 100
Bethlehem Solar | 63079_G_157 | 63079 | G | 157 |  | Solar PV |  | NY_Z_F | New York | 36 | Albany | 1 | 36001 | 1.7 | 0 | 2019 | 9999 |  |  | N | Solar | [13 empty] | 0 | 0 | 0 | 0 | [11 empty] | FFP NY Bethlehem Project1 LLC | 100 | Mitsui & Co Ltd | 100
Harry Allen Solar Energy LLC | 63080_G_GEN1 | 63080 | G | GEN1 |  | Solar PV |  | WECC_SNV | Nevada | 32 | Clark | 3 | 32003 | 100 | 0 | 2020 | 9999 |  |  | N | Solar | [13 empty] | 0 | 0 | 0 | 0 | [11 empty] | Harry Allen Solar Energy LLC | 100 | Invenergy LLC | 100
San Miguel I Solar Energy Center | 63081_G_SMI | 63081 | G | SMI |  | Solar PV |  | WECC_NM | New Mexico | 35 | San Miguel | 47 | 35047 | 10 | 0 | 2019 | 9999 |  |  | N | Solar | [13 empty] | 0 | 0 | 0 | 0 | [11 empty] | Public Service Co of New Mexico | 100 | PNM Resources Inc | 100
San Miguel II Solar Energy Center | 63082_G_SMII | 63082 | G | SMII |  | Solar PV |  | WECC_NM | New Mexico | 35 | San Miguel | 47 | 35047 | 10 | 0 | 2019 | 9999 |  |  | N | Solar | [13 empty] | 0 | 0 | 0 | 0 | [11 empty] | Public Service Co of New Mexico | 100 | PNM Resources Inc | 100
White CSG | 63085_G_15124 | 63085 | G | 15124 |  | Solar PV |  | PJM_SMAC | Maryland | 24 | Baltimore | 5 | 24005 | 2 | 0 | 2019 | 9999 |  |  | N | Solar | [13 empty] | 0 | 0 | 0 | 0 | [11 empty] | FFP Fund II Partnership2 LLC | 100 | Mitsui & Co Ltd | 100
Frog Hollow CSG | 63086_G_1731 | 63086 | G | 1731 |  | Solar PV |  | NY_Z_G-I | New York | 36 | Ulster | 111 | 36111 | 2 | 0 | 2019 | 9999 |  |  | N | Solar | [13 empty] | 0 | 0 | 0 | 0 | [11 empty] | FFP NY Community Solar II LLC | 100 | Mitsui & Co Ltd | 100
Gibbons CSG | 63089_G_15122 | 63089 | G | 15122 |  | Solar PV |  | PJM_EMAC | Maryland | 24 | Worcester | 47 | 24047 | 2 | 0 | 2019 | 9999 |  |  | N | Solar | [13 empty] | 0 | 0 | 0 | 0 | [11 empty] | FFP Fund II Partnership2 LLC | 100 | Mitsui & Co Ltd | 100
Athens - Coopers Corner BESS | 63090_G_COOPR | 63090 | G | COOPR |  | Energy Storage |  | MIS_MNWI | Minnesota | 27 | Isanti | 59 | 27059 | 3 | 0 | 2018 | 9999 |  |  | N | Energy Storage | [13 empty] | 0 | 0 | 0 | 0 | [11 empty] | Gopher Energy Storage LLC | 100 | Gopher Energy Storage LLC | 100
UC Santa Cruz Solar | 63091_G_246 | 63091 | G | 246 |  | Solar PV |  | WEC_CALN | California | 6 | Santa Cruz | 87 | 06087 | 1.8 | 0 | 2020 | 9999 |  |  | N | Solar | [13 empty] | 0 | 0 | 0 | 0 | [11 empty] | ForeFront Power LLC | 100 | Mitsui & Co Ltd | 100
Riverview Solar | 63092_G_RIVER | 63092 | G | RIVER |  | Solar PV |  | WECC_CO | Colorado | 8 | Logan | 75 | 08075 | 1.5 | 0 | 2019 | 9999 |  |  | N | Solar | [13 empty] | 0 | 0 | 0 | 0 | [11 empty] | Highline Services LLC | 100 | Highline Services LLC | 100
ReSource Center | 63094_G_SBAD1 | 63094 | G | SBAD1 |  | Non-Fossil Waste |  | WECC_SCE | California | 6 | Santa Barbara | 83 | 06083 | 1.1 | 11084 | 2020 | 9999 |  |  | N | Non-Fossil Waste | [13 empty] | 0 | 0 | 0 | 0 | [11 empty] | MSB Investors LLC | 100 | MSB Investors LLC | 100
ReSource Center | 63094_G_SBAD2 | 63094 | G | SBAD2 |  | Non-Fossil Waste |  | WECC_SCE | California | 6 | Santa Barbara | 83 | 06083 | 1.1 | 11084 | 2020 | 9999 |  |  | N | Non-Fossil Waste | [13 empty] | 0 | 0 | 0 | 0 | [11 empty] | MSB Investors LLC | 100 | MSB Investors LLC | 100
Horseshoe Solar Energy | 63096_G_GEN1 | 63096 | G | GEN1 |  | Solar PV |  | NY_Z_B | New York | 36 | Livingston | 51 | 36051 | 180 | 0 | 2021 | 9999 |  |  | N | Solar | [13 empty] | 0 | 0 | 0 | 0 | [11 empty] | Invenergy Solar Development LLC | 100 | Invenergy LLC | 100
Two Creeks Solar | 63105_G_1 | 63105 | G | 1 |  | Solar PV |  | MIS_WUMS | Wisconsin | 55 | Manitowoc | 71 | 55071 | 150 | 0 | 2020 | 9999 |  |  | N | Solar | [13 empty] | 0 | 0 | 0 | 0 | [11 empty] | NextEra Energy Inc | 100 | NextEra Energy Inc | 100
Dover CSG | 63106_G_21 | 63106 | G | 21 |  | Solar PV |  | NY_Z_G-I | New York | 36 | Dutchess | 27 | 36027 | 2 | 0 | 2019 | 9999 |  |  | N | Solar | [13 empty] | 0 | 0 | 0 | 0 | [11 empty] | FFP NY Community Solar II LLC | 100 | Mitsui & Co Ltd | 100
Howell CSG | 63107_G_1725 | 63107 | G | 1725 |  | Solar PV |  | NY_Z_G-I | New York | 36 | Orange | 71 | 36071 | 2 | 0 | 2019 | 9999 |  |  | N | Solar | [13 empty] | 0 | 0 | 0 | 0 | [11 empty] | FFP Fund II Partnership2 LLC | 100 | Mitsui & Co Ltd | 100
Ellsworth I CSG | 63112_G_22 | 63112 | G | 22 |  | Solar PV |  | NY_Z_F | New York | 36 | Saratoga | 91 | 36091 | 2 | 0 | 2019 | 9999 |  |  | N | Solar | [13 empty] | 0 | 0 | 0 | 0 | [11 empty] | FFP NY Community Solar II LLC | 100 | Mitsui & Co Ltd | 100
Syncarpha El Rito | 63124_G_SYNEL | 63124 | G | SYNEL |  | Solar PV |  | WECC_NM | New Mexico | 35 | Rio Arriba | 39 | 35039 | 1.6 | 0 | 2019 | 9999 |  |  | N | Solar | [13 empty] | 0 | 0 | 0 | 0 | [11 empty] | Syncarpha El Rito I LLC | 100 | Syncarpha El Rito I LLC | 100
Syncarpha Questa | 63125_G_SYNQU | 63125 | G | SYNQU |  | Solar PV |  | WECC_NM | New Mexico | 35 | Taos | 55 | 35055 | 1.6 | 0 | 2019 | 9999 |  |  | N | Solar | [13 empty] | 0 | 0 | 0 | 0 | [11 empty] | Syncarpha Questa I LLC | 100 | Syncarpha Questa I LLC | 100
Allis Medina Solar LLC | 63129_G_ALLIS | 63129 | G | ALLIS |  | Solar PV |  | NY_Z_B | New York | 36 | Orleans | 73 | 36073 | 5 | 0 | 2020 | 9999 |  |  | N | Solar | [13 empty] | 0 | 0 | 0 | 0 | [11 empty] | Allis Medina Solar LLC | 100 | AES Corp (The) | 100
Beals Medina Solar LLC | 63130_G_BEALS | 63130 | G | BEALS |  | Solar PV |  | NY_Z_B | New York | 36 | Orleans | 73 | 36073 | 3.5 | 0 | 2020 | 9999 |  |  | N | Solar | [13 empty] | 0 | 0 | 0 | 0 | [11 empty] | AES Distributed Energy Inc | 100 | AES Corp (The) | 100
West Street Solar 1 LLC | 63131_G_GRDNR | 63131 | G | GRDNR |  | Solar PV |  | NENGREST | Massachusetts | 25 | Worcester | 27 | 25027 | 5 | 0 | 2019 | 9999 |  |  | N | Solar | [13 empty] | 0 | 0 | 0 | 0 | [11 empty] | AES Distributed Energy Inc | 100 | AES Corp (The) | 100
Roundhouse Wind Energy Project | 63133_G_82059 | 63133 | G | 82059 |  | Onshore Wind |  | WECC_WY | Wyoming | 56 | Laramie | 21 | 56021 | 124 | 0 | 2020 | 9999 |  |  | N | Wind | [13 empty] | 0 | 0 | 0 | 0 | [11 empty] | Roundhouse Renewable Energy LLC | 100 | NextEra Energy Inc | 100
Roundhouse Wind Energy Project | 63133_G_82060 | 63133 | G | 82060 |  | Onshore Wind |  | WECC_WY | Wyoming | 56 | Laramie | 21 | 56021 | 79 | 0 | 2020 | 9999 |  |  | N | Wind | [13 empty] | 0 | 0 | 0 | 0 | [11 empty] | Roundhouse Renewable Energy LLC | 100 | NextEra Energy Inc | 100
Roundhouse Wind Energy Project | 63133_G_82061 | 63133 | G | 82061 |  | Onshore Wind |  | WECC_WY | Wyoming | 56 | Laramie | 21 | 56021 | 23 | 0 | 2020 | 9999 |  |  | N | Wind | [13 empty] | 0 | 0 | 0 | 0 | [11 empty] | Roundhouse Renewable Energy LLC | 100 | NextEra Energy Inc | 100
Hopkins Hill CSG | 63136_G_HH1 | 63136 | G | HH1 |  | Solar PV |  | NENGREST | Rhode Island | 44 | Kent | 3 | 44003 | 4.8 | 0 | 2021 | 9999 |  |  | N | Solar | [13 empty] | 0 | 0 | 0 | 0 | [11 empty] | TPE Hopkins Solar Holdings 1 LLC | 100 | Tpe Hopkins Solar Holdings 1 LLC | 100
Hopkins Hill CSG | 63136_G_HH2 | 63136 | G | HH2 |  | Solar PV |  | NENGREST | Rhode Island | 44 | Kent | 3 | 44003 | 4.7 | 0 | 2021 | 9999 |  |  | N | Solar | [13 empty] | 0 | 0 | 0 | 0 | [11 empty] | TPE Hopkins Solar Holdings 1 LLC | 100 | Tpe Hopkins Solar Holdings 1 LLC | 100
Tippecanoe Solar Power Plant | 63137_G_PV1 | 63137 | G | PV1 |  | Solar PV |  | MIS_INKY | Indiana | 18 | Tippecanoe | 157 | 18157 | 1.6 | 0 | 2019 | 9999 |  |  | N | Solar | [13 empty] | 0 | 0 | 0 | 0 | [11 empty] | Duke Energy Indiana | 100 | Duke Energy Corp | 100
USS Haven Solar LLC CSG | 63138_G_USHAV | 63138 | G | USHAV |  | Solar PV |  | MIS_MNWI | Minnesota | 27 | Sherburne | 141 | 27141 | 1 | 0 | 2019 | 9999 |  |  | N | Solar | [13 empty] | 0 | 0 | 0 | 0 | [11 empty] | US Solar DG Development LLC | 100 | US Solar DG Development LLC | 100
USS White Cloud LLC CSG | 63139_G_USSWC | 63139 | G | USSWC |  | Solar PV |  | MIS_MNWI | Minnesota | 27 | Sherburne | 141 | 27141 | 1 | 0 | 2019 | 9999 |  |  | N | Solar | [13 empty] | 0 | 0 | 0 | 0 | [11 empty] | USS White Cloud Solar LLC | 100 | US Solar DG Development LLC | 100
USS Westeros Solar LLC CSG | 63140_G_USSWS | 63140 | G | USSWS |  | Solar PV |  | MIS_MNWI | Minnesota | 27 | Carver | 19 | 27019 | 1 | 0 | 2019 | 9999 |  |  | N | Solar | [13 empty] | 0 | 0 | 0 | 0 | [11 empty] | US Solar DG Development LLC | 100 | US Solar DG Development LLC | 100
USS Sunrise Solar LLC CSG | 63141_G_SNRSE | 63141 | G | SNRSE |  | Solar PV |  | MIS_MNWI | Minnesota | 27 | Chisago | 25 | 27025 | 1 | 0 | 2019 | 9999 |  |  | N | Solar | [13 empty] | 0 | 0 | 0 | 0 | [11 empty] | US Solar DG Development LLC | 100 | US Solar DG Development LLC | 100
USS Milkweed Solar LLC CSG | 63142_G_MLKWD | 63142 | G | MLKWD |  | Solar PV |  | MIS_MNWI | Minnesota | 27 | Stearns | 145 | 27145 | 1 | 0 | 2019 | 9999 |  |  | N | Solar | [13 empty] | 0 | 0 | 0 | 0 | [11 empty] | US Solar DG Development LLC | 100 | US Solar DG Development LLC | 100
USS Greenhouse Solar LLC CSG | 63143_G_GRHSE | 63143 | G | GRHSE |  | Solar PV |  | MIS_MNWI | Minnesota | 27 | Goodhue | 49 | 27049 | 1 | 0 | 2019 | 9999 |  |  | N | Solar | [13 empty] | 0 | 0 | 0 | 0 | [11 empty] | US Solar DG Development LLC | 100 | US Solar DG Development LLC | 100
USS Mayhew Solar LLC CSG | 63144_G_MAYHW | 63144 | G | MAYHW |  | Solar PV |  | MIS_MNWI | Minnesota | 27 | Benton | 9 | 27009 | 1 | 0 | 2019 | 9999 |  |  | N | Solar | [13 empty] | 0 | 0 | 0 | 0 | [11 empty] | US Solar DG Development LLC | 100 | US Solar DG Development LLC | 100
USS Cheyenne Solar LLC CSG | 63145_G_CHYNE | 63145 | G | CHYNE |  | Solar PV |  | MIS_MNWI | Minnesota | 27 | Chisago | 25 | 27025 | 1 | 0 | 2019 | 9999 |  |  | N | Solar | [13 empty] | 0 | 0 | 0 | 0 | [11 empty] | US Solar DG Development LLC | 100 | US Solar DG Development LLC | 100
USS Midtown Solar LLC CSG | 63146_G_MDTWN | 63146 | G | MDTWN |  | Solar PV |  | MIS_MNWI | Minnesota | 27 | Stearns | 145 | 27145 | 1 | 0 | 2019 | 9999 |  |  | N | Solar | [13 empty] | 0 | 0 | 0 | 0 | [11 empty] | US Solar DG Development LLC | 100 | US Solar DG Development LLC | 100
USS Monarch Solar LLC CSG | 63147_G_MNRCH | 63147 | G | MNRCH |  | Solar PV |  | MIS_MNWI | Minnesota | 27 | Pope | 121 | 27121 | 1 | 0 | 2019 | 9999 |  |  | N | Solar | [13 empty] | 0 | 0 | 0 | 0 | [11 empty] | US Solar DG Development LLC | 100 | US Solar DG Development LLC | 100
USS Turkey Solar LLC CSG | 63148_G_TURKY | 63148 | G | TURKY |  | Solar PV |  | MIS_MNWI | Minnesota | 27 | Meeker | 93 | 27093 | 1 | 0 | 2019 | 9999 |  |  | N | Solar | [13 empty] | 0 | 0 | 0 | 0 | [11 empty] | US Solar DG Development LLC | 100 | US Solar DG Development LLC | 100
Franklin Solar | 63149_G_FRANK | 63149 | G | FRANK |  | Solar PV |  | PJM_EMAC | New Jersey | 34 | Warren | 41 | 34041 | 8.8 | 0 | 2020 | 9999 |  |  | N | Solar | [13 empty] | 0 | 0 | 0 | 0 | [11 empty] | NJR Clean Energy Ventures Corp | 100 | New Jersey Resources Corp | 100
Pohatcong Solar Farm | 63150_G_POHAT | 63150 | G | POHAT |  | Solar PV |  | PJM_EMAC | New Jersey | 34 | Warren | 41 | 34041 | 8 | 0 | 2020 | 9999 |  |  | N | Solar | [13 empty] | 0 | 0 | 0 | 0 | [11 empty] | Pohatcong Solar Farm LLC | 100 | Eai Investments LLC | 100
USS Solar Sources LLC CSG | 63151_G_SOURC | 63151 | G | SOURC |  | Solar PV |  | MIS_MNWI | Minnesota | 27 | Washington | 163 | 27163 | 1 | 0 | 2019 | 9999 |  |  | N | Solar | [13 empty] | 0 | 0 | 0 | 0 | [11 empty] | US Solar DG Development LLC | 100 | US Solar DG Development LLC | 100
USS Christoffer Solar LLC CSG | 63152_G_CHRST | 63152 | G | CHRST |  | Solar PV |  | MIS_MNWI | Minnesota | 27 | Chippewa | 23 | 27023 | 1 | 0 | 2019 | 9999 |  |  | N | Solar | [13 empty] | 0 | 0 | 0 | 0 | [11 empty] | US Solar DG Development LLC | 100 | US Solar DG Development LLC | 100
USS Buckaroo Solar LLC CSG | 63153_G_BUCKR | 63153 | G | BUCKR |  | Solar PV |  | SPP_WAUE | Minnesota | 27 | Clay | 27 | 27027 | 1 | 0 | 2020 | 9999 |  |  | N | Solar | [13 empty] | 0 | 0 | 0 | 0 | [11 empty] | US Solar DG Development LLC | 100 | US Solar DG Development LLC | 100
USS Horne North Solar LLC CSG | 63154_G_HORNN | 63154 | G | HORNN |  | Solar PV |  | SPP_WAUE | Minnesota | 27 | Clay | 27 | 27027 | 1 | 0 | 2020 | 9999 |  |  | N | Solar | [13 empty] | 0 | 0 | 0 | 0 | [11 empty] | US Solar DG Development LLC | 100 | US Solar DG Development LLC | 100
USS Horne South Solar LLC CSG | 63155_G_HORNS | 63155 | G | HORNS |  | Solar PV |  | SPP_WAUE | Minnesota | 27 | Clay | 27 | 27027 | 1 | 0 | 2020 | 9999 |  |  | N | Solar | [13 empty] | 0 | 0 | 0 | 0 | [11 empty] | US Solar DG Development LLC | 100 | US Solar DG Development LLC | 100
USS JJ Clay Solar LLC CSG | 63156_G_JJCLY | 63156 | G | JJCLY |  | Solar PV |  | SPP_WAUE | Minnesota | 27 | Clay | 27 | 27027 | 1 | 0 | 2020 | 9999 |  |  | N | Solar | [13 empty] | 0 | 0 | 0 | 0 | [11 empty] | US Solar DG Development LLC | 100 | US Solar DG Development LLC | 100
USS Verde Solar LLC CSG | 63157_G_VERDE | 63157 | G | VERDE |  | Solar PV |  | SPP_WAUE | Minnesota | 27 | Clay | 27 | 27027 | 1 | 0 | 2020 | 9999 |  |  | N | Solar | [13 empty] | 0 | 0 | 0 | 0 | [11 empty] | USS Verde Solar LLC | 100 | US Solar DG Development LLC | 100
USS Cougar Solar LLC CSG | 63158_G_COUGR | 63158 | G | COUGR |  | Solar PV |  | MIS_MNWI | Minnesota | 27 | Redwood | 127 | 27127 | 1 | 0 | 2020 | 9999 |  |  | N | Solar | [13 empty] | 0 | 0 | 0 | 0 | [11 empty] | US Solar DG Development LLC | 100 | US Solar DG Development LLC | 100
USS Flower Solar LLC CSG | 63159_G_FLOWR | 63159 | G | FLOWR |  | Solar PV |  | MIS_MNWI | Minnesota | 27 | Nicollet | 103 | 27103 | 1 | 0 | 2020 | 9999 |  |  | N | Solar | [13 empty] | 0 | 0 | 0 | 0 | [11 empty] | US Solar DG Development LLC | 100 | US Solar DG Development LLC | 100
USS All In Solar LLC CSG | 63160_G_ALLIN | 63160 | G | ALLIN |  | Solar PV |  | MIS_MNWI | Minnesota | 27 | Freeborn | 47 | 27047 | 1 | 0 | 2020 | 9999 |  |  | N | Solar | [13 empty] | 0 | 0 | 0 | 0 | [11 empty] | US Solar DG Development LLC | 100 | US Solar DG Development LLC | 100
Tom Sifers Solar | 63163_G_SIFRS | 63163 | G | SIFRS |  | Solar PV |  | WECC_CO | Colorado | 8 | Grand | 49 | 08049 | 1 | 0 | 2019 | 9999 |  |  | N | Solar | [13 empty] | 0 | 0 | 0 | 0 | [11 empty] | Mountain Parks Services Inc | 100 | Mountain Parks Services Inc | 100
Whiskey Hill Solar | 63164_G_WHSKY | 63164 | G | WHSKY |  | Solar PV |  | WECC_CO | Colorado | 8 | Jackson | 57 | 08057 | 1 | 0 | 2019 | 9999 |  |  | N | Solar | [13 empty] | 0 | 0 | 0 | 0 | [11 empty] | Mountain Parks Services Inc | 100 | Mountain Parks Services Inc | 100
USS Reindeer Solar LLC CSG | 63165_G_RENDR | 63165 | G | RENDR |  | Solar PV |  | MIS_MNWI | Minnesota | 27 | Benton | 9 | 27009 | 1 | 0 | 2020 | 9999 |  |  | N | Solar | [13 empty] | 0 | 0 | 0 | 0 | [11 empty] | USS Reindeer Solar LLC | 100 | US Solar DG Development LLC | 100
USS Bush Solar LLC CSG | 63166_G_BUSH | 63166 | G | BUSH |  | Solar PV |  | MIS_MNWI | Minnesota | 27 | Steele | 147 | 27147 | 1 | 0 | 2020 | 9999 |  |  | N | Solar | [13 empty] | 0 | 0 | 0 | 0 | [11 empty] | USS Bush Solar LLC | 100 | US Solar DG Development LLC | 100
USS Hancock Solar LLC CSG | 63167_G_HNCCK | 63167 | G | HNCCK |  | Solar PV |  | MIS_MNWI | Minnesota | 27 | Carver | 19 | 27019 | 1 | 0 | 2020 | 9999 |  |  | N | Solar | [13 empty] | 0 | 0 | 0 | 0 | [11 empty] | USS Hancock Solar LLC | 100 | US Solar DG Development LLC | 100
USS Pheasant Solar LLC | 63168_G_HNCCK | 63168 | G | HNCCK |  | Solar PV |  | MIS_MNWI | Minnesota | 27 | Chippewa | 23 | 27023 | 1 | 0 | 2020 | 9999 |  |  | N | Solar | [13 empty] | 0 | 0 | 0 | 0 | [11 empty] | USS Pheasant Solar LLC | 100 | US Solar DG Development LLC | 100
USS KVPV Solar LLC | 63169_G_KVPV | 63169 | G | KVPV |  | Solar PV |  | SPP_WAUE | Minnesota | 27 | Clay | 27 | 27027 | 1 | 0 | 2020 | 9999 |  |  | N | Solar | [13 empty] | 0 | 0 | 0 | 0 | [11 empty] | USS KVPV Solar LLC | 100 | US Solar DG Development LLC | 100
USS Kass Solar LLC | 63170_G_KASS | 63170 | G | KASS |  | Solar PV |  | MIS_MNWI | Minnesota | 27 | Lyon | 83 | 27083 | 1 | 0 | 2020 | 9999 |  |  | N | Solar | [13 empty] | 0 | 0 | 0 | 0 | [11 empty] | USS Kass Solar LLC | 100 | US Solar DG Development LLC | 100
USS Chariot Solar LLC | 63171_G_CHROT | 63171 | G | CHROT |  | Solar PV |  | MIS_MNWI | Minnesota | 27 | Renville | 129 | 27129 | 1 | 0 | 2020 | 9999 |  |  | N | Solar | [13 empty] | 0 | 0 | 0 | 0 | [11 empty] | USS Chariot Solar LLC | 100 | US Solar DG Development LLC | 100
Orange Street G1 | 63173_G_1 | 63173 | G | 1 |  | Combustion Turbine | IC Engine | PJM_West | Virginia | 51 | Bedford | 19 | 51019 | 1.8 | 13469 | 2005 | 9999 |  |  | N | Distillate Fuel Oil | [13 empty] | 1.6498 | 1.6498 | 1.6498 | 1.6498 | [11 empty] | Bedford County Public Service Authority | 100 | Bedford County Public Service Authority | 100
Hartmann Project CSG | 63174_G_TC3 | 63174 | G | TC3 |  | Solar PV |  | MIS_MNWI | Minnesota | 27 | Sherburne | 141 | 27141 | 1 | 0 | 2019 | 9999 |  |  | N | Solar | [13 empty] | 0 | 0 | 0 | 0 | [11 empty] | Hartmann Community Solar LLC | 100 | Hartmann Community Solar LLC | 100
E. Goenner Project CSG | 63175_G_TC3 | 63175 | G | TC3 |  | Solar PV |  | MIS_MNWI | Minnesota | 27 | Sherburne | 141 | 27141 | 1 | 0 | 2019 | 9999 |  |  | N | Solar | [13 empty] | 0 | 0 | 0 | 0 | [11 empty] | E Goenner Community Solar LLC | 100 | E Goenner Community Solar LLC | 100
Prawer Project CSG | 63176_G_TC3 | 63176 | G | TC3 |  | Solar PV |  | MIS_MNWI | Minnesota | 27 | Rice | 131 | 27131 | 1 | 0 | 2019 | 9999 |  |  | N | Solar | [13 empty] | 0 | 0 | 0 | 0 | [11 empty] | Prawer Community Solar LLC | 100 | Prawer Community Solar LLC | 100
Schwinghamer Project CSG | 63177_G_TC3 | 63177 | G | TC3 |  | Solar PV |  | MIS_MNWI | Minnesota | 27 | Stearns | 145 | 27145 | 1 | 0 | 2019 | 9999 |  |  | N | Solar | [13 empty] | 0 | 0 | 0 | 0 | [11 empty] | Schwinghamer Community Solar LLC | 100 | Schwinghamer Community Solar LLC | 100
STAG St. Paul Project CSG | 63178_G_TC3 | 63178 | G | TC3 |  | Solar PV |  | MIS_MNWI | Minnesota | 27 | Dakota | 37 | 27037 | 1 | 0 | 2019 | 9999 |  |  | N | Solar | [13 empty] | 0 | 0 | 0 | 0 | [11 empty] | STAG St Paul Community Solar LLC | 100 | Stag St Paul Community Solar LLC | 100
Linden 01 CSG | 63179_G_KANE1 | 63179 | G | KANE1 |  | Solar PV |  | MIS_MNWI | Minnesota | 27 | Scott | 139 | 27139 | 1 | 0 | 2020 | 9999 |  |  | N | Solar | [13 empty] | 0 | 0 | 0 | 0 | [11 empty] | Sunshare Management | 100 | Sunshare Management | 100
TPE Whitney Solar, LLC | 63180_G_TXWHT | 63180 | G | TXWHT |  | Solar PV |  | ERC_REST | Texas | 48 | Bosque | 35 | 48035 | 9.9 | 0 | 2017 | 9999 |  |  | N | Solar | [13 empty] | 0 | 0 | 0 | 0 | [11 empty] | Alchemy Renewable Energy LLC | 100 | Alchemy Renewable Energy LLC | 100
Monroeville Solar | 63181_G_MNVL | 63181 | G | MNVL |  | Solar PV |  | PJM_ATSI | Ohio | 39 | Huron | 77 | 39077 | 3.2 | 0 | 2017 | 9999 |  |  | N | Solar | [13 empty] | 0 | 0 | 0 | 0 | [11 empty] | Eitri Foundry | 100 | Eitri Foundry | 100
Linden 02 CSG | 63182_G_LIND2 | 63182 | G | LIND2 |  | Solar PV |  | MIS_MNWI | Minnesota | 27 | Scott | 139 | 27139 | 1 | 0 | 2020 | 9999 |  |  | N | Solar | [13 empty] | 0 | 0 | 0 | 0 | [11 empty] | Sunshare Management | 100 | Sunshare Management | 100
Linden 03 CSG | 63183_G_LIND3 | 63183 | G | LIND3 |  | Solar PV |  | MIS_MNWI | Minnesota | 27 | Scott | 139 | 27139 | 1 | 0 | 2020 | 9999 |  |  | N | Solar | [13 empty] | 0 | 0 | 0 | 0 | [11 empty] | Sunshare Management | 100 | Sunshare Management | 100
Battle Creek Solar | 63212_G_BC1 | 63212 | G | BC1 |  | Solar PV |  | NENGREST | Vermont | 50 | Bennington | 3 | 50003 | 2.2 | 0 | 2018 | 9999 |  |  | N | Solar | [13 empty] | 0 | 0 | 0 | 0 | [11 empty] | Otter Creek Solar LLC | 100 | Allco Renewable Energy Limited | 100
GSPP Gilman, LLC | 63368_G_GILMA | 63368 | G | GILMA |  | Solar PV |  | NENGREST | Vermont | 50 | Essex | 9 | 50009 | 2.1 | 0 | 2018 | 9999 |  |  | N | Solar | [13 empty] | 0 | 0 | 0 | 0 | [11 empty] | GSPP Gilman LLC | 100 | Green Street Power Partners LLC | 100
IGS CC, LLC | 63428_G_254 | 63428 | G | 254 |  | Solar PV |  | PJM_SMAC | District of Columbia | 11 | District of Columbia | 1 | 11001 | 1.5 | 0 | 2020 | 9999 |  |  | N | Solar | [13 empty] | 0 | 0 | 0 | 0 | [11 empty] | IGS CC LLC | 100 | Greenbacker Renewable Energy Corp | 100
CD4 | 63490_G_OEC1 | 63490 | G | OEC1 |  | Geothermal |  | WECC_SCE | California | 6 | Mono | 51 | 06051 | 17 | 30000 | 2022 | 9999 |  |  | N | Geothermal | [13 empty] | 0 | 0 | 0 | 0 | 0.3713 | 0.3713 | 0.3713 | [8 empty] | CD4 | 100 | CD4 | 100
OES Biogas Power | 63622_G_OES01 | 63622 | G | OES01 |  | Non-Fossil Waste |  | WECC_SCE | California | 6 | San Bernardino | 71 | 06071 | 1.3 | 13500 | 2020 | 9999 |  |  | N | Non-Fossil Waste | [13 empty] | 0 | 0 | 0 | 0 | [11 empty] | Organic Energy Solutions LLC | 100 | Organic Energy Solutions LLC | 100
OES Biogas Power | 63622_G_OES02 | 63622 | G | OES02 |  | Non-Fossil Waste |  | WECC_SCE | California | 6 | San Bernardino | 71 | 06071 | 1.3 | 13500 | 2020 | 9999 |  |  | N | Non-Fossil Waste | [13 empty] | 0 | 0 | 0 | 0 | [11 empty] | Organic Energy Solutions LLC | 100 | Organic Energy Solutions LLC | 100
POET Biorefining - Shelbyville | 63921_G_1 | 63921 | G | 1 |  | O/G Steam |  | MIS_INKY | Indiana | 18 | Shelby | 145 | 18145 | 5.5 | 8300 | 2020 | 9999 |  |  | N | Natural Gas | [13 empty] | 0.23063 | 0.23063 | 0.23063 | 0.23063 | [11 empty] | POET Biorefining Shelbyville | 100 | POET Biorefining | 100
West Riverside Energy Center | 64020_G_CTG3 | 64020 | G | CTG3 |  | Combined Cycle |  | MIS_WUMS | Wisconsin | 55 | Rock | 105 | 55105 | 225 | 7050 | 2019 | 9999 |  |  | N | Natural Gas |  |  |  | DLNB | SCR | [8 empty] | 0.011 | 0.011 | 0.011 | 0.011 | [11 empty] | Hanwha Q Cells USA Corp | 100 | Hanwha Group | 100
West Riverside Energy Center | 64020_G_CTG4 | 64020 | G | CTG4 |  | Combined Cycle |  | MIS_WUMS | Wisconsin | 55 | Rock | 105 | 55105 | 225 | 7050 | 2019 | 9999 |  |  | N | Natural Gas |  |  |  | DLNB | SCR | [8 empty] | 0.011 | 0.011 | 0.011 | 0.011 | [11 empty] | Hanwha Q Cells USA Corp | 100 | Hanwha Group | 100
West Riverside Energy Center | 64020_G_STG2 | 64020 | G | STG2 |  | Combined Cycle |  | MIS_WUMS | Wisconsin | 55 | Rock | 105 | 55105 | 250 | 7050 | 2019 | 9999 | other |  | N | Natural Gas |  |  |  | LNB | SCR | [8 empty] | 0.011 | 0.011 | 0.011 | 0.011 | [11 empty] | Hanwha Q Cells USA Corp | 100 | Hanwha Group | 100
Shaftsbury Solar | 64064_G_SHAFT | 64064 | G | SHAFT |  | Solar PV |  | NENGREST | Vermont | 50 | Bennington | 3 | 50003 | 20 | 0 | 2023 | 9999 |  |  | N | Solar | [13 empty] | 0 | 0 | 0 | 0 | [11 empty] | Freepoint Commodities LLC | 100 | Freepoint Commodities LLC | 100
James W. Broderick Hydropower Plant | 64123_G_GEN35 | 64123 | G | GEN35 |  | Hydro |  | WECC_CO | Colorado | 8 | Pueblo | 101 | 08101 | 3.3 | 0 | 2019 | 9999 |  |  | N | Hydro | [13 empty] | 0 | 0 | 0 | 0 | [11 empty] | Southeastern Colorado Water Conservancy District | 100 | Southeastern Colorado Water Conservancy District | 100
James W. Broderick Hydropower Plant | 64123_G_GEN40 | 64123 | G | GEN40 |  | Hydro |  | WECC_CO | Colorado | 8 | Pueblo | 101 | 08101 | 3.8 | 0 | 2019 | 9999 |  |  | N | Hydro | [13 empty] | 0 | 0 | 0 | 0 | [11 empty] | Southeastern Colorado Water Conservancy District | 100 | Southeastern Colorado Water Conservancy District | 100
Still Water Power | 64141_G_4 | 64141 | G | 4 |  | Non-Fossil Waste |  | WEC_CALN | California | 6 | Kings | 31 | 06031 | 1 | 13500 | 2020 | 9999 |  |  | N | Non-Fossil Waste | [13 empty] | 0 | 0 | 0 | 0 | [11 empty] | Still Water Power LLC | 100 | Still Water Power LLC | 100
St. Cloud Hydro | 64242_G_GEN#1 | 64242 | G | GEN#1 |  | Hydro |  | MIS_MNWI | Minnesota | 27 | Stearns | 145 | 27145 | 4.3 | 0 | 1988 | 9999 |  |  | N | Hydro | [13 empty] | 0 | 0 | 0 | 0 | [11 empty] | St Cloud FL (City of) | 100 | St Cloud (City of) | 100
St. Cloud Hydro | 64242_G_GEN#2 | 64242 | G | GEN#2 |  | Hydro |  | MIS_MNWI | Minnesota | 27 | Stearns | 145 | 27145 | 4.3 | 0 | 1988 | 9999 |  |  | N | Hydro | [13 empty] | 0 | 0 | 0 | 0 | [11 empty] | St Cloud FL (City of) | 100 | St Cloud (City of) | 100
Pickford Solar | 64251_G_PICK1 | 64251 | G | PICK1 |  | Solar PV |  | MIS_WUMS | Michigan | 26 | Chippewa | 33 | 26033 | 6.9 | 0 | 2021 | 9999 |  |  | N | Solar | [13 empty] | 0 | 0 | 0 | 0 | [11 empty] | Craig J Tester | 50 | Craig J Tester | 50
Lawrence Brook | 64268_G_280 | 64268 | G | 280 |  | Solar PV |  | NENGREST | Vermont | 50 | Lamoille | 15 | 50015 | 2.2 | 0 | 2020 | 9999 |  |  | N | Solar | [13 empty] | 0 | 0 | 0 | 0 | [11 empty] | ER Lawrence Brook Solar LLC | 100 | Encore Renewable Energy | 100
Amazon JFK8 Solar Project | 64351_G_JFK8 | 64351 | G | JFK8 |  | Solar PV |  | NY_Z_J | New York | 36 | Richmond | 85 | 36085 | 4.9 | 0 | 2021 | 9999 |  |  | N | Solar | [13 empty] | 0 | 0 | 0 | 0 | [11 empty] | Solar Star Prime 2 LLC | 100 | TOTAL SA | 100
Golden Solar | 64443_G_GOLD | 64443 | G | GOLD |  | Solar PV |  | NENGREST | Vermont | 50 | Caledonia | 5 | 50005 | 2.2 | 0 | 2021 | 9999 |  |  | N | Solar | [13 empty] | 0 | 0 | 0 | 0 | [11 empty] | Norwich Solar Technologies | 100 | Norwich Solar Technologies | 100
3 MW LLC | 64592_G_GEN1 | 64592 | G | GEN1 |  | Fossil Waste |  | WECC_CO | Colorado | 8 | Gunnison | 51 | 08051 | 1 | 8785 | 2013 | 9999 |  |  | N | Fossil Waste | [13 empty] | 0.05352 | 0.05352 | 0.05352 | 0.05352 | [11 empty] | 3MW LLC | 100 | Vessels Corbon Solutions Inc | 100
3 MW LLC | 64592_G_GEN2 | 64592 | G | GEN2 |  | Fossil Waste |  | WECC_CO | Colorado | 8 | Gunnison | 51 | 08051 | 1 | 8785 | 2013 | 9999 |  |  | N | Fossil Waste | [13 empty] | 0.05352 | 0.05352 | 0.05352 | 0.05352 | [11 empty] | 3MW LLC | 100 | Vessels Corbon Solutions Inc | 100
3 MW LLC | 64592_G_GEN3 | 64592 | G | GEN3 |  | Fossil Waste |  | WECC_CO | Colorado | 8 | Gunnison | 51 | 08051 | 1 | 8785 | 2013 | 9999 |  |  | N | Fossil Waste | [13 empty] | 0.05352 | 0.05352 | 0.05352 | 0.05352 | [11 empty] | 3MW LLC | 100 | Vessels Corbon Solutions Inc | 100
MC6 Hydro Facility | 64607_G_GEN1 | 64607 | G | GEN1 |  | Hydro |  | WECC_ID | Idaho | 16 | Ada | 1 | 16001 | 2.3 | 0 | 2021 | 9999 |  |  | N | Hydro | [13 empty] | 0 | 0 | 0 | 0 | [11 empty] | MC6 Hydro Facility | 100 | Sorenson Engineering Inc | 100
Diamond H Dairy Power | 64622_G_GEN1 | 64622 | G | GEN1 |  | Non-Fossil Waste |  | WEC_CALN | California | 6 | Madera | 39 | 06039 | 1 | 13500 | 2021 | 9999 |  |  | N | Non-Fossil Waste | [13 empty] | 0 | 0 | 0 | 0 | [11 empty] | Madera DP 2 LLC | 100 | MDP Holding Co LLC | 100
Diamond H Dairy Power | 64622_G_GEN2 | 64622 | G | GEN2 |  | Non-Fossil Waste |  | WEC_CALN | California | 6 | Madera | 39 | 06039 | 1 | 13500 | 2021 | 9999 |  |  | N | Non-Fossil Waste | [13 empty] | 0 | 0 | 0 | 0 | [11 empty] | Madera DP 2 LLC | 100 | MDP Holding Co LLC | 100
WLWPCF Cogeneration Facility | 64663_G_EG075 | 64663 | G | EG075 |  | Non-Fossil Waste |  | WECC_PNW | Oregon | 41 | Marion | 47 | 41047 | 1.1 | 13500 | 2020 | 9999 |  |  | N | Non-Fossil Waste | [13 empty] | 0 | 0 | 0 | 0 | [11 empty] | Salem OR (City of) | 100 | Salem OR (City of) | 100
Billings Road | 64860_G_286 | 64860 | G | 286 |  | Solar PV |  | NENGREST | Vermont | 50 | Caledonia | 5 | 50005 | 1.7 | 0 | 2022 | 9999 |  |  | N | Solar | [13 empty] | 0 | 0 | 0 | 0 | [11 empty] | ER Billings Road Solar LLC | 100 | Encore Renewable Energy | 100
ER Salvage Yard | 64863_G_284 | 64863 | G | 284 |  | Solar PV |  | NENGREST | Vermont | 50 | Lamoille | 15 | 50015 | 2.1 | 0 | 2021 | 9999 |  |  | N | Solar | [13 empty] | 0 | 0 | 0 | 0 | [11 empty] | ER Salvage Yard Solar LLC | 100 | Encore Renewable Energy | 100
Park St | 64975_G_628 | 64975 | G | 628 |  | Solar PV |  | NENGREST | Vermont | 50 | Rutland | 21 | 50021 | 1.8 | 0 | 2014 | 9999 |  |  | N | Solar | [13 empty] | 0 | 0 | 0 | 0 | [11 empty] | Nextsun Energy Rutland LLC | 100 | Greenbacker Renewable Energy Corp | 100
Kings River Syphon | 65033_G_UNIT1 | 65033 | G | UNIT1 |  | Hydro |  | WEC_CALN | California | 6 | Fresno | 19 | 06019 | 0.2 | 0 | 1990 | 9999 |  |  | N | Hydro | [13 empty] | 0 | 0 | 0 | 0 | [11 empty] | Orange Cove Irrigation District | 100 | Orange Cove Irrigation District | 100
Kings River Syphon | 65033_G_UNIT2 | 65033 | G | UNIT2 |  | Hydro |  | WEC_CALN | California | 6 | Fresno | 19 | 06019 | 0.2 | 0 | 1990 | 9999 |  |  | N | Hydro | [13 empty] | 0 | 0 | 0 | 0 | [11 empty] | Orange Cove Irrigation District | 100 | Orange Cove Irrigation District | 100
Kings River Syphon | 65033_G_UNIT3 | 65033 | G | UNIT3 |  | Hydro |  | WEC_CALN | California | 6 | Fresno | 19 | 06019 | 0.2 | 0 | 1990 | 9999 |  |  | N | Hydro | [13 empty] | 0 | 0 | 0 | 0 | [11 empty] | Orange Cove Irrigation District | 100 | Orange Cove Irrigation District | 100
Kings River Syphon | 65033_G_UNIT4 | 65033 | G | UNIT4 |  | Hydro |  | WEC_CALN | California | 6 | Fresno | 19 | 06019 | 0.2 | 0 | 1990 | 9999 |  |  | N | Hydro | [13 empty] | 0 | 0 | 0 | 0 | [11 empty] | Orange Cove Irrigation District | 100 | Orange Cove Irrigation District | 100
ER Bone Hill Solar, LLC | 65135_G_288 | 65135 | G | 288 |  | Solar PV |  | NENGREST | Vermont | 50 | Washington | 23 | 50023 | 1.2 | 0 | 2022 | 9999 |  |  | N | Solar | [13 empty] | 0 | 0 | 0 | 0 | [11 empty] | ER Bone Hill Solar, LLC | 100 | ER Bone Hill Solar, LLC | 100
ER Center Road Solar, LLC | 65166_G_287 | 65166 | G | 287 |  | Solar PV |  | NENGREST | Vermont | 50 | Caledonia | 5 | 50005 | 2.1 | 0 | 2022 | 9999 |  |  | N | Solar | [13 empty] | 0 | 0 | 0 | 0 | [11 empty] | ER Center Road Solar LLC | 100 | Encore Renewable Energy | 100
Gaucho Solar | 65214_G_GCHOS | 65214 | G | GCHOS |  | Solar PV |  | PJM_ATSI | Pennsylvania | 42 | Beaver | 7 | 42007 | 20 | 0 | 2022 | 9999 |  |  | N | Solar | [13 empty] | 0 | 0 | 0 | 0 | [11 empty] | Gaucho Solar | 100 | Gaucho Solar | 100
Cedar Creek Wind, LLC | 65311_G_CDCRK | 65311 | G | CDCRK |  | Onshore Wind |  | WECC_ID | Idaho | 16 | Bingham | 11 | 16011 | 160 | 0 | 2023 | 9999 |  |  | N | Wind | [13 empty] | 0 | 0 | 0 | 0 | [11 empty] | Cedar Creek Wind, LLC | 100 | Cedar Creek Wind, LLC | 100
French Island | 4005_G_3 | 4005 | G | 3 | 90016 | Combustion Turbine |  | MIS_MNWI | Wisconsin |  | La Crosse | 63 | 55063 | 61 | 20422 | 1974 | 2030 |  |  | N | Distillate Fuel Oil | [13 empty] | 1.2 | 1.2 | 1.2 | 1.2 | [11 empty] | Northern States Power Co (Wisconsin) | 100 | Xcel Energy Inc | 100
French Island | 4005_G_4 | 4005 | G | 4 | 90032 | Combustion Turbine |  | MIS_MNWI | Wisconsin |  | La Crosse | 63 | 55063 | 58 | 21386 | 1974 | 2030 |  |  | N | Distillate Fuel Oil | [13 empty] | 1.1999 | 1.1999 | 1.1999 | 1.1999 | [11 empty] | Northern States Power Co (Wisconsin) | 100 | Xcel Energy Inc | 100
Nevada Cogen Associates 2 Black Mountain | 54349_G_GTA | 54349 | G | GTA |  | Combined Cycle |  | WECC_SNV | Nevada | 32 | Clark | 3 | 32003 | 21.7 | 9202 | 1992 | 2031 |  |  | Y | Natural Gas |  |  |  |  | SCR | [8 empty] | 0.02111 | 0.02111 | 0.02111 | 0.02111 | [11 empty] | Panwest NCA2 Holdings LLC | 100 | Panwest NCA2 Holdings LLC | 100
Nevada Cogen Associates 2 Black Mountain | 54349_G_GTB | 54349 | G | GTB |  | Combined Cycle |  | WECC_SNV | Nevada | 32 | Clark | 3 | 32003 | 21.7 | 9202 | 1992 | 2031 |  |  | Y | Natural Gas |  |  |  |  | SCR | [8 empty] | 0.02111 | 0.02111 | 0.02111 | 0.02111 | [11 empty] | Panwest NCA2 Holdings LLC | 100 | Panwest NCA2 Holdings LLC | 100
Nevada Cogen Associates 2 Black Mountain | 54349_G_GTC | 54349 | G | GTC |  | Combined Cycle |  | WECC_SNV | Nevada | 32 | Clark | 3 | 32003 | 21.7 | 9202 | 1992 | 2031 |  |  | Y | Natural Gas |  |  |  |  | SCR | [8 empty] | 0.02111 | 0.02111 | 0.02111 | 0.02111 | [11 empty] | Panwest NCA2 Holdings LLC | 100 | Panwest NCA2 Holdings LLC | 100
Nevada Cogen Associates 2 Black Mountain | 54349_G_STM | 54349 | G | STM |  | Combined Cycle |  | WECC_SNV | Nevada | 32 | Clark | 3 | 32003 | 28 | 9202 | 1992 | 2031 |  |  | Y | Natural Gas |  |  |  | NH3 + STM | SCR | 1992 | [7 empty] | 0.02111 | 0.02111 | 0.02111 | 0.02111 | [11 empty] | Panwest NCA2 Holdings LLC | 100 | Panwest NCA2 Holdings LLC | 100
Note on I2032: Due to model restriction, we model this unit in S_C_KY region.
Note on I2033: Due to model restriction, we model this unit in S_C_KY region.
Note on I2034: Due to model restriction, we model this unit in S_C_KY region.
Note on U6753: Zhao, Jihong: CC Cogen
Note on U6766: Zhao, Jihong: CC Cogen
Note on U7633: Zhao, Jihong: CC Cogen
Note on U7733: Zhao, Jihong: CC Cogen
Note on U9671: Zhao, Jihong: CC Cogen
Note on U9672: Zhao, Jihong: CC Cogen
Note on U10866: Zhao, Jihong: CC Cogen
Note on U13073: Zhao, Jihong: CC Cogen
Note on U13783: Zhao, Jihong: CC Cogen
Note on U14675: Zhao, Jihong: CC Cogen
Note on U14676: Zhao, Jihong: CC Cogen
Note on I15723: Due to model restriction, we model this unit in S_C_KY region.
Note on I17678: Due to model restriction, we model this unit in S_C_KY region.
Note on I18858: Due to model restriction, we model this unit in S_C_KY region.
Note on I18959: Due to model restriction, we model this unit in S_C_KY region.
Note on I18960: Due to model restriction, we model this unit in S_C_KY region.
Note on I18961: Due to model restriction, we model this unit in S_C_KY region.
Note on I18962: Due to model restriction, we model this unit in S_C_KY region.
Note on I18963: Due to model restriction, we model this unit in S_C_KY region.

## NEEDS_Summer2023_Retire_By_2028
Plant Name | UniqueID_Final | ORIS Plant Code | Boiler/Generator/Committed Unit | Unit ID | CAMD Database UnitID | PlantType | Combustion Turbine/IC Engine | Region Name | State Name | State Code | County | County Code | FIPS5 | Capacity (MW) | Heat Rate (Btu/kWh) | On Line Year | Retirement Year | Firing | Bottom | Cogen? | Modeled Fuels | Wet/DryScrubber | Scrubber_Online_Year | Scrubber Efficiency | NOx Comb Control | NOx Post-Comb Control | SCR_Online_Year | SNCR_Online_Year | PM Control | FlueGasConditioning_Flag | Mercury_Controls | ACI_Online_Year | Mercury_Controls Efficiency | SO2 Permit Rate (lbs/mmBtu) | Mode 1 NOx Rate (lbs/mmBtu) | Mode 2 NOx Rate (lbs/mmBtu) | Mode 3 NOx Rate (lbs/mmBtu) | Mode 4 NOx Rate (lbs/mmBtu) | Hg EMF for BIT | Hg EMF for SUB | Hg EMF for LIG | HCL Removal | DSI Unit | DSI Online Year | CCS | CCS Removal | C2G | C2G Online Year | BART Affected Unit
Gadsden | 7_B_1 | 7 | B | 1 | 11 | O/G Steam |  | S_SOU | Alabama | 1 | Etowah | 55 | 01055 | 64 | 10947 | 1949 | 2023 | tangential | dry | Y | Natural Gas | [12 empty] | 4 | 0.12337 | 0.12337 | 0.12337 | 0.12337
Gadsden | 7_B_2 | 7 | B | 2 | 12 | O/G Steam |  | S_SOU | Alabama | 1 | Etowah | 55 | 01055 | 66 | 10947 | 1949 | 2023 | tangential | dry | Y | Natural Gas | [12 empty] | 4 | 0.11885 | 0.11885 | 0.11885 | 0.11885
Greene County | 10_B_1 | 10 | B | 1 | 19 | O/G Steam |  | S_SOU | Alabama | 1 | Greene | 63 | 01063 | 258 | 10471 | 1965 | 2025 | cell | dry | N | Natural Gas |  |  |  | LNCB | [8 empty] | 4 | 0.17278 | 0.17278 | 0.17278 | 0.17278
Greene County | 10_B_2 | 10 | B | 2 | 20 | O/G Steam |  | S_SOU | Alabama | 1 | Greene | 63 | 01063 | 258 | 10306 | 1966 | 2026 | wall | dry | N | Natural Gas |  |  |  | LNB | [8 empty] | 4 | 0.16838 | 0.16838 | 0.16838 | 0.16838
Dolet Hills | 51_B_1 | 51 | B | 1 | 48 | Coal Steam |  | MIS_LA | Louisiana | 22 | DeSoto | 31 | 22031 | 642 | 11591 | 1986 | 2021 | wall | dry | N | Lignite, Subbituminous | Wet Scrubber | 1986 | 0.76 | LNBO | SNCR |  | 2013 | B | NA | ACI | 2014 |  | 1.2 | 0.22382 | 0.22382 | 0.22382 | 0.22382 | 0.1 | 0.1 | 0.1 | 0.98 | Yes | 2014
Cholla | 113_B_1 | 113 | B | 1 | 62 | Coal Steam |  | WECC_AZ | Arizona | 4 | Navajo | 17 | 04017 | 116 | 10762 | 1980 | 2025 | tangential | dry | N | Bituminous, Subbituminous | Wet Scrubber | 1973 | 0.9 | LNC2 |  |  |  | B | NA | ACI | 2016 |  | 1 | 0.17342 | 0.17342 | 0.1469 | 0.1469 | 0.05 | 0.1 | 0.1 | 0.95 | [6 empty] | Yes
Cholla | 113_B_3 | 113 | B | 3 | 64 | Coal Steam |  | WECC_AZ | Arizona | 4 | Navajo | 17 | 04017 | 271 | 11027 | 1980 | 2025 | tangential | dry | N | Bituminous, Subbituminous | Wet Scrubber | 2009 | 0.94 | LNC3 |  |  |  | B | NA | ACI | 2016 |  | 0.8 | 0.19068 | 0.19068 | 0.19068 | 0.19068 | 0.05 | 0.1 | 0.1 | 0.99 | [6 empty] | Yes
Cholla | 113_B_4 | 113 | B | 4 | 65 | Coal Steam |  | WECC_AZ | Arizona | 4 | Navajo | 17 | 04017 | 380 | 10709 | 1981 | 2020 | tangential | dry | N | Bituminous, Subbituminous | Wet Scrubber | 2008 | 0.94 | LNC3 |  |  |  | B | NA | ACI | 2016 |  | 0.15 | 0.1752 | 0.1752 | 0.1752 | 0.1752 | 0.05 | 0.1 | 0.1 | 0.99 | [6 empty] | Yes
Oklaunion | 127_B_1 | 127 | B | 1 | 81 | Coal Steam |  | ERC_WEST | Texas | 48 | Wilbarger | 487 | 48487 | 650 | 10658 | 1986 | 2020 | wall | dry | N | Subbituminous | Wet Scrubber | 1986 | 0.868 | LNB |  |  |  | ESPC | No | ACI | 2015 |  | 0.5 | 0.33699 | 0.33699 | 0.1987 | 0.1987 | 0.1 | 0.1 | 0.1 | 0.918
Seminole (FL) | 136_B_1 | 136 | B | 1 | 84 | Coal Steam |  | FRCC | Florida | 12 | Putnam | 107 | 12107 | 652 | 9889 | 1984 | 2023 | wall | dry | N | Bituminous | Wet Scrubber | 1984 | 0.95 | LNBO | SCR | 2009 |  | ESPC | No |  |  |  | 0.2 | 0.2034 | 0.06303 | 0.2034 | 0.06303 | 0.05 | 0.1 | 0.56 | 0.99 | [6 empty] | Yes
GREC | 165_B_1 | 165 | B | 1 | 95 | O/G Steam |  | SPP_WEST | Oklahoma | 40 | Mayes | 97 | 40097 | 40 | 12224 | 1982 | 2020 | wall | dry | N | Natural Gas |  |  |  | OFA | [8 empty] | 1.2 | 0.06581 | 0.06581 | 0.06581 | 0.06581
Lake Catherine | 170_B_4 | 170 | B | 4 | 107 | O/G Steam |  | MIS_AR | Arkansas | 5 | Hot Spring | 59 | 05059 | 522 | 11972 | 1970 | 2025 | wall | dry | N | Natural Gas |  |  |  | BOOS | [9 empty] | 0.21792 | 0.21792 | 0.21792 | 0.21792
Osceola (AR) | 172_G_13 | 172 | G | 13 |  | Combustion Turbine | IC Engine | MIS_AR | Arkansas | 5 | Mississippi | 93 | 05093 | 1.6 | 12283 | 1999 | 2015 |  |  | N | Distillate Fuel Oil | [13 empty] | 1.6498 | 1.6498 | 1.6498 | 1.6498
Osceola (AR) | 172_G_14 | 172 | G | 14 |  | Combustion Turbine | IC Engine | MIS_AR | Arkansas | 5 | Mississippi | 93 | 05093 | 1.6 | 12283 | 1999 | 2015 |  |  | N | Distillate Fuel Oil | [13 empty] | 1.6498 | 1.6498 | 1.6498 | 1.6498
Kerckhoff | 250_G_H1 | 250 | G | H1 |  | Hydro |  | WEC_CALN | California | 6 | Fresno | 19 | 06019 | 12.6 | 0 | 1920 | 2028 |  |  | N | Hydro | [13 empty] | 0 | 0 | 0 | 0
Kerckhoff | 250_G_H3 | 250 | G | H3 |  | Hydro |  | WEC_CALN | California | 6 | Fresno | 19 | 06019 | 12.6 | 0 | 1920 | 2028 |  |  | N | Hydro | [13 empty] | 0 | 0 | 0 | 0
San Joaquin 3 | 277_G_3 | 277 | G | 3 |  | Hydro |  | WEC_CALN | California | 6 | Madera | 39 | 06039 | 4.2 | 0 | 1923 | 2028 |  |  | N | Hydro | [13 empty] | 0 | 0 | 0 | 0
Tule River | 289_G_1 | 289 | G | 1 |  | Hydro |  | WECC_SCE | California | 6 | Tulare | 107 | 06107 | 3.2 | 0 | 1914 | 2028 |  |  | N | Hydro | [13 empty] | 0 | 0 | 0 | 0
Tule River | 289_G_2 | 289 | G | 2 |  | Hydro |  | WECC_SCE | California | 6 | Tulare | 107 | 06107 | 3.2 | 0 | 1914 | 2028 |  |  | N | Hydro | [13 empty] | 0 | 0 | 0 | 0
AES Alamitos LLC | 315_B_3 | 315 | B | 3 | 201 | O/G Steam |  | WECC_SCE | California | 6 | Los Angeles | 37 | 06037 | 332 | 11157 | 1961 | 2024 |  |  | N | Natural Gas |  |  |  |  | SCR | [7 empty] | 0.74 | 0.024388 | 0.024388 | 0.024388 | 0.024388
AES Alamitos LLC | 315_B_4 | 315 | B | 4 | 202 | O/G Steam |  | WECC_SCE | California | 6 | Los Angeles | 37 | 06037 | 335 | 11055 | 1962 | 2024 |  |  | N | Natural Gas |  |  |  |  | SCR | [7 empty] | 0.74 | 0.0071729 | 0.0071729 | 0.0071729 | 0.0071729
AES Alamitos LLC | 315_B_5 | 315 | B | 5 | 203 | O/G Steam |  | WECC_SCE | California | 6 | Los Angeles | 37 | 06037 | 485 | 10843 | 1964 | 2024 |  |  | N | Natural Gas |  |  |  |  | SCR | [7 empty] | 0.74 | 0.011918 | 0.011918 | 0.011918 | 0.011918
Borel | 328_G_1 | 328 | G | 1 |  | Hydro |  | WECC_SCE | California | 6 | Kern | 29 | 06029 | 2.1 | 0 | 1904 | 2017 |  |  | N | Hydro | [13 empty] | 0 | 0 | 0 | 0
Borel | 328_G_2 | 328 | G | 2 |  | Hydro |  | WECC_SCE | California | 6 | Kern | 29 | 06029 | 2.5 | 0 | 1904 | 2017 |  |  | N | Hydro | [13 empty] | 0 | 0 | 0 | 0
Borel | 328_G_3 | 328 | G | 3 |  | Hydro |  | WECC_SCE | California | 6 | Kern | 29 | 06029 | 6 | 0 | 1932 | 2017 |  |  | N | Hydro | [13 empty] | 0 | 0 | 0 | 0
AES Huntington Beach LLC | 335_B_2 | 335 | B | 2 | 224 | O/G Steam |  | WECC_SCE | California | 6 | Orange | 59 | 06059 | 225.8 | 11225 | 1958 | 2024 |  |  | N | Natural Gas |  |  |  |  | SCR | [7 empty] | 0.74 | 0.04181 | 0.04181 | 0.04181 | 0.04181
Ormond Beach | 350_B_1 | 350 | B | 1 | 229 | O/G Steam |  | WECC_SCE | California | 6 | Ventura | 111 | 06111 | 741 | 10745 | 1971 | 2024 |  |  | N | Natural Gas |  |  |  |  | SCR | [8 empty] | 0.00711 | 0.00711 | 0.00711 | 0.00711
Ormond Beach | 350_B_2 | 350 | B | 2 | 230 | O/G Steam |  | WECC_SCE | California | 6 | Ventura | 111 | 06111 | 750 | 10745 | 1973 | 2024 |  |  | N | Natural Gas |  |  |  |  | SCR | [8 empty] | 0.00801 | 0.00801 | 0.00801 | 0.00801
AES Redondo Beach LLC | 356_B_5 | 356 | B | 5 | 238 | O/G Steam |  | WECC_SCE | California | 6 | Los Angeles | 37 | 06037 | 175 | 13781 | 1954 | 2024 |  |  | N | Natural Gas |  |  |  |  | SCR | [7 empty] | 0.74 | 0.025191 | 0.025191 | 0.025191 | 0.025191
AES Redondo Beach LLC | 356_B_6 | 356 | B | 6 | 239 | O/G Steam |  | WECC_SCE | California | 6 | Los Angeles | 37 | 06037 | 175 | 13635 | 1957 | 2024 |  |  | N | Natural Gas |  |  |  |  | SCR | [7 empty] | 0.74 | 0.022851 | 0.022851 | 0.022851 | 0.022851
AES Redondo Beach LLC | 356_B_8 | 356 | B | 8 | 241 | O/G Steam |  | WECC_SCE | California | 6 | Los Angeles | 37 | 06037 | 480 | 11612 | 1967 | 2024 |  |  | N | Natural Gas |  |  |  |  | SCR | [7 empty] | 0.74 | 0.108 | 0.108 | 0.108 | 0.108
Lower Tule River | 365_G_1 | 365 | G | 1 |  | Hydro |  | WECC_SCE | California | 6 | Tulare | 107 | 06107 | 1.3 | 0 | 1909 | 2028 |  |  | N | Hydro | [13 empty] | 0 | 0 | 0 | 0
Lower Tule River | 365_G_2 | 365 | G | 2 |  | Hydro |  | WECC_SCE | California | 6 | Tulare | 107 | 06107 | 1.3 | 0 | 1909 | 2028 |  |  | N | Hydro | [13 empty] | 0 | 0 | 0 | 0
Grayson | 377_B_3 | 377 | B | 3 |  | Landfill Gas |  | WEC_LADW | California | 6 | Los Angeles | 37 | 06037 | 18 | 16663 | 1977 | 2028 | wall | dry | N | Landfill Gas |  |  |  | FR + LA + LNB | [9 empty] | 0.048 | 0.048 | 0.048 | 0.048
Joliet 29 | 384_B_71 | 384 | B | 71 | 250 | O/G Steam |  | PJM_COMD | Illinois | 17 | Will | 197 | 17197 | 259 | 11615 | 1965 | 2023 | tangential | dry | N | Natural Gas |  |  |  | LNC3 | SNCR | [7 empty] | 1.8 | 0.07909 | 0.07909 | 0.07909 | 0.07909
Joliet 29 | 384_B_72 | 384 | B | 72 | 251 | O/G Steam |  | PJM_COMD | Illinois | 17 | Will | 197 | 17197 | 259 | 11615 | 1965 | 2023 | tangential | dry | N | Natural Gas |  |  |  | LNC3 | SNCR | [7 empty] | 1.8 | 0.08024 | 0.08024 | 0.08024 | 0.08024
Joliet 29 | 384_B_81 | 384 | B | 81 | 252 | O/G Steam |  | PJM_COMD | Illinois | 17 | Will | 197 | 17197 | 259 | 11615 | 1965 | 2023 | tangential | dry | N | Natural Gas |  |  |  | LNC3 | SNCR | [7 empty] | 1.8 | 0.09174 | 0.09174 | 0.09174 | 0.09174
Joliet 29 | 384_B_82 | 384 | B | 82 | 253 | O/G Steam |  | PJM_COMD | Illinois | 17 | Will | 197 | 17197 | 259 | 11615 | 1965 | 2023 | tangential | dry | N | Natural Gas |  |  |  | LNC3 | SNCR | [7 empty] | 1.8 | 0.09185 | 0.09185 | 0.09185 | 0.09185
Scattergood | 404_B_1 | 404 | B | 1 | 277 | O/G Steam |  | WEC_LADW | California | 6 | Los Angeles | 37 | 06037 | 112 | 11975 | 1959 | 2024 | wall | dry | N | Natural Gas |  |  |  |  | SCR | [7 empty] | 0.74 | 0.00145 | 0.00145 | 0.00145 | 0.00145
Scattergood | 404_B_2 | 404 | B | 2 | 278 | O/G Steam |  | WEC_LADW | California | 6 | Los Angeles | 37 | 06037 | 156 | 11853 | 1959 | 2024 | wall | dry | N | Natural Gas |  |  |  |  | SCR | [7 empty] | 0.74 | 0.006 | 0.006 | 0.006 | 0.006
White Rock/Slab Creek | 435_G_H4 | 435 | G | H4 |  | Hydro |  | WEC_BANC | California | 6 | El Dorado | 17 | 06017 | 0.5 | 0 | 1983 | 2022 |  |  | N | Hydro | [13 empty] | 0 | 0 | 0 | 0
Alamosa | 464_G_CT1 | 464 | G | CT1 |  | Combustion Turbine |  | WECC_CO | Colorado | 8 | Alamosa | 3 | 08003 | 13 | 16581 | 1973 | 2025 |  |  | N | Natural Gas, Distillate Fuel Oil | [12 empty] | 0.06 | 0.47388 | 0.47388 | 0.47388 | 0.47388
Alamosa | 464_G_CT2 | 464 | G | CT2 |  | Combustion Turbine |  | WECC_CO | Colorado | 8 | Alamosa | 3 | 08003 | 14 | 16581 | 1977 | 2025 |  |  | N | Natural Gas, Distillate Fuel Oil | [12 empty] | 0.06 | 0.47388 | 0.47388 | 0.47388 | 0.47388
Cherokee | 469_B_4 | 469 | B | 4 | 298 | O/G Steam |  | WECC_CO | Colorado | 8 | Adams | 1 | 08001 | 310 | 10700 | 1968 | 2027 | tangential | dry | N | Natural Gas |  |  |  | LNC3 | [8 empty] | 0.88 | 0.06881 | 0.06881 | 0.06881 | 0.06881 | [10 empty] | Yes
Comanche (CO) | 470_B_2 | 470 | B | 2 | 300 | Coal Steam |  | WECC_CO | Colorado | 8 | Pueblo | 101 | 08101 | 335 | 10809 | 1975 | 2025 | wall | dry | N | Subbituminous | Dry Scrubber | 2008 | 0.94 | LNBO |  |  |  | B | NA | ACI | 2009 |  | 0.1 | 0.15919 | 0.15919 | 0.15919 | 0.15919 | 0.1 | 0.1 | 0.1 | 0.99 | [6 empty] | Yes
Fruita | 471_G_1 | 471 | G | 1 |  | Combustion Turbine |  | WECC_CO | Colorado | 8 | Mesa | 77 | 08077 | 14 | 10745 | 1973 | 2025 |  |  | N | Natural Gas, Distillate Fuel Oil | [12 empty] | 0.06 | 0.47388 | 0.47388 | 0.47388 | 0.47388
Grand Valley Project Power Plant | 473_G_1 | 473 | G | 1 |  | Hydro |  | WECC_CO | Colorado | 8 | Mesa | 77 | 08077 | 1.8 | 0 | 1932 | 2023 |  |  | N | Hydro | [13 empty] | 0 | 0 | 0 | 0
Grand Valley Project Power Plant | 473_G_2 | 473 | G | 2 |  | Hydro |  | WECC_CO | Colorado | 8 | Mesa | 77 | 08077 | 1.9 | 0 | 1932 | 2017 |  |  | N | Hydro | [13 empty] | 0 | 0 | 0 | 0
Salida | 474_G_2 | 474 | G | 2 |  | Hydro |  | WECC_CO | Colorado | 8 | Chaffee | 15 | 08015 | 0.6 | 0 | 1908 | 2027 |  |  | N | Hydro | [13 empty] | 0 | 0 | 0 | 0
Valmont | 477_G_6 | 477 | G | 6 |  | Combustion Turbine |  | WECC_CO | Colorado | 8 | Boulder | 13 | 08013 | 43 | 23608 | 1973 | 2025 |  |  | N | Natural Gas | [12 empty] | 1.2 | 0.08365 | 0.08365 | 0.08365 | 0.08365
Center | 491_G_5 | 491 | G | 5 |  | Combustion Turbine | IC Engine | WECC_CO | Colorado | 8 | Saguache | 109 | 08109 | 1 | 12283 | 1959 | 2021 |  |  | N | Distillate Fuel Oil | [12 empty] | 1.2 | 1.6498 | 1.6498 | 1.6498 | 1.6498
Center | 491_G_3 | 491 | G | 3 |  | Combustion Turbine | IC Engine | WECC_CO | Colorado | 8 | Saguache | 109 | 08109 | 0.5 | 12283 | 1963 | 2021 |  |  | N | Distillate Fuel Oil | [12 empty] | 1.2 | 1.6498 | 1.6498 | 1.6498 | 1.6498
Martin Drake | 492_B_6 | 492 | B | 6 | 314 | Coal Steam |  | WECC_CO | Colorado | 8 | El Paso | 41 | 08041 | 77 | 11438 | 1968 | 2022 | wall | dry | N | Bituminous, Subbituminous | Wet Scrubber | 2017 | 0.92 | LNB + OFA |  |  |  | B | NA | ACI | 2015 |  | 0.13 | 0.21896 | 0.21896 | 0.21896 | 0.21896 | 0.05 | 0.1 | 0.1 | 0.97 | [6 empty] | Yes
Martin Drake | 492_B_7 | 492 | B | 7 | 315 | Coal Steam |  | WECC_CO | Colorado | 8 | El Paso | 41 | 08041 | 131 | 11479 | 1974 | 2022 | wall | dry | N | Bituminous, Subbituminous | Wet Scrubber | 2017 | 0.92 | LNB + LNBO + OFA |  |  |  | B | NA | ACI | 2015 |  | 0.13 | 0.22202 | 0.22202 | 0.22202 | 0.22202 | 0.05 | 0.1 | 0.1 | 0.97 | [6 empty] | Yes
La Junta | 506_G_2 | 506 | G | 2 |  | Combustion Turbine | IC Engine | WECC_CO | Colorado | 8 | Otero | 89 | 08089 | 0.5 | 12283 | 1939 | 2020 |  |  | N | Distillate Fuel Oil | [12 empty] | 1.2 | 1.6498 | 1.6498 | 1.6498 | 1.6498
La Junta | 506_G_3 | 506 | G | 3 |  | Combustion Turbine | IC Engine | WECC_CO | Colorado | 8 | Otero | 89 | 08089 | 0.4 | 12283 | 1939 | 2020 |  |  | N | Distillate Fuel Oil | [12 empty] | 1.2 | 1.6498 | 1.6498 | 1.6498 | 1.6498
La Junta | 506_G_4 | 506 | G | 4 |  | Combustion Turbine | IC Engine | WECC_CO | Colorado | 8 | Otero | 89 | 08089 | 1 | 12283 | 1942 | 2020 |  |  | N | Distillate Fuel Oil | [12 empty] | 1.2 | 1.6498 | 1.6498 | 1.6498 | 1.6498
La Junta | 506_G_6 | 506 | G | 6 |  | Combustion Turbine | IC Engine | WECC_CO | Colorado | 8 | Otero | 89 | 08089 | 2.5 | 12283 | 1958 | 2020 |  |  | N | Distillate Fuel Oil | [12 empty] | 1.2 | 1.6498 | 1.6498 | 1.6498 | 1.6498
La Junta | 506_G_7 | 506 | G | 7 |  | Combustion Turbine | IC Engine | WECC_CO | Colorado | 8 | Otero | 89 | 08089 | 3 | 12283 | 1962 | 2020 |  |  | N | Distillate Fuel Oil | [12 empty] | 1.2 | 1.6498 | 1.6498 | 1.6498 | 1.6498
La Junta | 506_G_8 | 506 | G | 8 |  | Combustion Turbine | IC Engine | WECC_CO | Colorado | 8 | Otero | 89 | 08089 | 3 | 12283 | 1962 | 2020 |  |  | N | Distillate Fuel Oil | [12 empty] | 1.2 | 1.6498 | 1.6498 | 1.6498 | 1.6498
La Junta | 506_G_9 | 506 | G | 9 |  | Combustion Turbine | IC Engine | WECC_CO | Colorado | 8 | Otero | 89 | 08089 | 4 | 12283 | 1970 | 2020 |  |  | N | Distillate Fuel Oil | [12 empty] | 1.2 | 1.6498 | 1.6498 | 1.6498 | 1.6498
Hayden | 525_B_H2 | 525 | B | H2 | 318 | Coal Steam |  | WECC_CO | Colorado | 8 | Routt | 107 | 08107 | 262 | 10907 | 1976 | 2027 | tangential | dry | N | Bituminous | Dry Scrubber | 1999 | 0.87 | LNC3 | SCR | 2016 |  | B | NA |  |  |  | 0.13 | 0.27396 | 0.05278 | 0.27396 | 0.05278 | 0.05 | 0.1 | 1 | 0.92 | [6 empty] | Yes
South Meadow | 563_G_11 | 563 | G | 11 | 357 | Combustion Turbine |  | NENG_CT | Connecticut | 9 | Hartford | 3 | 09003 | 35.7 | 16589 | 1970 | 2023 |  |  | N | Distillate Fuel Oil | [12 empty] | 0.33 | 0.15 | 0.15 | 0.15 | 0.15
South Meadow | 563_G_12 | 563 | G | 12 | 360 | Combustion Turbine |  | NENG_CT | Connecticut | 9 | Hartford | 3 | 09003 | 37.7 | 16588 | 1970 | 2023 |  |  | N | Distillate Fuel Oil | [12 empty] | 0.33 | 0.15 | 0.15 | 0.15 | 0.15
South Meadow | 563_G_13 | 563 | G | 13 | 363 | Combustion Turbine |  | NENG_CT | Connecticut | 9 | Hartford | 3 | 09003 | 38.3 | 16586 | 1970 | 2023 |  |  | N | Distillate Fuel Oil | [12 empty] | 0.33 | 0.15 | 0.15 | 0.15 | 0.15
South Meadow | 563_G_14 | 563 | G | 14 | 365 | Combustion Turbine |  | NENG_CT | Connecticut | 9 | Hartford | 3 | 09003 | 36.7 | 16590 | 1970 | 2023 |  |  | N | Distillate Fuel Oil | [12 empty] | 0.33 | 0.15 | 0.15 | 0.15 | 0.15
Stanton Energy Center | 564_B_1 | 564 | B | 1 | 368 | Coal Steam |  | FRCC | Florida | 12 | Orange | 95 | 12095 | 460 | 10643 | 1987 | 2025 | wall | dry | N | Bituminous | Wet Scrubber | 1987 | 0.962 | LNB + OFA |  |  |  | ESPC | No | ACI | 2015 |  | 1.14 | 0.26725 | 0.26725 | 0.26725 | 0.26725 | 0.05 | 0.1 | 0.1 | 0.99 | Yes | 2014
Bridgeport Station | 568_G_4 | 568 | G | 4 |  | Combustion Turbine |  | NENG_CT | Connecticut | 9 | Fairfield | 1 | 09001 | 17 | 17445 | 1967 | 2024 |  |  | N | Distillate Fuel Oil | [13 empty] | 0.15 | 0.15 | 0.15 | 0.15
Indian River Generating Station | 594_B_4 | 594 | B | 4 | 389 | Coal Steam |  | PJM_EMAC | Delaware | 10 | Sussex | 5 | 10005 | 410 | 12507 | 1980 | 2027 | wall | dry | N | Bituminous | Dry Scrubber | 2012 | 0.96 | LNBO | SCR | 2012 |  | ESPC + B | No | ACI | 2008 |  | 0.2 | 0.3058 | 0.08395 | 0.3058 | 0.08395 | 0.1 | 0.1 | 0.1 | 0.99
McKee Run | 599_B_3 | 599 | B | 3 | 394 | O/G Steam |  | PJM_EMAC | Delaware | 10 | Kent | 1 | 10001 | 103 | 11790 | 1975 | 2021 | wall | dry | N | Natural Gas, Distillate Fuel Oil |  |  |  | LA + LNB + OFA | SNCR | [7 empty] | 0.05 | 0.28036 | 0.20154 | 0.28036 | 0.20154
Brandon Shores | 602_B_1 | 602 | B | 1 | 395 | Coal Steam |  | PJM_SMAC | Maryland | 24 | Anne Arundel | 3 | 24003 | 635 | 11282 | 1984 | 2025 | wall | dry | N | Bituminous | Wet Scrubber | 2009 | 0.98 | AA + LNB + LNBO | SCR | 2001 |  | ESPH + B + C | No | ACI | 2009 |  | 1.2 | 0.4307 | 0.06994 | 0.4307 | 0.06994 | 0.05 | 0.1 | 0.1 | 0.99 | Yes | 2009
Brandon Shores | 602_B_2 | 602 | B | 2 | 396 | Coal Steam |  | PJM_SMAC | Maryland | 24 | Anne Arundel | 3 | 24003 | 638 | 11154 | 1991 | 2025 | wall | dry | N | Bituminous | Wet Scrubber | 2010 | 0.98 | BF + LNB + LNBO | SCR | 2000 |  | ESPH + B + C | No | ACI | 2010 |  | 1.2 | 0.2113 | 0.07415 | 0.2113 | 0.07415 | 0.05 | 0.1 | 0.1 | 0.99 | Yes | 2010
Big Bend | 645_B_BB03 | 645 | B | BB03 | 469 | Coal Steam |  | FRCC | Florida | 12 | Hillsborough | 57 | 12057 | 395 | 10663 | 1976 | 2023 | wall | wet | N | Bituminous, Natural Gas | Wet Scrubber | 2007 | 0.95 | NH3 + other | SCR | 2008 |  | ESPC | Yes |  |  |  | 6.5 | 0.4455 | 0.09335 | 0.4455 | 0.09335 | 0.05 | 0.1 | 0.56 | 0.99
Big Bend | 645_G_BBST1 | 645 | G | BBST1 |  | Combined Cycle |  | FRCC | Florida | 12 | Hillsborough | 57 | 12057 | 335 | 7050 | 2023 | 2023 |  |  | N | Natural Gas |  |  |  | DLNB | SCR | [8 empty] | 0.011 | 0.011 | 0.011 | 0.011
Deerhaven Generating Station | 663_G_GT1 | 663 | G | GT1 |  | Combustion Turbine |  | FRCC | Florida | 12 | Alachua | 1 | 12001 | 17.5 | 15494 | 1976 | 2026 |  |  | N | Natural Gas, Distillate Fuel Oil | [12 empty] | 0.8 | 0.47388 | 0.47388 | 0.47388 | 0.47388
Deerhaven Generating Station | 663_G_GT2 | 663 | G | GT2 |  | Combustion Turbine |  | FRCC | Florida | 12 | Alachua | 1 | 12001 | 17.5 | 15494 | 1976 | 2026 |  |  | N | Natural Gas, Distillate Fuel Oil | [12 empty] | 0.8 | 0.5258 | 0.5258 | 0.5258 | 0.5258
John R Kelly | 664_G_8 | 664 | G | 8 | 489 | Combined Cycle |  | FRCC | Florida | 12 | Alachua | 1 | 12001 | 37 | 8549 | 1965 | 2021 |  |  | N | Natural Gas, Distillate Fuel Oil |  |  |  | DLNB + H2O | [9 empty] | 0.024813 | 0.024813 | 0.024813 | 0.024813
C D McIntosh Jr | 676_B_2 | 676 | B | 2 | 513 | O/G Steam |  | FRCC | Florida | 12 | Polk | 105 | 12105 | 106 | 14500 | 1976 | 2020 | wall | dry | N | Natural Gas |  |  |  | CM + FU | [8 empty] | 0.8 | 0.06832 | 0.06832 | 0.06832 | 0.06832
C D McIntosh Jr | 676_B_3 | 676 | B | 3 | 514 | Coal Steam |  | FRCC | Florida | 12 | Polk | 105 | 12105 | 342 | 11263 | 1982 | 2021 | wall | dry | N | Bituminous | Wet Scrubber | 1982 | 0.85 | LNB + OFA | SCR | 2009 |  | ESPC | No |  |  |  | 0.718 | 0.20083 | 0.18406 | 0.20083 | 0.18406 | 0.05 | 0.1 | 0.56 | 0.9
Ponca | 762_B_2 | 762 | B | 2 | 565 | O/G Steam |  | SPP_WEST | Oklahoma | 40 | Kay | 71 | 40071 | 34 | 14500 | 1975 | 2022 | wall | dry | N | Natural Gas |  |  |  | H2O | [8 empty] | 0.8 | 0.1289 | 0.1289 | 0.1289 | 0.1289
Post Falls | 835_G_6 | 835 | G | 6 |  | Hydro |  | WECC_PNW | Idaho | 16 | Kootenai | 55 | 16055 | 3.5 | 0 | 1980 | 2028 |  |  | N | Hydro | [13 empty] | 0 | 0 | 0 | 0
E D Edwards | 856_B_3 | 856 | B | 3 | 570 | Coal Steam |  | MIS_IL | Illinois | 17 | Peoria | 143 | 17143 | 315 | 10627 | 1960 | 2022 | wall | dry | N | Subbituminous |  |  |  | LNB + LNBO + OFA | SCR | 2003 |  | ESPC | Yes | ACI | 2009 |  | 0.429 | 0.2016 | 0.08987 | 0.2016 | 0.08987 | 0.1 | 0.1 | 0.1 | 0
E D Edwards | 856_B_2 | 856 | B | 2 | 569 | Coal Steam |  | MIS_IL | Illinois | 17 | Peoria | 143 | 17143 | 245 | 10606 | 1968 | 2022 | wall | dry | N | Subbituminous |  |  |  | LNB + OFA |  |  |  | ESPC | Yes | ACI | 2009 |  | 0.457 | 0.20771 | 0.20771 | 0.20771 | 0.20771 | 0.1 | 0.1 | 0.1 | 0
Joliet 9 | 874_B_5 | 874 | B | 5 | 590 | O/G Steam |  | PJM_COMD | Illinois | 17 | Will | 197 | 17197 | 314 | 11615 | 1959 | 2023 | cyclone | wet | N | Natural Gas |  |  |  | LNB + OFA | SNCR | [7 empty] | 1.8 | 0.369 | 0.09826 | 0.369 | 0.09826
Kincaid Generation LLC | 876_B_1 | 876 | B | 1 | 591 | Coal Steam |  | PJM_COMD | Illinois | 17 | Christian | 21 | 17021 | 554 | 10924 | 1967 | 2027 | cyclone | wet | N | Subbituminous |  |  | 0.7895 | OFA | SCR | 2002 |  | ESPC | No | ACI | 2009 |  | 0.18 | 0.6197 | 0.06252 | 0.6197 | 0.06252 | 0.1 | 0.1 | 0.1 | 0.98 | Yes | 2014
Kincaid Generation LLC | 876_B_2 | 876 | B | 2 | 592 | Coal Steam |  | PJM_COMD | Illinois | 17 | Christian | 21 | 17021 | 554 | 10767 | 1968 | 2027 | cyclone | wet | N | Subbituminous |  |  | 0.7888 | OFA | SCR | 2002 |  | ESPC | No | ACI | 2009 |  | 0.18 | 0.605 | 0.05966 | 0.605 | 0.05966 | 0.1 | 0.1 | 0.1 | 0.98 | Yes | 2014
Powerton | 879_B_51 | 879 | B | 51 | 593 | Coal Steam |  | PJM_COMD | Illinois | 17 | Tazewell | 179 | 17179 | 384 | 11380 | 1972 | 2027 | cyclone | wet | N | Subbituminous |  |  | 0.7056 | OFA | SNCR |  | 2011 | ESPC | No | ACI | 2009 |  | 1.8 | 0.12027 | 0.09596 | 0.12027 | 0.09596 | 0.1 | 0.1 | 0.1 | 0.98 | Yes | 2016
Powerton | 879_B_52 | 879 | B | 52 | 594 | Coal Steam |  | PJM_COMD | Illinois | 17 | Tazewell | 179 | 17179 | 384 | 11380 | 1972 | 2027 | cyclone | wet | N | Subbituminous |  |  | 0.7005 | OFA | SNCR |  | 2011 | ESPC | No | ACI | 2009 |  | 1.8 | 0.3384 | 0.10745 | 0.3384 | 0.10745 | 0.1 | 0.1 | 0.1 | 0.98 | Yes | 2016
Powerton | 879_B_61 | 879 | B | 61 | 595 | Coal Steam |  | PJM_COMD | Illinois | 17 | Tazewell | 179 | 17179 | 384 | 11525 | 1975 | 2027 | cyclone | wet | N | Subbituminous |  |  | 0.6946 | OFA | SNCR |  | 2011 | ESPC | No | ACI | 2009 |  | 1.8 | 0.11105 | 0.08433 | 0.11105 | 0.08433 | 0.1 | 0.1 | 0.1 | 0.98 | Yes | 2016
Powerton | 879_B_62 | 879 | B | 62 | 596 | Coal Steam |  | PJM_COMD | Illinois | 17 | Tazewell | 179 | 17179 | 384 | 11525 | 1975 | 2027 | cyclone | wet | N | Subbituminous |  |  | 0.6964 | OFA | SNCR |  | 2011 | ESPC | No | ACI | 2009 |  | 1.8 | 0.11251 | 0.08331 | 0.11251 | 0.08331 | 0.1 | 0.1 | 0.1 | 0.98 | Yes | 2016
Waukegan | 883_B_7 | 883 | B | 7 | 598 | Coal Steam |  | PJM_COMD | Illinois | 17 | Lake | 97 | 17097 | 328 | 10666 | 1958 | 2022 | tangential | dry | N | Subbituminous |  |  | 0.7375 | LNC3 |  |  |  | ESPH | No | ACI | 2008 |  | 1.8 | 0.11869 | 0.11869 | 0.11869 | 0.11869 | 0.1 | 0.1 | 0.1 | 0.98 | Yes | 2015
Waukegan | 883_B_8 | 883 | B | 8 | 599 | Coal Steam |  | PJM_COMD | Illinois | 17 | Lake | 97 | 17097 | 361 | 10890 | 1962 | 2022 | tangential | dry | N | Subbituminous |  |  | 0.7011 | LNC3 |  |  |  | ESPC | No | ACI | 2008 |  | 1.8 | 0.10881 | 0.10881 | 0.10881 | 0.10881 | 0.1 | 0.1 | 0.1 | 0.98 | Yes | 2016
Will County | 884_B_4 | 884 | B | 4 | 603 | Coal Steam |  | PJM_COMD | Illinois | 17 | Will | 197 | 17197 | 510 | 10252 | 1963 | 2022 | tangential | dry | N | Subbituminous |  |  | 0.7085 | LNC3 | SNCR |  | 2009 | ESPC | No | ACI | 2009 |  | 1.8 | 0.08992 | 0.08992 | 0.08992 | 0.08992 | 0.1 | 0.1 | 0.1 | 0.98 | Yes | 2016
Joppa Steam | 887_B_1 | 887 | B | 1 | 605 | Coal Steam |  | S_C_TVA | Illinois | 17 | Massac | 127 | 17127 | 162 | 10983 | 1953 | 2022 | tangential | dry | N | Subbituminous |  |  | 0.05 | LNC1 |  |  |  | ESPC | Yes | ACI | 2009 |  | 0.498 | 0.11959 | 0.11959 | 0.11959 | 0.11959 | 0.1 | 0.1 | 0.1 | 0
Joppa Steam | 887_B_2 | 887 | B | 2 | 606 | Coal Steam |  | S_C_TVA | Illinois | 17 | Massac | 127 | 17127 | 158 | 10919 | 1953 | 2022 | tangential | dry | N | Subbituminous |  |  | 0.05 | LNC1 |  |  |  | ESPC | Yes | ACI | 2009 |  | 0.498 | 0.1208 | 0.1208 | 0.1208 | 0.1208 | 0.1 | 0.1 | 0.1 | 0
Joppa Steam | 887_B_3 | 887 | B | 3 | 607 | Coal Steam |  | S_C_TVA | Illinois | 17 | Massac | 127 | 17127 | 161 | 10985 | 1954 | 2022 | tangential | dry | N | Subbituminous |  |  | 0.02 | LNC1 |  |  |  | ESPC | Yes | ACI | 2009 |  | 0.51 | 0.10765 | 0.10765 | 0.10765 | 0.10765 | 0.1 | 0.1 | 0.1 | 0
Joppa Steam | 887_B_4 | 887 | B | 4 | 608 | Coal Steam |  | S_C_TVA | Illinois | 17 | Massac | 127 | 17127 | 160 | 10873 | 1954 | 2022 | tangential | dry | N | Subbituminous |  |  | 0.02 | LNC1 |  |  |  | ESPC | Yes | ACI | 2009 |  | 0.51 | 0.10661 | 0.10661 | 0.10661 | 0.10661 | 0.1 | 0.1 | 0.1 | 0
Joppa Steam | 887_B_5 | 887 | B | 5 | 609 | Coal Steam |  | S_C_TVA | Illinois | 17 | Massac | 127 | 17127 | 150 | 10982 | 1955 | 2022 | tangential | dry | N | Subbituminous |  |  | 0.03 | LNC1 |  |  |  | ESPC | Yes | ACI | 2009 |  | 0.507 | 0.1134 | 0.1134 | 0.1134 | 0.1134 | 0.1 | 0.1 | 0.1 | 0
Joppa Steam | 887_B_6 | 887 | B | 6 | 610 | Coal Steam |  | S_C_TVA | Illinois | 17 | Massac | 127 | 17127 | 158 | 10992 | 1955 | 2022 | tangential | dry | N | Subbituminous |  |  | 0.03 | LNC1 |  |  |  | ESPC | Yes | ACI | 2009 |  | 0.507 | 0.11224 | 0.11224 | 0.11224 | 0.11224 | 0.1 | 0.1 | 0.1 | 0
Baldwin Energy Complex | 889_B_1 | 889 | B | 1 | 611 | Coal Steam |  | MIS_IL | Illinois | 17 | Randolph | 157 | 17157 | 576 | 10318 | 1973 | 2025 | cyclone | wet | N | Subbituminous | Dry Scrubber | 2011 | 0.9 | OFA | SCR | 2000 |  | ESPC + B | No | ACI | 2009 |  | 0.075 | 0.08779 | 0.08779 | 0.08779 | 0.08779 | 0.1 | 0.1 | 0.1 | 0.95
Baldwin Energy Complex | 889_B_2 | 889 | B | 2 | 612 | Coal Steam |  | MIS_IL | Illinois | 17 | Randolph | 157 | 17157 | 581 | 10270 | 1973 | 2025 | cyclone | wet | N | Subbituminous | Dry Scrubber | 2012 | 0.9 | OFA | SCR | 2000 |  | ESPC + B | No | ACI | 2009 |  | 0.075 | 0.08737 | 0.08737 | 0.08737 | 0.08737 | 0.1 | 0.1 | 0.1 | 0.95
Baldwin Energy Complex | 889_B_3 | 889 | B | 3 | 613 | Coal Steam |  | MIS_IL | Illinois | 17 | Randolph | 157 | 17157 | 621 | 10103 | 1975 | 2020 | tangential | dry | N | Subbituminous | Dry Scrubber | 2010 | 0.9 | LNC2 |  |  |  | ESPC + B | Yes | ACI | 2010 |  | 0.1 | 0.09118 | 0.09118 | 0.09118 | 0.09118 | 0.1 | 0.1 | 0.1 | 0.99 | Yes | 2016
Carmi | 937_G_11 | 937 | G | 11 |  | Combustion Turbine | IC Engine | MIS_IL | Illinois | 17 | White | 193 | 17193 | 2.7 | 10745 | 1963 | 2019 |  |  | N | Natural Gas, Distillate Fuel Oil | [12 empty] | 1 | 1.6498 | 1.6498 | 1.6498 | 1.6498
Fairfield | 940_G_IC5 | 940 | G | IC5 |  | Combustion Turbine | IC Engine | MIS_IL | Illinois | 17 | Wayne | 191 | 17191 | 2.4 | 10745 | 1967 | 2020 |  |  | N | Distillate Fuel Oil | [12 empty] | 1 | 1.6498 | 1.6498 | 1.6498 | 1.6498
Fairfield | 940_G_IC6 | 940 | G | IC6 |  | Combustion Turbine | IC Engine | MIS_IL | Illinois | 17 | Wayne | 191 | 17191 | 2.4 | 10745 | 1967 | 2020 |  |  | N | Distillate Fuel Oil | [12 empty] | 1 | 1.6498 | 1.6498 | 1.6498 | 1.6498
Fairfield | 940_G_IC7 | 940 | G | IC7 |  | Combustion Turbine | IC Engine | MIS_IL | Illinois | 17 | Wayne | 191 | 17191 | 2.7 | 10745 | 1979 | 2020 |  |  | N | Distillate Fuel Oil | [12 empty] | 1 | 1.6498 | 1.6498 | 1.6498 | 1.6498
C H Corn Hydroelectric Facility | 956_G_1 | 956 | G | 1 |  | Hydro |  | FRCC | Florida | 12 | Leon | 73 | 12073 | 4 | 0 | 1985 | 2019 |  |  | N | Hydro | [13 empty] | 0 | 0 | 0 | 0
C H Corn Hydroelectric Facility | 956_G_2 | 956 | G | 2 |  | Hydro |  | FRCC | Florida | 12 | Leon | 73 | 12073 | 4 | 0 | 1985 | 2019 |  |  | N | Hydro | [13 empty] | 0 | 0 | 0 | 0
C H Corn Hydroelectric Facility | 956_G_3 | 956 | G | 3 |  | Hydro |  | FRCC | Florida | 12 | Leon | 73 | 12073 | 3 | 0 | 1986 | 2019 |  |  | N | Hydro | [13 empty] | 0 | 0 | 0 | 0
Dallman | 963_G_1 | 963 | G | 1 | 645 | Coal Steam |  | MIS_IL | Illinois | 17 | Sangamon | 167 | 17167 | 73 | 11637 | 1968 | 2021 | cyclone | wet | N | Bituminous | Wet Scrubber | 2001 | 0.95 |  | SCR | 2003 |  | ESPC | No |  |  |  | 0.25 | 0.2174 | 0.10624 | 0.2174 | 0.10624 | 0.05 | 0.1 | 0.56 | 0.99
Dallman | 963_G_2 | 963 | G | 2 | 646 | Coal Steam |  | MIS_IL | Illinois | 17 | Sangamon | 167 | 17167 | 65 | 11713 | 1972 | 2021 | cyclone | wet | N | Bituminous | Wet Scrubber | 2001 | 0.95 |  | SCR | 2003 |  | ESPC | No |  |  |  | 0.25 | 1.0378 | 0.11247 | 1.0378 | 0.11247 | 0.05 | 0.1 | 0.56 | 0.99
Dallman | 963_B_33 | 963 | B | 33 | 647 | Coal Steam |  | MIS_IL | Illinois | 17 | Sangamon | 167 | 17167 | 188 | 11452 | 1978 | 2021 | tangential | wet | N | Bituminous | Wet Scrubber | 1980 | 0.95 |  | SCR | 2003 |  | ESPC | No |  |  |  | 0.2 | 0.3806 | 0.07175 | 0.3806 | 0.07175 | 0.05 | 0.1 | 0.56 | 0.99
Marion | 976_B_4 | 976 | B | 4 | 655 | Coal Steam |  | MIS_IL | Illinois | 17 | Williamson | 199 | 17199 | 170 | 11483 | 1978 | 2020 | cyclone | wet | N | Bituminous, Waste Coal | Wet Scrubber | 1979 | 0.894 | OFA | SCR | 2003 |  | ESPC + WS | No |  |  |  | 1.2 | 0.5432 | 0.13168 | 0.5432 | 0.13168 | 0.01 | 0.01 | 0.01 | 0.9807
AES Petersburg | 994_B_1 | 994 | B | 1 | 692 | Coal Steam |  | MIS_INKY | Indiana | 18 | Pike | 125 | 18125 | 222 | 10879 | 1967 | 2021 | tangential | wet | N | Bituminous | Wet Scrubber | 1996 | 0.95 | LNC3 |  |  |  | ESPC | No | ACI | 2016 |  | 0.15 | 0.21415 | 0.21415 | 0.21415 | 0.21415 | 0.05 | 0.1 | 0.1 | 0.99 | Yes | 2016
AES Petersburg | 994_B_2 | 994 | B | 2 | 693 | Coal Steam |  | MIS_INKY | Indiana | 18 | Pike | 125 | 18125 | 422 | 10642 | 1969 | 2023 | tangential | wet | N | Bituminous | Wet Scrubber | 1996 | 0.95 | LNC3 | SCR | 2004 |  | B | NA | ACI | 2016 |  | 0.15 | 0.25014 | 0.08602 | 0.25014 | 0.08602 | 0.05 | 0.1 | 0.1 | 0.99 | Yes | 2016
Michigan City | 997_B_12 | 997 | B | 12 | 702 | Coal Steam |  | MIS_INKY | Indiana | 18 | LaPorte | 91 | 18091 | 469 | 10791 | 1974 | 2028 | cyclone | wet | N | Bituminous, Subbituminous | Dry Scrubber | 2016 | 0.961 | OFA | SCR | 2003 |  | ESPC | Yes | ACI | 2016 |  | 0.1 | 0.5877 | 0.08888 | 0.5877 | 0.08888 | 0.1 | 0.1 | 0.1 | 0.99 | Yes | 2016
F B Culley | 1012_B_2 | 1012 | B | 2 | 727 | Coal Steam |  | MIS_INKY | Indiana | 18 | Warrick | 173 | 18173 | 90 | 11727 | 1955 | 2024 | wall | dry | N | Bituminous | Wet Scrubber | 1995 | 0.95 | LNB | SCR | 2003 |  | ESPC | No |  |  |  | 0.25 | 0.20563 | 0.16259 | 0.20563 | 0.16259 | 0.05 | 0.1 | 0.56 | 0.99 | Yes | 2016
Crawfordsville Power Plant | 1024_B_5 | 1024 | B | 5 |  | Coal Steam |  | MIS_INKY | Indiana | 18 | Montgomery | 107 | 18107 | 10.6 | 14500 | 1956 | 2023 | stoker/SPR | dry | N | Bituminous | [7 empty] | C | NA |  |  |  | 6 | 0.47486 | 0.47486 | 0.47486 | 0.47486 | 1 | 0.1 | 1 | 0
Crawfordsville Power Plant | 1024_B_6 | 1024 | B | 6 |  | Coal Steam |  | MIS_INKY | Indiana | 18 | Montgomery | 107 | 18107 | 12.6 | 14500 | 1965 | 2021 | stoker/SPR | dry | N | Bituminous | [7 empty] | ESPC + C | No |  |  |  | 6 | 0.47486 | 0.47486 | 0.47486 | 0.47486 | 0.64 | 0.1 | 1 | 0
Lansing | 1047_B_4 | 1047 | B | 4 | 739 | Coal Steam |  | MIS_IA | Iowa | 19 | Allamakee | 5 | 19005 | 248 | 12042 | 1977 | 2022 | wall | dry | N | Subbituminous | Dry Scrubber | 2015 | 0.961 | LNB + NH3 | SCR | 2010 |  | ESPH + B | No | ACI | 2010 |  | 0.075 | 0.4151 | 0.0426 | 0.4151 | 0.0426 | 0.1 | 0.1 | 0.1 | 0.99
Riverside | 1081_B_9 | 1081 | B | 9 | 753 | O/G Steam |  | MIS_MIDA | Iowa | 19 | Scott | 163 | 19163 | 107 | 10784 | 1961 | 2021 | tangential | dry | N | Natural Gas |  |  |  | LNC2 | [8 empty] | 0.006 | 0.15721 | 0.15721 | 0.15721 | 0.15721
Burlington (IA) | 1104_G_GT1 | 1104 | G | GT1 |  | Combustion Turbine |  | MIS_IA | Iowa | 19 | Des Moines | 57 | 19057 | 12.7 | 12369 | 1994 | 2025 |  |  | N | Natural Gas | [12 empty] | 0.00625 | 0.06048 | 0.06048 | 0.06048 | 0.06048
Burlington (IA) | 1104_G_GT4 | 1104 | G | GT4 |  | Combustion Turbine |  | MIS_IA | Iowa | 19 | Des Moines | 57 | 19057 | 9.4 | 12369 | 1994 | 2025 |  |  | N | Natural Gas | [12 empty] | 0.00625 | 0.2017 | 0.2017 | 0.2017 | 0.2017
Burlington (IA) | 1104_G_GT2 | 1104 | G | GT2 |  | Combustion Turbine |  | MIS_IA | Iowa | 19 | Des Moines | 57 | 19057 | 11.9 | 12369 | 1995 | 2025 |  |  | N | Natural Gas | [12 empty] | 0.00625 | 0.1573 | 0.1573 | 0.1573 | 0.1573
Burlington (IA) | 1104_G_GT3 | 1104 | G | GT3 |  | Combustion Turbine |  | MIS_IA | Iowa | 19 | Des Moines | 57 | 19057 | 13 | 12369 | 1996 | 2025 |  |  | N | Natural Gas | [12 empty] | 0.00625 | 0.03766 | 0.03766 | 0.03766 | 0.03766
Alta Municipal Utilities | 1121_G_1 | 1121 | G | 1 |  | Combustion Turbine | IC Engine | MIS_MIDA | Iowa | 19 | Buena Vista | 21 | 19021 | 0.9 | 22395 | 1947 | 2021 |  |  | N | Distillate Fuel Oil | [12 empty] | 2.5 | 1.6498 | 1.6498 | 1.6498 | 1.6498
Greenfield | 1144_G_1 | 1144 | G | 1 |  | Combustion Turbine | IC Engine | MIS_MIDA | Iowa | 19 | Adair | 1 | 19001 | 2.2 | 10745 | 2020 | 2023 |  |  | N | Distillate Fuel Oil | [13 empty] | 1.6498 | 1.6498 | 1.6498 | 1.6498
Greenfield | 1144_G_2 | 1144 | G | 2 |  | Combustion Turbine | IC Engine | MIS_MIDA | Iowa | 19 | Adair | 1 | 19001 | 2.2 | 10745 | 2020 | 2023 |  |  | N | Distillate Fuel Oil | [13 empty] | 1.6498 | 1.6498 | 1.6498 | 1.6498
Indianola | 1150_G_5 | 1150 | G | 5 |  | Combustion Turbine | IC Engine | MIS_MIDA | Iowa | 19 | Warren | 181 | 19181 | 4 | 12283 | 1966 | 2021 |  |  | N | Natural Gas, Distillate Fuel Oil | [12 empty] | 2.5 | 1.6498 | 1.6498 | 1.6498 | 1.6498
Indianola | 1150_G_6 | 1150 | G | 6 |  | Combustion Turbine | IC Engine | MIS_MIDA | Iowa | 19 | Warren | 181 | 19181 | 5 | 12283 | 1970 | 2021 |  |  | N | Natural Gas, Distillate Fuel Oil | [12 empty] | 2.5 | 1.6498 | 1.6498 | 1.6498 | 1.6498
Lake Mills | 1154_G_5 | 1154 | G | 5 |  | Combustion Turbine | IC Engine | MIS_IA | Iowa | 19 | Winnebago | 189 | 19189 | 0.9 | 10745 | 1956 | 2020 |  |  | N | Natural Gas, Distillate Fuel Oil | [12 empty] | 2.5 | 1.6498 | 1.6498 | 1.6498 | 1.6498
Lake Mills | 1154_G_1A | 1154 | G | 1A |  | Combustion Turbine | IC Engine | MIS_IA | Iowa | 19 | Winnebago | 189 | 19189 | 3 | 10745 | 1969 | 2020 |  |  | N | Natural Gas, Distillate Fuel Oil | [12 empty] | 2.5 | 1.6498 | 1.6498 | 1.6498 | 1.6498
Preston (IA) | 1176_G_1 | 1176 | G | 1 |  | Combustion Turbine | IC Engine | MIS_IA | Iowa | 19 | Jackson | 97 | 19097 | 0.7 | 25000 | 1968 | 2014 |  |  | N | Distillate Fuel Oil | [12 empty] | 1.556 | 1.6498 | 1.6498 | 1.6498 | 1.6498
Preston (IA) | 1176_G_2 | 1176 | G | 2 |  | Combustion Turbine | IC Engine | MIS_IA | Iowa | 19 | Jackson | 97 | 19097 | 0.7 | 25000 | 1968 | 2014 |  |  | N | Distillate Fuel Oil | [12 empty] | 1.572 | 1.6498 | 1.6498 | 1.6498 | 1.6498
Whittemore | 1201_G_4 | 1201 | G | 4 |  | Combustion Turbine | IC Engine | MIS_IL | Iowa | 19 | Kossuth | 109 | 19109 | 1.1 | 12283 | 1964 | 2018 |  |  | N | Natural Gas, Distillate Fuel Oil | [12 empty] | 2.5 | 1.6498 | 1.6498 | 1.6498 | 1.6498
Lawrence Energy Center | 1250_B_4 | 1250 | B | 4 | 834 | Coal Steam |  | SPP_N | Kansas | 20 | Douglas | 45 | 20045 | 111 | 11593 | 1960 | 2023 | tangential | dry | N | Subbituminous | Wet Scrubber | 2012 | 0.98 | LNC3 |  |  |  | B + WS | NA | ACI | 2016 |  | 0.15 | 0.13755 | 0.13755 | 0.13755 | 0.13755 | 0.1 | 0.1 | 0.1 | 0.99 | [6 empty] | Yes
Lawrence Energy Center | 1250_B_5 | 1250 | B | 5 | 835 | Coal Steam |  | SPP_N | Kansas | 20 | Douglas | 45 | 20045 | 373 | 10930 | 1971 | 2023 | tangential | dry | N | Subbituminous | Wet Scrubber | 2012 | 0.98 | LNC3 |  |  |  | B + WS | NA | ACI | 2016 |  | 0.15 | 0.14024 | 0.14024 | 0.14024 | 0.14024 | 0.1 | 0.1 | 0.1 | 0.99 | [6 empty] | Yes
Coffeyville | 1271_B_5 | 1271 | B | 5 |  | O/G Steam |  | SPP_N | Kansas | 20 | Montgomery | 125 | 20125 | 16 | 13986 | 1997 | 2019 |  |  | N | Natural Gas | [12 empty] | 3 | 0.23063 | 0.23063 | 0.23063 | 0.23063
Hoisington | 1286_G_8 | 1286 | G | 8 |  | Combustion Turbine | IC Engine | SPP_N | Kansas | 20 | Barton | 9 | 20009 | 7 | 12767 | 1981 | 2021 |  |  | N | Natural Gas, Distillate Fuel Oil | [13 empty] | 1.061 | 1.061 | 1.061 | 1.061
Quindaro | 1295_G_ST1 | 1295 | G | ST1 | 855 | O/G Steam |  | SPP_N | Kansas | 20 | Wyandotte | 209 | 20209 | 72 | 12287 | 1965 | 2028 | cyclone | wet | N | Natural Gas | [13 empty] | 0.31045 | 0.31045 | 0.31045 | 0.31045
Quindaro | 1295_B_2 | 1295 | B | 2 | 856 | O/G Steam |  | SPP_N | Kansas | 20 | Wyandotte | 209 | 20209 | 85 | 12190 | 1971 | 2028 | wall | dry | N | Natural Gas |  |  |  | LNB + LNBO | [8 empty] | 0.006 | 0.14277 | 0.14277 | 0.14277 | 0.14277
Lincoln | 1300_G_5 | 1300 | G | 5 |  | Combustion Turbine | IC Engine | SPP_N | Kansas | 20 | Lincoln | 105 | 20105 | 1.1 | 10745 | 1960 | 2021 |  |  | N | Natural Gas, Distillate Fuel Oil | [12 empty] | 3 | 1.6498 | 1.6498 | 1.6498 | 1.6498
Oberlin (KS) | 1312_G_2 | 1312 | G | 2 |  | Combustion Turbine | IC Engine | SPP_N | Kansas | 20 | Decatur | 39 | 20039 | 0.6 | 10745 | 1954 | 2026 |  |  | N | Natural Gas, Distillate Fuel Oil | [13 empty] | 1.6498 | 1.6498 | 1.6498 | 1.6498
Oberlin (KS) | 1312_G_6 | 1312 | G | 6 |  | Combustion Turbine | IC Engine | SPP_N | Kansas | 20 | Decatur | 39 | 20039 | 1.2 | 10745 | 1963 | 2026 |  |  | N | Natural Gas, Distillate Fuel Oil | [13 empty] | 1.6498 | 1.6498 | 1.6498 | 1.6498
Oberlin (KS) | 1312_G_4 | 1312 | G | 4 |  | Combustion Turbine | IC Engine | SPP_N | Kansas | 20 | Decatur | 39 | 20039 | 1.2 | 10745 | 1967 | 2026 |  |  | N | Natural Gas, Distillate Fuel Oil | [13 empty] | 1.6498 | 1.6498 | 1.6498 | 1.6498
Oberlin (KS) | 1312_G_5 | 1312 | G | 5 |  | Combustion Turbine | IC Engine | SPP_N | Kansas | 20 | Decatur | 39 | 20039 | 1.3 | 10745 | 1973 | 2026 |  |  | N | Natural Gas, Distillate Fuel Oil | [13 empty] | 1.6498 | 1.6498 | 1.6498 | 1.6498
Osage City | 1313_G_10 | 1313 | G | 10 |  | Combustion Turbine | IC Engine | SPP_N | Kansas | 20 | Osage | 139 | 20139 | 0.7 | 12283 | 2001 | 2021 |  |  | N | Distillate Fuel Oil | [12 empty] | 3 | 1.6498 | 1.6498 | 1.6498 | 1.6498
Osage City | 1313_G_8 | 1313 | G | 8 |  | Combustion Turbine | IC Engine | SPP_N | Kansas | 20 | Osage | 139 | 20139 | 0.7 | 12283 | 2001 | 2021 |  |  | N | Distillate Fuel Oil | [12 empty] | 3 | 1.6498 | 1.6498 | 1.6498 | 1.6498
Ottawa | 1316_G_GT1 | 1316 | G | GT1 |  | Combustion Turbine |  | SPP_N | Kansas | 20 | Franklin | 59 | 20059 | 8 | 25000 | 1967 | 2020 |  |  | N | Natural Gas | [13 empty] | 0.55023 | 0.55023 | 0.55023 | 0.55023
Stockton | 1327_G_4 | 1327 | G | 4 |  | Combustion Turbine | IC Engine | SPP_N | Kansas | 20 | Rooks | 163 | 20163 | 0.5 | 12283 | 1951 | 2020 |  |  | N | Natural Gas, Distillate Fuel Oil | [12 empty] | 3 | 1.061 | 1.061 | 1.061 | 1.061
Cane Run | 1363_G_11 | 1363 | G | 11 |  | Combustion Turbine |  | S_C_KY | Kentucky | 21 | Jefferson | 111 | 21111 | 14 | 25000 | 1968 | 2019 |  |  | N | Natural Gas, Distillate Fuel Oil | [12 empty] | 3 | 0.80623 | 0.80623 | 0.80623 | 0.80623
Mill Creek (KY) | 1364_B_1 | 1364 | B | 1 | 905 | Coal Steam |  | S_C_KY | Kentucky | 21 | Jefferson | 111 | 21111 | 300 | 10761 | 1972 | 2024 | tangential | dry | N | Bituminous | Wet Scrubber | 2015 | 0.983 | LNC2 |  |  |  | ESPC + B | No | ACI | 2015 |  | 1.2 | 0.29691 | 0.29691 | 0.1469 | 0.1469 | 0.05 | 0.1 | 0.1 | 0.99 | Yes | 2015
Mill Creek (KY) | 1364_B_2 | 1364 | B | 2 | 906 | Coal Steam |  | S_C_KY | Kentucky | 21 | Jefferson | 111 | 21111 | 297 | 10842 | 1974 | 2027 | tangential | dry | N | Bituminous | Wet Scrubber | 2015 | 0.983 | LNC2 |  |  |  | ESPC + B | No | ACI | 2015 |  | 1.2 | 0.2961 | 0.2961 | 0.1469 | 0.1469 | 0.05 | 0.1 | 0.1 | 0.99 | Yes | 2015
Paddys Run | 1366_G_11 | 1366 | G | 11 | 10010 | Combustion Turbine |  | S_C_KY | Kentucky | 21 | Jefferson | 111 | 21111 | 12 | 11117 | 1968 | 2021 |  |  | N | Natural Gas | [12 empty] | 3 | 0.69986 | 0.69986 | 0.69986 | 0.69986
Zorn | 1368_G_1 | 1368 | G | 1 |  | Combustion Turbine |  | S_C_KY | Kentucky | 21 | Jefferson | 111 | 21111 | 14 | 24970 | 1969 | 2021 |  |  | N | Natural Gas | [12 empty] | 3 | 0.31636 | 0.31636 | 0.31636 | 0.31636
Little Gypsy | 1402_B_2 | 1402 | B | 2 | 964 | O/G Steam |  | MIS_AMSO | Louisiana | 22 | St Charles | 89 | 22089 | 416 | 11277 | 1966 | 2025 | wall | dry | N | Natural Gas, Distillate Fuel Oil |  |  |  | CM + FU | [8 empty] | 5.261 | 0.1405 | 0.1405 | 0.1405 | 0.1405
Arsenal Hill | 1416_B_5A | 1416 | B | 5A | 979 | O/G Steam |  | SPP_WEST | Louisiana | 22 | Caddo | 17 | 22017 | 116 | 13718 | 1960 | 2025 | tangential |  | N | Natural Gas | [13 empty] | 0.09758 | 0.09758 | 0.09758 | 0.09758
Androscoggin 3 | 1480_G_328 | 1480 | G | 328 |  | Hydro |  | NENG_ME | Maine | 23 | Androscoggin | 1 | 23001 | 3.4 | 0 | 1928 | 2020 |  |  | N | Hydro | [13 empty] | 0 | 0 | 0 | 0
Bar Mills | 1481_G_1 | 1481 | G | 1 |  | Hydro |  | NENG_ME | Maine | 23 | York | 31 | 23031 | 2 | 0 | 1956 | 2021 |  |  | N | Hydro | [13 empty] | 0 | 0 | 0 | 0
Bar Mills | 1481_G_2 | 1481 | G | 2 |  | Hydro |  | NENG_ME | Maine | 23 | York | 31 | 23031 | 2 | 0 | 1956 | 2021 |  |  | N | Hydro | [13 empty] | 0 | 0 | 0 | 0
William F Wyman | 1507_B_1 | 1507 | B | 1 | 1000 | O/G Steam |  | NENG_ME | Maine | 23 | Cumberland | 5 | 23005 | 50 | 14500 | 1957 | 2023 | wall | dry | N | Residual Fuel Oil |  |  |  | LA + LNB |  |  |  | C | NA |  |  |  | 2.16 | 0.15 | 0.15 | 0.15 | 0.15
William F Wyman | 1507_B_2 | 1507 | B | 2 | 1001 | O/G Steam |  | NENG_ME | Maine | 23 | Cumberland | 5 | 23005 | 48 | 14407 | 1958 | 2023 | wall | dry | N | Residual Fuel Oil |  |  |  | LA + LNB |  |  |  | C | NA |  |  |  | 2.16 | 0.2 | 0.2 | 0.2 | 0.2
Caribou Generation Station | 1513_G_CH1 | 1513 | G | CH1 |  | Hydro |  | NENG_ME | Maine | 23 | Aroostook | 3 | 23003 | 0.4 | 0 | 1926 | 2019 |  |  | N | Hydro | [13 empty] | 0 | 0 | 0 | 0
Caribou Generation Station | 1513_G_CH2 | 1513 | G | CH2 |  | Hydro |  | NENG_ME | Maine | 23 | Aroostook | 3 | 23003 | 0.4 | 0 | 1926 | 2019 |  |  | N | Hydro | [13 empty] | 0 | 0 | 0 | 0
Caribou Generation Station | 1513_G_CD2 | 1513 | G | CD2 |  | Combustion Turbine | IC Engine | NENG_ME | Maine | 23 | Aroostook | 3 | 23003 | 2.5 | 12283 | 1948 | 2019 |  |  | N | Distillate Fuel Oil | [12 empty] | 2 | 3.1867 | 3.1867 | 3.1867 | 3.1867
Caribou Generation Station | 1513_G_CD3 | 1513 | G | CD3 |  | Combustion Turbine | IC Engine | NENG_ME | Maine | 23 | Aroostook | 3 | 23003 | 2.5 | 12283 | 1948 | 2019 |  |  | N | Distillate Fuel Oil | [12 empty] | 2 | 3.1867 | 3.1867 | 3.1867 | 3.1867
Caribou Generation Station | 1513_G_CD4 | 1513 | G | CD4 |  | Combustion Turbine | IC Engine | NENG_ME | Maine | 23 | Aroostook | 3 | 23003 | 1 | 12283 | 1948 | 2019 |  |  | N | Distillate Fuel Oil | [12 empty] | 2 | 3.1867 | 3.1867 | 3.1867 | 3.1867
Caribou Generation Station | 1513_G_CD5 | 1513 | G | CD5 |  | Combustion Turbine | IC Engine | NENG_ME | Maine | 23 | Aroostook | 3 | 23003 | 1 | 12283 | 1951 | 2019 |  |  | N | Distillate Fuel Oil | [12 empty] | 2 | 3.1867 | 3.1867 | 3.1867 | 3.1867
Herbert A Wagner | 1554_B_3 | 1554 | B | 3 | 1009 | Coal Steam |  | PJM_SMAC | Maryland | 24 | Anne Arundel | 3 | 24003 | 305 | 10767 | 1966 | 2025 | wall | dry | N | Bituminous |  |  |  | LNBO | SCR | 2002 |  | ESPC | No | ACI | 2010 |  | 1.2 | 0.3254 | 0.07951 | 0.3254 | 0.07951 | 0.1 | 0.1 | 0.1 | 0.98 | Yes | 2016
Vienna Operations | 1564_G_10 | 1564 | G | 10 |  | Combustion Turbine |  | PJM_EMAC | Maryland | 24 | Dorchester | 19 | 24019 | 14.3 | 17189 | 1968 | 2023 |  |  | N | Distillate Fuel Oil | [12 empty] | 2.106 | 0.23161 | 0.23161 | 0.23161 | 0.23161
Vienna Operations | 1564_B_8 | 1564 | B | 8 | 1043 | O/G Steam |  | PJM_EMAC | Maryland | 24 | Dorchester | 19 | 24019 | 153 | 14500 | 1971 | 2023 | tangential | dry | N | Residual Fuel Oil | [7 empty] | C | NA |  |  |  | 3.5 | 0.25684 | 0.25684 | 0.25684 | 0.25684
Chalk Point LLC | 1571_B_1 | 1571 | B | 1 | 1050 | Coal Steam |  | PJM_SMAC | Maryland | 24 | Prince Georges | 33 | 24033 | 331 | 11442 | 1964 | 2021 | wall | dry | N | Bituminous | Wet Scrubber | 2009 | 0.98 | LNB + OFA | SCR | 2008 |  | ESPC + B | No |  |  |  | 0.12 | 0.075 | 0.075 | 0.075 | 0.075 | 0.05 | 0.1 | 0.56 | 0.99
Chalk Point LLC | 1571_B_2 | 1571 | B | 2 | 1051 | Coal Steam |  | PJM_SMAC | Maryland | 24 | Prince Georges | 33 | 24033 | 336 | 11206 | 1965 | 2021 | wall | dry | N | Bituminous | Wet Scrubber | 2009 | 0.98 | LNB + OFA + NH3 + other | SNCR |  | 2007 | ESPC + B | No |  |  |  | 0.12 | 0.2742 | 0.2742 | 0.2742 | 0.2742 | 0.05 | 0.1 | 0.56 | 0.99
Dickerson | 1572_B_1 | 1572 | B | 1 | 1057 | Coal Steam |  | PJM_SMAC | Maryland | 24 | Montgomery | 31 | 24031 | 173 | 11757 | 1959 | 2020 | tangential | wet | N | Bituminous | Wet Scrubber | 2009 | 0.98 | LNC2 | SNCR |  | 2009 | ESPC + B | No |  |  |  | 2.8 | 0.28593 | 0.22456 | 0.1469 | 0.11537 | 0.05 | 0.1 | 0.56 | 0.99
Dickerson | 1572_B_2 | 1572 | B | 2 | 1058 | Coal Steam |  | PJM_SMAC | Maryland | 24 | Montgomery | 31 | 24031 | 173 | 11814 | 1960 | 2020 | tangential | wet | N | Bituminous | Wet Scrubber | 2009 | 0.98 | LNC2 | SNCR |  | 2009 | ESPC + B | No |  |  |  | 2.8 | 0.3746 | 0.25429 | 0.1469 | 0.1 | 0.05 | 0.1 | 0.56 | 0.99
Dickerson | 1572_B_3 | 1572 | B | 3 | 1059 | Coal Steam |  | PJM_SMAC | Maryland | 24 | Montgomery | 31 | 24031 | 173 | 11804 | 1962 | 2020 | tangential | wet | N | Bituminous | Wet Scrubber | 2009 | 0.98 | LNC2 | SNCR |  | 2009 | ESPC + B | No |  |  |  | 2.8 | 0.28178 | 0.22431 | 0.1469 | 0.11694 | 0.05 | 0.1 | 0.56 | 0.99
Dickerson | 1572_G_GT1 | 1572 | G | GT1 |  | Combustion Turbine |  | PJM_SMAC | Maryland | 24 | Montgomery | 31 | 24031 | 18 | 12819 | 1967 | 2022 |  |  | N | Distillate Fuel Oil | [12 empty] | 0.3 | 0.15749 | 0.15749 | 0.15749 | 0.15749
Morgantown Generating Plant | 1573_B_1 | 1573 | B | 1 | 1065 | Coal Steam |  | PJM_SMAC | Maryland | 24 | Charles | 17 | 24017 | 596 | 10254 | 1970 | 2022 | tangential | dry | N | Bituminous | Wet Scrubber | 2009 | 0.98 | LNC3 + NH3 | SCR | 2007 |  | ESPC | Yes |  |  |  | 0.14 | 0.2634 | 0.05028 | 0.2634 | 0.05028 | 0.05 | 0.1 | 0.56 | 0.99
Morgantown Generating Plant | 1573_G_GT1 | 1573 | G | GT1 |  | Combustion Turbine |  | PJM_SMAC | Maryland | 24 | Charles | 17 | 24017 | 13 | 14269 | 1970 | 2022 |  |  | N | Distillate Fuel Oil | [12 empty] | 0.3 | 1.0834 | 1.0834 | 1.0834 | 1.0834
Morgantown Generating Plant | 1573_B_2 | 1573 | B | 2 | 1066 | Coal Steam |  | PJM_SMAC | Maryland | 24 | Charles | 17 | 24017 | 609 | 10170 | 1971 | 2022 | tangential | dry | N | Bituminous | Wet Scrubber | 2009 | 0.98 | LNC3 + NH3 | SCR | 2008 |  | ESPC | Yes |  |  |  | 0.14 | 0.4045 | 0.0428 | 0.4045 | 0.0428 | 0.05 | 0.1 | 0.56 | 0.99
Morgantown Generating Plant | 1573_G_GT2 | 1573 | G | GT2 |  | Combustion Turbine |  | PJM_SMAC | Maryland | 24 | Charles | 17 | 24017 | 13 | 14269 | 1971 | 2022 |  |  | N | Distillate Fuel Oil | [12 empty] | 0.3 | 0.56572 | 0.56572 | 0.56572 | 0.56572
Mystic Generating Station | 1588_G_GT1 | 1588 | G | GT1 | 1084 | Combustion Turbine |  | NENGREST | Massachusetts | 25 | Middlesex | 17 | 25017 | 9.1 | 18910 | 1969 | 2021 |  |  | N | Distillate Fuel Oil | [12 empty] | 0.74 | 0.52734 | 0.52734 | 0.52734 | 0.52734
Mystic Generating Station | 1588_G_GT81 | 1588 | G | GT81 | 10011 | Combined Cycle |  | NENGREST | Massachusetts | 25 | Middlesex | 17 | 25017 | 228.8 | 7482 | 2003 | 2024 |  |  | N | Natural Gas |  |  |  |  | SCR | [8 empty] | 0.0088364 | 0.0088364 | 0.0088364 | 0.0088364
Mystic Generating Station | 1588_G_GT82 | 1588 | G | GT82 | 10012 | Combined Cycle |  | NENGREST | Massachusetts | 25 | Middlesex | 17 | 25017 | 230 | 7482 | 2003 | 2024 |  |  | N | Natural Gas |  |  |  |  | SCR | [8 empty] | 0.0088364 | 0.0088364 | 0.0088364 | 0.0088364
Mystic Generating Station | 1588_G_GT93 | 1588 | G | GT93 | 10013 | Combined Cycle |  | NENGREST | Massachusetts | 25 | Middlesex | 17 | 25017 | 232.4 | 7482 | 2003 | 2024 |  |  | N | Natural Gas |  |  |  |  | SCR | [8 empty] | 0.008732 | 0.008732 | 0.008732 | 0.008732
Mystic Generating Station | 1588_G_GT94 | 1588 | G | GT94 | 10014 | Combined Cycle |  | NENGREST | Massachusetts | 25 | Middlesex | 17 | 25017 | 233.5 | 7482 | 2003 | 2024 |  |  | N | Natural Gas |  |  |  |  | SCR | [8 empty] | 0.008732 | 0.008732 | 0.008732 | 0.008732
Mystic Generating Station | 1588_G_ST85 | 1588 | G | ST85 | 10011 | Combined Cycle |  | NENGREST | Massachusetts | 25 | Middlesex | 17 | 25017 | 244.6 | 7482 | 2003 | 2024 |  |  | N | Natural Gas |  |  |  | LNB | SCR | [8 empty] | 0.0088364 | 0.0088364 | 0.0088364 | 0.0088364
Mystic Generating Station | 1588_G_ST96 | 1588 | G | ST96 | 10013 | Combined Cycle |  | NENGREST | Massachusetts | 25 | Middlesex | 17 | 25017 | 248.1 | 7482 | 2003 | 2024 |  |  | N | Natural Gas |  |  |  | LNB | SCR | [8 empty] | 0.008732 | 0.008732 | 0.008732 | 0.008732
Doreen | 1631_G_DORE | 1631 | G | DORE | 1130 | Combustion Turbine |  | NENGREST | Massachusetts | 25 | Berkshire | 3 | 25003 | 15.8 | 14700 | 1969 | 2022 |  |  | N | Distillate Fuel Oil | [12 empty] | 0.74 | 1.2008 | 1.2008 | 1.2008 | 1.2008
Essential Power Massachusetts LLC | 1642_B_3 | 1642 | B | 3 | 1138 | O/G Steam |  | NENGREST | Massachusetts | 25 | Hampden | 13 | 25013 | 94 | 12883 | 1957 | 2021 | tangential | dry | N | Natural Gas, Residual Fuel Oil |  |  |  | BOOS |  |  |  | ESPC | No |  |  |  | 2.4 | 0.06992 | 0.06992 | 0.06992 | 0.06992
Essential Power Massachusetts LLC | 1642_G_WS10 | 1642 | G | WS10 | 1136 | Combustion Turbine |  | NENGREST | Massachusetts | 25 | Hampden | 13 | 25013 | 16.6 | 10745 | 1968 | 2022 |  |  | N | Distillate Fuel Oil | [12 empty] | 0.74 | 1.201 | 1.201 | 1.201 | 1.201
Essential Power Massachusetts LLC | 1642_G_GT-1 | 1642 | G | GT-1 | 8310 | Combustion Turbine |  | NENGREST | Massachusetts | 25 | Hampden | 13 | 25013 | 38.1 | 10745 | 2002 | 2025 |  |  | N | Natural Gas, Distillate Fuel Oil |  |  |  | H2O | SCR | [7 empty] | 0.789 | 0.04026 | 0.04026 | 0.04026 | 0.04026
Essential Power Massachusetts LLC | 1642_G_GT-2 | 1642 | G | GT-2 | 8312 | Combustion Turbine |  | NENGREST | Massachusetts | 25 | Hampden | 13 | 25013 | 38.8 | 10745 | 2002 | 2025 |  |  | N | Natural Gas, Distillate Fuel Oil |  |  |  | H2O | SCR | [7 empty] | 0.789 | 0.04946 | 0.04946 | 0.04946 | 0.04946
Woodland Road | 1643_G_WOOD | 1643 | G | WOOD | 1139 | Combustion Turbine |  | NENGREST | Massachusetts | 25 | Berkshire | 3 | 25003 | 15.8 | 14208 | 1969 | 2022 |  |  | N | Distillate Fuel Oil | [12 empty] | 0.74 | 1.2002 | 1.2002 | 1.2002 | 1.2002
Potter Station 2 | 1660_G_CC2 | 1660 | G | CC2 | 1140 | Combined Cycle |  | NENGREST | Massachusetts | 25 | Norfolk | 21 | 25021 | 62.6 | 10922 | 1977 | 2025 |  |  | N | Natural Gas, Distillate Fuel Oil |  |  |  | STM | [9 empty] | 0.26687 | 0.26687 | 0.26687 | 0.26687
Potter Station 2 | 1660_G_CC3 | 1660 | G | CC3 | 1140 | Combined Cycle |  | NENGREST | Massachusetts | 25 | Norfolk | 21 | 25021 | 15.5 | 10922 | 1977 | 2025 |  |  | N | Natural Gas, Distillate Fuel Oil |  |  |  | STM | [9 empty] | 0.26687 | 0.26687 | 0.26687 | 0.26687
J H Campbell | 1710_B_1 | 1710 | B | 1 | 1157 | Coal Steam |  | MIS_LMI | Michigan | 26 | Ottawa | 139 | 26139 | 260 | 10347 | 1962 | 2025 | tangential | dry | N | Bituminous, Subbituminous |  |  | 0.4488 | LNC3 |  |  |  | ESPC + B | No | ACI | 2016 |  | 1.67 | 0.17949 | 0.17949 | 0.17949 | 0.17949 | 0.1 | 0.1 | 0.1 | 0.98 | Yes | 2016 |  |  |  |  | Yes
J H Campbell | 1710_B_2 | 1710 | B | 2 | 1158 | Coal Steam |  | MIS_LMI | Michigan | 26 | Ottawa | 139 | 26139 | 348 | 10428 | 1967 | 2025 | cell | dry | N | Bituminous, Subbituminous |  |  | 0.438 | LNCB | SCR | 2013 |  | B | NA | ACI | 2016 |  | 1.67 | 0.04748 | 0.04748 | 0.04748 | 0.04748 | 0.1 | 0.1 | 0.1 | 0.98 | Yes | 2016 |  |  |  |  | Yes
J H Campbell | 1710_B_3 | 1710 | B | 3 | 1159 | Coal Steam |  | MIS_LMI | Michigan | 26 | Ottawa | 139 | 26139 | 838 | 10264 | 1980 | 2025 | wall | dry | N | Bituminous, Subbituminous | Dry Scrubber | 2016 | 0.95 | LNBO | SCR | 2007 |  | ESPC + B | No | ACI | 2016 |  | 0.09 | 0.2258 | 0.05074 | 0.2258 | 0.05074 | 0.1 | 0.1 | 0.1 | 0.99 | [6 empty] | Yes
Erickson Station | 1832_B_1 | 1832 | B | 1 | 1221 | Coal Steam |  | MIS_LMI | Michigan | 26 | Eaton | 45 | 26045 | 154 | 11013 | 1973 | 2022 | wall | dry | N | Subbituminous |  |  |  | LNBO |  |  |  | ESPC | No | ACI | 2016 |  | 1.67 | 0.15442 | 0.15442 | 0.15442 | 0.15442 | 0.1 | 0.1 | 0.1 | 0
Dafter | 1868_G_1 | 1868 | G | 1 |  | Combustion Turbine | IC Engine | MIS_WUMS | Michigan | 26 | Chippewa | 33 | 26033 | 0.9 | 25000 | 1955 | 2021 |  |  | N | Distillate Fuel Oil | [12 empty] | 1.67 | 1.7251 | 1.7251 | 1.7251 | 1.7251
Dafter | 1868_G_3 | 1868 | G | 3 |  | Combustion Turbine | IC Engine | MIS_WUMS | Michigan | 26 | Chippewa | 33 | 26033 | 0.9 | 25000 | 1955 | 2021 |  |  | N | Distillate Fuel Oil | [12 empty] | 1.67 | 1.7251 | 1.7251 | 1.7251 | 1.7251
Dafter | 1868_G_5 | 1868 | G | 5 |  | Combustion Turbine | IC Engine | MIS_WUMS | Michigan | 26 | Chippewa | 33 | 26033 | 2.5 | 25000 | 1960 | 2021 |  |  | N | Distillate Fuel Oil | [12 empty] | 1.67 | 1.7251 | 1.7251 | 1.7251 | 1.7251
Inver Hills | 1913_G_1 | 1913 | G | 1 | 90102 | Combustion Turbine |  | MIS_MNWI | Minnesota | 27 | Dakota | 37 | 27037 | 47 | 19546 | 1972 | 2025 |  |  | N | Natural Gas, Distillate Fuel Oil | [12 empty] | 0.5 | 0.53964 | 0.53964 | 0.53964 | 0.53964
Inver Hills | 1913_G_2 | 1913 | G | 2 | 90103 | Combustion Turbine |  | MIS_MNWI | Minnesota | 27 | Dakota | 37 | 27037 | 47 | 19548 | 1972 | 2025 |  |  | N | Natural Gas, Distillate Fuel Oil | [12 empty] | 0.5 | 0.54589 | 0.54589 | 0.54589 | 0.54589
Inver Hills | 1913_G_3 | 1913 | G | 3 | 90104 | Combustion Turbine |  | MIS_MNWI | Minnesota | 27 | Dakota | 37 | 27037 | 47 | 19548 | 1972 | 2025 |  |  | N | Natural Gas, Distillate Fuel Oil | [12 empty] | 0.5 | 0.46643 | 0.46643 | 0.46643 | 0.46643
Inver Hills | 1913_G_4 | 1913 | G | 4 | 90105 | Combustion Turbine |  | MIS_MNWI | Minnesota | 27 | Dakota | 37 | 27037 | 47 | 19548 | 1972 | 2025 |  |  | N | Natural Gas, Distillate Fuel Oil | [12 empty] | 0.5 | 0.49765 | 0.49765 | 0.49765 | 0.49765
Inver Hills | 1913_G_5 | 1913 | G | 5 | 90106 | Combustion Turbine |  | MIS_MNWI | Minnesota | 27 | Dakota | 37 | 27037 | 47 | 19548 | 1972 | 2025 |  |  | N | Natural Gas, Distillate Fuel Oil | [12 empty] | 0.5 | 0.48265 | 0.48265 | 0.48265 | 0.48265
Inver Hills | 1913_G_6 | 1913 | G | 6 | 90107 | Combustion Turbine |  | MIS_MNWI | Minnesota | 27 | Dakota | 37 | 27037 | 47 | 19548 | 1972 | 2025 |  |  | N | Natural Gas, Distillate Fuel Oil | [12 empty] | 0.5 | 0.49365 | 0.49365 | 0.49365 | 0.49365
Inver Hills | 1913_G_7 | 1913 | G | 7 |  | Combustion Turbine |  | MIS_MNWI | Minnesota | 27 | Dakota | 37 | 27037 | 1.8 | 25000 | 1997 | 2025 |  |  | N | Distillate Fuel Oil | [12 empty] | 0.5 | 1.01 | 1.01 | 1.01 | 1.01
Inver Hills | 1913_G_8 | 1913 | G | 8 |  | Combustion Turbine |  | MIS_MNWI | Minnesota | 27 | Dakota | 37 | 27037 | 1.8 | 25000 | 1997 | 2025 |  |  | N | Distillate Fuel Oil | [12 empty] | 0.5 | 1.01 | 1.01 | 1.01 | 1.01
Red Wing | 1926_B_1 | 1926 | B | 1 |  | Municipal Solid Waste |  | MIS_MNWI | Minnesota | 27 | Goodhue | 49 | 27049 | 9 | 20944 | 1986 | 2027 |  |  | N | MSW | Wet Scrubber | 2000 | 0.75 | other |  |  |  | B | NA |  |  |  |  | 0.5 | 0.5 | 0.5 | 0.5 | 0.08 | 0.08 | 0.08
Red Wing | 1926_B_2 | 1926 | B | 2 |  | Municipal Solid Waste |  | MIS_MNWI | Minnesota | 27 | Goodhue | 49 | 27049 | 9 | 20879 | 1986 | 2027 |  |  | N | MSW | Wet Scrubber | 2001 | 0.75 | other |  |  |  | B | NA |  |  |  |  | 0.54 | 0.54 | 0.54 | 0.54 | 0.08 | 0.08 | 0.08
Wilmarth | 1934_B_1 | 1934 | B | 1 |  | Municipal Solid Waste |  | MIS_MNWI | Minnesota | 27 | Blue Earth | 13 | 27013 | 9 | 21139 | 1987 | 2027 |  |  | N | MSW | Wet Scrubber | 1991 | 0.7 | other |  |  |  | B | NA |  |  |  |  | 0.54 | 0.54 | 0.54 | 0.54 | 0.08 | 0.08 | 0.08
Wilmarth | 1934_B_2 | 1934 | B | 2 |  | Municipal Solid Waste |  | MIS_MNWI | Minnesota | 27 | Blue Earth | 13 | 27013 | 9 | 21139 | 1987 | 2027 |  |  | N | MSW | Wet Scrubber | 1991 | 0.7 | other |  |  |  | B | NA |  |  |  |  | 0.6 | 0.6 | 0.6 | 0.6 | 0.08 | 0.08 | 0.08
Delano | 1969_G_1 | 1969 | G | 1 |  | Combustion Turbine | IC Engine | MIS_MNWI | Minnesota | 27 | Wright | 171 | 27171 | 1.1 | 18000 | 1951 | 2020 |  |  | N | Natural Gas | [13 empty] | 1.061 | 1.061 | 1.061 | 1.061
Delano | 1969_G_9 | 1969 | G | 9 |  | Combustion Turbine |  | MIS_MNWI | Minnesota | 27 | Wright | 171 | 27171 | 11 | 17005 | 2002 | 2021 |  |  | N | Distillate Fuel Oil | [13 empty] | 1.01 | 1.01 | 1.01 | 1.01
Elk River City of | 1971_G_5 | 1971 | G | 5 |  | Landfill Gas |  | MIS_MNWI | Minnesota | 27 | Sherburne | 141 | 27141 | 0.8 | 13500 | 2002 | 2022 |  |  | N | Landfill Gas | [13 empty] | 0.24082 | 0.24082 | 0.24082 | 0.24082
Elk River City of | 1971_G_6 | 1971 | G | 6 |  | Landfill Gas |  | MIS_MNWI | Minnesota | 27 | Sherburne | 141 | 27141 | 0.8 | 13500 | 2002 | 2022 |  |  | N | Landfill Gas | [13 empty] | 0.24082 | 0.24082 | 0.24082 | 0.24082
Elk River City of | 1971_G_7 | 1971 | G | 7 |  | Landfill Gas |  | MIS_MNWI | Minnesota | 27 | Sherburne | 141 | 27141 | 0.8 | 13500 | 2002 | 2022 |  |  | N | Landfill Gas | [13 empty] | 0.24082 | 0.24082 | 0.24082 | 0.24082
Elk River City of | 1971_G_8 | 1971 | G | 8 |  | Landfill Gas |  | MIS_MNWI | Minnesota | 27 | Sherburne | 141 | 27141 | 0.8 | 13500 | 2006 | 2022 |  |  | N | Landfill Gas | [12 empty] | 2 | 0.24082 | 0.24082 | 0.24082 | 0.24082
Granite Falls | 1977_G_HC3 | 1977 | G | HC3 |  | Hydro |  | MIS_MNWI | Minnesota | 27 | Chippewa | 23 | 27023 | 0.7 | 0 | 1986 | 2028 |  |  | N | Hydro | [13 empty] | 0 | 0 | 0 | 0
Hutchinson Plant #1 | 1980_G_3 | 1980 | G | 3 |  | Combustion Turbine | IC Engine | MIS_MNWI | Minnesota | 27 | McLeod | 85 | 27085 | 3.9 | 10745 | 1968 | 2022 |  |  | N | Natural Gas, Distillate Fuel Oil | [13 empty] | 1.061 | 1.061 | 1.061 | 1.061
Hutchinson Plant #1 | 1980_G_4 | 1980 | G | 4 |  | Combustion Turbine | IC Engine | MIS_MNWI | Minnesota | 27 | McLeod | 85 | 27085 | 3.9 | 10745 | 1968 | 2020 |  |  | N | Natural Gas, Distillate Fuel Oil | [13 empty] | 1.061 | 1.061 | 1.061 | 1.061
Hutchinson Plant #1 | 1980_G_8 | 1980 | G | 8 |  | Combined Cycle |  | MIS_MNWI | Minnesota | 27 | McLeod | 85 | 27085 | 13 | 10605 | 1971 | 2019 |  |  | N | Natural Gas | [13 empty] | 0.068427 | 0.068427 | 0.068427 | 0.068427
Moose Lake | 1996_G_4 | 1996 | G | 4 |  | Combustion Turbine | IC Engine | MIS_MNWI | Minnesota | 27 | Carlton | 17 | 27017 | 2 | 10745 | 1963 | 2019 |  |  | N | Natural Gas | [13 empty] | 1.061 | 1.061 | 1.061 | 1.061
Springfield (MN) | 2012_G_9 | 2012 | G | 9 |  | Combustion Turbine | IC Engine | MIS_IA | Minnesota | 27 | Brown | 15 | 27015 | 1.8 | 12283 | 2001 | 2028 |  |  | N | Distillate Fuel Oil | [13 empty] | 1.6498 | 1.6498 | 1.6498 | 1.6498
Thief River Falls | 2014_G_HY2 | 2014 | G | HY2 |  | Hydro |  | MIS_MNWI | Minnesota | 27 | Pennington | 113 | 27113 | 0.2 | 0 | 1927 | 2028 |  |  | N | Hydro | [13 empty] | 0 | 0 | 0 | 0
Wells IC | 2020_G_3 | 2020 | G | 3 |  | Combustion Turbine | IC Engine | MIS_MNWI | Minnesota | 27 | Faribault | 43 | 27043 | 1.1 | 19007 | 1950 | 2019 |  |  | N | Natural Gas, Distillate Fuel Oil | [13 empty] | 1.6498 | 1.6498 | 1.6498 | 1.6498
Windom | 2023_G_GT1 | 2023 | G | GT1 |  | Combustion Turbine |  | MIS_IA | Minnesota | 27 | Cottonwood | 33 | 27033 | 2.5 | 17036 | 1980 | 2022 |  |  | N | Distillate Fuel Oil | [13 empty] | 1.2 | 1.2 | 1.2 | 1.2
Jack Watson | 2049_B_4 | 2049 | B | 4 | 1291 | O/G Steam |  | S_SOU | Mississippi | 28 | Harrison | 47 | 28047 | 236 | 11098 | 1968 | 2023 | wall | dry | N | Natural Gas |  |  |  | LNB + OFA | [8 empty] | 4.8 | 0.17601 | 0.17601 | 0.17601 | 0.17601
Moselle | 2070_B_3 | 2070 | B | 3 | 1309 | O/G Steam |  | MIS_MS | Mississippi | 28 | Jones | 67 | 28067 | 59 | 13292 | 1970 | 2025 | wall | dry | N | Natural Gas, Residual Fuel Oil | [12 empty] | 4.8 | 0.30593 | 0.30593 | 0.30593 | 0.30593
Butler Municipal Power Plant | 2115_G_4 | 2115 | G | 4 |  | Combustion Turbine | IC Engine | SPP_N | Missouri | 29 | Bates | 13 | 29013 | 1 | 21625 | 1952 | 2020 |  |  | N | Distillate Fuel Oil | [12 empty] | 2.3 | 1.6498 | 1.6498 | 1.6498 | 1.6498
Columbia (MO) | 2123_B_6 | 2123 | B | 6 |  | Biomass |  | MIS_MO | Missouri | 29 | Boone | 19 | 29019 | 19 | 13380 | 1957 | 2016 | stoker/SPR | dry | N | Biomass |  |  |  | BOOS |  |  |  | B | NA |  |  |  | 8 | 0.37952 | 0.37952 | 0.37952 | 0.37952 | 0.11 | 0.27 | 1
Blue Valley | 2132_B_1 | 2132 | B | 1 |  | O/G Steam |  | SPP_N | Missouri | 29 | Jackson | 95 | 29095 | 21 | 14500 | 1958 | 2020 | tangential | dry | N | Natural Gas | [12 empty] | 6.3 | 0.16088 | 0.16088 | 0.16088 | 0.16088
Blue Valley | 2132_B_2 | 2132 | B | 2 |  | O/G Steam |  | SPP_N | Missouri | 29 | Jackson | 95 | 29095 | 21 | 14500 | 1958 | 2020 | tangential | dry | N | Natural Gas, Distillate Fuel Oil | [12 empty] | 6.3 | 0.16289 | 0.16289 | 0.16289 | 0.16289
Blue Valley | 2132_B_3 | 2132 | B | 3 | 1342 | O/G Steam |  | SPP_N | Missouri | 29 | Jackson | 95 | 29095 | 51 | 14500 | 1965 | 2020 | tangential | dry | N | Natural Gas, Distillate Fuel Oil |  |  |  | LNC1 | [8 empty] | 6.3 | 0.18019 | 0.18019 | 0.18019 | 0.18019
Monroe (MO) | 2146_G_5 | 2146 | G | 5 |  | Combustion Turbine | IC Engine | S_D_AECI | Missouri | 29 | Monroe | 137 | 29137 | 1.6 | 12283 | 1985 | 2020 |  |  | N | Distillate Fuel Oil | [12 empty] | 2.3 | 1.6498 | 1.6498 | 1.6498 | 1.6498
Monroe (MO) | 2146_G_10 | 2146 | G | 10 |  | Combustion Turbine | IC Engine | S_D_AECI | Missouri | 29 | Monroe | 137 | 29137 | 1.6 | 12283 | 1988 | 2020 |  |  | N | Distillate Fuel Oil | [12 empty] | 2.3 | 1.6498 | 1.6498 | 1.6498 | 1.6498
Monroe (MO) | 2146_G_8 | 2146 | G | 8 |  | Combustion Turbine | IC Engine | S_D_AECI | Missouri | 29 | Monroe | 137 | 29137 | 1.6 | 12283 | 1988 | 2020 |  |  | N | Distillate Fuel Oil | [12 empty] | 2.3 | 1.6498 | 1.6498 | 1.6498 | 1.6498
Monroe (MO) | 2146_G_9 | 2146 | G | 9 |  | Combustion Turbine | IC Engine | S_D_AECI | Missouri | 29 | Monroe | 137 | 29137 | 1.6 | 12283 | 1988 | 2020 |  |  | N | Distillate Fuel Oil | [12 empty] | 2.3 | 1.6498 | 1.6498 | 1.6498 | 1.6498
Monroe (MO) | 2146_G_11 | 2146 | G | 11 |  | Combustion Turbine | IC Engine | S_D_AECI | Missouri | 29 | Monroe | 137 | 29137 | 1.8 | 12283 | 2003 | 2020 |  |  | N | Distillate Fuel Oil | [12 empty] | 2.3 | 1.6498 | 1.6498 | 1.6498 | 1.6498
Monroe (MO) | 2146_G_12 | 2146 | G | 12 |  | Combustion Turbine | IC Engine | S_D_AECI | Missouri | 29 | Monroe | 137 | 29137 | 1.8 | 12283 | 2003 | 2020 |  |  | N | Distillate Fuel Oil | [12 empty] | 2.3 | 1.6498 | 1.6498 | 1.6498 | 1.6498
Hauser | 2185_G_HAU1 | 2185 | G | HAU1 |  | Hydro |  | WECC_MT | Montana | 30 | Lewis and Clark | 49 | 30049 | 2.8 | 0 | 1911 | 2024 |  |  | N | Hydro | [13 empty] | 0 | 0 | 0 | 0
Hauser | 2185_G_HAU2 | 2185 | G | HAU2 |  | Hydro |  | WECC_MT | Montana | 30 | Lewis and Clark | 49 | 30049 | 2.6 | 0 | 1911 | 2019 |  |  | N | Hydro | [13 empty] | 0 | 0 | 0 | 0
Hauser | 2185_G_HAU3 | 2185 | G | HAU3 |  | Hydro |  | WECC_MT | Montana | 30 | Lewis and Clark | 49 | 30049 | 2.8 | 0 | 1911 | 2026 |  |  | N | Hydro | [13 empty] | 0 | 0 | 0 | 0
Hauser | 2185_G_HAU5 | 2185 | G | HAU5 |  | Hydro |  | WECC_MT | Montana | 30 | Lewis and Clark | 49 | 30049 | 2.8 | 0 | 1911 | 2021 |  |  | N | Hydro | [13 empty] | 0 | 0 | 0 | 0
Arnold | 2216_G_3 | 2216 | G | 3 |  | Combustion Turbine | IC Engine | SPP_NEBR | Nebraska | 31 | Custer | 41 | 31041 | 0.2 | 12283 | 1942 | 2022 |  |  | N | Distillate Fuel Oil | [12 empty] | 2.5 | 1.6498 | 1.6498 | 1.6498 | 1.6498
Arnold | 2216_G_4 | 2216 | G | 4 |  | Combustion Turbine | IC Engine | SPP_NEBR | Nebraska | 31 | Custer | 41 | 31041 | 0.2 | 12283 | 1946 | 2022 |  |  | N | Distillate Fuel Oil | [12 empty] | 2.5 | 1.6498 | 1.6498 | 1.6498 | 1.6498
Arnold | 2216_G_1 | 2216 | G | 1 |  | Combustion Turbine | IC Engine | SPP_NEBR | Nebraska | 31 | Custer | 41 | 31041 | 0.5 | 12590 | 1960 | 2022 |  |  | N | Distillate Fuel Oil | [12 empty] | 2.5 | 1.6498 | 1.6498 | 1.6498 | 1.6498
Campbell Village | 2225_G_1 | 2225 | G | 1 |  | Combustion Turbine | IC Engine | SPP_NEBR | Nebraska | 31 | Franklin | 61 | 31061 | 0.1 | 12987 | 1927 | 2004 |  |  | N | Distillate Fuel Oil | [12 empty] | 2.5 | 1.6498 | 1.6498 | 1.6498 | 1.6498
Campbell Village | 2225_G_2 | 2225 | G | 2 |  | Combustion Turbine | IC Engine | SPP_NEBR | Nebraska | 31 | Franklin | 61 | 31061 | 0.1 | 12987 | 1937 | 2004 |  |  | N | Distillate Fuel Oil | [12 empty] | 2.5 | 1.6498 | 1.6498 | 1.6498 | 1.6498
Campbell Village | 2225_G_3 | 2225 | G | 3 |  | Combustion Turbine | IC Engine | SPP_NEBR | Nebraska | 31 | Franklin | 61 | 31061 | 0.1 | 12987 | 1946 | 2004 |  |  | N | Distillate Fuel Oil | [12 empty] | 2.5 | 1.6498 | 1.6498 | 1.6498 | 1.6498
Deshler | 2234_G_2 | 2234 | G | 2 |  | Combustion Turbine | IC Engine | SPP_NEBR | Nebraska | 31 | Thayer | 169 | 31169 | 0.2 | 10745 | 1950 | 2018 |  |  | N | Distillate Fuel Oil | [12 empty] | 2.5 | 1.6498 | 1.6498 | 1.6498 | 1.6498
Deshler | 2234_G_1A | 2234 | G | 1A |  | Combustion Turbine | IC Engine | SPP_NEBR | Nebraska | 31 | Thayer | 169 | 31169 | 0.3 | 10745 | 2001 | 2018 |  |  | N | Distillate Fuel Oil | [12 empty] | 2.5 | 1.6498 | 1.6498 | 1.6498 | 1.6498
Lon Wright | 2240_G_CTNWD | 2240 | G | CTNWD |  | Onshore Wind |  | SPP_NEBR | Nebraska | 31 | Dodge | 53 | 31053 | 40.9 | 0 | 2017 | 2023 |  |  | N | Wind | [13 empty] | 0 | 0 | 0 | 0
Spencer Hydro | 2278_G_1 | 2278 | G | 1 |  | Hydro |  | SPP_NEBR | Nebraska | 31 | Boyd | 15 | 31015 | 0.8 | 0 | 1927 | 2019 |  |  | N | Hydro | [13 empty] | 0 | 0 | 0 | 0
Spencer Hydro | 2278_G_2 | 2278 | G | 2 |  | Hydro |  | SPP_NEBR | Nebraska | 31 | Boyd | 15 | 31015 | 0.4 | 0 | 1952 | 2019 |  |  | N | Hydro | [13 empty] | 0 | 0 | 0 | 0
North Omaha | 2291_B_1 | 2291 | B | 1 | 1381 | O/G Steam |  | SPP_NEBR | Nebraska | 31 | Douglas | 55 | 31055 | 65 | 11010 | 1954 | 2026 | tangential | dry | N | Natural Gas | [13 empty] | 0.07403 | 0.07403 | 0.07403 | 0.07403
North Omaha | 2291_B_2 | 2291 | B | 2 | 1382 | O/G Steam |  | SPP_NEBR | Nebraska | 31 | Douglas | 55 | 31055 | 91 | 10903 | 1957 | 2026 | tangential | dry | N | Natural Gas |  |  |  | LNC1 | [9 empty] | 0.07981 | 0.07981 | 0.07981 | 0.07981
North Omaha | 2291_B_3 | 2291 | B | 3 | 1383 | O/G Steam |  | SPP_NEBR | Nebraska | 31 | Douglas | 55 | 31055 | 86 | 10960 | 1959 | 2026 | tangential | dry | N | Natural Gas |  |  |  | LNC1 | [9 empty] | 0.07471 | 0.07471 | 0.07471 | 0.07471
Plainview Muncipal Power | 2297_G_1 | 2297 | G | 1 |  | Combustion Turbine | IC Engine | SPP_NEBR | Nebraska | 31 | Pierce | 139 | 31139 | 1.1 | 10745 | 1949 | 2023 |  |  | N | Distillate Fuel Oil | [12 empty] | 2.5 | 1.6498 | 1.6498 | 1.6498 | 1.6498
Plainview Muncipal Power | 2297_G_3 | 2297 | G | 3 |  | Combustion Turbine | IC Engine | SPP_NEBR | Nebraska | 31 | Pierce | 139 | 31139 | 0.9 | 10745 | 1958 | 2023 |  |  | N | Distillate Fuel Oil | [12 empty] | 2.5 | 1.6498 | 1.6498 | 1.6498 | 1.6498
Plainview Muncipal Power | 2297_G_4 | 2297 | G | 4 |  | Combustion Turbine | IC Engine | SPP_NEBR | Nebraska | 31 | Pierce | 139 | 31139 | 1.2 | 10873 | 1963 | 2023 |  |  | N | Distillate Fuel Oil | [12 empty] | 2.5 | 1.6498 | 1.6498 | 1.6498 | 1.6498
Plainview Muncipal Power | 2297_G_5 | 2297 | G | 5 |  | Combustion Turbine | IC Engine | SPP_NEBR | Nebraska | 31 | Pierce | 139 | 31139 | 1.8 | 10745 | 1999 | 2023 |  |  | N | Distillate Fuel Oil | [12 empty] | 2.5 | 1.6498 | 1.6498 | 1.6498 | 1.6498
Fort Churchill | 2330_B_1 | 2330 | B | 1 | 1406 | O/G Steam |  | WECC_NNV | Nevada | 32 | Lyon | 19 | 32019 | 113 | 11713 | 1968 | 2028 | wall | dry | N | Natural Gas |  |  |  | LNBO | [8 empty] | 0.8 | 0.13855 | 0.13855 | 0.13855 | 0.13855
Fort Churchill | 2330_B_2 | 2330 | B | 2 | 1406 | O/G Steam |  | WECC_NNV | Nevada | 32 | Lyon | 19 | 32019 | 113 | 11713 | 1971 | 2028 | wall | dry | N | Natural Gas |  |  |  | LNBO | [8 empty] | 0.8 | 0.13855 | 0.13855 | 0.13855 | 0.13855
Carlls Corner | 2379_G_CA1 | 2379 | G | CA1 | 1429 | Combustion Turbine |  | PJM_EMAC | New Jersey | 34 | Cumberland | 11 | 34011 | 37.4 | 15982 | 1973 | 2023 |  |  | N | Natural Gas, Distillate Fuel Oil |  |  |  | H2O | [8 empty] | 0.21 | 0.71515 | 0.71515 | 0.71515 | 0.71515
Carlls Corner | 2379_G_CA2 | 2379 | G | CA2 | 1430 | Combustion Turbine |  | PJM_EMAC | New Jersey | 34 | Cumberland | 11 | 34011 | 41.2 | 15982 | 1973 | 2023 |  |  | N | Natural Gas, Distillate Fuel Oil |  |  |  | H2O | [8 empty] | 0.21 | 0.72576 | 0.72576 | 0.72576 | 0.72576
PSEG Essex Generating Station | 2401_G_9 | 2401 | G | 9 | 1534 | Combustion Turbine |  | PJM_EMAC | New Jersey | 34 | Essex | 13 | 34013 | 81 | 17054 | 1990 | 2022 |  |  | N | Natural Gas, Distillate Fuel Oil |  |  |  | H2O | [8 empty] | 0.21 | 0.1099 | 0.1099 | 0.1099 | 0.1099
Rio Grande | 2444_B_7 | 2444 | B | 7 | 1587 | O/G Steam |  | WECC_NM | New Mexico | 35 | Dona Ana | 13 | 35013 | 46 | 12258 | 1972 | 2024 | wall | dry | N | Natural Gas |  |  |  | FR + LNB | [8 empty] | 0.68 | 0.20903 | 0.20903 | 0.20903 | 0.20903
Maddox | 2446_G_3 | 2446 | G | 3 |  | Combustion Turbine |  | SPP_SPS | New Mexico | 35 | Lea | 25 | 35025 | 10 | 13263 | 1963 | 2026 |  |  | N | Natural Gas | [12 empty] | 0.34 | 0.22364 | 0.22364 | 0.22364 | 0.22364
Maddox | 2446_G_2 | 2446 | G | 2 |  | Combustion Turbine |  | SPP_SPS | New Mexico | 35 | Lea | 25 | 35025 | 61 | 13421 | 1976 | 2026 |  |  | N | Natural Gas | [12 empty] | 0.34 | 0.02195 | 0.02195 | 0.02195 | 0.02195
San Juan | 2451_G_1 | 2451 | G | 1 | 1596 | Coal Steam |  | WECC_NM | New Mexico | 35 | San Juan | 45 | 35045 | 340 | 11292 | 1976 | 2022 | wall | dry | N | Bituminous | Wet Scrubber | 1998 | 0.9 | LNBO | SNCR |  | 2015 | B | NA | ACI | 2009 |  | 0.15 | 0.2242 | 0.2242 | 0.2242 | 0.2242 | 0.05 | 0.1 | 0.1 | 0.95 | [6 empty] | Yes
San Juan | 2451_G_4 | 2451 | G | 4 | 1599 | Coal Steam |  | WECC_NM | New Mexico | 35 | San Juan | 45 | 35045 | 507 | 10884 | 1982 | 2022 | wall | dry | N | Bituminous | Wet Scrubber | 1998 | 0.9 | LNBO | SNCR |  | 2016 | ESPH + B | Yes | ACI | 2008 |  | 0.15 | 0.22666 | 0.22666 | 0.22666 | 0.22666 | 0.05 | 0.1 | 0.1 | 0.95 | [6 empty] | Yes
Cunningham | 2454_B_122B | 2454 | B | 122B | 1601 | O/G Steam |  | SPP_SPS | New Mexico | 35 | Lea | 25 | 35025 | 183 | 10518 | 1965 | 2025 | tangential |  | N | Natural Gas |  |  |  | OFA | [8 empty] | 0.789 | 0.1497 | 0.1497 | 0.1497 | 0.1497
Animas | 2465_G_HY1 | 2465 | G | HY1 |  | Hydro |  | WECC_NM | New Mexico | 35 | San Juan | 45 | 35045 | 0.2 | 0 | 1927 | 2006 |  |  | N | Hydro | [13 empty] | 0 | 0 | 0 | 0
Animas | 2465_G_GT1 | 2465 | G | GT1 |  | Combustion Turbine |  | WECC_NM | New Mexico | 35 | San Juan | 45 | 35045 | 17 | 12370 | 1994 | 2020 |  |  | N | Natural Gas | [13 empty] | 0.23894 | 0.23894 | 0.23894 | 0.23894
Hudson Avenue | 2496_G_GT3 | 2496 | G | GT3 | 1655 | Combustion Turbine |  | NY_Z_J | New York | 36 | Kings | 47 | 36047 | 16.7 | 20335 | 1970 | 2022 |  |  | N | Distillate Fuel Oil | [12 empty] | 0.316 | 0.16278 | 0.16278 | 0.16278 | 0.16278
Hudson Avenue | 2496_G_GT5 | 2496 | G | GT5 | 1657 | Combustion Turbine |  | NY_Z_J | New York | 36 | Kings | 47 | 36047 | 14.7 | 20160 | 1970 | 2022 |  |  | N | Distillate Fuel Oil | [12 empty] | 0.316 | 0.16278 | 0.16278 | 0.16278 | 0.16278
Ravenswood | 2500_G_GT21 | 2500 | G | GT21 |  | Combustion Turbine |  | NY_Z_J | New York | 36 | Queens | 81 | 36081 | 30.6 | 16892 | 1969 | 2021 |  |  | N | Natural Gas, Distillate Fuel Oil | [12 empty] | 0.316 | 0.36764 | 0.36764 | 0.36764 | 0.36764
Ravenswood | 2500_G_GT22 | 2500 | G | GT22 |  | Combustion Turbine |  | NY_Z_J | New York | 36 | Queens | 81 | 36081 | 32 | 16890 | 1969 | 2021 |  |  | N | Natural Gas, Distillate Fuel Oil | [12 empty] | 0.316 | 0.36764 | 0.36764 | 0.36764 | 0.36764
Ravenswood | 2500_G_GT23 | 2500 | G | GT23 |  | Combustion Turbine |  | NY_Z_J | New York | 36 | Queens | 81 | 36081 | 30.7 | 16864 | 1969 | 2021 |  |  | N | Natural Gas, Distillate Fuel Oil | [12 empty] | 0.316 | 0.26062 | 0.26062 | 0.26062 | 0.26062
Ravenswood | 2500_G_GT24 | 2500 | G | GT24 |  | Combustion Turbine |  | NY_Z_J | New York | 36 | Queens | 81 | 36081 | 30.9 | 16892 | 1969 | 2021 |  |  | N | Natural Gas, Distillate Fuel Oil | [12 empty] | 0.316 | 0.36764 | 0.36764 | 0.36764 | 0.36764
Ravenswood | 2500_G_GT31 | 2500 | G | GT31 |  | Combustion Turbine |  | NY_Z_J | New York | 36 | Queens | 81 | 36081 | 30.7 | 16887 | 1969 | 2021 |  |  | N | Natural Gas, Distillate Fuel Oil | [12 empty] | 0.316 | 0.17094 | 0.17094 | 0.17094 | 0.17094
Ravenswood | 2500_G_GT32 | 2500 | G | GT32 |  | Combustion Turbine |  | NY_Z_J | New York | 36 | Queens | 81 | 36081 | 29.7 | 16883 | 1969 | 2021 |  |  | N | Natural Gas, Distillate Fuel Oil | [12 empty] | 0.316 | 0.24418 | 0.24418 | 0.24418 | 0.24418
Ravenswood | 2500_G_GT34 | 2500 | G | GT34 |  | Combustion Turbine |  | NY_Z_J | New York | 36 | Queens | 81 | 36081 | 29.8 | 16889 | 1969 | 2021 |  |  | N | Natural Gas, Distillate Fuel Oil | [12 empty] | 0.316 | 0.27538 | 0.27538 | 0.27538 | 0.27538
Ravenswood | 2500_G_GT9 | 2500 | G | GT9 |  | Combustion Turbine |  | NY_Z_J | New York | 36 | Queens | 81 | 36081 | 16.3 | 16213 | 1969 | 2020 |  |  | N | Natural Gas, Distillate Fuel Oil | [12 empty] | 0.316 | 0.36764 | 0.36764 | 0.36764 | 0.36764
59th Street | 2503_G_GT1 | 2503 | G | GT1 | 1713 | Combustion Turbine |  | NY_Z_J | New York | 36 | New York | 61 | 36061 | 15.5 | 18360 | 1969 | 2025 |  |  | N | Natural Gas, Distillate Fuel Oil | [12 empty] | 0.316 | 0.0919 | 0.0919 | 0.0919 | 0.0919
74th Street | 2504_G_GT1 | 2504 | G | GT1 | 1717 | Combustion Turbine |  | NY_Z_J | New York | 36 | New York | 61 | 36061 | 19 | 13865 | 1968 | 2023 |  |  | N | Distillate Fuel Oil | [12 empty] | 0.316 | 0.16278 | 0.16278 | 0.16278 | 0.16278
74th Street | 2504_G_GT2 | 2504 | G | GT2 | 1718 | Combustion Turbine |  | NY_Z_J | New York | 36 | New York | 61 | 36061 | 18.9 | 13867 | 1968 | 2023 |  |  | N | Distillate Fuel Oil | [12 empty] | 0.316 | 0.16278 | 0.16278 | 0.16278 | 0.16278
Cadyville | 2522_G_1 | 2522 | G | 1 |  | Hydro |  | NY_Z_D | New York | 36 | Clinton | 19 | 36019 | 1.2 | 0 | 1921 | 2028 |  |  | N | Hydro | [13 empty] | 0 | 0 | 0 | 0
High Falls - Saranac NY | 2530_G_2 | 2530 | G | 2 |  | Hydro |  | NY_Z_D | New York | 36 | Clinton | 19 | 36019 | 4 | 0 | 1949 | 2028 |  |  | N | Hydro | [13 empty] | 0 | 0 | 0 | 0
Cayuga Operating Company | 2535_B_1 | 2535 | B | 1 | 1768 | Coal Steam |  | NY_Z_C&E | New York | 36 | Tompkins | 109 | 36109 | 154 | 11203 | 1955 | 2020 | tangential | dry | N | Bituminous | Wet Scrubber | 1995 | 0.95 | LNC3 | SCR | 2001 |  | ESPC | No |  |  |  | 3.4 | 0.30148 | 0.15815 | 0.30148 | 0.15815 | 0.05 | 0.1 | 0.56 | 0.99
Cayuga Operating Company | 2535_B_2 | 2535 | B | 2 | 1769 | Coal Steam |  | NY_Z_C&E | New York | 36 | Tompkins | 109 | 36109 | 140 | 11120 | 1958 | 2020 | tangential | dry | N | Bituminous | Wet Scrubber | 1995 | 0.95 | LNC3 |  |  |  | ESPC | No | ACI | 2016 |  | 3.4 | 0.21269 | 0.21269 | 0.21269 | 0.21269 | 0.05 | 0.1 | 0.1 | 0.99
Plant No 1 Freeport | 2678_G_4 | 2678 | G | 4 |  | Combustion Turbine | IC Engine | NY_Z_K | New York | 36 | Nassau | 59 | 36059 | 4.5 | 14126 | 1964 | 2021 |  |  | N | Distillate Fuel Oil | [12 empty] | 1.053 | 0.57736 | 0.57736 | 0.57736 | 0.57736
Charles P Keller | 2695_G_7 | 2695 | G | 7 |  | Combustion Turbine | IC Engine | NY_Z_K | New York | 36 | Nassau | 59 | 36059 | 2 | 25000 | 1942 | 2018 |  |  | N | Distillate Fuel Oil | [12 empty] | 1.053 | 0.3547 | 0.3547 | 0.3547 | 0.3547
Charles P Keller | 2695_G_8 | 2695 | G | 8 |  | Combustion Turbine | IC Engine | NY_Z_K | New York | 36 | Nassau | 59 | 36059 | 2.7 | 25000 | 1950 | 2017 |  |  | N | Distillate Fuel Oil | [12 empty] | 1.053 | 0.35471 | 0.35471 | 0.35471 | 0.35471
G G Allen | 2718_B_1 | 2718 | B | 1 | 1843 | Coal Steam |  | S_VACA | North Carolina | 37 | Gaston | 71 | 37071 | 162 | 10839 | 1957 | 2024 | tangential | dry | N | Bituminous | Wet Scrubber | 2009 | 0.95 | LNC3 | SNCR |  | 2003 | ESPC | No |  |  |  | 0.12 | 0.30238 | 0.22833 | 0.30238 | 0.22833 | 0.05 | 0.1 | 0.56 | 0.99
G G Allen | 2718_B_2 | 2718 | B | 2 | 1844 | Coal Steam |  | S_VACA | North Carolina | 37 | Gaston | 71 | 37071 | 162 | 10779 | 1957 | 2022 | tangential | dry | N | Bituminous | Wet Scrubber | 2009 | 0.95 | LNC3 | SNCR |  | 2008 | ESPC | No |  |  |  | 0.12 | 0.30292 | 0.22555 | 0.30292 | 0.22555 | 0.05 | 0.1 | 0.56 | 0.99
G G Allen | 2718_B_3 | 2718 | B | 3 | 1845 | Coal Steam |  | S_VACA | North Carolina | 37 | Gaston | 71 | 37071 | 258 | 10448 | 1959 | 2021 | tangential | dry | N | Bituminous | Wet Scrubber | 2009 | 0.95 | LNC3 | SNCR |  | 2005 | ESPC | Yes |  |  |  | 0.063 | 0.30097 | 0.29814 | 0.30097 | 0.29814 | 0.05 | 0.1 | 0.56 | 0.99
G G Allen | 2718_B_4 | 2718 | B | 4 | 1846 | Coal Steam |  | S_VACA | North Carolina | 37 | Gaston | 71 | 37071 | 257 | 10526 | 1960 | 2022 | tangential | dry | N | Bituminous | Wet Scrubber | 2009 | 0.95 | LNC3 | SNCR |  | 2006 | ESPC | Yes | ACI | 2016 |  | 0.062 | 0.30573 | 0.3019 | 0.30573 | 0.3019 | 0.05 | 0.1 | 0.1 | 0.99
G G Allen | 2718_B_5 | 2718 | B | 5 | 1847 | Coal Steam |  | S_VACA | North Carolina | 37 | Gaston | 71 | 37071 | 259 | 10349 | 1961 | 2023 | tangential | dry | N | Bituminous | Wet Scrubber | 2009 | 0.95 | LNC3 | SNCR |  | 2008 | ESPC | Yes | ACI | 2016 |  | 0.081 | 0.32341 | 0.25073 | 0.32341 | 0.25073 | 0.05 | 0.1 | 0.1 | 0.99
Miami Fort | 2832_B_7 | 2832 | B | 7 | 1895 | Coal Steam |  | PJM_West | Ohio | 39 | Hamilton | 61 | 39061 | 510 | 10361 | 1975 | 2027 | cell | dry | N | Bituminous | Wet Scrubber | 2007 | 0.97 | LNCB | SCR | 2004 |  | ESPC | No |  |  |  | 2.37 | 0.34671 | 0.07 | 0.34671 | 0.07 | 0.05 | 0.1 | 0.56 | 0.99
Miami Fort | 2832_B_8 | 2832 | B | 8 | 1896 | Coal Steam |  | PJM_West | Ohio | 39 | Hamilton | 61 | 39061 | 510 | 10396 | 1978 | 2027 | wall | dry | N | Bituminous | Wet Scrubber | 2007 | 0.97 | LNB + LNCB + OFA | SCR | 2004 |  | ESPC | No |  |  |  | 1.2 | 0.32002 | 0.07 | 0.32002 | 0.07 | 0.05 | 0.1 | 0.56 | 0.99
Avon Lake | 2836_G_10 | 2836 | G | 10 | 10208 | Combustion Turbine |  | PJM_ATSI | Ohio | 39 | Lorain | 93 | 39093 | 25 | 25000 | 1968 | 2022 | tangential | dry | N | Distillate Fuel Oil | [12 empty] | 0.5 | 1.2001 | 1.2001 | 1.2001 | 1.2001
Avon Lake | 2836_B_12 | 2836 | B | 12 | 1906 | Coal Steam |  | PJM_ATSI | Ohio | 39 | Lorain | 93 | 39093 | 615 | 10011 | 1970 | 2022 | cell | dry | N | Bituminous, Subbituminous |  |  | 0.0808 | LNCB + OFA | SNCR |  | 2004 | ESPC | No | ACI | 2017 |  | 4.65 | 0.36681 | 0.26497 | 0.36681 | 0.26497 | 0.1 | 0.1 | 0.1 | 0.98 | Yes | 2016
FirstEnergy W H Sammis | 2866_B_5 | 2866 | B | 5 | 1960 | Coal Steam |  | PJM_ATSI | Ohio | 39 | Jefferson | 81 | 39081 | 290 | 11309 | 1967 | 2028 | wall | dry | N | Bituminous, Subbituminous | Wet Scrubber | 2010 | 0.98 | LNB | SNCR |  | 2006 | ESPC | No |  |  |  | 1.1 | 0.24516 | 0.24516 | 0.1987 | 0.1987 | 0.05 | 0.1 | 0.56 | 0.99
FirstEnergy W H Sammis | 2866_B_6 | 2866 | B | 6 | 1961 | Coal Steam |  | PJM_ATSI | Ohio | 39 | Jefferson | 81 | 39081 | 600 | 10917 | 1969 | 2028 | wall | dry | N | Bituminous, Subbituminous | Wet Scrubber | 2010 | 0.98 | LNBO | SCR | 2010 |  | ESPC | No |  |  |  | 1.1 | 0.075 | 0.075 | 0.075 | 0.075 | 0.05 | 0.1 | 0.56 | 0.99
FirstEnergy W H Sammis | 2866_B_7 | 2866 | B | 7 | 1962 | Coal Steam |  | PJM_ATSI | Ohio | 39 | Jefferson | 81 | 39081 | 600 | 11011 | 1971 | 2028 | cell | dry | N | Bituminous, Subbituminous | Wet Scrubber | 2010 | 0.98 | LNCB | SCR | 2010 |  | ESPC | No |  |  |  | 1.1 | 0.075 | 0.075 | 0.075 | 0.075 | 0.05 | 0.1 | 0.56 | 0.99
FirstEnergy W H Sammis | 2866_G_A1 | 2866 | G | A1 |  | Combustion Turbine | IC Engine | PJM_ATSI | Ohio | 39 | Jefferson | 81 | 39081 | 3 | 18413 | 1972 | 2028 |  |  | N | Distillate Fuel Oil | [12 empty] | 0.8 | 1.6498 | 1.6498 | 1.6498 | 1.6498
FirstEnergy W H Sammis | 2866_G_B1 | 2866 | G | B1 |  | Combustion Turbine | IC Engine | PJM_ATSI | Ohio | 39 | Jefferson | 81 | 39081 | 3 | 18412 | 1972 | 2028 |  |  | N | Distillate Fuel Oil | [12 empty] | 0.8 | 1.6498 | 1.6498 | 1.6498 | 1.6498
FirstEnergy W H Sammis | 2866_G_B2 | 2866 | G | B2 |  | Combustion Turbine | IC Engine | PJM_ATSI | Ohio | 39 | Jefferson | 81 | 39081 | 3 | 18412 | 1972 | 2028 |  |  | N | Distillate Fuel Oil | [12 empty] | 0.8 | 1.6498 | 1.6498 | 1.6498 | 1.6498
FirstEnergy W H Sammis | 2866_G_B3 | 2866 | G | B3 |  | Combustion Turbine | IC Engine | PJM_ATSI | Ohio | 39 | Jefferson | 81 | 39081 | 2 | 18444 | 1972 | 2028 |  |  | N | Distillate Fuel Oil | [12 empty] | 0.8 | 1.6498 | 1.6498 | 1.6498 | 1.6498
FirstEnergy W H Sammis | 2866_G_B4 | 2866 | G | B4 |  | Combustion Turbine | IC Engine | PJM_ATSI | Ohio | 39 | Jefferson | 81 | 39081 | 2 | 18444 | 1972 | 2028 |  |  | N | Distillate Fuel Oil | [12 empty] | 0.8 | 1.6498 | 1.6498 | 1.6498 | 1.6498
Arcanum | 2902_G_1 | 2902 | G | 1 |  | Combustion Turbine | IC Engine | PJM_West | Ohio | 39 | Darke | 37 | 39037 | 0.8 | 11458 | 1951 | 2022 |  |  | N | Distillate Fuel Oil | [12 empty] | 0.5 | 1.6498 | 1.6498 | 1.6498 | 1.6498
Collinwood | 2906_G_3 | 2906 | G | 3 |  | Combustion Turbine |  | PJM_ATSI | Ohio | 39 | Cuyahoga | 35 | 39035 | 16 | 25000 | 1971 | 2028 |  |  | N | Natural Gas, Distillate Fuel Oil | [12 empty] | 0.5 | 0.47388 | 0.47388 | 0.47388 | 0.47388
Hamilton (OH) | 2917_B_7 | 2917 | B | 7 |  | O/G Steam |  | PJM_West | Ohio | 39 | Butler | 17 | 39017 | 24.3 | 14500 | 1964 | 2021 | wall | dry | N | Natural Gas | [12 empty] | 0.01 | 0.2716 | 0.2716 | 0.2716 | 0.2716
Hamilton (OH) | 2917_B_8 | 2917 | B | 8 | 9527 | O/G Steam |  | PJM_West | Ohio | 39 | Butler | 17 | 39017 | 32 | 14500 | 1964 | 2021 | wall | dry | N | Natural Gas |  |  |  | LNB | [8 empty] | 1.45 | 0.10112 | 0.10112 | 0.10112 | 0.10112
Hamilton (OH) | 2917_B_1 | 2917 | B | 1 |  | O/G Steam |  | PJM_West | Ohio | 39 | Butler | 17 | 39017 | 1.9 | 14500 | 1970 | 2021 | wall |  | N | Natural Gas | [12 empty] | 0.01 | 0.23063 | 0.23063 | 0.23063 | 0.23063
Hamilton (OH) | 2917_B_HRB | 2917 | B | HRB |  | O/G Steam |  | PJM_West | Ohio | 39 | Butler | 17 | 39017 | 1.8 | 14500 | 1971 | 2021 |  |  | N | Natural Gas |  |  |  | LNB | [8 empty] | 0.01 | 0.1 | 0.1 | 0.1 | 0.1
Hamilton (OH) | 2917_B_9 | 2917 | B | 9 | 1994 | O/G Steam |  | PJM_West | Ohio | 39 | Butler | 17 | 39017 | 51 | 13587 | 1974 | 2021 | tangential | dry | N | Natural Gas |  |  |  | LNC1 | [8 empty] | 1.2 | 0.11964 | 0.11964 | 0.11964 | 0.11964
Lebanon | 2921_G_5 | 2921 | G | 5 |  | Combustion Turbine | IC Engine | PJM_West | Ohio | 39 | Warren | 165 | 39165 | 2 | 12283 | 1955 | 2019 |  |  | N | Distillate Fuel Oil | [12 empty] | 0.5 | 1.6498 | 1.6498 | 1.6498 | 1.6498
Lebanon | 2921_G_6 | 2921 | G | 6 |  | Combustion Turbine | IC Engine | PJM_West | Ohio | 39 | Warren | 165 | 39165 | 3 | 12283 | 1961 | 2019 |  |  | N | Distillate Fuel Oil | [12 empty] | 0.5 | 1.6498 | 1.6498 | 1.6498 | 1.6498
Lebanon | 2921_G_7 | 2921 | G | 7 |  | Combustion Turbine |  | PJM_West | Ohio | 39 | Warren | 165 | 39165 | 6 | 19558 | 1966 | 2019 |  |  | N | Distillate Fuel Oil | [12 empty] | 0.5 | 1.2 | 1.2 | 1.2 | 1.2
Lebanon | 2921_G_8 | 2921 | G | 8 |  | Combustion Turbine | IC Engine | PJM_West | Ohio | 39 | Warren | 165 | 39165 | 5.6 | 12283 | 1970 | 2019 |  |  | N | Distillate Fuel Oil | [12 empty] | 0.5 | 1.6498 | 1.6498 | 1.6498 | 1.6498
Lebanon | 2921_G_9 | 2921 | G | 9 |  | Combustion Turbine |  | PJM_West | Ohio | 39 | Warren | 165 | 39165 | 14 | 16213 | 1986 | 2019 |  |  | N | Distillate Fuel Oil | [12 empty] | 0.5 | 1.2 | 1.2 | 1.2 | 1.2
Shelby Municipal Light Plant | 2943_G_IC1 | 2943 | G | IC1 |  | Combustion Turbine | IC Engine | PJM_West | Ohio | 39 | Richland | 139 | 39139 | 3 | 21566 | 1963 | 2019 |  |  | N | Natural Gas, Distillate Fuel Oil | [12 empty] | 0.5 | 1.6498 | 1.6498 | 1.6498 | 1.6498
Horseshoe Lake | 2951_B_6 | 2951 | B | 6 | 2000 | O/G Steam |  | SPP_WEST | Oklahoma | 40 | Oklahoma | 109 | 40109 | 163 | 11575 | 1958 | 2024 | wall | dry | N | Natural Gas, Residual Fuel Oil | [12 empty] | 1.315 | 0.26196 | 0.26196 | 0.26196 | 0.26196
Mustang | 2953_G_5A | 2953 | G | 5A | 90979 | Combustion Turbine |  | SPP_WEST | Oklahoma | 40 | Canadian | 17 | 40017 | 33 | 16187 | 1971 | 2020 |  |  | N | Natural Gas | [12 empty] | 0.8 | 0.70014 | 0.70014 | 0.70014 | 0.70014
Mustang | 2953_G_5B | 2953 | G | 5B | 90981 | Combustion Turbine |  | SPP_WEST | Oklahoma | 40 | Canadian | 17 | 40017 | 31 | 16213 | 1971 | 2020 |  |  | N | Natural Gas | [12 empty] | 0.8 | 0.70002 | 0.70002 | 0.70002 | 0.70002
Northeastern | 2963_B_3313 | 2963 | B | 3313 | 2019 | Coal Steam |  | SPP_WEST | Oklahoma | 40 | Rogers | 131 | 40131 | 313 | 10353 | 1979 | 2026 | tangential | dry | N | Subbituminous |  |  | 0.3066 | OFA + LNC1 |  |  |  | ESPC + B | No | ACI | 2016 |  | 0.8 | 0.1183 | 0.1183 | 0.1183 | 0.1183 | 0.1 | 0.1 | 0.1 | 0.98 | Yes | 2016 |  |  |  |  | Yes
Southwestern | 2964_B_801N | 2964 | B | 801N | 2023 | O/G Steam |  | SPP_WEST | Oklahoma | 40 | Caddo | 15 | 40015 | 39 | 13009 | 1952 | 2024 | wall | dry | N | Natural Gas | [12 empty] | 0.74 | 0.18156 | 0.18156 | 0.18156 | 0.18156
Southwestern | 2964_B_801S | 2964 | B | 801S | 2024 | O/G Steam |  | SPP_WEST | Oklahoma | 40 | Caddo | 15 | 40015 | 39 | 13009 | 1952 | 2024 | wall | dry | N | Natural Gas | [12 empty] | 0.74 | 0.22915 | 0.22915 | 0.22915 | 0.22915
Weleetka | 2966_G_4 | 2966 | G | 4 | 90969 | Combustion Turbine |  | SPP_WEST | Oklahoma | 40 | Okfuskee | 107 | 40107 | 55 | 14948 | 1975 | 2022 |  |  | N | Natural Gas | [12 empty] | 0.48 | 0.70013 | 0.70013 | 0.70013 | 0.70013
Weleetka | 2966_G_5 | 2966 | G | 5 | 90970 | Combustion Turbine |  | SPP_WEST | Oklahoma | 40 | Okfuskee | 107 | 40107 | 53 | 14948 | 1976 | 2022 |  |  | N | Natural Gas | [12 empty] | 0.48 | 0.70014 | 0.70014 | 0.70014 | 0.70014
Weleetka | 2966_G_6 | 2966 | G | 6 | 90971 | Combustion Turbine |  | SPP_WEST | Oklahoma | 40 | Okfuskee | 107 | 40107 | 55 | 14948 | 1976 | 2019 |  |  | N | Natural Gas | [12 empty] | 0.48 | 0.70001 | 0.70001 | 0.70001 | 0.70001
Robert S Kerr | 2985_G_3 | 2985 | G | 3 |  | Hydro |  | SPP_WEST | Oklahoma | 40 | Sequoyah | 135 | 40135 | 31.6 | 0 | 1971 | 2028 |  |  | N | Hydro | [13 empty] | 0 | 0 | 0 | 0
Mangum | 2991_G_1 | 2991 | G | 1 |  | Combustion Turbine | IC Engine | SPP_WEST | Oklahoma | 40 | Greer | 55 | 40055 | 0.9 | 14286 | 1946 | 2028 |  |  | N | Natural Gas, Distillate Fuel Oil | [12 empty] | 0.8 | 1.061 | 1.061 | 1.061 | 1.061
Pawhuska | 2995_G_1 | 2995 | G | 1 |  | Combustion Turbine | IC Engine | SPP_WEST | Oklahoma | 40 | Osage | 113 | 40113 | 1.1 | 14775 | 1949 | 2028 |  |  | N | Distillate Fuel Oil | [12 empty] | 0.8 | 1.6498 | 1.6498 | 1.6498 | 1.6498
Boomer Lake Station | 3000_G_3 | 3000 | G | 3 |  | Combustion Turbine | IC Engine | SPP_WEST | Oklahoma | 40 | Payne | 119 | 40119 | 2 | 10745 | 2004 | 2022 |  |  | N | Distillate Fuel Oil | [12 empty] | 0.8 | 0.38768 | 0.38768 | 0.38768 | 0.38768
Boomer Lake Station | 3000_G_4 | 3000 | G | 4 |  | Combustion Turbine | IC Engine | SPP_WEST | Oklahoma | 40 | Payne | 119 | 40119 | 2 | 10745 | 2004 | 2022 |  |  | N | Distillate Fuel Oil | [12 empty] | 0.8 | 0.28268 | 0.28268 | 0.28268 | 0.28268
Boomer Lake Station | 3000_G_5 | 3000 | G | 5 |  | Combustion Turbine | IC Engine | SPP_WEST | Oklahoma | 40 | Payne | 119 | 40119 | 2 | 10745 | 2004 | 2022 |  |  | N | Distillate Fuel Oil | [12 empty] | 0.8 | 0.3053 | 0.3053 | 0.3053 | 0.3053
Carmen Smith | 3067_G_3 | 3067 | G | 3 |  | Hydro |  | WECC_PNW | Oregon | 41 | Linn | 43 | 41043 | 3.8 | 0 | 1963 | 2024 |  |  | N | Hydro | [13 empty] | 0 | 0 | 0 | 0
Leaburg | 3068_G_1 | 3068 | G | 1 |  | Hydro |  | WECC_PNW | Oregon | 41 | Lane | 39 | 41039 | 4 | 0 | 1930 | 2028 |  |  | N | Hydro | [13 empty] | 0 | 0 | 0 | 0
Leaburg | 3068_G_2 | 3068 | G | 2 |  | Hydro |  | WECC_PNW | Oregon | 41 | Lane | 39 | 41039 | 4 | 0 | 1950 | 2028 |  |  | N | Hydro | [13 empty] | 0 | 0 | 0 | 0
Homer City Generating Station | 3122_B_1 | 3122 | B | 1 | 2072 | Coal Steam |  | PJM_PENE | Pennsylvania | 42 | Indiana | 63 | 42063 | 620 | 10439 | 1969 | 2023 | wall | dry | N | Bituminous | Dry Scrubber | 2016 | 0.94 | LNBO | SCR | 2001 |  | ESPC + B | Yes | ACI | 2016 |  | 3.7 | 0.23285 | 0.103 | 0.23285 | 0.103 | 0.1 | 0.1 | 0.1 | 0.99
Homer City Generating Station | 3122_B_2 | 3122 | B | 2 | 2073 | Coal Steam |  | PJM_PENE | Pennsylvania | 42 | Indiana | 63 | 42063 | 616 | 10362 | 1969 | 2023 | wall | dry | N | Bituminous | Dry Scrubber | 2016 | 0.94 | LNBO | SCR | 2000 |  | ESPC + B | Yes | ACI | 2016 |  | 3.7 | 0.25005 | 0.088 | 0.25005 | 0.088 | 0.1 | 0.1 | 0.1 | 0.99
Homer City Generating Station | 3122_B_3 | 3122 | B | 3 | 2074 | Coal Steam |  | PJM_PENE | Pennsylvania | 42 | Indiana | 63 | 42063 | 657 | 10385 | 1977 | 2023 | wall | dry | N | Bituminous | Wet Scrubber | 2001 | 0.95 | LNBO | SCR | 2001 |  | ESPC | Yes |  |  |  | 1.2 | 0.36521 | 0.09194 | 0.36521 | 0.09194 | 0.05 | 0.1 | 0.56 | 0.99
TalenEnergy Martin Creek LLC Allentown | 3139_G_CTG1 | 3139 | G | CTG1 |  | Combustion Turbine |  | PJM_WMAC | Pennsylvania | 42 | Lehigh | 77 | 42077 | 14 | 16314 | 1967 | 2022 |  |  | N | Distillate Fuel Oil | [12 empty] | 1.315 | 0.35473 | 0.35473 | 0.35473 | 0.35473
TalenEnergy Martin Creek LLC Allentown | 3139_G_CTG2 | 3139 | G | CTG2 |  | Combustion Turbine |  | PJM_WMAC | Pennsylvania | 42 | Lehigh | 77 | 42077 | 14 | 16333 | 1967 | 2022 |  |  | N | Distillate Fuel Oil | [12 empty] | 1.315 | 0.41347 | 0.41347 | 0.41347 | 0.41347
TalenEnergy Martin Creek LLC Allentown | 3139_G_CTG3 | 3139 | G | CTG3 |  | Combustion Turbine |  | PJM_WMAC | Pennsylvania | 42 | Lehigh | 77 | 42077 | 14 | 16333 | 1967 | 2022 |  |  | N | Distillate Fuel Oil | [12 empty] | 1.315 | 0.41347 | 0.41347 | 0.41347 | 0.41347
TalenEnergy Martin Creek LLC Allentown | 3139_G_CTG4 | 3139 | G | CTG4 |  | Combustion Turbine |  | PJM_WMAC | Pennsylvania | 42 | Lehigh | 77 | 42077 | 14 | 16333 | 1967 | 2022 |  |  | N | Distillate Fuel Oil | [12 empty] | 1.315 | 0.41347 | 0.41347 | 0.41347 | 0.41347
TalenEnergy Martins Creek LLC Fishbach | 3142_G_UNT1 | 3142 | G | UNT1 |  | Combustion Turbine |  | PJM_WMAC | Pennsylvania | 42 | Schuylkill | 107 | 42107 | 14 | 14062 | 1969 | 2022 |  |  | N | Distillate Fuel Oil | [12 empty] | 1.315 | 0.41347 | 0.41347 | 0.41347 | 0.41347
TalenEnergy Martins Creek LLC Fishbach | 3142_G_UNT2 | 3142 | G | UNT2 |  | Combustion Turbine |  | PJM_WMAC | Pennsylvania | 42 | Schuylkill | 107 | 42107 | 14 | 14095 | 1969 | 2022 |  |  | N | Distillate Fuel Oil | [12 empty] | 1.315 | 0.41347 | 0.41347 | 0.41347 | 0.41347
TalenEnergy Martins Creek LLC Harrisburg | 3143_G_CTG1 | 3143 | G | CTG1 |  | Combustion Turbine |  | PJM_WMAC | Pennsylvania | 42 | Dauphin | 43 | 42043 | 14 | 15121 | 1967 | 2022 |  |  | N | Distillate Fuel Oil | [12 empty] | 1.315 | 0.41347 | 0.41347 | 0.41347 | 0.41347
TalenEnergy Martins Creek LLC Harrisburg | 3143_G_CTG2 | 3143 | G | CTG2 |  | Combustion Turbine |  | PJM_WMAC | Pennsylvania | 42 | Dauphin | 43 | 42043 | 14 | 15132 | 1967 | 2022 |  |  | N | Distillate Fuel Oil | [12 empty] | 1.315 | 0.41347 | 0.41347 | 0.41347 | 0.41347
TalenEnergy Martins Creek LLC Harrisburg | 3143_G_CTG3 | 3143 | G | CTG3 |  | Combustion Turbine |  | PJM_WMAC | Pennsylvania | 42 | Dauphin | 43 | 42043 | 14 | 15132 | 1967 | 2022 |  |  | N | Distillate Fuel Oil | [12 empty] | 1.315 | 0.41347 | 0.41347 | 0.41347 | 0.41347
TalenEnergy Martins Creek LLC Harwood | 3144_G_CTG1 | 3144 | G | CTG1 |  | Combustion Turbine |  | PJM_WMAC | Pennsylvania | 42 | Luzerne | 79 | 42079 | 13.5 | 16620 | 1967 | 2022 |  |  | N | Distillate Fuel Oil | [12 empty] | 1.315 | 0.39008 | 0.39008 | 0.39008 | 0.39008
TalenEnergy Martins Creek LLC Harwood | 3144_G_CTG2 | 3144 | G | CTG2 |  | Combustion Turbine |  | PJM_WMAC | Pennsylvania | 42 | Luzerne | 79 | 42079 | 13.5 | 16642 | 1967 | 2022 |  |  | N | Distillate Fuel Oil | [12 empty] | 1.315 | 0.09696 | 0.09696 | 0.09696 | 0.09696
TalenEnergy Martins Creek LLC Jenkins | 3146_G_CTG1 | 3146 | G | CTG1 |  | Combustion Turbine |  | PJM_WMAC | Pennsylvania | 42 | Luzerne | 79 | 42079 | 14 | 16970 | 1969 | 2022 |  |  | N | Distillate Fuel Oil | [12 empty] | 1.315 | 0.41347 | 0.41347 | 0.41347 | 0.41347
TalenEnergy Martins Creek LLC Jenkins | 3146_G_CTG2 | 3146 | G | CTG2 |  | Combustion Turbine |  | PJM_WMAC | Pennsylvania | 42 | Luzerne | 79 | 42079 | 14 | 17002 | 1969 | 2022 |  |  | N | Distillate Fuel Oil | [12 empty] | 1.315 | 0.41347 | 0.41347 | 0.41347 | 0.41347
TalenEnergy Martins Creek LLC Lock Haven | 3147_G_CTG | 3147 | G | CTG |  | Combustion Turbine |  | PJM_WMAC | Pennsylvania | 42 | Lycoming | 81 | 42081 | 14 | 16370 | 1969 | 2022 |  |  | N | Distillate Fuel Oil | [12 empty] | 1.315 | 0.22284 | 0.22284 | 0.22284 | 0.22284
TalenEnergy Martins Creek | 3148_G_CTG1 | 3148 | G | CTG1 |  | Combustion Turbine |  | PJM_WMAC | Pennsylvania | 42 | Northampton | 95 | 42095 | 18 | 15988 | 1971 | 2023 |  |  | N | Natural Gas | [12 empty] | 1.315 | 0.18686 | 0.18686 | 0.18686 | 0.18686
TalenEnergy Martins Creek | 3148_G_CTG2 | 3148 | G | CTG2 |  | Combustion Turbine |  | PJM_WMAC | Pennsylvania | 42 | Northampton | 95 | 42095 | 18 | 15991 | 1971 | 2023 |  |  | N | Natural Gas | [12 empty] | 1.315 | 0.18686 | 0.18686 | 0.18686 | 0.18686
TalenEnergy Martins Creek | 3148_G_CTG3 | 3148 | G | CTG3 |  | Combustion Turbine |  | PJM_WMAC | Pennsylvania | 42 | Northampton | 95 | 42095 | 18 | 15991 | 1971 | 2022 |  |  | N | Natural Gas | [12 empty] | 1.315 | 0.18686 | 0.18686 | 0.18686 | 0.18686
TalenEnergy Martins Creek | 3148_G_CTG4 | 3148 | G | CTG4 |  | Combustion Turbine |  | PJM_WMAC | Pennsylvania | 42 | Northampton | 95 | 42095 | 18 | 15991 | 1971 | 2023 |  |  | N | Natural Gas | [12 empty] | 1.315 | 0.18686 | 0.18686 | 0.18686 | 0.18686
TalenEnergy Martins Creek LLC West Shore | 3154_G_CTG1 | 3154 | G | CTG1 |  | Combustion Turbine |  | PJM_WMAC | Pennsylvania | 42 | Cumberland | 41 | 42041 | 14 | 14860 | 1969 | 2022 |  |  | N | Distillate Fuel Oil | [12 empty] | 1.315 | 0.41347 | 0.41347 | 0.41347 | 0.41347
TalenEnergy Martins Creek LLC West Shore | 3154_G_CTG2 | 3154 | G | CTG2 |  | Combustion Turbine |  | PJM_WMAC | Pennsylvania | 42 | Cumberland | 41 | 42041 | 14 | 14891 | 1969 | 2022 |  |  | N | Distillate Fuel Oil | [12 empty] | 1.315 | 0.41347 | 0.41347 | 0.41347 | 0.41347
TalenEnergy Martins Creek LLC Williamsport | 3155_G_CTG1 | 3155 | G | CTG1 |  | Combustion Turbine |  | PJM_WMAC | Pennsylvania | 42 | Lycoming | 81 | 42081 | 13.5 | 15984 | 1967 | 2022 |  |  | N | Distillate Fuel Oil | [12 empty] | 1.315 | 0.21105 | 0.21105 | 0.21105 | 0.21105
TalenEnergy Martins Creek LLC Williamsport | 3155_G_CTG2 | 3155 | G | CTG2 |  | Combustion Turbine |  | PJM_WMAC | Pennsylvania | 42 | Lycoming | 81 | 42081 | 13.5 | 16028 | 1967 | 2022 |  |  | N | Distillate Fuel Oil | [12 empty] | 1.315 | 0.23588 | 0.23588 | 0.23588 | 0.23588
Darlington County | 3250_G_1 | 3250 | G | 1 | 88099 | Combustion Turbine |  | S_VACA | South Carolina | 45 | Darlington | 31 | 45031 | 50 | 13642 | 1974 | 2020 |  |  | N | Natural Gas, Distillate Fuel Oil | [12 empty] | 3.5 | 0.74755 | 0.74755 | 0.74755 | 0.74755
Darlington County | 3250_G_10 | 3250 | G | 10 | 88100 | Combustion Turbine |  | S_VACA | South Carolina | 45 | Darlington | 31 | 45031 | 49 | 13642 | 1974 | 2020 |  |  | N | Distillate Fuel Oil | [12 empty] | 3.5 | 1.2001 | 1.2001 | 1.2001 | 1.2001
Darlington County | 3250_G_2 | 3250 | G | 2 | 88102 | Combustion Turbine |  | S_VACA | South Carolina | 45 | Darlington | 31 | 45031 | 48 | 13638 | 1974 | 2020 |  |  | N | Distillate Fuel Oil | [12 empty] | 3.5 | 1.2004 | 1.2004 | 1.2004 | 1.2004
Darlington County | 3250_G_3 | 3250 | G | 3 | 88103 | Combustion Turbine |  | S_VACA | South Carolina | 45 | Darlington | 31 | 45031 | 50 | 13642 | 1974 | 2020 |  |  | N | Natural Gas, Distillate Fuel Oil | [12 empty] | 3.5 | 0.7322 | 0.7322 | 0.7322 | 0.7322
Darlington County | 3250_G_4 | 3250 | G | 4 | 88104 | Combustion Turbine |  | S_VACA | South Carolina | 45 | Darlington | 31 | 45031 | 48 | 13642 | 1974 | 2020 |  |  | N | Distillate Fuel Oil | [12 empty] | 3.5 | 1.2 | 1.2 | 1.2 | 1.2
Darlington County | 3250_G_6 | 3250 | G | 6 | 88106 | Combustion Turbine |  | S_VACA | South Carolina | 45 | Darlington | 31 | 45031 | 43 | 13643 | 1974 | 2020 |  |  | N | Distillate Fuel Oil | [12 empty] | 3.5 | 1.2001 | 1.2001 | 1.2001 | 1.2001
Darlington County | 3250_G_8 | 3250 | G | 8 | 88108 | Combustion Turbine |  | S_VACA | South Carolina | 45 | Darlington | 31 | 45031 | 44 | 13647 | 1974 | 2020 |  |  | N | Distillate Fuel Oil | [12 empty] | 3.5 | 1.2 | 1.2 | 1.2 | 1.2
Darlington County | 3250_G_7 | 3250 | G | 7 | 88107 | Combustion Turbine |  | S_VACA | South Carolina | 45 | Darlington | 31 | 45031 | 47 | 13647 | 1975 | 2020 |  |  | N | Natural Gas, Distillate Fuel Oil | [12 empty] | 3.5 | 0.69999 | 0.69999 | 0.69999 | 0.69999
W S Lee | 3264_B_3 | 3264 | B | 3 | 2218 | O/G Steam |  | S_VACA | South Carolina | 45 | Anderson | 7 | 45007 | 170 | 11765 | 1958 | 2022 | tangential | dry | N | Natural Gas |  |  |  | LNC3 | [8 empty] | 2.3 | 0.07587 | 0.07587 | 0.07587 | 0.07587
Coit GT | 3281_G_1 | 3281 | G | 1 |  | Combustion Turbine |  | S_VACA | South Carolina | 45 | Richland | 79 | 45079 | 14 | 18513 | 1969 | 2024 |  |  | N | Natural Gas, Distillate Fuel Oil | [12 empty] | 3.5 | 0.77183 | 0.77183 | 0.77183 | 0.77183
Coit GT | 3281_G_2 | 3281 | G | 2 |  | Combustion Turbine |  | S_VACA | South Carolina | 45 | Richland | 79 | 45079 | 12 | 18480 | 1969 | 2024 |  |  | N | Natural Gas, Distillate Fuel Oil | [12 empty] | 3.5 | 0.77183 | 0.77183 | 0.77183 | 0.77183
Hardeeville | 3286_G_1 | 3286 | G | 1 |  | Combustion Turbine |  | S_VACA | South Carolina | 45 | Jasper | 53 | 45053 | 9 | 25000 | 1968 | 2022 |  |  | N | Distillate Fuel Oil | [12 empty] | 3.5 | 0.0064 | 0.0064 | 0.0064 | 0.0064
Parr GT | 3291_G_GT1 | 3291 | G | GT1 |  | Combustion Turbine |  | S_VACA | South Carolina | 45 | Fairfield | 39 | 45039 | 13.5 | 15703 | 1970 | 2023 |  |  | N | Natural Gas, Distillate Fuel Oil | [12 empty] | 3.5 | 0.77183 | 0.77183 | 0.77183 | 0.77183
Parr GT | 3291_G_GT2 | 3291 | G | GT2 |  | Combustion Turbine |  | S_VACA | South Carolina | 45 | Fairfield | 39 | 45039 | 13.5 | 15703 | 1970 | 2023 |  |  | N | Natural Gas, Distillate Fuel Oil | [12 empty] | 3.5 | 0.77183 | 0.77183 | 0.77183 | 0.77183
Parr GT | 3291_G_GT3 | 3291 | G | GT3 |  | Combustion Turbine |  | S_VACA | South Carolina | 45 | Fairfield | 39 | 45039 | 16.5 | 15701 | 1971 | 2023 |  |  | N | Natural Gas, Distillate Fuel Oil | [12 empty] | 3.5 | 0.77183 | 0.77183 | 0.77183 | 0.77183
Parr GT | 3291_G_GT4 | 3291 | G | GT4 |  | Combustion Turbine |  | S_VACA | South Carolina | 45 | Fairfield | 39 | 45039 | 16.5 | 15701 | 1971 | 2023 |  |  | N | Natural Gas, Distillate Fuel Oil | [12 empty] | 3.5 | 0.77183 | 0.77183 | 0.77183 | 0.77183
Williams | 3298_G_1 | 3298 | G | 1 | 88279 | Combustion Turbine |  | S_VACA | South Carolina | 45 | Berkeley | 15 | 45015 | 20 | 18484 | 1972 | 2022 |  |  | N | Natural Gas, Distillate Fuel Oil | [12 empty] | 3.5 | 0.9385 | 0.9385 | 0.9385 | 0.9385
Williams | 3298_G_2 | 3298 | G | 2 | 88280 | Combustion Turbine |  | S_VACA | South Carolina | 45 | Berkeley | 15 | 45015 | 20 | 18490 | 1972 | 2022 |  |  | N | Natural Gas, Distillate Fuel Oil | [12 empty] | 3.5 | 0.93379 | 0.93379 | 0.93379 | 0.93379
Huron | 3344_G_1 | 3344 | G | 1 |  | Combustion Turbine |  | SPP_WAUE | South Dakota | 46 | Beadle | 5 | 46005 | 11 | 15302 | 1961 | 2022 |  |  | N | Natural Gas, Distillate Fuel Oil | [12 empty] | 3 | 0.47388 | 0.47388 | 0.47388 | 0.47388
Huron | 3344_G_2A | 3344 | G | 2A | 2244 | Combustion Turbine |  | SPP_WAUE | South Dakota | 46 | Beadle | 5 | 46005 | 43.7 | 15301 | 1991 | 2019 |  |  | N | Natural Gas, Distillate Fuel Oil |  |  |  | H2O | [8 empty] | 3 | 0.70006 | 0.70006 | 0.70006 | 0.70006
Mobile Unit | 3346_G_2 | 3346 | G | 2 |  | Combustion Turbine | IC Engine | SPP_WAUE | South Dakota | 46 | Beadle | 5 | 46005 | 1.8 | 12283 | 1991 | 2019 |  |  | N | Distillate Fuel Oil | [12 empty] | 3 | 1.6498 | 1.6498 | 1.6498 | 1.6498
Mobile Unit | 3346_G_3 | 3346 | G | 3 |  | Combustion Turbine | IC Engine | SPP_WAUE | South Dakota | 46 | Beadle | 5 | 46005 | 2 | 12283 | 2008 | 2019 |  |  | N | Distillate Fuel Oil | [13 empty] | 1.6498 | 1.6498 | 1.6498 | 1.6498
Allen | 3393_G_G10 | 3393 | G | G10 |  | Combustion Turbine |  | S_C_TVA | Tennessee | 47 | Shelby | 157 | 47157 | 15.1 | 23522 | 1971 | 2023 |  |  | N | Natural Gas, Distillate Fuel Oil | [12 empty] | 0.5 | 0.42193 | 0.42193 | 0.42193 | 0.42193
Allen | 3393_G_G11 | 3393 | G | G11 |  | Combustion Turbine |  | S_C_TVA | Tennessee | 47 | Shelby | 157 | 47157 | 15.1 | 23522 | 1971 | 2023 |  |  | N | Natural Gas, Distillate Fuel Oil | [12 empty] | 0.5 | 0.42193 | 0.42193 | 0.42193 | 0.42193
Allen | 3393_G_G12 | 3393 | G | G12 |  | Combustion Turbine |  | S_C_TVA | Tennessee | 47 | Shelby | 157 | 47157 | 15.1 | 23522 | 1971 | 2023 |  |  | N | Natural Gas, Distillate Fuel Oil | [12 empty] | 0.5 | 0.42193 | 0.42193 | 0.42193 | 0.42193
Allen | 3393_G_G13 | 3393 | G | G13 |  | Combustion Turbine |  | S_C_TVA | Tennessee | 47 | Shelby | 157 | 47157 | 15.1 | 23522 | 1971 | 2023 |  |  | N | Natural Gas, Distillate Fuel Oil | [12 empty] | 0.5 | 0.42193 | 0.42193 | 0.42193 | 0.42193
Allen | 3393_G_G14 | 3393 | G | G14 |  | Combustion Turbine |  | S_C_TVA | Tennessee | 47 | Shelby | 157 | 47157 | 15.1 | 23522 | 1971 | 2023 |  |  | N | Natural Gas, Distillate Fuel Oil | [12 empty] | 0.5 | 0.42193 | 0.42193 | 0.42193 | 0.42193
Allen | 3393_G_G15 | 3393 | G | G15 |  | Combustion Turbine |  | S_C_TVA | Tennessee | 47 | Shelby | 157 | 47157 | 15.1 | 23522 | 1971 | 2023 |  |  | N | Natural Gas, Distillate Fuel Oil | [12 empty] | 0.5 | 0.42193 | 0.42193 | 0.42193 | 0.42193
Allen | 3393_G_G16 | 3393 | G | G16 |  | Combustion Turbine |  | S_C_TVA | Tennessee | 47 | Shelby | 157 | 47157 | 15.1 | 23522 | 1971 | 2023 |  |  | N | Natural Gas, Distillate Fuel Oil | [12 empty] | 0.5 | 0.42193 | 0.42193 | 0.42193 | 0.42193
Allen | 3393_G_GT1 | 3393 | G | GT1 |  | Combustion Turbine |  | S_C_TVA | Tennessee | 47 | Shelby | 157 | 47157 | 15.1 | 23522 | 1971 | 2023 |  |  | N | Natural Gas, Distillate Fuel Oil | [12 empty] | 0.5 | 0.42193 | 0.42193 | 0.42193 | 0.42193
Allen | 3393_G_GT2 | 3393 | G | GT2 |  | Combustion Turbine |  | S_C_TVA | Tennessee | 47 | Shelby | 157 | 47157 | 15.1 | 23522 | 1971 | 2023 |  |  | N | Natural Gas, Distillate Fuel Oil | [12 empty] | 0.5 | 0.42193 | 0.42193 | 0.42193 | 0.42193
Allen | 3393_G_GT3 | 3393 | G | GT3 |  | Combustion Turbine |  | S_C_TVA | Tennessee | 47 | Shelby | 157 | 47157 | 15.1 | 23522 | 1971 | 2023 |  |  | N | Natural Gas, Distillate Fuel Oil | [12 empty] | 0.5 | 0.42193 | 0.42193 | 0.42193 | 0.42193
Allen | 3393_G_GT4 | 3393 | G | GT4 |  | Combustion Turbine |  | S_C_TVA | Tennessee | 47 | Shelby | 157 | 47157 | 15.1 | 23522 | 1971 | 2023 |  |  | N | Natural Gas, Distillate Fuel Oil | [12 empty] | 0.5 | 0.42193 | 0.42193 | 0.42193 | 0.42193
Allen | 3393_G_GT5 | 3393 | G | GT5 |  | Combustion Turbine |  | S_C_TVA | Tennessee | 47 | Shelby | 157 | 47157 | 15.1 | 23522 | 1971 | 2023 |  |  | N | Natural Gas, Distillate Fuel Oil | [12 empty] | 0.5 | 0.42193 | 0.42193 | 0.42193 | 0.42193
Allen | 3393_G_GT6 | 3393 | G | GT6 |  | Combustion Turbine |  | S_C_TVA | Tennessee | 47 | Shelby | 157 | 47157 | 15.1 | 23522 | 1971 | 2023 |  |  | N | Natural Gas, Distillate Fuel Oil | [12 empty] | 0.5 | 0.42193 | 0.42193 | 0.42193 | 0.42193
Allen | 3393_G_GT7 | 3393 | G | GT7 |  | Combustion Turbine |  | S_C_TVA | Tennessee | 47 | Shelby | 157 | 47157 | 15.1 | 23522 | 1971 | 2023 |  |  | N | Natural Gas, Distillate Fuel Oil | [12 empty] | 0.5 | 0.42193 | 0.42193 | 0.42193 | 0.42193
Allen | 3393_G_GT8 | 3393 | G | GT8 |  | Combustion Turbine |  | S_C_TVA | Tennessee | 47 | Shelby | 157 | 47157 | 15.1 | 23522 | 1971 | 2023 |  |  | N | Natural Gas, Distillate Fuel Oil | [12 empty] | 0.5 | 0.42193 | 0.42193 | 0.42193 | 0.42193
Allen | 3393_G_GT9 | 3393 | G | GT9 |  | Combustion Turbine |  | S_C_TVA | Tennessee | 47 | Shelby | 157 | 47157 | 15.1 | 23522 | 1971 | 2023 |  |  | N | Natural Gas, Distillate Fuel Oil | [12 empty] | 0.5 | 0.42193 | 0.42193 | 0.42193 | 0.42193
Allen | 3393_G_G17 | 3393 | G | G17 | 88158 | Combustion Turbine |  | S_C_TVA | Tennessee | 47 | Shelby | 157 | 47157 | 46.4 | 23521 | 1972 | 2023 |  |  | N | Natural Gas, Distillate Fuel Oil | [12 empty] | 0.5 | 0.35137 | 0.35137 | 0.35137 | 0.35137
Allen | 3393_G_G18 | 3393 | G | G18 | 88159 | Combustion Turbine |  | S_C_TVA | Tennessee | 47 | Shelby | 157 | 47157 | 46.4 | 23522 | 1972 | 2023 |  |  | N | Natural Gas, Distillate Fuel Oil | [12 empty] | 0.5 | 0.41544 | 0.41544 | 0.41544 | 0.41544
Allen | 3393_G_G19 | 3393 | G | G19 | 88160 | Combustion Turbine |  | S_C_TVA | Tennessee | 47 | Shelby | 157 | 47157 | 46.4 | 23522 | 1972 | 2023 |  |  | N | Natural Gas, Distillate Fuel Oil | [12 empty] | 0.5 | 0.36754 | 0.36754 | 0.36754 | 0.36754
Allen | 3393_G_G20 | 3393 | G | G20 | 88161 | Combustion Turbine |  | S_C_TVA | Tennessee | 47 | Shelby | 157 | 47157 | 46.4 | 23522 | 1972 | 2023 |  |  | N | Natural Gas, Distillate Fuel Oil | [12 empty] | 0.5 | 0.39234 | 0.39234 | 0.39234 | 0.39234
Bull Run | 3396_B_1 | 3396 | B | 1 | 2251 | Coal Steam |  | S_C_TVA | Tennessee | 47 | Anderson | 1 | 47001 | 870 | 9639 | 1967 | 2024 | tangential | dry | N | Bituminous | Wet Scrubber | 2008 | 0.98 | CO | SCR | 2004 |  | ESPC | No |  |  |  | 0.15 | 0.599 | 0.10004 | 0.599 | 0.10004 | 0.05 | 0.1 | 0.56 | 0.99 | Yes | 2011
Cumberland (TN) | 3399_B_2 | 3399 | B | 2 | 2253 | Coal Steam |  | S_C_TVA | Tennessee | 47 | Stewart | 161 | 47161 | 1231 | 10094 | 1973 | 2025 | cell | dry | N | Bituminous | Wet Scrubber | 1995 | 0.95 | LNB + LNCB | SCR | 2004 |  | ESPC | No |  |  |  | 0.5 | 0.6775 | 0.08009 | 0.6775 | 0.08009 | 0.05 | 0.1 | 0.56 | 0.99 | Yes | 2007
Johnsonville | 3406_G_G10 | 3406 | G | G10 | 88167 | Combustion Turbine |  | S_C_TVA | Tennessee | 47 | Humphreys | 85 | 47085 | 47.1 | 16591 | 1975 | 2024 |  |  | N | Natural Gas, Distillate Fuel Oil | [12 empty] | 3.4 | 0.44573 | 0.44573 | 0.44573 | 0.44573
Johnsonville | 3406_G_G11 | 3406 | G | G11 | 88168 | Combustion Turbine |  | S_C_TVA | Tennessee | 47 | Humphreys | 85 | 47085 | 47.1 | 16591 | 1975 | 2024 |  |  | N | Natural Gas, Distillate Fuel Oil | [12 empty] | 3.4 | 0.35773 | 0.35773 | 0.35773 | 0.35773
Johnsonville | 3406_G_G12 | 3406 | G | G12 | 88169 | Combustion Turbine |  | S_C_TVA | Tennessee | 47 | Humphreys | 85 | 47085 | 47.1 | 16591 | 1975 | 2024 |  |  | N | Natural Gas, Distillate Fuel Oil | [12 empty] | 3.4 | 0.36965 | 0.36965 | 0.36965 | 0.36965
Johnsonville | 3406_G_G13 | 3406 | G | G13 | 88170 | Combustion Turbine |  | S_C_TVA | Tennessee | 47 | Humphreys | 85 | 47085 | 47.1 | 16591 | 1975 | 2024 |  |  | N | Natural Gas, Distillate Fuel Oil | [12 empty] | 3.4 | 0.34263 | 0.34263 | 0.34263 | 0.34263
Johnsonville | 3406_G_G14 | 3406 | G | G14 | 88171 | Combustion Turbine |  | S_C_TVA | Tennessee | 47 | Humphreys | 85 | 47085 | 47.1 | 16591 | 1975 | 2024 |  |  | N | Natural Gas, Distillate Fuel Oil | [12 empty] | 3.4 | 0.36807 | 0.36807 | 0.36807 | 0.36807
Johnsonville | 3406_G_G15 | 3406 | G | G15 | 88172 | Combustion Turbine |  | S_C_TVA | Tennessee | 47 | Humphreys | 85 | 47085 | 47.1 | 16591 | 1975 | 2024 |  |  | N | Natural Gas, Distillate Fuel Oil | [12 empty] | 3.4 | 0.36823 | 0.36823 | 0.36823 | 0.36823
Johnsonville | 3406_G_G16 | 3406 | G | G16 | 88173 | Combustion Turbine |  | S_C_TVA | Tennessee | 47 | Humphreys | 85 | 47085 | 47.1 | 16591 | 1975 | 2024 |  |  | N | Natural Gas, Distillate Fuel Oil | [12 empty] | 3.4 | 0.35997 | 0.35997 | 0.35997 | 0.35997
Johnsonville | 3406_G_GT1 | 3406 | G | GT1 | 88166 | Combustion Turbine |  | S_C_TVA | Tennessee | 47 | Humphreys | 85 | 47085 | 47.1 | 16591 | 1975 | 2024 |  |  | N | Natural Gas, Distillate Fuel Oil | [12 empty] | 3.4 | 0.37219 | 0.37219 | 0.37219 | 0.37219
Johnsonville | 3406_G_GT2 | 3406 | G | GT2 | 88174 | Combustion Turbine |  | S_C_TVA | Tennessee | 47 | Humphreys | 85 | 47085 | 47.1 | 16591 | 1975 | 2024 |  |  | N | Natural Gas, Distillate Fuel Oil | [12 empty] | 3.4 | 0.35948 | 0.35948 | 0.35948 | 0.35948
Johnsonville | 3406_G_GT3 | 3406 | G | GT3 | 88175 | Combustion Turbine |  | S_C_TVA | Tennessee | 47 | Humphreys | 85 | 47085 | 47.1 | 16591 | 1975 | 2024 |  |  | N | Natural Gas, Distillate Fuel Oil | [12 empty] | 3.4 | 0.3665 | 0.3665 | 0.3665 | 0.3665
Johnsonville | 3406_G_GT4 | 3406 | G | GT4 | 88176 | Combustion Turbine |  | S_C_TVA | Tennessee | 47 | Humphreys | 85 | 47085 | 47.1 | 16591 | 1975 | 2024 |  |  | N | Natural Gas, Distillate Fuel Oil | [12 empty] | 3.4 | 0.38027 | 0.38027 | 0.38027 | 0.38027
Johnsonville | 3406_G_GT5 | 3406 | G | GT5 | 88177 | Combustion Turbine |  | S_C_TVA | Tennessee | 47 | Humphreys | 85 | 47085 | 47.1 | 16591 | 1975 | 2024 |  |  | N | Natural Gas, Distillate Fuel Oil | [12 empty] | 3.4 | 0.49339 | 0.49339 | 0.49339 | 0.49339
Johnsonville | 3406_G_GT6 | 3406 | G | GT6 | 88178 | Combustion Turbine |  | S_C_TVA | Tennessee | 47 | Humphreys | 85 | 47085 | 47.1 | 16591 | 1975 | 2024 |  |  | N | Natural Gas, Distillate Fuel Oil | [12 empty] | 3.4 | 0.34223 | 0.34223 | 0.34223 | 0.34223
Johnsonville | 3406_G_GT7 | 3406 | G | GT7 | 88179 | Combustion Turbine |  | S_C_TVA | Tennessee | 47 | Humphreys | 85 | 47085 | 47.1 | 16591 | 1975 | 2024 |  |  | N | Natural Gas, Distillate Fuel Oil | [12 empty] | 3.4 | 0.3701 | 0.3701 | 0.3701 | 0.3701
Johnsonville | 3406_G_GT8 | 3406 | G | GT8 | 88180 | Combustion Turbine |  | S_C_TVA | Tennessee | 47 | Humphreys | 85 | 47085 | 47.1 | 16591 | 1975 | 2024 |  |  | N | Natural Gas, Distillate Fuel Oil | [12 empty] | 3.4 | 0.35584 | 0.35584 | 0.35584 | 0.35584
Johnsonville | 3406_G_GT9 | 3406 | G | GT9 | 88181 | Combustion Turbine |  | S_C_TVA | Tennessee | 47 | Humphreys | 85 | 47085 | 47.1 | 16591 | 1975 | 2024 |  |  | N | Natural Gas, Distillate Fuel Oil | [12 empty] | 3.4 | 0.42924 | 0.42924 | 0.42924 | 0.42924
Kingston | 3407_B_1 | 3407 | B | 1 | 2280 | Coal Steam |  | S_C_TVA | Tennessee | 47 | Roane | 145 | 47145 | 132 | 11201 | 1954 | 2027 | tangential | dry | N | Bituminous, Subbituminous | Wet Scrubber | 2010 | 0.98 | other | SCR | 2004 |  | ESPC + C | No |  |  |  | 0.15 | 0.4144 | 0.06339 | 0.4144 | 0.06339 | 0.05 | 0.1 | 0.56 | 0.99
Kingston | 3407_B_2 | 3407 | B | 2 | 2281 | Coal Steam |  | S_C_TVA | Tennessee | 47 | Roane | 145 | 47145 | 132 | 11191 | 1954 | 2027 | tangential | dry | N | Bituminous, Subbituminous | Wet Scrubber | 2010 | 0.98 | other | SCR | 2004 |  | ESPC + C | No |  |  |  | 0.15 | 0.4086 | 0.05946 | 0.4086 | 0.05946 | 0.05 | 0.1 | 0.56 | 0.99
Kingston | 3407_B_3 | 3407 | B | 3 | 2282 | Coal Steam |  | S_C_TVA | Tennessee | 47 | Roane | 145 | 47145 | 132 | 11229 | 1954 | 2027 | tangential | dry | N | Bituminous, Subbituminous | Wet Scrubber | 2010 | 0.98 | other | SCR | 2003 |  | ESPC + C | No |  |  |  | 0.15 | 0.4303 | 0.05993 | 0.4303 | 0.05993 | 0.05 | 0.1 | 0.56 | 0.99
Kingston | 3407_B_4 | 3407 | B | 4 | 2283 | Coal Steam |  | S_C_TVA | Tennessee | 47 | Roane | 145 | 47145 | 132 | 11231 | 1954 | 2027 | tangential | dry | N | Bituminous, Subbituminous | Wet Scrubber | 2010 | 0.98 | other | SCR | 2003 |  | ESPC + C | No |  |  |  | 0.15 | 0.4325 | 0.05891 | 0.4325 | 0.05891 | 0.05 | 0.1 | 0.56 | 0.99
Kingston | 3407_B_5 | 3407 | B | 5 | 2284 | Coal Steam |  | S_C_TVA | Tennessee | 47 | Roane | 145 | 47145 | 174 | 11212 | 1955 | 2027 | tangential | dry | N | Bituminous, Subbituminous | Wet Scrubber | 2010 | 0.98 | LNC2 | SCR | 2005 |  | ESPC + C | No |  |  |  | 0.15 | 0.4028 | 0.06041 | 0.4028 | 0.06041 | 0.05 | 0.1 | 0.56 | 0.99
Kingston | 3407_B_6 | 3407 | B | 6 | 2285 | Coal Steam |  | S_C_TVA | Tennessee | 47 | Roane | 145 | 47145 | 174 | 11127 | 1955 | 2027 | tangential | dry | N | Bituminous, Subbituminous | Wet Scrubber | 2010 | 0.98 | LNC2 | SCR | 2005 |  | ESPC + C | No |  |  |  | 0.15 | 0.3517 | 0.06025 | 0.3517 | 0.06025 | 0.05 | 0.1 | 0.56 | 0.99
Kingston | 3407_B_7 | 3407 | B | 7 | 2286 | Coal Steam |  | S_C_TVA | Tennessee | 47 | Roane | 145 | 47145 | 174 | 11173 | 1955 | 2025 | tangential | dry | N | Bituminous, Subbituminous | Wet Scrubber | 2010 | 0.98 | LNC2 | SCR | 2004 |  | ESPC + C | No |  |  |  | 0.15 | 0.3586 | 0.05963 | 0.3586 | 0.05963 | 0.05 | 0.1 | 0.56 | 0.99
Kingston | 3407_B_8 | 3407 | B | 8 | 2287 | Coal Steam |  | S_C_TVA | Tennessee | 47 | Roane | 145 | 47145 | 174 | 11110 | 1955 | 2025 | tangential | dry | N | Bituminous, Subbituminous | Wet Scrubber | 2010 | 0.98 | LNC2 | SCR | 2004 |  | ESPC + C | No |  |  |  | 0.15 | 0.3388 | 0.05874 | 0.3388 | 0.05874 | 0.05 | 0.1 | 0.56 | 0.99
Kingston | 3407_B_9 | 3407 | B | 9 | 2288 | Coal Steam |  | S_C_TVA | Tennessee | 47 | Roane | 145 | 47145 | 174 | 11123 | 1955 | 2025 | tangential | dry | N | Bituminous, Subbituminous | Wet Scrubber | 2010 | 0.98 | other | SCR | 2006 |  | ESPC + C | No |  |  |  | 0.15 | 0.3777 | 0.0603 | 0.3777 | 0.0603 | 0.05 | 0.1 | 0.56 | 0.99
Newman | 3456_G_CT1 | 3456 | G | CT1 | 2327 | Combined Cycle |  | WECC_NM | Texas | 48 | El Paso | 141 | 48141 | 72 | 9123 | 1975 | 2025 |  |  | N | Natural Gas | [13 empty] | 0.16623 | 0.16623 | 0.16623 | 0.16623
Newman | 3456_G_CT2 | 3456 | G | CT2 | 2328 | Combined Cycle |  | WECC_NM | Texas | 48 | El Paso | 141 | 48141 | 72 | 9123 | 1975 | 2025 |  |  | N | Natural Gas | [13 empty] | 0.16623 | 0.16623 | 0.16623 | 0.16623
Sabine | 3459_B_3 | 3459 | B | 3 | 2340 | O/G Steam |  | MIS_WOTA | Texas | 48 | Orange | 361 | 48361 | 411 | 11357 | 1966 | 2025 | tangential |  | N | Natural Gas |  |  |  | LNC2 | [8 empty] | 1.157 | 0.08899 | 0.08899 | 0.08899 | 0.08899
Sabine | 3459_B_1 | 3459 | B | 3 | 2340 | O/G Steam |  | MIS_WOTA | Texas | 48 | Orange | 361 | 48361 | 212 | 11357 | 1966 | 2025 | tangential |  | N | Natural Gas |  |  |  | LNC2 | [8 empty] | 1.157 | 0.08899 | 0.08899 | 0.08899 | 0.08899
Sabine | 3459_B_4 | 3459 | B | 4 | 2341 | O/G Steam |  | MIS_WOTA | Texas | 48 | Orange | 361 | 48361 | 533 | 11067 | 1974 | 2025 | wall | dry | N | Natural Gas |  |  |  | CM + FU | [8 empty] | 1.157 | 0.19369 | 0.19369 | 0.19369 | 0.19369
Greens Bayou | 3464_B_GBY5 | 3464 | B | GBY5 |  | O/G Steam |  | ERC_REST | Texas | 48 | Harris | 201 | 48201 | 406 | 11615 | 1973 | 2017 | tangential |  | N | Natural Gas |  |  |  | BOOS + FR | [8 empty] | 0.395 | 0.052 | 0.052 | 0.052 | 0.052
W A Parish | 3470_B_WAP1 | 3470 | B | WAP1 | 2374 | O/G Steam |  | ERC_REST | Texas | 48 | Fort Bend | 157 | 48157 | 169 | 11346 | 1958 | 2025 | wall | dry | N | Natural Gas |  |  |  | OFA | [8 empty] | 0.01 | 0.21455 | 0.21455 | 0.21455 | 0.21455
W A Parish | 3470_B_WAP2 | 3470 | B | WAP2 | 2375 | O/G Steam |  | ERC_REST | Texas | 48 | Fort Bend | 157 | 48157 | 169 | 11054 | 1958 | 2025 | wall | dry | N | Natural Gas |  |  |  | OFA | [8 empty] | 0.01 | 0.13021 | 0.13021 | 0.13021 | 0.13021
W A Parish | 3470_B_WAP3 | 3470 | B | WAP3 | 2376 | O/G Steam |  | ERC_REST | Texas | 48 | Fort Bend | 157 | 48157 | 273 | 11215 | 1961 | 2025 | wall | dry | N | Natural Gas |  |  |  | OFA | [8 empty] | 0.01 | 0.35674 | 0.35674 | 0.35674 | 0.35674
W A Parish | 3470_B_WAP4 | 3470 | B | WAP4 | 2377 | O/G Steam |  | ERC_REST | Texas | 48 | Fort Bend | 157 | 48157 | 552 | 10864 | 1968 | 2025 | tangential |  | N | Natural Gas |  |  |  | OFA | [8 empty] | 0.01 | 0.13405 | 0.13405 | 0.13405 | 0.13405
Knox Lee | 3476_B_2 | 3476 | B | 2 | 2385 | O/G Steam |  | SPP_WEST | Texas | 48 | Gregg | 183 | 48183 | 31 | 13884 | 1950 | 2020 | wall | dry | N | Natural Gas | [12 empty] | 1.157 | 0.12022 | 0.12022 | 0.12022 | 0.12022
Knox Lee | 3476_B_3 | 3476 | B | 3 | 2386 | O/G Steam |  | SPP_WEST | Texas | 48 | Gregg | 183 | 48183 | 25 | 13630 | 1952 | 2020 | wall | dry | N | Natural Gas | [12 empty] | 1.157 | 0.13008 | 0.13008 | 0.13008 | 0.13008
Lone Star | 3477_B_1 | 3477 | B | 1 | 2389 | O/G Steam |  | SPP_WEST | Texas | 48 | Morris | 343 | 48343 | 50 | 14500 | 1954 | 2020 | wall | dry | N | Natural Gas | [12 empty] | 0.3 | 0.31066 | 0.31066 | 0.31066 | 0.31066
Plant X | 3485_G_3 | 3485 | G | 3 | 2403 | O/G Steam |  | SPP_SPS | Texas | 48 | Lamb | 279 | 48279 | 93 | 11642 | 1955 | 2024 | tangential |  | N | Natural Gas |  |  |  | LNB + OFA | [9 empty] | 0.1523 | 0.1523 | 0.1523 | 0.1523
Plant X | 3485_B_114B | 3485 | B | 114B | 2404 | O/G Steam |  | SPP_SPS | Texas | 48 | Lamb | 279 | 48279 | 190 | 11404 | 1964 | 2027 | tangential |  | N | Natural Gas |  |  |  | LNB + OFA | [8 empty] | 1.157 | 0.14071 | 0.14071 | 0.14071 | 0.14071
Decker Creek | 3548_B_1 | 3548 | B | 1 | 2454 | O/G Steam |  | ERC_REST | Texas | 48 | Travis | 453 | 48453 | 320 | 11369 | 1971 | 2020 | tangential |  | N | Natural Gas |  |  |  | LNB | [8 empty] | 1.157 | 0.15935 | 0.15935 | 0.15935 | 0.15935
Decker Creek | 3548_B_2 | 3548 | B | 2 | 2455 | O/G Steam |  | ERC_REST | Texas | 48 | Travis | 453 | 48453 | 404 | 11817 | 1977 | 2022 | wall | dry | N | Natural Gas |  |  |  | FR + LNB | [8 empty] | 1.157 | 0.09271 | 0.09271 | 0.09271 | 0.09271
Silas Ray | 3559_G_DG-2 | 3559 | G | DG-2 |  | Combustion Turbine | IC Engine | ERC_REST | Texas | 48 | Cameron | 61 | 48061 | 1 | 17064 | 2001 | 2019 |  |  | N | Distillate Fuel Oil | [12 empty] | 3 | 1.6498 | 1.6498 | 1.6498 | 1.6498
Silas Ray | 3559_G_DG-7a | 3559 | G | DG-7a |  | Combustion Turbine | IC Engine | ERC_REST | Texas | 48 | Cameron | 61 | 48061 | 1 | 21272 | 2001 | 2019 |  |  | N | Distillate Fuel Oil | [12 empty] | 3 | 1.6498 | 1.6498 | 1.6498 | 1.6498
Silas Ray | 3559_G_DG-7b | 3559 | G | DG-7b |  | Combustion Turbine | IC Engine | ERC_REST | Texas | 48 | Cameron | 61 | 48061 | 1 | 21272 | 2001 | 2019 |  |  | N | Distillate Fuel Oil | [12 empty] | 3 | 1.6498 | 1.6498 | 1.6498 | 1.6498
Dunlap TP 1 | 3582_G_1 | 3582 | G | 1 |  | Hydro |  | ERC_REST | Texas | 48 | Guadalupe | 187 | 48187 | 1.8 | 0 | 1927 | 2028 |  |  | N | Hydro | [13 empty] | 0 | 0 | 0 | 0
Dunlap TP 1 | 3582_G_2 | 3582 | G | 2 |  | Hydro |  | ERC_REST | Texas | 48 | Guadalupe | 187 | 48187 | 1.8 | 0 | 1927 | 2028 |  |  | N | Hydro | [13 empty] | 0 | 0 | 0 | 0
H 5 | 3584_G_1 | 3584 | G | 1 |  | Hydro |  | ERC_REST | Texas | 48 | Gonzales | 177 | 48177 | 2.4 | 0 | 1931 | 2028 |  |  | N | Hydro | [13 empty] | 0 | 0 | 0 | 0
O W Sommers | 3611_B_1 | 3611 | B | 1 | 2479 | O/G Steam |  | ERC_REST | Texas | 48 | Bexar | 29 | 48029 | 420 | 12253 | 1972 | 2025 | tangential |  | N | Natural Gas, Distillate Fuel Oil |  |  |  | FR + OFA | [8 empty] | 1.157 | 0.14515 | 0.14515 | 0.14515 | 0.14515
V H Braunig | 3612_B_1 | 3612 | B | 1 | 2481 | O/G Steam |  | ERC_REST | Texas | 48 | Bexar | 29 | 48029 | 217 | 11692 | 1966 | 2024 | tangential |  | N | Natural Gas, Distillate Fuel Oil | [12 empty] | 1.157 | 0.19206 | 0.19206 | 0.19206 | 0.19206
V H Braunig | 3612_B_2 | 3612 | B | 2 | 2482 | O/G Steam |  | ERC_REST | Texas | 48 | Bexar | 29 | 48029 | 230 | 11789 | 1968 | 2024 | tangential |  | N | Natural Gas, Distillate Fuel Oil | [12 empty] | 1.157 | 0.17668 | 0.17668 | 0.17668 | 0.17668
V H Braunig | 3612_B_3 | 3612 | B | 3 | 2483 | O/G Steam |  | ERC_REST | Texas | 48 | Bexar | 29 | 48029 | 412 | 11625 | 1970 | 2024 | tangential |  | N | Natural Gas, Distillate Fuel Oil |  |  |  | FR + OFA | [8 empty] | 1.157 | 0.14767 | 0.14767 | 0.14767 | 0.14767
Sam Rayburn | 3631_G_1 | 3631 | G | 1 |  | Combustion Turbine |  | ERC_REST | Texas | 48 | Victoria | 469 | 48469 | 10.5 | 25000 | 1963 | 2021 |  |  | N | Natural Gas, Distillate Fuel Oil | [12 empty] | 3 | 0.26295 | 0.26295 | 0.26295 | 0.26295
Sam Rayburn | 3631_G_2 | 3631 | G | 2 |  | Combustion Turbine |  | ERC_REST | Texas | 48 | Victoria | 469 | 48469 | 11.5 | 25000 | 1963 | 2021 |  |  | N | Natural Gas, Distillate Fuel Oil | [12 empty] | 3 | 0.48374 | 0.48374 | 0.48374 | 0.48374
Reusens | 3779_G_4 | 3779 | G | 4 |  | Hydro |  | PJM_West | Virginia | 51 | Campbell | 31 | 51031 | 2.5 | 0 | 1903 | 2028 |  |  | N | Hydro | [13 empty] | 0 | 0 | 0 | 0
Chesterfield | 3797_B_5 | 3797 | B | 5 | 2519 | Coal Steam |  | PJM_Dom | Virginia | 51 | Chesterfield | 41 | 51041 | 336 | 10256 | 1964 | 2023 | tangential | dry | N | Bituminous | Wet Scrubber | 2011 | 0.97 | LNC2 | SCR | 2001 |  | ESPC + WS | No |  |  |  | 2.64 | 0.2878 | 0.05549 | 0.2878 | 0.05549 | 0.05 | 0.1 | 0.56 | 0.99
Chesterfield | 3797_B_6 | 3797 | B | 6 | 2520 | Coal Steam |  | PJM_Dom | Virginia | 51 | Chesterfield | 41 | 51041 | 670 | 10217 | 1969 | 2023 | tangential | dry | N | Bituminous | Wet Scrubber | 2008 | 0.97 | LNC3 | SCR | 2001 |  | ESPC + B + WS | No |  |  |  | 2.64 | 0.4131 | 0.06042 | 0.4131 | 0.06042 | 0.05 | 0.1 | 0.56 | 0.99
Possum Point | 3804_B_5 | 3804 | B | 5 | 2529 | O/G Steam |  | PJM_Dom | Virginia | 51 | Prince William | 153 | 51153 | 786 | 11467 | 1975 | 2020 | tangential |  | N | Residual Fuel Oil |  |  |  | OFA + other | SNCR |  |  | C | NA |  |  |  | 0.8 | 0.18581 | 0.03553 | 0.18581 | 0.03553
Yorktown | 3809_B_3 | 3809 | B | 3 | 2532 | O/G Steam |  | PJM_Dom | Virginia | 51 | York | 199 | 51199 | 790 | 11273 | 1974 | 2024 | tangential | dry | N | Residual Fuel Oil |  |  |  | other | SNCR |  |  | C | NA |  |  |  | 2.64 | 0.1951 | 0.152 | 0.1951 | 0.152
Transalta Centralia Generation | 3845_B_BW22 | 3845 | B | BW22 | 2534 | Coal Steam |  | WECC_PNW | Washington | 53 | Lewis | 41 | 53041 | 670 | 11132 | 2002 | 2025 | tangential | wet | N | Subbituminous | Wet Scrubber | 1974 | 0.91 | LNC3 | SNCR |  | 2012 | ESPC | No | ACI | 2011 |  | 0.658 | 0.20495 | 0.20495 | 0.20495 | 0.20495 | 0.1 | 0.1 | 0.1 | 0.96 | [6 empty] | Yes
White River (WI) | 3989_G_1 | 3989 | G | 1 |  | Hydro |  | MIS_MNWI | Wisconsin | 55 | Ashland | 3 | 55003 | 0.2 | 0 | 1907 | 2025 |  |  | N | Hydro | [13 empty] | 0 | 0 | 0 | 0
White River (WI) | 3989_G_2 | 3989 | G | 2 |  | Hydro |  | MIS_MNWI | Wisconsin | 55 | Ashland | 3 | 55003 | 0.2 | 0 | 1907 | 2025 |  |  | N | Hydro | [13 empty] | 0 | 0 | 0 | 0
St Croix Falls | 4011_G_5 | 4011 | G | 5 |  | Hydro |  | MIS_MNWI | Wisconsin | 55 | Polk | 95 | 55095 | 2 | 0 | 1910 | 2027 |  |  | N | Hydro | [13 empty] | 0 | 0 | 0 | 0
St Croix Falls | 4011_G_6 | 4011 | G | 6 |  | Hydro |  | MIS_MNWI | Wisconsin | 55 | Polk | 95 | 55095 | 1.9 | 0 | 1910 | 2027 |  |  | N | Hydro | [13 empty] | 0 | 0 | 0 | 0
St Croix Falls | 4011_G_1 | 4011 | G | 1 |  | Hydro |  | MIS_MNWI | Wisconsin | 55 | Polk | 95 | 55095 | 1.8 | 0 | 1917 | 2027 |  |  | N | Hydro | [13 empty] | 0 | 0 | 0 | 0
St Croix Falls | 4011_G_2 | 4011 | G | 2 |  | Hydro |  | MIS_MNWI | Wisconsin | 55 | Polk | 95 | 55095 | 1.8 | 0 | 1917 | 2027 |  |  | N | Hydro | [13 empty] | 0 | 0 | 0 | 0
St Croix Falls | 4011_G_3 | 4011 | G | 3 |  | Hydro |  | MIS_MNWI | Wisconsin | 55 | Polk | 95 | 55095 | 1.9 | 0 | 1917 | 2027 |  |  | N | Hydro | [13 empty] | 0 | 0 | 0 | 0
St Croix Falls | 4011_G_4 | 4011 | G | 4 |  | Hydro |  | MIS_MNWI | Wisconsin | 55 | Polk | 95 | 55095 | 1.9 | 0 | 1917 | 2027 |  |  | N | Hydro | [13 empty] | 0 | 0 | 0 | 0
St Croix Falls | 4011_G_7 | 4011 | G | 7 |  | Hydro |  | MIS_MNWI | Wisconsin | 55 | Polk | 95 | 55095 | 2 | 0 | 1923 | 2027 |  |  | N | Hydro | [13 empty] | 0 | 0 | 0 | 0
St Croix Falls | 4011_G_8 | 4011 | G | 8 |  | Hydro |  | MIS_MNWI | Wisconsin | 55 | Polk | 95 | 55095 | 1.9 | 0 | 1923 | 2027 |  |  | N | Hydro | [13 empty] | 0 | 0 | 0 | 0
Trego | 4012_G_1 | 4012 | G | 1 |  | Hydro |  | MIS_MNWI | Wisconsin | 55 | Washburn | 129 | 55129 | 0.4 | 0 | 1927 | 2025 |  |  | N | Hydro | [13 empty] | 0 | 0 | 0 | 0
Trego | 4012_G_2 | 4012 | G | 2 |  | Hydro |  | MIS_MNWI | Wisconsin | 55 | Washburn | 129 | 55129 | 0.3 | 0 | 1927 | 2025 |  |  | N | Hydro | [13 empty] | 0 | 0 | 0 | 0
Wheaton | 4014_G_1 | 4014 | G | 1 | 89998 | Combustion Turbine |  | MIS_MNWI | Wisconsin | 55 | Chippewa | 17 | 55017 | 44 | 15737 | 1973 | 2025 |  |  | N | Natural Gas, Distillate Fuel Oil | [12 empty] | 0.48 | 0.44161 | 0.44161 | 0.44161 | 0.44161
Wheaton | 4014_G_2 | 4014 | G | 2 | 89999 | Combustion Turbine |  | MIS_MNWI | Wisconsin | 55 | Chippewa | 17 | 55017 | 51 | 14274 | 1973 | 2025 |  |  | N | Natural Gas, Distillate Fuel Oil | [12 empty] | 0.48 | 0.46781 | 0.46781 | 0.46781 | 0.46781
Wheaton | 4014_G_3 | 4014 | G | 3 | 90000 | Combustion Turbine |  | MIS_MNWI | Wisconsin | 55 | Chippewa | 17 | 55017 | 44 | 15737 | 1973 | 2025 |  |  | N | Natural Gas, Distillate Fuel Oil | [12 empty] | 0.48 | 0.30794 | 0.30794 | 0.30794 | 0.30794
Wheaton | 4014_G_4 | 4014 | G | 4 | 90001 | Combustion Turbine |  | MIS_MNWI | Wisconsin | 55 | Chippewa | 17 | 55017 | 47 | 15737 | 1973 | 2025 |  |  | N | Natural Gas, Distillate Fuel Oil | [12 empty] | 0.48 | 0.35702 | 0.35702 | 0.35702 | 0.35702
Wheaton | 4014_G_6 | 4014 | G | 6 | 90003 | Combustion Turbine |  | MIS_MNWI | Wisconsin | 55 | Chippewa | 17 | 55017 | 48 | 15736 | 1973 | 2025 |  |  | N | Distillate Fuel Oil | [12 empty] | 0.45 | 1.2 | 1.2 | 1.2 | 1.2
South Oak Creek | 4041_B_5 | 4041 | B | 5 | 2590 | Coal Steam |  | MIS_WUMS | Wisconsin | 55 | Milwaukee | 79 | 55079 | 241 | 10326 | 1959 | 2024 | wall | dry | N | Subbituminous | Wet Scrubber | 2012 | 0.95 | STC | SCR | 2012 |  | ESPC | No |  |  |  | 0.09 | 0.06895 | 0.06895 | 0.06895 | 0.06895 | 0.1 | 0.1 | 0.56 | 0.99
South Oak Creek | 4041_B_6 | 4041 | B | 6 | 2591 | Coal Steam |  | MIS_WUMS | Wisconsin | 55 | Milwaukee | 79 | 55079 | 245 | 10316 | 1961 | 2024 | wall | dry | N | Subbituminous | Wet Scrubber | 2012 | 0.95 | STC | SCR | 2012 |  | ESPC | No |  |  |  | 0.09 | 0.06677 | 0.06677 | 0.06677 | 0.06677 | 0.1 | 0.1 | 0.56 | 0.99
South Oak Creek | 4041_B_7 | 4041 | B | 7 | 2592 | Coal Steam |  | MIS_WUMS | Wisconsin | 55 | Milwaukee | 79 | 55079 | 303 | 10335 | 1965 | 2025 | tangential | dry | N | Subbituminous | Wet Scrubber | 2012 | 0.95 | LNC3 | SCR | 2012 |  | ESPC | No |  |  |  | 0.09 | 0.06488 | 0.06488 | 0.06488 | 0.06488 | 0.1 | 0.1 | 0.56 | 0.99
South Oak Creek | 4041_B_8 | 4041 | B | 8 | 2593 | Coal Steam |  | MIS_WUMS | Wisconsin | 55 | Milwaukee | 79 | 55079 | 309 | 10508 | 1967 | 2025 | tangential | dry | N | Subbituminous | Wet Scrubber | 2012 | 0.95 | LNC3 | SCR | 2012 |  | ESPC | No |  |  |  | 0.09 | 0.06495 | 0.06495 | 0.06495 | 0.06495 | 0.1 | 0.1 | 0.56 | 0.99
Edgewater | 4050_B_5 | 4050 | B | 5 | 2600 | Coal Steam |  | MIS_WUMS | Wisconsin | 55 | Sheboygan | 117 | 55117 | 416 | 10454 | 1985 | 2025 | wall | dry | N | Subbituminous | Dry Scrubber | 2016 | 0.9 | LNBO | SCR | 2012 |  | ESPC + B | No | ACI | 2003 |  | 0.075 | 0.03717 | 0.03717 | 0.03717 | 0.03717 | 0.1 | 0.1 | 0.1 | 0.95
West Marinette | 4076_G_31 | 4076 | G | 31 | 89871 | Combustion Turbine |  | MIS_WUMS | Wisconsin | 55 | Marinette | 75 | 55075 | 38.6 | 15547 | 1971 | 2024 |  |  | N | Natural Gas, Distillate Fuel Oil | [13 empty] | 0.27669 | 0.27669 | 0.27669 | 0.27669
West Marinette | 4076_G_32 | 4076 | G | 32 | 89873 | Combustion Turbine |  | MIS_WUMS | Wisconsin | 55 | Marinette | 75 | 55075 | 37.1 | 15457 | 1973 | 2024 |  |  | N | Natural Gas, Distillate Fuel Oil | [13 empty] | 0.34394 | 0.34394 | 0.34394 | 0.34394
Weston | 4078_B_2 | 4078 | B | 2 | 2614 | O/G Steam |  | MIS_WUMS | Wisconsin | 55 | Marathon | 73 | 55073 | 78 | 9737 | 1960 | 2024 | wall | dry | N | Natural Gas |  |  |  | AA + LNB + OFA | [8 empty] | 1.2 | 0.11596 | 0.11596 | 0.11596 | 0.11596
Weston | 4078_G_31 | 4078 | G | 31 | 89867 | Combustion Turbine |  | MIS_WUMS | Wisconsin | 55 | Marathon | 73 | 55073 | 14.9 | 14367 | 1969 | 2023 |  |  | N | Natural Gas | [13 empty] | 0.40362 | 0.40362 | 0.40362 | 0.40362
Weston | 4078_G_32 | 4078 | G | 32 | 89875 | Combustion Turbine |  | MIS_WUMS | Wisconsin | 55 | Marathon | 73 | 55073 | 19.4 | 14410 | 1973 | 2023 |  |  | N | Natural Gas, Distillate Fuel Oil | [13 empty] | 0.40362 | 0.40362 | 0.40362 | 0.40362
Dave Johnston | 4158_B_BW43 | 4158 | B | BW43 | 2635 | Coal Steam |  | WECC_WY | Wyoming | 56 | Converse | 9 | 56009 | 220 | 11274 | 1964 | 2027 | wall | dry | N | Subbituminous | Dry Scrubber | 2010 | 0.907 | LNBO |  |  |  | B | NA | ACI | 2015 |  | 0.15 | 0.22092 | 0.22092 | 0.22092 | 0.22092 | 0.1 | 0.1 | 0.1 | 0.957 |  |  |  |  | C2G/Retire | 2028
Naughton | 4162_B_1 | 4162 | B | 1 | 2637 | Coal Steam |  | WECC_WY | Wyoming | 56 | Lincoln | 23 | 56023 | 156 | 10983 | 1963 | 2025 | tangential | dry | N | Subbituminous | Wet Scrubber | 2012 | 0.97 | LNC2 |  |  |  | ESPC + C | Yes | ACI | 2015 |  | 0.15 | 0.21178 | 0.21178 | 0.1469 | 0.1469 | 0.1 | 0.1 | 0.1 | 0.99 |  |  |  |  | C2G/Retire | 2025 | Yes
Naughton | 4162_B_2 | 4162 | B | 2 | 2638 | Coal Steam |  | WECC_WY | Wyoming | 56 | Lincoln | 23 | 56023 | 201 | 10956 | 1968 | 2025 | tangential | dry | N | Subbituminous | Wet Scrubber | 2011 | 0.98 | LNC2 |  |  |  | ESPC + C | Yes | ACI | 2015 |  | 0.15 | 0.21866 | 0.21866 | 0.1469 | 0.1469 | 0.1 | 0.1 | 0.1 | 0.99 |  |  |  |  | C2G/Retire | 2025 | Yes
FirstEnergy Pleasants Power Station | 6004_B_1 | 6004 | B | 1 | 2673 | Coal Steam |  | PJM_AP | West Virginia | 54 | Pleasants | 73 | 54073 | 644 | 10492 | 1979 | 2023 | wall | dry | N | Bituminous | Wet Scrubber | 1979 | 0.9 | LNB | SCR | 2003 |  | ESPC + WS | No |  |  |  | 1.2 | 0.24491 | 0.1638 | 0.24491 | 0.1638 | 0.05 | 0.1 | 0.56 | 0.95
FirstEnergy Pleasants Power Station | 6004_B_2 | 6004 | B | 2 | 2674 | Coal Steam |  | PJM_AP | West Virginia | 54 | Pleasants | 73 | 54073 | 644 | 10383 | 1980 | 2023 | wall | dry | N | Bituminous | Wet Scrubber | 1980 | 0.9 | LNB | SCR | 2003 |  | ESPC + WS | No |  |  |  | 1.2 | 0.21717 | 0.14174 | 0.21717 | 0.14174 | 0.05 | 0.1 | 0.56 | 0.95
Newton | 6017_B_1 | 6017 | B | 1 | 2680 | Coal Steam |  | MIS_IL | Illinois | 17 | Jasper | 79 | 17079 | 595 | 10492 | 1982 | 2027 | tangential | dry | N | Subbituminous |  |  | 0.4466 | LNC3 + other |  |  |  | ESPC | Yes | ACI | 2009 |  | 0.5 | 0.11716 | 0.11716 | 0.11716 | 0.11716 | 0.1 | 0.1 | 0.1 | 0.98 | Yes | 2017
W H Zimmer | 6019_B_1 | 6019 | B | 1 | 2683 | Coal Steam |  | PJM_West | Ohio | 39 | Clermont | 25 | 39025 | 1305 | 9761 | 1991 | 2022 | wall | dry | N | Bituminous | Wet Scrubber | 1991 | 0.91 | LNB | SCR | 2004 |  | ESPC | No |  |  |  | 0.548 | 0.26606 | 0.07 | 0.26606 | 0.07 | 0.05 | 0.1 | 0.56 | 0.96
Perry | 6020_G_1 | 6020 | G | 1 |  | Nuclear |  | PJM_ATSI | Ohio | 39 | Lake | 85 | 39085 | 1240 | 10456 | 1987 | 2026 |  |  | N | Nuclear Fuel | [13 empty] | 0 | 0 | 0 | 0
Craig (CO) | 6021_B_C1 | 6021 | B | C1 | 2684 | Coal Steam |  | WECC_CO | Colorado | 8 | Moffat | 81 | 08081 | 427 | 10204 | 1979 | 2026 | wall | dry | N | Subbituminous | Wet Scrubber | 1980 | 0.95 | LNBO |  |  |  | B | NA |  |  |  | 0.11 | 0.25205 | 0.25205 | 0.25205 | 0.25205 | 0.1 | 0.1 | 0.56 | 0.99 | [6 empty] | Yes
Wansley | 6052_B_1 | 6052 | B | 1 | 2722 | Coal Steam |  | S_SOU | Georgia | 13 | Heard | 149 | 13149 | 872 | 10009 | 1976 | 2022 | tangential | dry | N | Bituminous | Wet Scrubber | 2008 | 0.98 | LNC3 | SCR | 2008 |  | ESPC + WS | No | ACI | 2014 |  | 5 | 0.365 | 0.07776 | 0.365 | 0.07776 | 0.05 | 0.1 | 0.1 | 0.99
Wansley | 6052_B_2 | 6052 | B | 2 | 2723 | Coal Steam |  | S_SOU | Georgia | 13 | Heard | 149 | 13149 | 872 | 10033 | 1978 | 2022 | tangential | dry | N | Bituminous | Wet Scrubber | 2009 | 0.98 | LNC3 | SCR | 2008 |  | ESPC + WS | No | ACI | 2014 |  | 5 | 0.3847 | 0.09419 | 0.3847 | 0.09419 | 0.05 | 0.1 | 0.1 | 0.99
Victor J Daniel Jr | 6073_B_1 | 6073 | B | 1 | 2744 | Coal Steam |  | S_SOU | Mississippi | 28 | Jackson | 59 | 28059 | 502 | 11194 | 1981 | 2027 | tangential | wet | N | Bituminous, Subbituminous | Wet Scrubber | 2015 | 0.96 | LNB + OFA |  |  |  | ESPC | Yes | ACI | 2015 |  | 1.2 | 0.21147 | 0.21147 | 0.1469 | 0.1469 | 0.05 | 0.1 | 0.1 | 0.99 | Yes | 2015
Victor J Daniel Jr | 6073_B_2 | 6073 | B | 2 | 2745 | Coal Steam |  | S_SOU | Mississippi | 28 | Jackson | 59 | 28059 | 502 | 11081 | 1981 | 2027 | tangential | wet | N | Bituminous, Subbituminous | Wet Scrubber | 2015 | 0.96 | LNB + OFA |  |  |  | ESPC | Yes | ACI | 2015 |  | 1.2 | 0.25887 | 0.25887 | 0.1469 | 0.1469 | 0.05 | 0.1 | 0.1 | 0.99 | Yes | 2015
Somerset Operating Co LLC | 6082_B_1 | 6082 | B | 1 | 2761 | Coal Steam |  | NY_Z_A | New York | 36 | Niagara | 63 | 36063 | 686 | 10049 | 1984 | 2020 | wall | dry | N | Bituminous | Wet Scrubber | 1984 | 0.9 | LNB | SCR | 1999 |  | ESPC | No |  |  |  | 0.6 | 0.22393 | 0.07 | 0.22393 | 0.07 | 0.05 | 0.1 | 0.56 | 0.95
R M Schahfer | 6085_B_17 | 6085 | B | 17 | 2764 | Coal Steam |  | MIS_INKY | Indiana | 18 | Jasper | 73 | 18073 | 361 | 11629 | 1983 | 2025 | tangential | dry | N | Bituminous | Wet Scrubber | 1983 | 0.97 | LNC3 |  |  |  | ESPC | No |  |  |  | 0.62 | 0.17045 | 0.17045 | 0.17045 | 0.17045 | 0.05 | 0.1 | 0.56 | 0.99
R M Schahfer | 6085_B_18 | 6085 | B | 18 | 2765 | Coal Steam |  | MIS_INKY | Indiana | 18 | Jasper | 73 | 18073 | 361 | 11469 | 1986 | 2025 | tangential | dry | N | Bituminous | Wet Scrubber | 1986 | 0.97 | LNC3 |  |  |  | ESPC | No |  |  |  | 0.62 | 0.17412 | 0.17412 | 0.17412 | 0.17412 | 0.05 | 0.1 | 0.56 | 0.99
Sherburne County | 6090_B_1 | 6090 | B | 1 | 2767 | Coal Steam |  | MIS_MNWI | Minnesota | 27 | Sherburne | 141 | 27141 | 680 | 10055 | 1987 | 2025 | tangential | dry | Y | Subbituminous | Wet Scrubber | 1976 | 0.98 | LNC3 |  |  |  | WS | NA | ACI | 2014 |  | 0.05 | 0.13586 | 0.13586 | 0.13586 | 0.13586 | 0.1 | 0.1 | 0.1 | 0.99 | [6 empty] | Yes
Diablo Canyon | 6099_G_1 | 6099 | G | 1 |  | Nuclear |  | WEC_CALN | California | 6 | San Luis Obispo | 79 | 06079 | 1122 | 10456 | 1985 | 2024 |  |  | N | Nuclear Fuel | [13 empty] | 0 | 0 | 0 | 0
Diablo Canyon | 6099_G_2 | 6099 | G | 2 |  | Nuclear |  | WEC_CALN | California | 6 | San Luis Obispo | 79 | 06079 | 1118 | 10456 | 1986 | 2025 |  |  | N | Nuclear Fuel | [13 empty] | 0 | 0 | 0 | 0
Gibson | 6113_B_5 | 6113 | B | 5 | 2786 | Coal Steam |  | MIS_INKY | Indiana | 18 | Gibson | 51 | 18051 | 620 | 10559 | 1982 | 2026 | wall | dry | N | Bituminous | Wet Scrubber | 1982 | 0.95 | LNBO | SCR | 2004 |  | ESPC | No | ACI | 2015 |  | 0.75 | 0.22551 | 0.12774 | 0.22551 | 0.12774 | 0.05 | 0.1 | 0.1 | 0.99
Gibbons Creek | 6136_B_1 | 6136 | B | 1 | 2796 | Coal Steam |  | ERC_REST | Texas | 48 | Grimes | 185 | 48185 | 470 | 10396 | 1983 | 2019 | tangential | dry | N | Subbituminous | Wet Scrubber | 1983 | 0.98 | LNC1 |  |  |  | ESPC | No |  |  |  | 1.2 | 0.1098 | 0.1098 | 0.1098 | 0.1098 | 0.05 | 0.1 | 0.56 | 0.99
A B Brown | 6137_B_1 | 6137 | B | 1 | 2797 | Coal Steam |  | MIS_INKY | Indiana | 18 | Posey | 129 | 18129 | 245 | 11185 | 1979 | 2024 | wall | dry | N | Bituminous | Wet Scrubber | 1979 | 0.85 | LNB | SCR | 2006 |  | B | NA | ACI | 2015 |  | 0.727 | 0.20118 | 0.16188 | 0.20118 | 0.16188 | 0.05 | 0.1 | 0.1 | 0.98 | Yes | 2016
A B Brown | 6137_B_2 | 6137 | B | 2 | 2798 | Coal Steam |  | MIS_INKY | Indiana | 18 | Posey | 129 | 18129 | 245 | 10985 | 1986 | 2024 | wall | dry | N | Bituminous | Wet Scrubber | 1986 | 0.9 | LNB | SCR | 2005 |  | ESPC | No | ACI | 2015 |  | 0.588 | 0.4122 | 0.16443 | 0.4122 | 0.16443 | 0.05 | 0.1 | 0.1 | 0.95
Welsh | 6139_B_1 | 6139 | B | 1 | 2801 | Coal Steam |  | SPP_WEST | Texas | 48 | Titus | 449 | 48449 | 528 | 10922 | 1977 | 2028 | wall | dry | N | Subbituminous |  |  |  | LNBO |  |  |  | ESPH + B | No | ACI | 2016 |  | 1.2 | 0.17664 | 0.17664 | 0.17664 | 0.17664 | 0.1 | 0.1 | 0.1 | 0
Welsh | 6139_B_3 | 6139 | B | 3 | 2803 | Coal Steam |  | SPP_WEST | Texas | 48 | Titus | 449 | 48449 | 528 | 10833 | 1982 | 2028 | wall | dry | N | Subbituminous |  |  |  | LNBO |  |  |  | ESPH + B | No | ACI | 2016 |  | 1.12 | 0.20705 | 0.20705 | 0.20705 | 0.20705 | 0.1 | 0.1 | 0.1 | 0
Ozark | 6142_G_4 | 6142 | G | 4 |  | Hydro |  | SPP_WEST | Arkansas | 5 | Franklin | 47 | 05047 | 23 | 0 | 1973 | 2028 |  |  | N | Hydro | [13 empty] | 0 | 0 | 0 | 0
Rush Island | 6155_B_1 | 6155 | B | 1 | 2813 | Coal Steam |  | MIS_MO | Missouri | 29 | Jefferson | 99 | 29099 | 589 | 10226 | 1976 | 2024 | tangential | dry | N | Subbituminous |  |  |  | LNC3 |  |  |  | ESPC | No | ACI | 2015 |  | 2.3 | 0.07768 | 0.07768 | 0.07768 | 0.07768 | 0.1 | 0.1 | 0.1 | 0
Rush Island | 6155_B_2 | 6155 | B | 2 | 2814 | Coal Steam |  | MIS_MO | Missouri | 29 | Jefferson | 99 | 29099 | 589 | 10149 | 1977 | 2024 | tangential | dry | N | Subbituminous |  |  |  | LNC3 |  |  |  | ESPC | No | ACI | 2015 |  | 2.3 | 0.08035 | 0.08035 | 0.08035 | 0.08035 | 0.1 | 0.1 | 0.1 | 0
Coleto Creek | 6178_B_1 | 6178 | B | 1 | 2826 | Coal Steam |  | ERC_REST | Texas | 48 | Goliad | 175 | 48175 | 648 | 10047 | 1980 | 2027 | tangential | wet | N | Subbituminous |  |  |  | LNC3 |  |  |  | B | NA | ACI | 2016 |  | 1.2 | 0.136 | 0.136 | 0.136 | 0.136 | 0.1 | 0.1 | 0.1 | 0
J T Deely | 6181_B_1 | 6181 | B | 1 | 2832 | Coal Steam |  | ERC_REST | Texas | 48 | Bexar | 29 | 48029 | 420 | 10697 | 1977 | 2024 | tangential | dry | N | Subbituminous |  |  |  | LNC3 |  |  |  | B | NA | ACI | 2015 |  | 1.2 | 0.10523 | 0.10523 | 0.10523 | 0.10523 | 0.1 | 0.1 | 0.1 | 0
J T Deely | 6181_B_2 | 6181 | B | 2 | 2833 | Coal Steam |  | ERC_REST | Texas | 48 | Bexar | 29 | 48029 | 420 | 10742 | 1977 | 2024 | tangential | dry | N | Subbituminous |  |  |  | LNC3 | SCR | 2011 |  | B | NA | ACI | 2015 |  | 1.2 | 0.10035 | 0.10035 | 0.10035 | 0.10035 | 0.1 | 0.1 | 0.1 | 0
Rock Island | 6200_G_B-1 | 6200 | G | B-1 |  | Hydro |  | WECC_PNW | Washington | 53 | Chelan | 7 | 53007 | 15 | 0 | 1931 | 2028 |  |  | N | Hydro | [13 empty] | 0 | 0 | 0 | 0
Rock Island | 6200_G_B-2 | 6200 | G | B-2 |  | Hydro |  | WECC_PNW | Washington | 53 | Chelan | 7 | 53007 | 15 | 0 | 1931 | 2028 |  |  | N | Hydro | [13 empty] | 0 | 0 | 0 | 0
Dynegy Oakland Power Plant | 6211_G_GEN2 | 6211 | G | GEN2 |  | Combustion Turbine |  | WEC_CALN | California | 6 | Alameda | 1 | 06001 | 55 | 14765 | 1978 | 2021 |  |  | N | Distillate Fuel Oil | [12 empty] | 0.74 | 0.9188 | 0.9188 | 0.9188 | 0.9188
Apple River | 6231_G_1 | 6231 | G | 1 |  | Hydro |  | MIS_MNWI | Wisconsin | 55 | St Croix | 109 | 55109 | 0.4 | 0 | 1901 | 2024 |  |  | N | Hydro | [13 empty] | 0 | 0 | 0 | 0
Apple River | 6231_G_3 | 6231 | G | 3 |  | Hydro |  | MIS_MNWI | Wisconsin | 55 | St Croix | 109 | 55109 | 0.5 | 0 | 1901 | 2024 |  |  | N | Hydro | [13 empty] | 0 | 0 | 0 | 0
Apple River | 6231_G_4 | 6231 | G | 4 |  | Hydro |  | MIS_MNWI | Wisconsin | 55 | St Croix | 109 | 55109 | 0.5 | 0 | 1901 | 2024 |  |  | N | Hydro | [13 empty] | 0 | 0 | 0 | 0
Scherer | 6257_B_4 | 6257 | B | 4 | 2878 | Coal Steam |  | S_SOU | Georgia | 13 | Monroe | 207 | 13207 | 860 | 10615 | 1989 | 2022 | tangential | dry | N | Subbituminous | Wet Scrubber | 2012 | 0.98 | OFA | SCR | 2012 |  | ESPC + B + WS | No | ACI | 2010 |  | 1.2 | 0.20221 | 0.06573 | 0.20221 | 0.06573 | 0.1 | 0.1 | 0.1 | 0.99
Sixth Street Gas Turbine | 6356_G_1 | 6356 | G | 1 |  | Combustion Turbine |  | MIS_LMI | Michigan | 26 | Ottawa | 139 | 26139 | 16 | 16213 | 1974 | 2023 |  |  | N | Distillate Fuel Oil | [12 empty] | 1.67 | 0.59752 | 0.59752 | 0.59752 | 0.59752
Smith Island | 6391_G_3 | 6391 | G | 3 |  | Combustion Turbine | IC Engine | PJM_EMAC | Maryland | 24 | Somerset | 39 | 24039 | 1.2 | 11539 | 1994 | 2021 |  |  | N | Distillate Fuel Oil | [12 empty] | 0.3 | 1.6498 | 1.6498 | 1.6498 | 1.6498
Madison Dam | 6422_G_MAD1 | 6422 | G | MAD1 |  | Hydro |  | WECC_MT | Montana | 30 | Madison | 57 | 30057 | 2 | 0 | 1906 | 2019 |  |  | N | Hydro | [13 empty] | 0 | 0 | 0 | 0
Madison Dam | 6422_G_MAD2 | 6422 | G | MAD2 |  | Hydro |  | WECC_MT | Montana | 30 | Madison | 57 | 30057 | 2 | 0 | 1906 | 2019 |  |  | N | Hydro | [13 empty] | 0 | 0 | 0 | 0
Madison Dam | 6422_G_MAD3 | 6422 | G | MAD3 |  | Hydro |  | WECC_MT | Montana | 30 | Madison | 57 | 30057 | 2 | 0 | 1906 | 2019 |  |  | N | Hydro | [13 empty] | 0 | 0 | 0 | 0
Madison Dam | 6422_G_MAD4 | 6422 | G | MAD4 |  | Hydro |  | WECC_MT | Montana | 30 | Madison | 57 | 30057 | 2 | 0 | 1908 | 2019 |  |  | N | Hydro | [13 empty] | 0 | 0 | 0 | 0
Intermountain Power Project | 6481_B_1SGA | 6481 | B | 1SGA | 2887 | Coal Steam |  | WECC_UT | Utah | 49 | Millard | 27 | 49027 | 900 | 9703 | 1986 | 2026 | wall | dry | N | Bituminous, Subbituminous | Wet Scrubber | 1986 | 0.9 | LNB |  |  |  | B | NA |  |  |  | 0.138 | 0.24195 | 0.24195 | 0.1987 | 0.1987 | 0.05 | 0.1 | 0.56 | 0.95
Intermountain Power Project | 6481_B_2SGA | 6481 | B | 2SGA | 2888 | Coal Steam |  | WECC_UT | Utah | 49 | Millard | 27 | 49027 | 900 | 9738 | 1987 | 2026 | wall | dry | N | Bituminous, Subbituminous | Wet Scrubber | 1987 | 0.9 | LNB |  |  |  | B | NA |  |  |  | 0.138 | 0.25908 | 0.25908 | 0.1987 | 0.1987 | 0.05 | 0.1 | 0.56 | 0.95
Drop 2 (WA) | 6507_G_1 | 6507 | G | 1 |  | Hydro |  | WECC_PNW | Washington | 53 | Yakima | 77 | 53077 | 2.1 | 0 | 1942 | 2028 |  |  | N | Hydro | [13 empty] | 0 | 0 | 0 | 0
Vergennes 9 | 6519_G_5 | 6519 | G | 5 |  | Combustion Turbine | IC Engine | NENGREST | Vermont | 50 | Addison | 1 | 50001 | 2 | 10745 | 1963 | 2021 |  |  | N | Distillate Fuel Oil | [12 empty] | 2 | 1.6498 | 1.6498 | 1.6498 | 1.6498
Vergennes 9 | 6519_G_6 | 6519 | G | 6 |  | Combustion Turbine | IC Engine | NENGREST | Vermont | 50 | Addison | 1 | 50001 | 2 | 10745 | 1964 | 2021 |  |  | N | Distillate Fuel Oil | [12 empty] | 2 | 1.6498 | 1.6498 | 1.6498 | 1.6498
Berlin | 6565_G_4A | 6565 | G | 4A |  | Combustion Turbine | IC Engine | PJM_EMAC | Maryland | 24 | Worcester | 47 | 24047 | 1.8 | 25000 | 2000 | 2020 |  |  | N | Distillate Fuel Oil | [12 empty] | 0.3 | 0.89849 | 0.89849 | 0.89849 | 0.89849
Greg Avenue | 6643_G_1 | 6643 | G | 1 |  | Hydro |  | WEC_LADW | California | 6 | Los Angeles | 37 | 06037 | 1 | 0 | 1979 | 2019 |  |  | N | Hydro | [13 empty] | 0 | 0 | 0 | 0
Heber City | 7111_G_NA5 | 7111 | G | NA5 |  | Combustion Turbine | IC Engine | WECC_UT | Utah | 49 | Wasatch | 51 | 49051 | 0.7 | 10959 | 1990 | 2021 |  |  | N | Natural Gas | [12 empty] | 0.85 | 0.18969 | 0.18969 | 0.18969 | 0.18969
Angus Anson | 7237_G_1 | 7237 | G | 1 | 3042 | Combustion Turbine |  | MIS_MNWI | South Dakota | 46 | Minnehaha | 99 | 46099 | 90 | 12119 | 1994 | 2025 |  |  | N | Natural Gas, Distillate Fuel Oil |  |  |  | H2O | [8 empty] | 0.064 | 0.08798 | 0.08798 | 0.08798 | 0.08798
Angus Anson | 7237_G_2 | 7237 | G | 2 | 3041 | Combustion Turbine |  | MIS_MNWI | South Dakota | 46 | Minnehaha | 99 | 46099 | 90 | 12119 | 1994 | 2025 |  |  | N | Natural Gas, Distillate Fuel Oil |  |  |  | H2O | [8 empty] | 0.064 | 0.0917 | 0.0917 | 0.0917 | 0.0917
O'Shaughnessy Hydro | 7279_G_1 | 7279 | G | 1 |  | Hydro |  | PJM_West | Ohio | 39 | Delaware | 41 | 39041 | 1.3 | 0 | 1988 | 2028 |  |  | N | Hydro | [13 empty] | 0 | 0 | 0 | 0
O'Shaughnessy Hydro | 7279_G_2 | 7279 | G | 2 |  | Hydro |  | PJM_West | Ohio | 39 | Delaware | 41 | 39041 | 3.9 | 0 | 1988 | 2028 |  |  | N | Hydro | [13 empty] | 0 | 0 | 0 | 0
Florence | 7337_G_1 | 7337 | G | 1 |  | Combustion Turbine |  | NENGREST | Vermont | 50 | Rutland | 21 | 50021 | 3 | 19558 | 1992 | 2013 |  |  | N | Distillate Fuel Oil | [12 empty] | 0.3 | 1.01 | 1.01 | 1.01 | 1.01
Florence | 7337_G_2 | 7337 | G | 2 |  | Combustion Turbine |  | NENGREST | Vermont | 50 | Rutland | 21 | 50021 | 2.9 | 19558 | 1992 | 2013 |  |  | N | Distillate Fuel Oil | [12 empty] | 0.3 | 1.01 | 1.01 | 1.01 | 1.01
Fergus Control Ctr | 7505_G_1 | 7505 | G | 1 |  | Combustion Turbine | IC Engine | MIS_MAPP | Minnesota | 27 | Otter Tail | 111 | 27111 | 2 | 10745 | 1995 | 2019 |  |  | N | Distillate Fuel Oil | [13 empty] | 1.6498 | 1.6498 | 1.6498 | 1.6498
Pennsbury | 7690_G_2 | 7690 | G | 2 |  | Landfill Gas |  | PJM_EMAC | Pennsylvania | 42 | Bucks | 17 | 42017 | 2 | 13500 | 1996 | 2020 |  |  | N | Landfill Gas | [13 empty] | 0.22117 | 0.22117 | 0.22117 | 0.22117
Pea Ridge | 7715_G_1 | 7715 | G | 1 |  | Combustion Turbine |  | S_SOU | Florida | 12 | Santa Rosa | 113 | 12113 | 4 | 13791 | 1998 | 2025 |  |  | N | Natural Gas | [12 empty] | 0.001 | 0.23202 | 0.23202 | 0.23202 | 0.23202
Pea Ridge | 7715_G_2 | 7715 | G | 2 |  | Combustion Turbine |  | S_SOU | Florida | 12 | Santa Rosa | 113 | 12113 | 4 | 13791 | 1998 | 2025 |  |  | N | Natural Gas | [12 empty] | 0.001 | 0.23202 | 0.23202 | 0.23202 | 0.23202
Pea Ridge | 7715_G_3 | 7715 | G | 3 |  | Combustion Turbine |  | S_SOU | Florida | 12 | Santa Rosa | 113 | 12113 | 4 | 13791 | 1998 | 2025 |  |  | N | Natural Gas | [12 empty] | 0.001 | 0.23202 | 0.23202 | 0.23202 | 0.23202
Argyle | 7810_G_3 | 7810 | G | 3 |  | Hydro |  | MIS_MNWI | Wisconsin | 55 | Lafayette | 65 | 55065 | 0.1 | 0 | 1929 | 2021 |  |  | N | Hydro | [13 empty] | 0 | 0 | 0 | 0
Roosevelt Biogas 1 | 7832_G_1 | 7832 | G | 1 |  | Landfill Gas |  | WECC_PNW | Washington | 53 | Klickitat | 39 | 53039 | 2.1 | 13500 | 1999 | 2012 |  |  | N | Landfill Gas | [13 empty] | 0.22117 | 0.22117 | 0.22117 | 0.22117
Roosevelt Biogas 1 | 7832_G_2 | 7832 | G | 2 |  | Landfill Gas |  | WECC_PNW | Washington | 53 | Klickitat | 39 | 53039 | 2.1 | 13500 | 1999 | 2012 |  |  | N | Landfill Gas | [13 empty] | 0.22117 | 0.22117 | 0.22117 | 0.22117
Roosevelt Biogas 1 | 7832_G_3 | 7832 | G | 3 |  | Landfill Gas |  | WECC_PNW | Washington | 53 | Klickitat | 39 | 53039 | 2.1 | 13500 | 1999 | 2012 |  |  | N | Landfill Gas | [13 empty] | 0.22117 | 0.22117 | 0.22117 | 0.22117
Roosevelt Biogas 1 | 7832_G_4 | 7832 | G | 4 |  | Landfill Gas |  | WECC_PNW | Washington | 53 | Klickitat | 39 | 53039 | 2.1 | 13500 | 1999 | 2012 |  |  | N | Landfill Gas | [13 empty] | 0.22117 | 0.22117 | 0.22117 | 0.22117
Roosevelt Biogas 1 | 7832_G_5 | 7832 | G | 5 |  | Landfill Gas |  | WECC_PNW | Washington | 53 | Klickitat | 39 | 53039 | 2.1 | 13500 | 2000 | 2012 |  |  | N | Landfill Gas | [13 empty] | 0.22117 | 0.22117 | 0.22117 | 0.22117
Roosevelt Biogas 1 | 7832_G_7 | 7832 | G | 7 |  | Landfill Gas |  | WECC_PNW | Washington | 53 | Klickitat | 39 | 53039 | 10 | 13500 | 2011 | 2018 |  |  | N | Landfill Gas | [13 empty] | 0.07981 | 0.07981 | 0.07981 | 0.07981
Roosevelt Biogas 1 | 7832_G_8 | 7832 | G | 8 |  | Landfill Gas |  | WECC_PNW | Washington | 53 | Klickitat | 39 | 53039 | 10 | 13500 | 2011 | 2018 |  |  | N | Landfill Gas | [13 empty] | 0.12972 | 0.12972 | 0.12972 | 0.12972
Roosevelt Biogas 1 | 7832_G_9 | 7832 | G | 9 |  | Landfill Gas |  | WECC_PNW | Washington | 53 | Klickitat | 39 | 53039 | 6 | 13500 | 2011 | 2018 |  |  | N | Landfill Gas | [13 empty] | 0.1456 | 0.1456 | 0.1456 | 0.1456
MEPI GT Facility | 7858_G_1 | 7858 | G | 1 | 3322 | Combustion Turbine |  | S_C_TVA | Illinois | 17 | Massac | 127 | 17127 | 55 | 13467 | 1974 | 2022 |  |  | N | Natural Gas |  |  |  | H2O | [8 empty] | 1 | 0.12833 | 0.12833 | 0.12833 | 0.12833
MEPI GT Facility | 7858_G_2 | 7858 | G | 2 | 3323 | Combustion Turbine |  | S_C_TVA | Illinois | 17 | Massac | 127 | 17127 | 55 | 13471 | 1974 | 2022 |  |  | N | Natural Gas |  |  |  | H2O | [8 empty] | 1 | 0.12912 | 0.12912 | 0.12912 | 0.12912
MEPI GT Facility | 7858_G_3 | 7858 | G | 3 | 3324 | Combustion Turbine |  | S_C_TVA | Illinois | 17 | Massac | 127 | 17127 | 55 | 13471 | 1974 | 2022 |  |  | N | Natural Gas |  |  |  | H2O | [8 empty] | 1 | 0.12608 | 0.12608 | 0.12608 | 0.12608
MEPI GT Facility | 7858_G_4 | 7858 | G | 4 | 3325 | Combustion Turbine |  | S_C_TVA | Illinois | 17 | Massac | 127 | 17127 | 37 | 13471 | 2000 | 2022 |  |  | N | Natural Gas |  |  |  | H2O | [8 empty] | 1 | 0.12094 | 0.12094 | 0.12094 | 0.12094
MEPI GT Facility | 7858_G_5 | 7858 | G | 5 | 3326 | Combustion Turbine |  | S_C_TVA | Illinois | 17 | Massac | 127 | 17127 | 37 | 13471 | 2000 | 2022 |  |  | N | Natural Gas |  |  |  | H2O | [8 empty] | 1 | 0.13077 | 0.13077 | 0.13077 | 0.13077
New Knoxville | 7898_G_1 | 7898 | G | 1 |  | Combustion Turbine | IC Engine | PJM_West | Ohio | 39 | Auglaize | 11 | 39011 | 1 | 12283 | 2000 | 2022 |  |  | N | Distillate Fuel Oil | [12 empty] | 0.5 | 1.6498 | 1.6498 | 1.6498 | 1.6498
Byron | 7901_G_1 | 7901 | G | 1 |  | Onshore Wind |  | MIS_WUMS | Wisconsin | 55 | Fond Du Lac | 39 | 55039 | 0.1 | 0 | 1999 | 2019 |  |  | N | Wind | [13 empty] | 0 | 0 | 0 | 0
Byron | 7901_G_2 | 7901 | G | 2 |  | Onshore Wind |  | MIS_WUMS | Wisconsin | 55 | Fond Du Lac | 39 | 55039 | 0.1 | 0 | 1999 | 2019 |  |  | N | Wind | [13 empty] | 0 | 0 | 0 | 0
Pirkey | 7902_B_1 | 7902 | B | 1 | 3360 | Coal Steam |  | SPP_WEST | Texas | 48 | Harrison | 203 | 48203 | 721 | 10533 | 1985 | 2023 | wall | dry | N | Lignite, Subbituminous | Wet Scrubber | 1985 | 0.85 | LNB + LNBO + OFA |  |  |  | ESPC | Yes | ACI | 2015 |  | 1.2 | 0.16155 | 0.16155 | 0.16155 | 0.16155 | 0.1 | 0.1 | 0.1 | 0.9
Kern Canyon | 7911_G_1 | 7911 | G | 1 |  | Hydro |  | WEC_CALN | California | 6 | Kern | 29 | 06029 | 11.5 | 0 | 1921 | 2028 |  |  | N | Hydro | [13 empty] | 0 | 0 | 0 | 0
Mickleton Station | 8008_G_MICK | 8008 | G | MICK | 3422 | Combustion Turbine |  | PJM_EMAC | New Jersey | 34 | Gloucester | 15 | 34015 | 64.9 | 16633 | 1974 | 2023 |  |  | N | Natural Gas | [12 empty] | 0.21 | 1.1099 | 1.1099 | 1.1099 | 1.1099
Auburn State Street | 8009_G_1 | 8009 | G | 1 |  | Combustion Turbine |  | NY_Z_C&E | New York | 36 | Cayuga | 11 | 36011 | 5.3 | 25000 | 2000 | 2019 |  |  | N | Natural Gas | [12 empty] | 1.053 | 0.23894 | 0.23894 | 0.23894 | 0.23894
Portage | 8019_G_1 | 8019 | G | 1 |  | Combustion Turbine |  | MIS_WUMS | Michigan | 26 | Houghton | 61 | 26061 | 17.4 | 23793 | 1973 | 2021 |  |  | N | Distillate Fuel Oil | [12 empty] | 1.67 | 0.87658 | 0.87658 | 0.87658 | 0.87658
Columbia (WI) | 8023_B_1 | 8023 | B | 1 | 3431 | Coal Steam |  | MIS_WUMS | Wisconsin | 55 | Columbia | 21 | 55021 | 575 | 10544 | 1975 | 2027 | tangential | dry | N | Subbituminous | Dry Scrubber | 2014 | 0.94 | LNC2 | SCR | 2023 |  | ESPH + B | Yes | ACI | 2014 |  | 0.075 | 0.12338 | 0.12338 | 0.12338 | 0.12338 | 0.1 | 0.1 | 0.1 | 0.99
Columbia (WI) | 8023_B_2 | 8023 | B | 2 | 3432 | Coal Steam |  | MIS_WUMS | Wisconsin | 55 | Columbia | 21 | 55021 | 570 | 10533 | 1978 | 2027 | tangential | dry | N | Subbituminous | Dry Scrubber | 2014 | 0.94 | LNC2 | SCR | 2018 |  | ESPC + B | Yes | ACI | 2009 |  | 0.075 | 0.053 | 0.053 | 0.053 | 0.053 | 0.1 | 0.1 | 0.1 | 0.99
Blue Lake | 8027_G_1 | 8027 | G | 1 | 89763 | Combustion Turbine |  | MIS_MNWI | Minnesota | 27 | Scott | 139 | 27139 | 39 | 11358 | 1974 | 2024 |  |  | N | Distillate Fuel Oil | [12 empty] | 0.05 | 1.6064 | 1.6064 | 1.6064 | 1.6064
Blue Lake | 8027_G_2 | 8027 | G | 2 | 89764 | Combustion Turbine |  | MIS_MNWI | Minnesota | 27 | Scott | 139 | 27139 | 39 | 11358 | 1974 | 2024 |  |  | N | Distillate Fuel Oil | [12 empty] | 0.05 | 1.6065 | 1.6065 | 1.6065 | 1.6065
Blue Lake | 8027_G_3 | 8027 | G | 3 | 89765 | Combustion Turbine |  | MIS_MNWI | Minnesota | 27 | Scott | 139 | 27139 | 36 | 11358 | 1974 | 2024 |  |  | N | Distillate Fuel Oil | [12 empty] | 0.05 | 1.606 | 1.606 | 1.606 | 1.606
Blue Lake | 8027_G_4 | 8027 | G | 4 | 89766 | Combustion Turbine |  | MIS_MNWI | Minnesota | 27 | Scott | 139 | 27139 | 39 | 11358 | 1974 | 2024 |  |  | N | Distillate Fuel Oil | [12 empty] | 0.05 | 1.6061 | 1.6061 | 1.6061 | 1.6061
Arvada | 8028_G_3 | 8028 | G | 3 |  | Combustion Turbine |  | WECC_WY | Wyoming | 56 | Sheridan | 33 | 56033 | 5 | 16771 | 2002 | 2021 |  |  | N | Natural Gas | [12 empty] | 0.8 | 0.23894 | 0.23894 | 0.23894 | 0.23894
Waterford 1 & 2 | 8056_B_2 | 8056 | B | 2 | 3451 | O/G Steam |  | MIS_AMSO | Louisiana | 22 | St Charles | 89 | 22089 | 428 | 11112 | 1975 | 2024 | wall | dry | N | Natural Gas, Residual Fuel Oil |  |  |  | CM + FU + LNCB | [8 empty] | 5.261 | 0.1692 | 0.1692 | 0.1692 | 0.1692
Fort Lupton | 8067_G_1 | 8067 | G | 1 |  | Combustion Turbine |  | WECC_CO | Colorado | 8 | Weld | 123 | 08123 | 44 | 15793 | 1972 | 2025 |  |  | N | Natural Gas, Distillate Fuel Oil | [12 empty] | 0.06 | 0.47388 | 0.47388 | 0.47388 | 0.47388
Fort Lupton | 8067_G_2 | 8067 | G | 2 |  | Combustion Turbine |  | WECC_CO | Colorado | 8 | Weld | 123 | 08123 | 44 | 15798 | 1972 | 2025 |  |  | N | Natural Gas, Distillate Fuel Oil | [12 empty] | 0.06 | 0.47388 | 0.47388 | 0.47388 | 0.47388
Ellwood | 8076_G_01 | 8076 | G | 01 |  | Combustion Turbine |  | WECC_SCE | California | 6 | Santa Barbara | 83 | 06083 | 54 | 9827 | 1974 | 2024 |  |  | Y | Natural Gas | [12 empty] | 0.74 | 0.47388 | 0.47388 | 0.47388 | 0.47388
Tipton | 8106_G_3 | 8106 | G | 3 |  | Combustion Turbine | IC Engine | MIS_IL | Iowa | 19 | Cedar | 31 | 19031 | 1.2 | 11756 | 1971 | 2019 |  |  | N | Natural Gas, Distillate Fuel Oil | [12 empty] | 1.629 | 1.061 | 1.061 | 1.061 | 1.061
Springerville | 8223_B_1 | 8223 | B | 1 | 3470 | Coal Steam |  | WECC_AZ | Arizona | 4 | Apache | 1 | 04001 | 387 | 10417 | 1985 | 2027 | tangential | dry | N | Subbituminous | Dry Scrubber | 1985 | 0.89 | LNC1 |  |  |  | B | NA | ACI | 2016 |  | 0.69 | 0.17683 | 0.17683 | 0.1469 | 0.1469 | 0.1 | 0.1 | 0.1 | 0.94
North Valmy | 8224_B_1 | 8224 | B | 1 | 3473 | Coal Steam |  | WECC_NNV | Nevada | 32 | Humboldt | 13 | 32013 | 254 | 11355 | 1981 | 2025 | wall | dry | N | Bituminous, Subbituminous |  |  | 0.1268 | LNB + OFA |  |  |  | B | NA |  |  |  | 1.2 | 0.35269 | 0.35269 | 0.35269 | 0.35269 | 0.11 | 0.1 | 1 | 0.98 | Yes | 2016
North Valmy | 8224_B_2 | 8224 | B | 2 | 3474 | Coal Steam |  | WECC_NNV | Nevada | 32 | Humboldt | 13 | 32013 | 268 | 11179 | 1985 | 2025 | wall | dry | N | Bituminous, Subbituminous | Dry Scrubber | 1985 | 0.7 | LNB + OFA |  |  |  | B | NA |  |  |  | 0.6 | 0.31027 | 0.31027 | 0.31027 | 0.31027 | 0.05 | 0.1 | 1 | 0.98 | Yes | 2016
Cheswick Power Plant | 8226_B_1 | 8226 | B | 1 | 3475 | Coal Steam |  | PJM_West | Pennsylvania | 42 | Allegheny | 3 | 42003 | 565 | 10935 | 1970 | 2022 | tangential | dry | N | Bituminous | Wet Scrubber | 2010 | 0.983 | LNC2 | SCR | 2003 |  | ESPC | Yes |  |  |  | 2.8 | 0.39205 | 0.16987 | 0.39205 | 0.16987 | 0.05 | 0.1 | 0.56 | 0.99
Cherry Street | 9038_G_10 | 9038 | G | 10 |  | Combustion Turbine | IC Engine | NENGREST | Massachusetts | 25 | Middlesex | 17 | 25017 | 1.9 | 11224 | 1962 | 2024 |  |  | N | Natural Gas, Distillate Fuel Oil | [12 empty] | 0.789 | 3.112 | 3.112 | 3.112 | 3.112
Cherry Street | 9038_G_11 | 9038 | G | 11 |  | Combustion Turbine | IC Engine | NENGREST | Massachusetts | 25 | Middlesex | 17 | 25017 | 1.9 | 11224 | 1962 | 2024 |  |  | N | Natural Gas, Distillate Fuel Oil | [12 empty] | 0.789 | 3.1511 | 3.1511 | 3.1511 | 3.1511
Newhalem | 9842_G_20 | 9842 | G | 20 |  | Hydro |  | WECC_PNW | Washington | 53 | Whatcom | 73 | 53073 | 2.3 | 0 | 1970 | 2028 |  |  | N | Hydro | [13 empty] | 0 | 0 | 0 | 0
Greater Detroit Resource Recovery | 10033_B_11 | 10033 | B | 11 |  | Municipal Solid Waste |  | MIS_LMI | Michigan | 26 | Wayne | 163 | 26163 | 21.2 | 8824 | 1988 | 2019 |  |  | Y | MSW | Dry Scrubber | 1995 | 0.9 |  |  |  |  | B | NA |  |  |  |  | 0.24674 | 0.24674 | 0.24674 | 0.24674 | 0.08 | 0.08 | 0.08
Greater Detroit Resource Recovery | 10033_B_12 | 10033 | B | 12 |  | Municipal Solid Waste |  | MIS_LMI | Michigan | 26 | Wayne | 163 | 26163 | 21.2 | 8824 | 1988 | 2019 |  |  | Y | MSW | Dry Scrubber | 1993 | 0.891 |  |  |  |  | B | NA |  |  |  |  | 0.25741 | 0.25741 | 0.25741 | 0.25741 | 0.08 | 0.08 | 0.08
Greater Detroit Resource Recovery | 10033_B_13 | 10033 | B | 13 |  | Municipal Solid Waste |  | MIS_LMI | Michigan | 26 | Wayne | 163 | 26163 | 21.2 | 8824 | 1988 | 2019 |  |  | Y | MSW | Dry Scrubber | 1994 | 0.921 |  |  |  |  | B | NA |  |  |  |  | 0.23206 | 0.23206 | 0.23206 | 0.23206 | 0.08 | 0.08 | 0.08
Logan Generating Company LP | 10043_B_B01 | 10043 | B | B01 | 3524 | Coal Steam |  | PJM_EMAC | New Jersey | 34 | Gloucester | 15 | 34015 | 219 | 11837 | 1994 | 2022 | wall | dry | Y | Bituminous | Dry Scrubber | 1994 | 0.93 | LNBO | SCR | 1994 |  | B | NA |  |  |  | 0.16 | 0.12065 | 0.12065 | 0.12065 | 0.12065 | 0.05 | 0.1 | 1 | 0.98
Taconite Harbor Energy Center | 10075_B_1 | 10075 | B | 1 | 9003 | Coal Steam |  | MIS_MNWI | Minnesota | 27 | Cook | 31 | 27031 | 79 | 10438 | 1957 | 2022 | tangential | dry | N | Subbituminous |  |  | 0.65 | OFA | SNCR |  | 2008 | ESPC | Yes | ACI | 2014 |  | 0.78 | 0.4213 | 0.11737 | 0.1469 | 0.1 | 0.1 | 0.1 | 0.1 | 0.98 | Yes | 2008
Taconite Harbor Energy Center | 10075_B_2 | 10075 | B | 2 | 9004 | Coal Steam |  | MIS_MNWI | Minnesota | 27 | Cook | 31 | 27031 | 76 | 10438 | 1957 | 2022 | tangential | dry | N | Subbituminous |  |  | 0.65 | LNB + OFA | SNCR |  | 2007 | ESPC | Yes | ACI | 2013 |  | 0.45 | 0.12783 | 0.12783 | 0.12783 | 0.12783 | 0.1 | 0.1 | 0.1 | 0.98 | Yes | 2007
Pedricktown Cogeneration Company LP | 10099_G_GEN1 | 10099 | G | GEN1 | 3525 | Combined Cycle |  | PJM_EMAC | New Jersey | 34 | Salem | 33 | 34033 | 78.3 | 8761 | 1992 | 2022 |  |  | N | Natural Gas, Distillate Fuel Oil |  |  |  | NH3 + STM | SCR | [8 empty] | 0.040155 | 0.040155 | 0.040155 | 0.040155
Pedricktown Cogeneration Company LP | 10099_G_GEN2 | 10099 | G | GEN2 | 3525 | Combined Cycle |  | PJM_EMAC | New Jersey | 34 | Salem | 33 | 34033 | 37 | 8761 | 1992 | 2022 |  |  | N | Natural Gas, Distillate Fuel Oil |  |  |  | NH3 + STM | SCR | [8 empty] | 0.040155 | 0.040155 | 0.040155 | 0.040155
Frito-Lay Cogen Plant | 10110_G_GEN1 | 10110 | G | GEN1 |  | Combustion Turbine |  | WEC_CALN | California | 6 | Kern | 29 | 06029 | 5.5 | 8700 | 1986 | 2021 |  |  | Y | Natural Gas | [12 empty] | 0.74 | 0.05871 | 0.05871 | 0.05871 | 0.05871
Metro Wastewater Reclamation District | 10180_G_1 | 10180 | G | 1 |  | Non-Fossil Waste |  | WECC_CO | Colorado | 8 | Denver | 31 | 08031 | 1.2 | 8785 | 1985 | 2028 |  |  | Y | Non-Fossil Waste | [13 empty] | 0 | 0 | 0 | 0
Metro Wastewater Reclamation District | 10180_G_2 | 10180 | G | 2 |  | Non-Fossil Waste |  | WECC_CO | Colorado | 8 | Denver | 31 | 08031 | 1.2 | 8785 | 1985 | 2028 |  |  | Y | Non-Fossil Waste | [13 empty] | 0 | 0 | 0 | 0
Snowbird Power Plant | 10215_G_1367 | 10215 | G | 1367 |  | Combustion Turbine | IC Engine | WECC_UT | Utah | 49 | Salt Lake | 35 | 49035 | 0.6 | 8700 | 1986 | 2021 |  |  | Y | Natural Gas | [12 empty] | 0.85 | 1.061 | 1.061 | 1.061 | 1.061
Snowbird Power Plant | 10215_G_1391 | 10215 | G | 1391 |  | Combustion Turbine | IC Engine | WECC_UT | Utah | 49 | Salt Lake | 35 | 49035 | 0.6 | 8700 | 1986 | 2021 |  |  | Y | Natural Gas | [12 empty] | 0.85 | 1.061 | 1.061 | 1.061 | 1.061
Snowbird Power Plant | 10215_G_1392 | 10215 | G | 1392 |  | Combustion Turbine | IC Engine | WECC_UT | Utah | 49 | Salt Lake | 35 | 49035 | 0.6 | 8700 | 1986 | 2021 |  |  | Y | Natural Gas | [12 empty] | 0.85 | 1.061 | 1.061 | 1.061 | 1.061
Bay County Waste to Energy | 10250_B_1 | 10250 | B | 1 |  | Municipal Solid Waste |  | S_SOU | Florida | 12 | Bay | 5 | 12005 | 5 | 24503 | 1986 | 2021 |  |  | N | MSW | Dry Scrubber | 2005 | 0.985 | LA |  |  |  | B | NA | ACI | 2005 |  |  | 0.25202 | 0.25202 | 0.25202 | 0.25202 | 0.08 | 0.08 | 0.08
Bay County Waste to Energy | 10250_B_2 | 10250 | B | 2 |  | Municipal Solid Waste |  | S_SOU | Florida | 12 | Bay | 5 | 12005 | 5 | 24503 | 1986 | 2021 |  |  | N | MSW | Dry Scrubber | 2005 | 0.985 | LA |  |  |  | B | NA | ACI | 2005 |  |  | 0.22114 | 0.22114 | 0.22114 | 0.22114 | 0.08 | 0.08 | 0.08
Bayou Cogen Plant | 10298_G_GEN4 | 10298 | G | GEN4 | 88566 | Combustion Turbine |  | ERC_REST | Texas | 48 | Harris | 201 | 48201 | 65 | 8700 | 1985 | 2015 |  |  | Y | Natural Gas |  |  |  | DLNB | [8 empty] | 3 | 0.01865 | 0.01865 | 0.01865 | 0.01865
Hillman Power LLC | 10346_B_BOIL01 | 10346 | B | BOIL01 |  | Biomass |  | MIS_LMI | Michigan | 26 | Montmorency | 119 | 26119 | 17.7 | 13500 | 1987 | 2022 |  |  | N | Biomass |  |  |  | NH3 | SCR |  |  | ESPC + C | No |  |  |  |  | 0.27865 | 0.27865 | 0.27865 | 0.27865
ReEnergy Ashland | 10356_B_BOIL1 | 10356 | B | BOIL1 |  | Biomass |  | NENG_ME | Maine | 23 | Aroostook | 3 | 23003 | 37 | 13719 | 1993 | 2019 |  |  | N | Biomass |  |  |  |  | SNCR |  |  | ESPH | No |  |  |  | 2.106 | 0.07835 | 0.07835 | 0.07835 | 0.07835
CPI USA NC Southport | 10378_B_1A | 10378 | B | 1A | 9907 | Biomass |  | S_VACA | North Carolina | 37 | Brunswick | 19 | 37019 | 16 | 5867 | 1987 | 2021 | stoker/SPR | dry | Y | Biomass |  |  |  | OFA |  |  |  | B | NA |  |  |  | 1.47 | 0.2413 | 0.2413 | 0.2413 | 0.2413 | 0.11 | 0.27 | 1
CPI USA NC Southport | 10378_B_1B | 10378 | B | 1B | 9908 | Biomass |  | S_VACA | North Carolina | 37 | Brunswick | 19 | 37019 | 16 | 5867 | 1987 | 2021 | stoker/SPR | dry | Y | Biomass |  |  |  | OFA |  |  |  | B | NA |  |  |  | 1.47 | 0.23939 | 0.23939 | 0.23939 | 0.23939 | 0.11 | 0.27 | 1
CPI USA NC Southport | 10378_B_1C | 10378 | B | 1C | 9909 | Biomass |  | S_VACA | North Carolina | 37 | Brunswick | 19 | 37019 | 16 | 5867 | 1987 | 2021 | stoker/SPR | dry | Y | Biomass |  |  |  | OFA |  |  |  | B | NA |  |  |  | 1.47 | 0.24269 | 0.24269 | 0.24269 | 0.24269 | 0.11 | 0.27 | 1
CPI USA NC Southport | 10378_B_2A | 10378 | B | 2A | 9910 | Biomass |  | S_VACA | North Carolina | 37 | Brunswick | 19 | 37019 | 16 | 5867 | 1987 | 2021 | stoker/SPR | dry | Y | Biomass |  |  |  | OFA |  |  |  | B | NA |  |  |  | 1.47 | 0.21863 | 0.21863 | 0.21863 | 0.21863 | 0.11 | 0.27 | 1
CPI USA NC Southport | 10378_B_2B | 10378 | B | 2B | 9911 | Biomass |  | S_VACA | North Carolina | 37 | Brunswick | 19 | 37019 | 16 | 5867 | 1987 | 2021 | stoker/SPR | dry | Y | Biomass |  |  |  | OFA |  |  |  | B | NA |  |  |  | 1.47 | 0.21645 | 0.21645 | 0.21645 | 0.21645 | 0.11 | 0.27 | 1
CPI USA NC Southport | 10378_B_2C | 10378 | B | 2C | 9912 | Biomass |  | S_VACA | North Carolina | 37 | Brunswick | 19 | 37019 | 16 | 5867 | 1987 | 2021 | stoker/SPR | dry | Y | Biomass |  |  |  | OFA |  |  |  | B | NA |  |  |  | 1.47 | 0.22 | 0.22 | 0.22 | 0.22 | 0.11 | 0.27 | 1
CPI USA NC Roxboro | 10379_B_1A | 10379 | B | 1A | 9913 | Biomass |  | S_VACA | North Carolina | 37 | Person | 145 | 37145 | 15.7 | 13823 | 1987 | 2021 | stoker/SPR |  | N | Biomass |  |  |  | OFA |  |  |  | B | NA |  |  |  | 2.3 | 0.20772 | 0.20772 | 0.20772 | 0.20772
CPI USA NC Roxboro | 10379_B_1B | 10379 | B | 1B | 9914 | Biomass |  | S_VACA | North Carolina | 37 | Person | 145 | 37145 | 15.7 | 13823 | 1987 | 2021 | stoker/SPR |  | N | Biomass |  |  |  | OFA |  |  |  | B | NA |  |  |  | 2.3 | 0.20736 | 0.20736 | 0.20736 | 0.20736
CPI USA NC Roxboro | 10379_B_1C | 10379 | B | 1C | 9915 | Biomass |  | S_VACA | North Carolina | 37 | Person | 145 | 37145 | 15.7 | 13823 | 1987 | 2021 | stoker/SPR |  | N | Biomass |  |  |  | OFA |  |  |  | B | NA |  |  |  | 2.3 | 0.20896 | 0.20896 | 0.20896 | 0.20896
Mosaic New Wales Operations | 10434_G_TG3 | 10434 | G | TG3 |  | Non-Fossil Waste |  | FRCC | Florida | 12 | Polk | 105 | 12105 | 32 | 9194 | 1982 | 2028 |  |  | Y | Non-Fossil Waste | [13 empty] | 0 | 0 | 0 | 0
Mosaic New Wales Operations | 10434_G_TG2 | 10434 | G | TG2 |  | Non-Fossil Waste |  | FRCC | Florida | 12 | Polk | 105 | 12105 | 48 | 9194 | 1984 | 2028 |  |  | Y | Non-Fossil Waste | [13 empty] | 0 | 0 | 0 | 0
Mosaic New Wales Operations | 10434_G_TG4 | 10434 | G | TG4 |  | Non-Fossil Waste |  | FRCC | Florida | 12 | Polk | 105 | 12105 | 24 | 11084 | 2014 | 2028 |  |  | N | Non-Fossil Waste | [13 empty] | 0 | 0 | 0 | 0
SEGS III | 10439_B_3U100 | 10439 | B | 3U100 |  | Solar Thermal |  | WECC_SCE | California | 6 | San Bernardino | 71 | 06071 | 36 | 9771 | 1987 | 2021 |  |  | N | Solar | [13 empty] | 0 | 0 | 0 | 0
SEGS IV | 10440_B_4U100 | 10440 | B | 4U100 |  | Solar Thermal |  | WECC_SCE | California | 6 | San Bernardino | 71 | 06071 | 36 | 9771 | 1987 | 2021 |  |  | N | Solar | [13 empty] | 0 | 0 | 0 | 0
SEGS V | 10441_B_5U100 | 10441 | B | 5U100 |  | Solar Thermal |  | WECC_SCE | California | 6 | San Bernardino | 71 | 06071 | 36 | 9771 | 1987 | 2021 |  |  | N | Solar | [13 empty] | 0 | 0 | 0 | 0
SEGS VI | 10442_B_6U100 | 10442 | B | 6U100 |  | Solar Thermal |  | WECC_SCE | California | 6 | San Bernardino | 71 | 06071 | 36 | 9771 | 1988 | 2021 |  |  | N | Solar | [13 empty] | 0 | 0 | 0 | 0
SEGS VII | 10443_B_7U100 | 10443 | B | 7U100 |  | Solar Thermal |  | WECC_SCE | California | 6 | San Bernardino | 71 | 06071 | 36 | 9771 | 1988 | 2021 |  |  | N | Solar | [13 empty] | 0 | 0 | 0 | 0
SEGS VIII | 10444_B_HTFHTR | 10444 | B | HTFHTR |  | Solar Thermal |  | WECC_SCE | California | 6 | San Bernardino | 71 | 06071 | 88 | 9771 | 1989 | 2021 |  |  | N | Solar | [13 empty] | 0 | 0 | 0 | 0
Wisconsin Rapids Paper Mill | 10466_G_GEN1 | 10466 | G | GEN1 |  | Non-Fossil Waste |  | MIS_WUMS | Wisconsin | 55 | Wood | 141 | 55141 | 7.5 | 9118 | 1928 | 2004 |  |  | Y | Non-Fossil Waste | [13 empty] | 0 | 0 | 0 | 0
Wisconsin Rapids Paper Mill | 10466_G_GEN3 | 10466 | G | GEN3 |  | Non-Fossil Waste |  | MIS_WUMS | Wisconsin | 55 | Wood | 141 | 55141 | 5 | 9118 | 1976 | 2023 |  |  | Y | Non-Fossil Waste | [13 empty] | 0 | 0 | 0 | 0
Wisconsin Rapids Paper Mill | 10466_G_GEN2 | 10466 | G | GEN2 |  | Non-Fossil Waste |  | MIS_WUMS | Wisconsin | 55 | Wood | 141 | 55141 | 8.6 | 9118 | 1995 | 2020 |  |  | Y | Non-Fossil Waste | [13 empty] | 0 | 0 | 0 | 0
Mid-Set Cogeneration | 10501_G_K100 | 10501 | G | K100 |  | Combustion Turbine |  | WEC_CALN | California | 6 | Kern | 29 | 06029 | 36 | 8700 | 1989 | 2028 |  |  | Y | Natural Gas | [12 empty] | 0.74 | 0.01259 | 0.01259 | 0.01259 | 0.01259
Al Turi | 10549_G_2 | 10549 | G | 2 |  | Landfill Gas |  | NY_Z_G-I | New York | 36 | Orange | 71 | 36071 | 0.8 | 13500 | 2011 | 2022 |  |  | N | Landfill Gas | [13 empty] | 0.29174 | 0.29174 | 0.29174 | 0.29174
Al Turi | 10549_G_3 | 10549 | G | 3 |  | Landfill Gas |  | NY_Z_G-I | New York | 36 | Orange | 71 | 36071 | 0.8 | 13500 | 2011 | 2022 |  |  | N | Landfill Gas | [13 empty] | 0.29174 | 0.29174 | 0.29174 | 0.29174
Anderson Power Products Division | 10553_G_6033 | 10553 | G | 6033 |  | Combustion Turbine | IC Engine | NENGREST | Massachusetts | 25 | Worcester | 27 | 25027 | 0.3 | 14775 | 1987 | 2021 |  |  | N | Distillate Fuel Oil | [13 empty] | 1.6498 | 1.6498 | 1.6498 | 1.6498
Anderson Power Products Division | 10553_G_6035 | 10553 | G | 6035 |  | Combustion Turbine | IC Engine | NENGREST | Massachusetts | 25 | Worcester | 27 | 25027 | 0.3 | 14775 | 1987 | 2021 |  |  | N | Distillate Fuel Oil | [13 empty] | 1.6498 | 1.6498 | 1.6498 | 1.6498
Anderson Power Products Division | 10553_G_6046 | 10553 | G | 6046 |  | Combustion Turbine | IC Engine | NENGREST | Massachusetts | 25 | Worcester | 27 | 25027 | 0.3 | 14775 | 1987 | 2021 |  |  | N | Distillate Fuel Oil | [13 empty] | 1.6498 | 1.6498 | 1.6498 | 1.6498
Formosa Utility Venture Ltd | 10554_G_BO3 | 10554 | G | BO3 |  | Combined Cycle |  | ERC_REST | Texas | 48 | Calhoun | 57 | 48057 | 32 | 5500 | 1987 | 2028 |  |  | Y | Natural Gas | [13 empty] | 0.02867 | 0.02867 | 0.02867 | 0.02867
Formosa Utility Venture Ltd | 10554_G_TBG1 | 10554 | G | TBG1 |  | Combined Cycle |  | ERC_REST | Texas | 48 | Calhoun | 57 | 48057 | 72 | 5500 | 1993 | 2028 |  |  | Y | Natural Gas | [13 empty] | 0.02867 | 0.02867 | 0.02867 | 0.02867
Formosa Utility Venture Ltd | 10554_G_TBG2 | 10554 | G | TBG2 |  | Combined Cycle |  | ERC_REST | Texas | 48 | Calhoun | 57 | 48057 | 72 | 5500 | 1993 | 2028 |  |  | Y | Natural Gas | [13 empty] | 0.011 | 0.011 | 0.011 | 0.011
Formosa Utility Venture Ltd | 10554_G_TBG3 | 10554 | G | TBG3 |  | Combined Cycle |  | ERC_REST | Texas | 48 | Calhoun | 57 | 48057 | 72 | 5500 | 1993 | 2028 |  |  | Y | Natural Gas | [13 empty] | 0.011 | 0.011 | 0.011 | 0.011
Formosa Utility Venture Ltd | 10554_G_ST1 | 10554 | G | ST1 |  | Combined Cycle |  | ERC_REST | Texas | 48 | Calhoun | 57 | 48057 | 28.5 | 5500 | 1994 | 2028 |  |  | Y | Natural Gas |  |  |  | STM | [9 empty] | 0.02867 | 0.02867 | 0.02867 | 0.02867
Formosa Utility Venture Ltd | 10554_G_ST2 | 10554 | G | ST2 |  | Combined Cycle |  | ERC_REST | Texas | 48 | Calhoun | 57 | 48057 | 57.5 | 5500 | 1994 | 2028 |  |  | Y | Natural Gas |  |  |  | STM | [9 empty] | 0.011 | 0.011 | 0.011 | 0.011
Formosa Utility Venture Ltd | 10554_G_TBG4 | 10554 | G | TBG4 |  | Combined Cycle |  | ERC_REST | Texas | 48 | Calhoun | 57 | 48057 | 72 | 5500 | 1994 | 2028 |  |  | Y | Natural Gas | [13 empty] | 0.011 | 0.011 | 0.011 | 0.011
Formosa Utility Venture Ltd | 10554_G_TBG5 | 10554 | G | TBG5 |  | Combined Cycle |  | ERC_REST | Texas | 48 | Calhoun | 57 | 48057 | 72 | 5500 | 1994 | 2028 |  |  | Y | Natural Gas | [13 empty] | 0.011 | 0.011 | 0.011 | 0.011
Formosa Utility Venture Ltd | 10554_G_ST3 | 10554 | G | ST3 |  | Combined Cycle |  | ERC_REST | Texas | 48 | Calhoun | 57 | 48057 | 47.3 | 5500 | 2002 | 2028 |  |  | Y | Natural Gas |  |  |  | STM | [9 empty] | 0.011 | 0.011 | 0.011 | 0.011
Formosa Utility Venture Ltd | 10554_G_TBG6 | 10554 | G | TBG6 |  | Combined Cycle |  | ERC_REST | Texas | 48 | Calhoun | 57 | 48057 | 72 | 5500 | 2003 | 2028 |  |  | Y | Natural Gas | [13 empty] | 0.011 | 0.011 | 0.011 | 0.011
Formosa Utility Venture Ltd | 10554_G_3ST1 | 10554 | G | 3ST1 |  | Combined Cycle |  | ERC_REST | Texas | 48 | Calhoun | 57 | 48057 | 38 | 5500 | 2019 | 2028 | other |  | Y | Natural Gas |  |  |  | STM | [9 empty] | 0.011 | 0.011 | 0.011 | 0.011
Formosa Utility Venture Ltd | 10554_G_3TBG1 | 10554 | G | 3TBG1 |  | Combined Cycle |  | ERC_REST | Texas | 48 | Calhoun | 57 | 48057 | 97 | 5500 | 2019 | 2028 |  |  | Y | Natural Gas | [13 empty] | 0.011 | 0.011 | 0.011 | 0.011
Formosa Utility Venture Ltd | 10554_G_3TBG2 | 10554 | G | 3TBG2 |  | Combined Cycle |  | ERC_REST | Texas | 48 | Calhoun | 57 | 48057 | 97 | 5500 | 2019 | 2028 |  |  | Y | Natural Gas | [13 empty] | 0.011 | 0.011 | 0.011 | 0.011
Fernandina Plant | 10562_B_REC5 | 10562 | B | REC5 |  | Biomass |  | FRCC | Florida | 12 | Nassau | 89 | 12089 | 21 | 7106 | 1976 | 2028 |  |  | Y | Biomass | Wet Scrubber | 2016 | 0.829 | other |  |  |  | WS | NA |  |  |  |  | 0.2 | 0.2 | 0.2 | 0.2
Fernandina Plant | 10562_B_PB6 | 10562 | B | PB6 |  | Biomass |  | FRCC | Florida | 12 | Nassau | 89 | 12089 | 21 | 7106 | 2006 | 2012 |  |  | Y | Biomass | Wet Scrubber | 2007 | 0.829 | CF + FR + NH3 | SNCR |  |  | ESPH | Yes |  |  |  |  | 0.10624 | 0.10624 | 0.10624 | 0.10624
Chambers Cogeneration LP | 10566_B_BOIL1 | 10566 | B | BOIL1 | 3554 | Coal Steam |  | PJM_EMAC | New Jersey | 34 | Salem | 33 | 34033 | 122 | 10097 | 1994 | 2022 | wall | dry | Y | Bituminous | Dry Scrubber | 1994 | 0.93 | LNB + OFA | SCR | 1994 |  | B | NA |  |  |  | 0.263 | 0.11119 | 0.11119 | 0.11119 | 0.11119 | 0.05 | 0.1 | 1 | 0.98
Chambers Cogeneration LP | 10566_B_BOIL2 | 10566 | B | BOIL2 | 3555 | Coal Steam |  | PJM_EMAC | New Jersey | 34 | Salem | 33 | 34033 | 122 | 10097 | 1994 | 2022 | wall | dry | Y | Bituminous | Dry Scrubber | 1994 | 0.93 | LNB + OFA | SCR | 1994 |  | B | NA |  |  |  | 0.263 | 0.10916 | 0.10916 | 0.10916 | 0.10916 | 0.05 | 0.1 | 1 | 0.98
Tesoro Wilmington Calciner | 10601_G_GEN1 | 10601 | G | GEN1 |  | Non-Fossil Waste |  | WECC_SCE | California | 6 | Los Angeles | 37 | 06037 | 30.7 | 9193 | 1982 | 2022 |  |  | Y | Non-Fossil Waste | [12 empty] | 0.79 | 0 | 0 | 0 | 0
Domtar - Woodland Mill | 10613_G_HG4 | 10613 | G | HG4 |  | Hydro |  | NENG_ME | Maine | 23 | Washington | 29 | 23029 | 0.8 | 0 | 1906 | 2028 |  |  | N | Hydro | [13 empty] | 0 | 0 | 0 | 0
Domtar - Woodland Mill | 10613_G_HG5 | 10613 | G | HG5 |  | Hydro |  | NENG_ME | Maine | 23 | Washington | 29 | 23029 | 0.8 | 0 | 1906 | 2028 |  |  | N | Hydro | [13 empty] | 0 | 0 | 0 | 0
Domtar - Woodland Mill | 10613_G_HG6 | 10613 | G | HG6 |  | Hydro |  | NENG_ME | Maine | 23 | Washington | 29 | 23029 | 0.8 | 0 | 1906 | 2028 |  |  | N | Hydro | [13 empty] | 0 | 0 | 0 | 0
Domtar - Woodland Mill | 10613_G_HG1 | 10613 | G | HG1 |  | Hydro |  | NENG_ME | Maine | 23 | Washington | 29 | 23029 | 2.9 | 0 | 1912 | 2028 |  |  | N | Hydro | [13 empty] | 0 | 0 | 0 | 0
Domtar - Woodland Mill | 10613_G_HG2 | 10613 | G | HG2 |  | Hydro |  | NENG_ME | Maine | 23 | Washington | 29 | 23029 | 2.9 | 0 | 1912 | 2028 |  |  | N | Hydro | [13 empty] | 0 | 0 | 0 | 0
Domtar - Woodland Mill | 10613_G_HG3 | 10613 | G | HG3 |  | Hydro |  | NENG_ME | Maine | 23 | Washington | 29 | 23029 | 3.1 | 0 | 1929 | 2028 |  |  | N | Hydro | [13 empty] | 0 | 0 | 0 | 0
Domtar - Woodland Mill | 10613_B_9PB | 10613 | B | 9PB |  | Non-Fossil Waste |  | NENG_ME | Maine | 23 | Washington | 29 | 23029 | 23 | 4431 | 1969 | 2028 |  |  | Y | Non-Fossil Waste | Wet Scrubber | 1989 | 0.991 | other | [9 empty] | 0.3153 | 0.3153 | 0.3153 | 0.3153
Domtar - Woodland Mill | 10613_G_HG10 | 10613 | G | HG10 |  | Hydro |  | NENG_ME | Maine | 23 | Washington | 29 | 23029 | 1.1 | 0 | 1970 | 2028 |  |  | N | Hydro | [13 empty] | 0 | 0 | 0 | 0
Domtar - Woodland Mill | 10613_G_HG7 | 10613 | G | HG7 |  | Hydro |  | NENG_ME | Maine | 23 | Washington | 29 | 23029 | 1.5 | 0 | 1970 | 2028 |  |  | N | Hydro | [13 empty] | 0 | 0 | 0 | 0
Domtar - Woodland Mill | 10613_G_HG8 | 10613 | G | HG8 |  | Hydro |  | NENG_ME | Maine | 23 | Washington | 29 | 23029 | 1.9 | 0 | 1970 | 2028 |  |  | N | Hydro | [13 empty] | 0 | 0 | 0 | 0
Domtar - Woodland Mill | 10613_G_HG9 | 10613 | G | HG9 |  | Hydro |  | NENG_ME | Maine | 23 | Washington | 29 | 23029 | 1.9 | 0 | 1970 | 2028 |  |  | N | Hydro | [13 empty] | 0 | 0 | 0 | 0
Domtar - Woodland Mill | 10613_B_3RB | 10613 | B | 3RB |  | Non-Fossil Waste |  | NENG_ME | Maine | 23 | Washington | 29 | 23029 | 23 | 4431 | 1989 | 2028 |  |  | Y | Non-Fossil Waste | Wet Scrubber | 1989 | 0.991 | other |  |  |  | ESPH | No |  |  |  | 2.106 | 0.14055 | 0.14055 | 0.14055 | 0.14055
Civic Center | 10623_G_GEN1 | 10623 | G | GEN1 |  | Combined Cycle |  | WEC_LADW | California | 6 | Los Angeles | 37 | 06037 | 22.1 | 5500 | 1989 | 2028 |  |  | Y | Natural Gas | [13 empty] | 0.068427 | 0.068427 | 0.068427 | 0.068427
Civic Center | 10623_G_GEN2 | 10623 | G | GEN2 |  | Combined Cycle |  | WEC_LADW | California | 6 | Los Angeles | 37 | 06037 | 1.5 | 5500 | 1989 | 2028 |  |  | Y | Natural Gas |  |  |  | LNB | [9 empty] | 0.068427 | 0.068427 | 0.068427 | 0.068427
Pine Bluff Mill | 10627_B_BB1 | 10627 | B | BB1 |  | O/G Steam |  | MIS_AR | Arkansas | 5 | Jefferson | 69 | 05069 | 12.2 | 8300 | 1957 | 2028 |  |  | Y | Natural Gas | [13 empty] | 0.23063 | 0.23063 | 0.23063 | 0.23063
Pine Bluff Mill | 10627_B_PB1 | 10627 | B | PB1 |  | O/G Steam |  | MIS_AR | Arkansas | 5 | Jefferson | 69 | 05069 | 12.2 | 8300 | 1957 | 2028 |  |  | Y | Natural Gas | [13 empty] | 0.23063 | 0.23063 | 0.23063 | 0.23063
Pine Bluff Mill | 10627_B_RB2 | 10627 | B | RB2 |  | Non-Fossil Waste |  | MIS_AR | Arkansas | 5 | Jefferson | 69 | 05069 | 12.2 | 5800 | 1957 | 2028 |  |  | Y | Non-Fossil Waste | [7 empty] | ESPH | No |  |  |  |  | 0 | 0 | 0 | 0
Pine Bluff Mill | 10627_B_RB3 | 10627 | B | RB3 |  | Non-Fossil Waste |  | MIS_AR | Arkansas | 5 | Jefferson | 69 | 05069 | 12.2 | 5800 | 1957 | 2028 |  |  | Y | Non-Fossil Waste | [7 empty] | ESPH | No |  |  |  |  | 0 | 0 | 0 | 0
Pine Bluff Mill | 10627_B_RB4 | 10627 | B | RB4 |  | Non-Fossil Waste |  | MIS_AR | Arkansas | 5 | Jefferson | 69 | 05069 | 12.2 | 5800 | 1957 | 2028 |  |  | Y | Non-Fossil Waste | [7 empty] | ESPH | No |  |  |  |  | 0 | 0 | 0 | 0
Cambria Cogen | 10641_B_B1 | 10641 | B | B1 | 3566 | Coal Steam |  | PJM_PENE | Pennsylvania | 42 | Cambria | 21 | 42021 | 44 | 10702 | 1991 | 2019 | FBC | dry | Y | Waste Coal | Reagent Injection | 1991 | 0.92 | CF | SNCR |  | 1998 | B | NA |  |  |  | 1.2 | 0.15236 | 0.15236 | 0.15236 | 0.15236 | 0.01 | 0.01 | 0.01 | 0.98 | Yes | 1991
Cambria Cogen | 10641_B_B2 | 10641 | B | B2 | 3567 | Coal Steam |  | PJM_PENE | Pennsylvania | 42 | Cambria | 21 | 42021 | 44 | 10702 | 1991 | 2019 | FBC | dry | Y | Waste Coal | Reagent Injection | 1991 | 0.92 | NH3 | SNCR |  | 1998 | B | NA |  |  |  | 1.2 | 0.15308 | 0.15308 | 0.15308 | 0.15308 | 0.01 | 0.01 | 0.01 | 0.98 | Yes | 1991
Red Shield Envir Old Town Facility | 10700_G_TG4 | 10700 | G | TG4 |  | Non-Fossil Waste |  | NENG_ME | Maine | 23 | Penobscot | 19 | 23019 | 7.5 | 13500 | 1965 | 2028 |  |  | N | Non-Fossil Waste | [13 empty] | 0 | 0 | 0 | 0
Marina Landfill Gas | 10748_G_U2J02 | 10748 | G | U2J02 |  | Landfill Gas |  | WEC_CALN | California | 6 | Monterey | 53 | 06053 | 1 | 14103 | 2002 | 2018 |  |  | N | Landfill Gas | [13 empty] | 0.08623 | 0.08623 | 0.08623 | 0.08623
Marina Landfill Gas | 10748_G_U3J16 | 10748 | G | U3J16 |  | Landfill Gas |  | WEC_CALN | California | 6 | Monterey | 53 | 06053 | 0.9 | 14103 | 2017 | 2017 |  |  | N | Landfill Gas | [13 empty] | 0.09 | 0.09 | 0.09 | 0.09
Rifle Generating Station | 10755_G_GT2 | 10755 | G | GT2 |  | Combined Cycle |  | WECC_CO | Colorado | 8 | Garfield | 45 | 08045 | 13 | 8961 | 1987 | 2022 |  |  | N | Natural Gas | [13 empty] | 0.068427 | 0.068427 | 0.068427 | 0.068427
Rifle Generating Station | 10755_G_GT3 | 10755 | G | GT3 |  | Combined Cycle |  | WECC_CO | Colorado | 8 | Garfield | 45 | 08045 | 13 | 8961 | 1987 | 2022 |  |  | N | Natural Gas | [13 empty] | 0.068427 | 0.068427 | 0.068427 | 0.068427
Rifle Generating Station | 10755_G_GT4 | 10755 | G | GT4 |  | Combined Cycle |  | WECC_CO | Colorado | 8 | Garfield | 45 | 08045 | 13 | 8961 | 1987 | 2022 |  |  | N | Natural Gas | [13 empty] | 0.068427 | 0.068427 | 0.068427 | 0.068427
Rifle Generating Station | 10755_G_ST1 | 10755 | G | ST1 |  | Combined Cycle |  | WECC_CO | Colorado | 8 | Garfield | 45 | 08045 | 34 | 8961 | 1987 | 2022 |  |  | N | Natural Gas |  |  |  | LNB | [9 empty] | 0.068427 | 0.068427 | 0.068427 | 0.068427
Blue Lake Power LLC | 10764_B_Zurn | 10764 | B | Zurn |  | Biomass |  | WEC_CALN | California | 6 | Humboldt | 23 | 06023 | 11.5 | 17913 | 1985 | 2028 |  |  | N | Biomass |  |  |  | OFA |  |  |  | ESPH | No |  |  |  |  | 0.15 | 0.15 | 0.15 | 0.15
Hopewell Power Station | 10771_B_1 | 10771 | B | 1 | 3591 | Biomass |  | PJM_Dom | Virginia | 51 | Hopewell City | 670 | 51670 | 26 | 15792 | 1992 | 2028 | stoker/SPR | dry | N | Biomass | Dry Scrubber | 1992 | 0.92 | OFA | SNCR |  |  | B | NA |  |  |  | 0.162 | 0.3061 | 0.11535 | 0.3061 | 0.11535 | 0.05 | 0.05 | 0.05
Hopewell Power Station | 10771_B_2 | 10771 | B | 2 | 3592 | Biomass |  | PJM_Dom | Virginia | 51 | Hopewell City | 670 | 51670 | 26 | 15792 | 1992 | 2028 | stoker/SPR | dry | N | Biomass | Dry Scrubber | 1992 | 0.92 | OFA | SNCR |  |  | B | NA |  |  |  | 0.162 | 0.3108 | 0.11543 | 0.3108 | 0.11543 | 0.05 | 0.05 | 0.05
Altavista Power Station | 10773_B_1 | 10773 | B | 1 | 3593 | Biomass |  | PJM_West | Virginia | 51 | Campbell | 31 | 51031 | 26 | 15211 | 1992 | 2028 | stoker/SPR | dry | N | Biomass | Dry Scrubber | 1992 | 0.92 | LA + OFA | SNCR |  |  | B | NA |  |  |  | 0.187 | 0.11772 | 0.11772 | 0.11772 | 0.11772 | 0.05 | 0.05 | 0.05
Altavista Power Station | 10773_B_2 | 10773 | B | 2 | 3594 | Biomass |  | PJM_West | Virginia | 51 | Campbell | 31 | 51031 | 26 | 15211 | 1992 | 2028 | stoker/SPR | dry | N | Biomass | Dry Scrubber | 1992 | 0.92 | LA + OFA | SNCR |  |  | B | NA |  |  |  | 0.187 | 0.11753 | 0.11753 | 0.11753 | 0.11753 | 0.05 | 0.05 | 0.05
Southampton Power Station | 10774_B_1 | 10774 | B | 1 | 3595 | Biomass |  | PJM_Dom | Virginia | 51 | Southampton | 175 | 51175 | 26 | 14408 | 1992 | 2028 | stoker/SPR |  | N | Biomass | Dry Scrubber | 1991 | 0.92 | OFA | SNCR |  |  | B | NA |  |  |  | 0.162 | 0.3811 | 0.12007 | 0.3811 | 0.12007 | 0.05 | 0.05 | 0.05
Southampton Power Station | 10774_B_2 | 10774 | B | 2 | 3596 | Biomass |  | PJM_Dom | Virginia | 51 | Southampton | 175 | 51175 | 26 | 14408 | 1992 | 2028 | stoker/SPR |  | N | Biomass | Dry Scrubber | 1991 | 0.92 | OFA | SNCR |  |  | B | NA |  |  |  | 0.162 | 0.3836 | 0.1201 | 0.3836 | 0.1201 | 0.05 | 0.05 | 0.05
Silver Bay Power | 10849_B_BLR1 | 10849 | B | BLR1 | 89908 | Coal Steam |  | MIS_MNWI | Minnesota | 27 | Lake | 75 | 27075 | 36 | 10398 | 1955 | 2028 | wall | dry | Y | Subbituminous | [7 empty] | B | NA |  |  |  | 1.5 | 0.31772 | 0.31772 | 0.1987 | 0.1987 | 0.11 | 0.1 | 1 | 0
Silver Bay Power | 10849_B_BLR2 | 10849 | B | BLR2 | 89909 | Coal Steam |  | MIS_MNWI | Minnesota | 27 | Lake | 75 | 27075 | 69 | 10398 | 1963 | 2028 | wall | dry | Y | Subbituminous | [7 empty] | B | NA |  |  |  | 1.5 | 0.84628 | 0.84628 | 0.1987 | 0.1987 | 0.11 | 0.1 | 1 | 0
Medical Area Total Energy Plant | 10883_G_DEG6 | 10883 | G | DEG6 |  | Combustion Turbine | IC Engine | NENGREST | Massachusetts | 25 | Suffolk | 25 | 25025 | 6 | 8700 | 1986 | 2021 |  |  | Y | Distillate Fuel Oil |  |  |  |  | SCR | [7 empty] | 0.789 | 0.05774 | 0.05774 | 0.05774 | 0.05774
Borger Plant | 50067_B_1 | 50067 | B | 1 |  | Fossil Waste |  | SPP_SPS | Texas | 48 | Hutchinson | 233 | 48233 | 13.8 | 5461 | 1974 | 2028 |  |  | Y | Fossil Waste |  |  |  |  | SCR | [7 empty] | 1.09 | 0.02195 | 0.02195 | 0.02195 | 0.02195
Borger Plant | 50067_B_2 | 50067 | B | 2 |  | Fossil Waste |  | SPP_SPS | Texas | 48 | Hutchinson | 233 | 48233 | 13.8 | 5461 | 2009 | 2028 |  |  | Y | Fossil Waste |  |  |  |  | SCR | [7 empty] | 1.09 | 0.02195 | 0.02195 | 0.02195 | 0.02195
Sierra Pacific Loyalton Facility | 50111_G_GEN1 | 50111 | G | GEN1 |  | Biomass |  | WEC_CALN | California | 6 | Sierra | 91 | 06091 | 11.8 | 15307 | 1989 | 2020 |  |  | N | Biomass |  |  |  |  | SNCR | [8 empty] | 0.14683 | 0.11012 | 0.14683 | 0.11012
Coalinga Cogeneration | 50131_G_K100 | 50131 | G | K100 |  | Combustion Turbine |  | WEC_CALN | California | 6 | Fresno | 19 | 06019 | 36 | 8700 | 1991 | 2016 |  |  | Y | Natural Gas |  |  |  |  | SCR | [7 empty] | 0.74 | 1.3888 | 0.014 | 1.3888 | 0.014
Newgulf Cogen | 50137_G_GEN1 | 50137 | G | GEN1 | 3640 | Combustion Turbine |  | ERC_REST | Texas | 48 | Wharton | 481 | 48481 | 69 | 13823 | 1984 | 2020 |  |  | N | Natural Gas | [12 empty] | 3 | 0.28653 | 0.28653 | 0.28653 | 0.28653
Sanford Dam | 50157_G_1 | 50157 | G | 1 |  | Hydro |  | MIS_LMI | Michigan | 26 | Midland | 111 | 26111 | 1.2 | 0 | 1923 | 2020 |  |  | N | Hydro | [13 empty] | 0 | 0 | 0 | 0
Sanford Dam | 50157_G_2 | 50157 | G | 2 |  | Hydro |  | MIS_LMI | Michigan | 26 | Midland | 111 | 26111 | 1.2 | 0 | 1923 | 2020 |  |  | N | Hydro | [13 empty] | 0 | 0 | 0 | 0
Sanford Dam | 50157_G_3 | 50157 | G | 3 |  | Hydro |  | MIS_LMI | Michigan | 26 | Midland | 111 | 26111 | 1.2 | 0 | 1923 | 2020 |  |  | N | Hydro | [13 empty] | 0 | 0 | 0 | 0
Edenville | 50158_G_1 | 50158 | G | 1 |  | Hydro |  | MIS_LMI | Michigan | 26 | Gladwin | 51 | 26051 | 2.4 | 0 | 1923 | 2018 |  |  | N | Hydro | [13 empty] | 0 | 0 | 0 | 0
Edenville | 50158_G_2 | 50158 | G | 2 |  | Hydro |  | MIS_LMI | Michigan | 26 | Gladwin | 51 | 26051 | 2.4 | 0 | 1923 | 2018 |  |  | N | Hydro | [13 empty] | 0 | 0 | 0 | 0
Secord | 50159_G_1 | 50159 | G | 1 |  | Hydro |  | MIS_LMI | Michigan | 26 | Gladwin | 51 | 26051 | 1.2 | 0 | 1923 | 2020 |  |  | N | Hydro | [13 empty] | 0 | 0 | 0 | 0
Smallwood | 50160_G_1 | 50160 | G | 1 |  | Hydro |  | MIS_LMI | Michigan | 26 | Gladwin | 51 | 26051 | 1.2 | 0 | 1923 | 2020 |  |  | N | Hydro | [13 empty] | 0 | 0 | 0 | 0
Pioneer Valley Resource Recovery | 50273_G_DLV1 | 50273 | G | DLV1 |  | Municipal Solid Waste |  | NENGREST | Massachusetts | 25 | Hampden | 13 | 25013 | 7.5 | 28471 | 1988 | 2022 |  |  | N | MSW | [13 empty] | 0.2016 | 0.2016 | 0.2016 | 0.2016 | 0.08 | 0.08 | 0.08
Wintec Energy Ltd | 50276_G_EXIS | 50276 | G | EXIS |  | Onshore Wind |  | WECC_SCE | California | 6 | Riverside | 65 | 06065 | 5.9 | 0 | 1986 | 2022 |  |  | N | Wind | [13 empty] | 0 | 0 | 0 | 0
University of Oklahoma | 50307_B_B1 | 50307 | B | B1 |  | O/G Steam |  | SPP_WEST | Oklahoma | 40 | Cleveland | 27 | 40027 | 7.5 | 8300 | 1964 | 2026 |  |  | Y | Natural Gas | [13 empty] | 0.23494 | 0.23494 | 0.23494 | 0.23494
University of Oklahoma | 50307_B_B2 | 50307 | B | B2 |  | O/G Steam |  | SPP_WEST | Oklahoma | 40 | Cleveland | 27 | 40027 | 2.5 | 8300 | 1964 | 2026 |  |  | Y | Natural Gas | [13 empty] | 0.23494 | 0.23494 | 0.23494 | 0.23494
University of Oklahoma | 50307_B_B3 | 50307 | B | B3 |  | O/G Steam |  | SPP_WEST | Oklahoma | 40 | Cleveland | 27 | 40027 | 2.5 | 8300 | 1964 | 2026 |  |  | Y | Natural Gas | [13 empty] | 0.23494 | 0.23494 | 0.23494 | 0.23494
University of Oklahoma | 50307_B_B4 | 50307 | B | B4 |  | O/G Steam |  | SPP_WEST | Oklahoma | 40 | Cleveland | 27 | 40027 | 4.3 | 8300 | 2001 | 2026 |  |  | Y | Natural Gas | [13 empty] | 0.23063 | 0.23063 | 0.23063 | 0.23063
University of Oklahoma | 50307_G_GEN5 | 50307 | G | GEN5 |  | Combustion Turbine | IC Engine | SPP_WEST | Oklahoma | 40 | Cleveland | 27 | 40027 | 1.8 | 8700 | 2001 | 2028 |  |  | Y | Distillate Fuel Oil | [13 empty] | 1.6498 | 1.6498 | 1.6498 | 1.6498
Passaic Valley Water Commission | 50311_G_GEN1 | 50311 | G | GEN1 |  | Hydro |  | PJM_EMAC | New Jersey | 34 | Passaic | 31 | 34031 | 0.6 | 0 | 1935 | 2028 |  |  | N | Hydro | [13 empty] | 0 | 0 | 0 | 0
Passaic Valley Water Commission | 50311_G_GEN2 | 50311 | G | GEN2 |  | Hydro |  | PJM_EMAC | New Jersey | 34 | Passaic | 31 | 34031 | 0.6 | 0 | 1935 | 2028 |  |  | N | Hydro | [13 empty] | 0 | 0 | 0 | 0
Passaic Valley Water Commission | 50311_G_GEN3 | 50311 | G | GEN3 |  | Hydro |  | PJM_EMAC | New Jersey | 34 | Passaic | 31 | 34031 | 0.6 | 0 | 1935 | 2028 |  |  | N | Hydro | [13 empty] | 0 | 0 | 0 | 0
Passaic Valley Water Commission | 50311_G_GEN4 | 50311 | G | GEN4 |  | Hydro |  | PJM_EMAC | New Jersey | 34 | Passaic | 31 | 34031 | 0.6 | 0 | 1935 | 2028 |  |  | N | Hydro | [13 empty] | 0 | 0 | 0 | 0
Nalco | 50326_G_DPOX | 50326 | G | DPOX |  | Combined Cycle |  | PJM_COMD | Illinois | 17 | DuPage | 43 | 17043 | 0.7 | 10031 | 1985 | 2028 |  |  | Y | Natural Gas | [13 empty] | 0.068427 | 0.068427 | 0.068427 | 0.068427
Newark Bay Cogeneration Partnership LP | 50385_G_GEN1 | 50385 | G | GEN1 | 3650 | Combined Cycle |  | PJM_EMAC | New Jersey | 34 | Essex | 13 | 34013 | 43.5 | 8876 | 1993 | 2022 |  |  | N | Natural Gas |  |  |  | STM | SCR | [8 empty] | 0.043638 | 0.043638 | 0.043638 | 0.043638
Newark Bay Cogeneration Partnership LP | 50385_G_GEN2 | 50385 | G | GEN2 | 3651 | Combined Cycle |  | PJM_EMAC | New Jersey | 34 | Essex | 13 | 34013 | 43.5 | 8876 | 1993 | 2022 |  |  | N | Natural Gas |  |  |  | STM | SCR | [8 empty] | 0.043638 | 0.043638 | 0.043638 | 0.043638
Newark Bay Cogeneration Partnership LP | 50385_G_GEN3 | 50385 | G | GEN3 | 3650 | Combined Cycle |  | PJM_EMAC | New Jersey | 34 | Essex | 13 | 34013 | 33.2 | 8876 | 1993 | 2022 |  |  | N | Natural Gas |  |  |  | STM | SCR | [8 empty] | 0.043638 | 0.043638 | 0.043638 | 0.043638
Phillips 66 Carbon Plant | 50388_B_K1 | 50388 | B | K1 |  | Coal Steam |  | WEC_CALN | California | 6 | Contra Costa | 13 | 06013 | 8.5 | 8300 | 1983 | 2024 |  |  | Y | Petroleum Coke |  |  | 0.6 |  |  |  |  | B | NA |  |  |  | 0.79 | 1.1583 | 1.1583 | 1.1583 | 1.1583 | 0.05 | 0.05 | 0.05 | 0.98 | Yes | 2000
Phillips 66 Carbon Plant | 50388_B_K2 | 50388 | B | K2 |  | Coal Steam |  | WEC_CALN | California | 6 | Contra Costa | 13 | 06013 | 8.5 | 8300 | 1983 | 2024 |  |  | Y | Petroleum Coke |  |  | 0.6 |  |  |  |  | B | NA |  |  |  | 0.79 | 0.59415 | 0.59415 | 0.59415 | 0.59415 | 0.05 | 0.05 | 0.05 | 0.98 | Yes | 2000
University of Michigan | 50431_G_TG7 | 50431 | G | TG7 |  | Combined Cycle |  | MIS_LMI | Michigan | 26 | Washtenaw | 161 | 26161 | 11.5 | 5500 | 1975 | 2028 |  |  | Y | Natural Gas, Distillate Fuel Oil |  |  |  | LNB | [9 empty] | 0.027288 | 0.027288 | 0.027288 | 0.027288
S D Warren Westbrook | 50447_G_GEN1 | 50447 | G | GEN1 |  | Hydro |  | NENG_ME | Maine | 23 | Cumberland | 5 | 23005 | 0.6 | 0 | 1903 | 2028 |  |  | N | Hydro | [13 empty] | 0 | 0 | 0 | 0
S D Warren Westbrook | 50447_G_GEN2 | 50447 | G | GEN2 |  | Hydro |  | NENG_ME | Maine | 23 | Cumberland | 5 | 23005 | 0.6 | 0 | 1903 | 2028 |  |  | N | Hydro | [13 empty] | 0 | 0 | 0 | 0
S D Warren Westbrook | 50447_G_GEN3 | 50447 | G | GEN3 |  | Hydro |  | NENG_ME | Maine | 23 | Cumberland | 5 | 23005 | 0.6 | 0 | 1903 | 2028 |  |  | N | Hydro | [13 empty] | 0 | 0 | 0 | 0
S D Warren Westbrook | 50447_G_GEN4 | 50447 | G | GEN4 |  | Hydro |  | NENG_ME | Maine | 23 | Cumberland | 5 | 23005 | 0.8 | 0 | 1913 | 2028 |  |  | N | Hydro | [13 empty] | 0 | 0 | 0 | 0
S D Warren Westbrook | 50447_G_GEN5 | 50447 | G | GEN5 |  | Hydro |  | NENG_ME | Maine | 23 | Cumberland | 5 | 23005 | 0.8 | 0 | 1913 | 2028 |  |  | N | Hydro | [13 empty] | 0 | 0 | 0 | 0
S D Warren Westbrook | 50447_G_GEN6 | 50447 | G | GEN6 |  | Hydro |  | NENG_ME | Maine | 23 | Cumberland | 5 | 23005 | 0.8 | 0 | 1913 | 2028 |  |  | N | Hydro | [13 empty] | 0 | 0 | 0 | 0
S D Warren Westbrook | 50447_G_GEN7 | 50447 | G | GEN7 |  | Hydro |  | NENG_ME | Maine | 23 | Cumberland | 5 | 23005 | 0.6 | 0 | 1940 | 2028 |  |  | N | Hydro | [13 empty] | 0 | 0 | 0 | 0
S D Warren Westbrook | 50447_G_GN11 | 50447 | G | GN11 |  | Hydro |  | NENG_ME | Maine | 23 | Cumberland | 5 | 23005 | 0.6 | 0 | 1940 | 2028 |  |  | N | Hydro | [13 empty] | 0 | 0 | 0 | 0
S D Warren Westbrook | 50447_G_GN12 | 50447 | G | GN12 |  | Hydro |  | NENG_ME | Maine | 23 | Cumberland | 5 | 23005 | 0.2 | 0 | 1940 | 2028 |  |  | N | Hydro | [13 empty] | 0 | 0 | 0 | 0
S D Warren Westbrook | 50447_G_GN13 | 50447 | G | GN13 |  | Hydro |  | NENG_ME | Maine | 23 | Cumberland | 5 | 23005 | 0.2 | 0 | 1940 | 2028 |  |  | N | Hydro | [13 empty] | 0 | 0 | 0 | 0
S D Warren Westbrook | 50447_G_GN14 | 50447 | G | GN14 |  | Hydro |  | NENG_ME | Maine | 23 | Cumberland | 5 | 23005 | 0.2 | 0 | 1940 | 2028 |  |  | N | Hydro | [13 empty] | 0 | 0 | 0 | 0
S D Warren Westbrook | 50447_G_GN15 | 50447 | G | GN15 |  | Hydro |  | NENG_ME | Maine | 23 | Cumberland | 5 | 23005 | 0.2 | 0 | 1940 | 2028 |  |  | N | Hydro | [13 empty] | 0 | 0 | 0 | 0
S D Warren Westbrook | 50447_G_GN16 | 50447 | G | GN16 |  | Hydro |  | NENG_ME | Maine | 23 | Cumberland | 5 | 23005 | 0.5 | 0 | 1940 | 2028 |  |  | N | Hydro | [13 empty] | 0 | 0 | 0 | 0
S D Warren Westbrook | 50447_G_GN17 | 50447 | G | GN17 |  | Hydro |  | NENG_ME | Maine | 23 | Cumberland | 5 | 23005 | 0.5 | 0 | 1940 | 2028 |  |  | N | Hydro | [13 empty] | 0 | 0 | 0 | 0
S D Warren Westbrook | 50447_B_17 | 50447 | B | 17 |  | Biomass |  | NENG_ME | Maine | 23 | Cumberland | 5 | 23005 | 18.8 | 7755 | 1948 | 2028 |  |  | Y | Biomass | [12 empty] | 1.579 | 0.40546 | 0.40546 | 0.40546 | 0.40546
S D Warren Westbrook | 50447_B_18 | 50447 | B | 18 |  | Biomass |  | NENG_ME | Maine | 23 | Cumberland | 5 | 23005 | 18.8 | 7755 | 1948 | 2028 |  |  | Y | Biomass | [12 empty] | 1.579 | 0.25605 | 0.25605 | 0.25605 | 0.25605
S D Warren Westbrook | 50447_B_21 | 50447 | B | 21 |  | Biomass |  | NENG_ME | Maine | 23 | Cumberland | 5 | 23005 | 18.8 | 7755 | 1948 | 2028 |  |  | Y | Biomass |  |  |  | OFA |  |  |  | ESPH | No |  |  |  |  | 0.30612 | 0.30612 | 0.30612 | 0.30612
Altech III | 50485_G_GEN2 | 50485 | G | GEN2 |  | Onshore Wind |  | WECC_SCE | California | 6 | Riverside | 65 | 06065 | 3.4 | 0 | 1984 | 2020 |  |  | N | Wind | [13 empty] | 0 | 0 | 0 | 0
Altech III | 50485_G_GEN1 | 50485 | G | GEN1 |  | Onshore Wind |  | WECC_SCE | California | 6 | Riverside | 65 | 06065 | 21.7 | 0 | 1985 | 2020 |  |  | N | Wind | [13 empty] | 0 | 0 | 0 | 0
PPG Powerhouse A | 50487_G_A7 | 50487 | G | A7 |  | Non-Fossil Waste |  | MIS_WOTA | Louisiana | 22 | Calcasieu | 19 | 22019 | 10 | 11084 | 1950 | 2028 |  |  | N | Non-Fossil Waste | [13 empty] | 0 | 0 | 0 | 0
Capitol District Energy Center | 50498_G_GTG | 50498 | G | GTG | 3671 | Combined Cycle |  | NENG_CT | Connecticut | 9 | Hartford | 3 | 09003 | 29.1 | 11197 | 1988 | 2021 |  |  | Y | Natural Gas, Distillate Fuel Oil | [12 empty] | 0.306 | 0.10489 | 0.10489 | 0.10489 | 0.10489
Capitol District Energy Center | 50498_G_STG | 50498 | G | STG | 3671 | Combined Cycle |  | NENG_CT | Connecticut | 9 | Hartford | 3 | 09003 | 22.4 | 11197 | 1988 | 2021 |  |  | Y | Natural Gas, Distillate Fuel Oil |  |  |  | LNB + STM | [8 empty] | 0.306 | 0.10489 | 0.10489 | 0.10489 | 0.10489
Sky River LLC | 50536_G_WGNS | 50536 | G | WGNS |  | Onshore Wind |  | WECC_SCE | California | 6 | Kern | 29 | 06029 | 76.9 | 0 | 1991 | 2020 |  |  | N | Wind | [13 empty] | 0 | 0 | 0 | 0
New Milford Gas Recovery | 50564_G_GEN3 | 50564 | G | GEN3 |  | Landfill Gas |  | NENG_CT | Connecticut | 9 | Litchfield | 5 | 09005 | 0.8 | 13500 | 2008 | 2016 |  |  | N | Landfill Gas | [13 empty] | 0.24082 | 0.24082 | 0.24082 | 0.24082
Monroe Livingston Gas Recovery | 50565_G_GEN1 | 50565 | G | GEN1 |  | Landfill Gas |  | NY_Z_B | New York | 36 | Monroe | 55 | 36055 | 0.8 | 14130 | 1988 | 2019 |  |  | N | Landfill Gas | [13 empty] | 0.22117 | 0.22117 | 0.22117 | 0.22117
Monroe Livingston Gas Recovery | 50565_G_GEN2 | 50565 | G | GEN2 |  | Landfill Gas |  | NY_Z_B | New York | 36 | Monroe | 55 | 36055 | 0.8 | 14103 | 1988 | 2019 |  |  | N | Landfill Gas | [13 empty] | 0.22117 | 0.22117 | 0.22117 | 0.22117
Altamont Gas Recovery | 50571_G_GEN3 | 50571 | G | GEN3 |  | Landfill Gas |  | WEC_CALN | California | 6 | Alameda | 1 | 06001 | 1.3 | 38503 | 2002 | 2018 |  |  | N | Landfill Gas | [13 empty] | 0.12128 | 0.12128 | 0.12128 | 0.12128
Altamont Gas Recovery | 50571_G_GEN4 | 50571 | G | GEN4 |  | Landfill Gas |  | WEC_CALN | California | 6 | Alameda | 1 | 06001 | 1.3 | 38512 | 2002 | 2018 |  |  | N | Landfill Gas | [13 empty] | 0.12128 | 0.12128 | 0.12128 | 0.12128
Gaviota Oil Plant | 50623_G_GENC | 50623 | G | GENC |  | Combustion Turbine |  | WECC_SCE | California | 6 | Santa Barbara | 83 | 06083 | 3 | 9827 | 1987 | 2020 |  |  | Y | Natural Gas | [12 empty] | 0.74 | 0.47388 | 0.47388 | 0.47388 | 0.47388
Gaviota Oil Plant | 50623_G_GEND | 50623 | G | GEND |  | Combustion Turbine |  | WECC_SCE | California | 6 | Santa Barbara | 83 | 06083 | 3 | 9827 | 1987 | 2020 |  |  | Y | Natural Gas | [12 empty] | 0.74 | 0.47388 | 0.47388 | 0.47388 | 0.47388
Steamboat Hills LP | 50654_G_GEN1 | 50654 | G | GEN1 |  | Geothermal |  | WECC_NNV | Nevada | 32 | Washoe | 31 | 32031 | 10.9 | 9771 | 1988 | 2020 |  |  | N | Geothermal | [13 empty] | 0 | 0 | 0 | 0 | 0.4563 | 0.4563 | 0.4563
Steamboat Hills LP | 50654_G_OEC41 | 50654 | G | OEC41 |  | Geothermal |  | WECC_NNV | Nevada | 32 | Washoe | 31 | 32031 | 3.7 | 9771 | 2007 | 2020 |  |  | N | Geothermal | [13 empty] | 0 | 0 | 0 | 0 | 0.4563 | 0.4563 | 0.4563
Covanta Tulsa Renewable Energy LLC | 50660_B_1 | 50660 | B | 1 |  | Municipal Solid Waste |  | SPP_WEST | Oklahoma | 40 | Tulsa | 143 | 40143 | 5.2 | 14295 | 1986 | 2028 |  |  | Y | MSW | Dry Scrubber | 2001 | 0.945 | NH3 | SNCR |  |  | B | NA | ACI | 2001 |  |  | 0.21 | 0.21 | 0.21 | 0.21 | 0.08 | 0.08 | 0.08
Covanta Tulsa Renewable Energy LLC | 50660_B_2 | 50660 | B | 2 |  | Municipal Solid Waste |  | SPP_WEST | Oklahoma | 40 | Tulsa | 143 | 40143 | 5.2 | 14295 | 1986 | 2028 |  |  | Y | MSW | Dry Scrubber | 2001 | 0.93 | NH3 | SNCR |  |  | B | NA | ACI | 2001 |  |  | 0.23 | 0.23 | 0.23 | 0.23 | 0.08 | 0.08 | 0.08
Covanta Tulsa Renewable Energy LLC | 50660_B_3 | 50660 | B | 3 |  | Municipal Solid Waste |  | SPP_WEST | Oklahoma | 40 | Tulsa | 143 | 40143 | 5.2 | 14295 | 1986 | 2028 |  |  | Y | MSW | Dry Scrubber | 2001 | 0.948 | NH3 | SNCR |  |  | B | NA | ACI | 2001 |  |  | 0.21 | 0.21 | 0.21 | 0.21 | 0.08 | 0.08 | 0.08
Starrett City Cogen Facility | 50743_B_1 | 50743 | B | 1 |  | O/G Steam |  | NY_Z_J | New York | 36 | Kings | 47 | 36047 | 2.8 | 8300 | 1974 | 2023 |  |  | Y | Natural Gas |  |  |  | LNB | [9 empty] | 0.05388 | 0.05388 | 0.05388 | 0.05388
Starrett City Cogen Facility | 50743_B_2 | 50743 | B | 2 |  | O/G Steam |  | NY_Z_J | New York | 36 | Kings | 47 | 36047 | 2.8 | 8300 | 1974 | 2023 |  |  | Y | Natural Gas |  |  |  | LNB | [9 empty] | 0.05388 | 0.05388 | 0.05388 | 0.05388
Starrett City Cogen Facility | 50743_B_3 | 50743 | B | 3 |  | O/G Steam |  | NY_Z_J | New York | 36 | Kings | 47 | 36047 | 2.8 | 8300 | 1974 | 2023 |  |  | Y | Natural Gas |  |  |  | LNB | [9 empty] | 0.05388 | 0.05388 | 0.05388 | 0.05388
Starrett City Cogen Facility | 50743_B_4 | 50743 | B | 4 |  | O/G Steam |  | NY_Z_J | New York | 36 | Kings | 47 | 36047 | 2.8 | 8300 | 1974 | 2023 |  |  | Y | Natural Gas |  |  |  | LNB | [9 empty] | 0.05388 | 0.05388 | 0.05388 | 0.05388
Starrett City Cogen Facility | 50743_G_GEN3 | 50743 | G | GEN3 |  | Combustion Turbine | IC Engine | NY_Z_J | New York | 36 | Kings | 47 | 36047 | 2 | 8700 | 1974 | 2023 |  |  | Y | Distillate Fuel Oil | [13 empty] | 1.6498 | 1.6498 | 1.6498 | 1.6498
Starrett City Cogen Facility | 50743_G_GEN4 | 50743 | G | GEN4 |  | Combustion Turbine | IC Engine | NY_Z_J | New York | 36 | Kings | 47 | 36047 | 2 | 8700 | 1974 | 2023 |  |  | Y | Distillate Fuel Oil | [13 empty] | 1.6498 | 1.6498 | 1.6498 | 1.6498
Starrett City Cogen Facility | 50743_G_GEN5 | 50743 | G | GEN5 |  | Combustion Turbine | IC Engine | NY_Z_J | New York | 36 | Kings | 47 | 36047 | 2 | 8700 | 1974 | 2023 |  |  | Y | Distillate Fuel Oil | [13 empty] | 1.6498 | 1.6498 | 1.6498 | 1.6498
Telogia Power | 50774_B_1 | 50774 | B | 1 |  | Biomass |  | FRCC | Florida | 12 | Liberty | 77 | 12077 | 13.7 | 19637 | 1986 | 2020 |  |  | N | Biomass | [7 empty] | ESPC + C | No |  |  |  |  | 0.22718 | 0.22718 | 0.22718 | 0.22718
Mojave 18 | 50823_G_GEN1 | 50823 | G | GEN1 |  | Onshore Wind |  | WECC_SCE | California | 6 | Kern | 29 | 06029 | 40.5 | 0 | 1989 | 2023 |  |  | N | Wind | [13 empty] | 0 | 0 | 0 | 0
TES Filer City Station | 50835_B_1 | 50835 | B | 1 | 90183 | Coal Steam |  | MIS_LMI | Michigan | 26 | Manistee | 101 | 26101 | 30 | 10883 | 1990 | 2025 | stoker/SPR | dry | Y | Bituminous | Dry Scrubber | 1990 | 0.9 | OFA |  |  |  | B | NA |  |  |  | 0.5 | 0.39619 | 0.39619 | 0.39619 | 0.39619 | 0.05 | 0.1 | 1 | 0.95
TES Filer City Station | 50835_B_2 | 50835 | B | 2 | 90184 | Coal Steam |  | MIS_LMI | Michigan | 26 | Manistee | 101 | 26101 | 30 | 10883 | 1990 | 2025 | stoker/SPR | dry | Y | Bituminous | Dry Scrubber | 1990 | 0.9 | OFA |  |  |  | B | NA |  |  |  | 0.5 | 0.38674 | 0.38674 | 0.38674 | 0.38674 | 0.05 | 0.1 | 1 | 0.95
Elmwood Park Power LLC | 50852_G_GEN1 | 50852 | G | GEN1 | 3698 | Combined Cycle |  | PJM_EMAC | New Jersey | 34 | Bergen | 3 | 34003 | 52.1 | 10097 | 1989 | 2021 |  |  | N | Natural Gas |  |  |  | H2O | [9 empty] | 0.061593 | 0.061593 | 0.061593 | 0.061593
Elmwood Park Power LLC | 50852_G_GEN2 | 50852 | G | GEN2 | 3698 | Combined Cycle |  | PJM_EMAC | New Jersey | 34 | Bergen | 3 | 34003 | 17.9 | 10097 | 1989 | 2021 |  |  | N | Natural Gas |  |  |  | H2O | [9 empty] | 0.061593 | 0.061593 | 0.061593 | 0.061593
Sargent Canyon Cogeneration | 50864_G_K100 | 50864 | G | K100 |  | Combustion Turbine |  | WEC_CALN | California | 6 | Monterey | 53 | 06053 | 30 | 8700 | 1991 | 2017 |  |  | Y | Natural Gas |  |  |  | DLNB | SCR | [7 empty] | 0.74 | 0.00823 | 0.00823 | 0.00823 | 0.00823
Wheelabrator Frackville Energy | 50879_B_BLR1 | 50879 | B | BLR1 | 3701 | Coal Steam |  | PJM_WMAC | Pennsylvania | 42 | Schuylkill | 107 | 42107 | 42 | 14500 | 1988 | 2020 | FBC | dry | Y | Waste Coal | Reagent Injection | 1988 | 0.97 | CF + LA + OFA |  |  |  | B | NA | ACI | 2015 |  | 0.21 | 0.14715 | 0.14715 | 0.14715 | 0.14715 | 0.01 | 0.01 | 0.01 | 0.98 | Yes | 1989
Fox Metro Water Reclamation District | 50904_G_RU3 | 50904 | G | RU3 |  | Combustion Turbine | IC Engine | PJM_COMD | Illinois | 17 | Kendall | 93 | 17093 | 1.1 | 8700 | 1988 | 2018 |  |  | Y | Natural Gas | [13 empty] | 1.061 | 1.061 | 1.061 | 1.061
Fox Metro Water Reclamation District | 50904_G_RU4 | 50904 | G | RU4 |  | Combustion Turbine | IC Engine | PJM_COMD | Illinois | 17 | Kendall | 93 | 17093 | 1.1 | 8700 | 1988 | 2018 |  |  | Y | Natural Gas | [13 empty] | 1.061 | 1.061 | 1.061 | 1.061
LaO Energy Systems | 52006_G_GEN1 | 52006 | G | GEN1 |  | Combined Cycle |  | MIS_LA | Louisiana | 22 | Iberville | 47 | 22047 | 57 | 8727 | 1958 | 2023 |  |  | Y | Natural Gas |  |  |  | STM | [9 empty] | 0.12087 | 0.12087 | 0.12087 | 0.12087
LaO Energy Systems | 52006_G_GEN2 | 52006 | G | GEN2 |  | Combined Cycle |  | MIS_LA | Louisiana | 22 | Iberville | 47 | 22047 | 80 | 8727 | 1962 | 2023 |  |  | Y | Natural Gas |  |  |  | STM | [9 empty] | 0.08833 | 0.08833 | 0.08833 | 0.08833
Nassau Energy Corp | 52056_G_GT1 | 52056 | G | GT1 | 3714 | Combined Cycle |  | NY_Z_K | New York | 36 | Nassau | 59 | 36059 | 43 | 5500 | 1991 | 2022 |  |  | Y | Natural Gas, Distillate Fuel Oil |  |  |  | STM | [9 empty] | 0.13574 | 0.13574 | 0.13574 | 0.13574
Nassau Energy Corp | 52056_G_ST1 | 52056 | G | ST1 | 3714 | Combined Cycle |  | NY_Z_K | New York | 36 | Nassau | 59 | 36059 | 12 | 5500 | 1991 | 2022 |  |  | Y | Natural Gas, Distillate Fuel Oil |  |  |  | STM | [9 empty] | 0.13574 | 0.13574 | 0.13574 | 0.13574
Hartford Hospital Cogeneration | 52061_G_GEN2 | 52061 | G | GEN2 |  | Combined Cycle |  | NENG_CT | Connecticut | 9 | Hartford | 3 | 09003 | 2.4 | 5500 | 1988 | 2024 |  |  | Y | Natural Gas, Distillate Fuel Oil | [13 empty] | 0.068427 | 0.068427 | 0.068427 | 0.068427
Hartford Hospital Cogeneration | 52061_G_GEN3 | 52061 | G | GEN3 |  | Combined Cycle |  | NENG_CT | Connecticut | 9 | Hartford | 3 | 09003 | 5.2 | 5500 | 1988 | 2024 |  |  | Y | Natural Gas, Distillate Fuel Oil | [13 empty] | 0.068427 | 0.068427 | 0.068427 | 0.068427
Houston Plant | 52065_G_GEN2 | 52065 | G | GEN2 |  | Non-Fossil Waste |  | ERC_REST | Texas | 48 | Harris | 201 | 48201 | 1.5 | 9117 | 1970 | 2028 |  |  | Y | Non-Fossil Waste | [13 empty] | 0 | 0 | 0 | 0
Houston Plant | 52065_G_GEN1 | 52065 | G | GEN1 |  | Non-Fossil Waste |  | ERC_REST | Texas | 48 | Harris | 201 | 48201 | 7 | 9117 | 1977 | 2028 |  |  | Y | Non-Fossil Waste | [13 empty] | 0 | 0 | 0 | 0
Lost Hills Cogeneration Plant | 52077_G_GEN4 | 52077 | G | GEN4 |  | Combustion Turbine |  | WECC_SCE | California | 6 | Kern | 29 | 06029 | 2.7 | 8700 | 1985 | 2021 |  |  | Y | Natural Gas | [13 empty] | 0.47388 | 0.47388 | 0.47388 | 0.47388
Mojave 3 | 52143_G_GEN1 | 52143 | G | GEN1 |  | Onshore Wind |  | WECC_SCE | California | 6 | Kern | 29 | 06029 | 22.7 | 0 | 1990 | 2023 |  |  | N | Wind | [13 empty] | 0 | 0 | 0 | 0
Mojave 5 | 52144_G_GEN1 | 52144 | G | GEN1 |  | Onshore Wind |  | WECC_SCE | California | 6 | Kern | 29 | 06029 | 20 | 0 | 1990 | 2023 |  |  | N | Wind | [13 empty] | 0 | 0 | 0 | 0
C P Kelco San Diego Plant | 52147_G_GEN3 | 52147 | G | GEN3 |  | Combustion Turbine |  | WEC_SDGE | California | 6 | San Diego | 73 | 06073 | 9.3 | 8700 | 1983 | 2028 |  |  | Y | Natural Gas | [13 empty] | 0.08551 | 0.08551 | 0.08551 | 0.08551
85 A | 52162_G_WGNS | 52162 | G | WGNS |  | Onshore Wind |  | WECC_SCE | California | 6 | Kern | 29 | 06029 | 14.1 | 0 | 1985 | 2019 |  |  | N | Wind | [13 empty] | 0 | 0 | 0 | 0
85 B | 52163_G_WTGN | 52163 | G | WTGN |  | Onshore Wind |  | WECC_SCE | California | 6 | Kern | 29 | 06029 | 21.2 | 0 | 1985 | 2019 |  |  | N | Wind | [13 empty] | 0 | 0 | 0 | 0
Helzel & Schwarzhoff 88 Wind Farm | 52165_G_WGNS | 52165 | G | WGNS |  | Onshore Wind |  | WECC_SCE | California | 6 | Kern | 29 | 06029 | 1.8 | 0 | 1986 | 2020 |  |  | N | Wind | [13 empty] | 0 | 0 | 0 | 0
Soda Lake Geothermal No I II | 52174_G_OEC1 | 52174 | G | OEC1 |  | Geothermal |  | WECC_NNV | Nevada | 32 | Churchill | 1 | 32001 | 1.2 | 9771 | 1990 | 2019 |  |  | N | Geothermal | [13 empty] | 0 | 0 | 0 | 0 | 0.4563 | 0.4563 | 0.4563
Soda Lake Geothermal No I II | 52174_G_OEC2 | 52174 | G | OEC2 |  | Geothermal |  | WECC_NNV | Nevada | 32 | Churchill | 1 | 32001 | 1.2 | 9771 | 1990 | 2019 |  |  | N | Geothermal | [13 empty] | 0 | 0 | 0 | 0 | 0.4563 | 0.4563 | 0.4563
Soda Lake Geothermal No I II | 52174_G_OEC3 | 52174 | G | OEC3 |  | Geothermal |  | WECC_NNV | Nevada | 32 | Churchill | 1 | 32001 | 1.3 | 9771 | 1990 | 2019 |  |  | N | Geothermal | [13 empty] | 0 | 0 | 0 | 0 | 0.4563 | 0.4563 | 0.4563
Otay Landfill Gas, LLC | 52204_G_OTA2 | 52204 | G | OTA2 |  | Landfill Gas |  | WEC_SDGE | California | 6 | SAN DIEGO | 73 | 06073 | 1.5 | 13500 | 1991 | 2019 |  |  | N | Landfill Gas | [13 empty] | 0.13182 | 0.13182 | 0.13182 | 0.13182
Otay Landfill Gas, LLC | 52204_G_OTA3 | 52204 | G | OTA3 |  | Landfill Gas |  | WEC_SDGE | California | 6 | SAN DIEGO | 73 | 06073 | 3.2 | 13500 | 2007 | 2019 |  |  | N | Landfill Gas | [13 empty] | 0.13182 | 0.13182 | 0.13182 | 0.13182
Otay Landfill Gas, LLC | 52204_G_OTA5 | 52204 | G | OTA5 |  | Landfill Gas |  | WEC_SDGE | California | 6 | SAN DIEGO | 73 | 06073 | 1.5 | 13500 | 2013 | 2019 |  |  | N | Landfill Gas | [13 empty] | 0.13182 | 0.13182 | 0.13182 | 0.13182
Otay Landfill Gas, LLC | 52204_G_OTA6 | 52204 | G | OTA6 |  | Landfill Gas |  | WEC_SDGE | California | 6 | SAN DIEGO | 73 | 06073 | 1.5 | 13500 | 2013 | 2019 |  |  | N | Landfill Gas | [13 empty] | 0.13182 | 0.13182 | 0.13182 | 0.13182
Geo East Mesa II | 54038_G_GEN1 | 54038 | G | GEN1 |  | Geothermal |  | WECC_IID | California | 6 | Imperial | 25 | 06025 | 14.4 | 9771 | 1989 | 2028 |  |  | N | Geothermal | [13 empty] | 0 | 0 | 0 | 0 | 0.4625 | 0.4625 | 0.4625
Pawtucket Power Associates | 54056_G_GEN2 | 54056 | G | GEN2 | 3746 | Combined Cycle |  | NENGREST | Rhode Island | 44 | Providence | 7 | 44007 | 27 | 8922 | 1990 | 2021 |  |  | N | Natural Gas, Distillate Fuel Oil |  |  |  | STM | SCR | [8 empty] | 0.28969 | 0.03967 | 0.28969 | 0.03967
Pawtucket Power Associates | 54056_G_GEN1 | 54056 | G | GEN1 | 3746 | Combined Cycle |  | NENGREST | Rhode Island | 44 | Providence | 7 | 44007 | 33 | 8922 | 1990 | 2021 |  |  | N | Natural Gas, Distillate Fuel Oil |  |  |  | H2O | SCR | [8 empty] | 0.28969 | 0.03967 | 0.28969 | 0.03967
Franklin Heating Station | 54224_G_DG6 | 54224 | G | DG6 |  | Combustion Turbine | IC Engine | MIS_MNWI | Minnesota | 27 | Olmsted | 109 | 27109 | 2.3 | 14286 | 1982 | 2021 |  |  | N | Natural Gas, Distillate Fuel Oil | [13 empty] | 1.061 | 1.061 | 1.061 | 1.061
Franklin Heating Station | 54224_G_DG7 | 54224 | G | DG7 |  | Combustion Turbine | IC Engine | MIS_MNWI | Minnesota | 27 | Olmsted | 109 | 27109 | 2.3 | 14286 | 1982 | 2021 |  |  | N | Natural Gas, Distillate Fuel Oil | [13 empty] | 1.061 | 1.061 | 1.061 | 1.061
Colebrook Hydroelectric | 54301_G_BK1 | 54301 | G | BK1 |  | Hydro |  | NENG_CT | Connecticut | 9 | Litchfield | 5 | 09005 | 1.4 | 0 | 1988 | 2019 |  |  | N | Hydro | [13 empty] | 0 | 0 | 0 | 0
Colebrook Hydroelectric | 54301_G_BK2 | 54301 | G | BK2 |  | Hydro |  | NENG_CT | Connecticut | 9 | Litchfield | 5 | 09005 | 1.4 | 0 | 1988 | 2019 |  |  | N | Hydro | [13 empty] | 0 | 0 | 0 | 0
Birchwood Power | 54304_B_1A | 54304 | B | 1A | 10104 | Coal Steam |  | PJM_Dom | Virginia | 51 | King George | 99 | 51099 | 240 | 10778 | 1996 | 2021 | tangential | dry | N | Bituminous | Dry Scrubber | 1996 | 0.94 | LNB + OFA | SCR | 1996 |  | B | NA |  |  |  | 0.1 | 0.09934 | 0.09934 | 0.09934 | 0.09934 | 0.05 | 0.1 | 1 | 0.99
NRG Energy San Diego | 54337_G_0001 | 54337 | G | 0001 |  | Combustion Turbine | IC Engine | WEC_SDGE | California | 6 | San Diego | 73 | 06073 | 0.8 | 8700 | 1986 | 2020 |  |  | Y | Natural Gas | [13 empty] | 0.10519 | 0.10519 | 0.10519 | 0.10519
NRG Energy San Diego | 54337_G_0002 | 54337 | G | 0002 |  | Combustion Turbine | IC Engine | WEC_SDGE | California | 6 | San Diego | 73 | 06073 | 0.8 | 8700 | 1986 | 2020 |  |  | Y | Natural Gas | [13 empty] | 0.10519 | 0.10519 | 0.10519 | 0.10519
BJ Gas Recovery | 54392_G_GEN1 | 54392 | G | GEN1 |  | Landfill Gas |  | S_SOU | Georgia | 13 | Gwinnett | 135 | 13135 | 0.8 | 14103 | 1993 | 2019 |  |  | N | Landfill Gas | [13 empty] | 0.24082 | 0.24082 | 0.24082 | 0.24082
BJ Gas Recovery | 54392_G_GEN3 | 54392 | G | GEN3 |  | Landfill Gas |  | S_SOU | Georgia | 13 | Gwinnett | 135 | 13135 | 0.8 | 14103 | 1993 | 2019 |  |  | N | Landfill Gas | [13 empty] | 0.24082 | 0.24082 | 0.24082 | 0.24082
Oroville Cogeneration LP | 54477_G_GEN1 | 54477 | G | GEN1 |  | Combustion Turbine | IC Engine | WEC_CALN | California | 6 | Butte | 7 | 06007 | 1.1 | 13392 | 1990 | 2025 |  |  | Y | Natural Gas | [12 empty] | 0.74 | 0.2046 | 0.2046 | 0.2046 | 0.2046
Oroville Cogeneration LP | 54477_G_GEN2 | 54477 | G | GEN2 |  | Combustion Turbine | IC Engine | WEC_CALN | California | 6 | Butte | 7 | 06007 | 1.1 | 13392 | 1990 | 2025 |  |  | Y | Natural Gas | [12 empty] | 0.74 | 0.2046 | 0.2046 | 0.2046 | 0.2046
Oroville Cogeneration LP | 54477_G_GEN3 | 54477 | G | GEN3 |  | Combustion Turbine | IC Engine | WEC_CALN | California | 6 | Butte | 7 | 06007 | 1.1 | 13392 | 1990 | 2025 |  |  | Y | Natural Gas | [12 empty] | 0.74 | 0.2046 | 0.2046 | 0.2046 | 0.2046
Oroville Cogeneration LP | 54477_G_GEN4 | 54477 | G | GEN4 |  | Combustion Turbine | IC Engine | WEC_CALN | California | 6 | Butte | 7 | 06007 | 1.1 | 13392 | 1990 | 2025 |  |  | Y | Natural Gas | [12 empty] | 0.74 | 0.2046 | 0.2046 | 0.2046 | 0.2046
Oroville Cogeneration LP | 54477_G_GEN5 | 54477 | G | GEN5 |  | Combustion Turbine | IC Engine | WEC_CALN | California | 6 | Butte | 7 | 06007 | 1.1 | 13392 | 1990 | 2025 |  |  | Y | Natural Gas | [12 empty] | 0.74 | 0.2046 | 0.2046 | 0.2046 | 0.2046
Oroville Cogeneration LP | 54477_G_GEN6 | 54477 | G | GEN6 |  | Combustion Turbine | IC Engine | WEC_CALN | California | 6 | Butte | 7 | 06007 | 1.1 | 13392 | 1990 | 2025 |  |  | Y | Natural Gas | [12 empty] | 0.74 | 0.2046 | 0.2046 | 0.2046 | 0.2046
Oroville Cogeneration LP | 54477_G_GEN7 | 54477 | G | GEN7 |  | Combustion Turbine | IC Engine | WEC_CALN | California | 6 | Butte | 7 | 06007 | 1.1 | 13392 | 1990 | 2025 |  |  | Y | Natural Gas | [12 empty] | 0.74 | 0.2046 | 0.2046 | 0.2046 | 0.2046
ReEnergy Lyonsdale Biomass | 54526_B_00001 | 54526 | B | 00001 |  | Biomass |  | NY_Z_C&E | New York | 36 | Lewis | 49 | 36049 | 19 | 5546 | 1992 | 2019 |  |  | Y | Biomass | [7 empty] | ESPH + C | No |  |  |  |  | 0.2 | 0.2 | 0.2 | 0.2
Wood Road | 54549_G_1-1 | 54549 | G | 1-1 |  | Landfill Gas |  | MIS_LMI | Michigan | 26 | Clinton | 37 | 26037 | 0.8 | 13500 | 1993 | 2021 |  |  | N | Landfill Gas | [13 empty] | 0.24082 | 0.24082 | 0.24082 | 0.24082
Wood Road | 54549_G_1-2 | 54549 | G | 1-2 |  | Landfill Gas |  | MIS_LMI | Michigan | 26 | Clinton | 37 | 26037 | 0.8 | 13500 | 1993 | 2021 |  |  | N | Landfill Gas | [13 empty] | 0.24082 | 0.24082 | 0.24082 | 0.24082
Wood Road | 54549_G_1-3 | 54549 | G | 1-3 |  | Landfill Gas |  | MIS_LMI | Michigan | 26 | Clinton | 37 | 26037 | 0.8 | 13500 | 1994 | 2021 |  |  | N | Landfill Gas | [13 empty] | 0.24082 | 0.24082 | 0.24082 | 0.24082
Wood Road | 54549_G_1-4 | 54549 | G | 1-4 |  | Landfill Gas |  | MIS_LMI | Michigan | 26 | Clinton | 37 | 26037 | 0.8 | 13500 | 1997 | 2021 |  |  | N | Landfill Gas | [13 empty] | 0.24082 | 0.24082 | 0.24082 | 0.24082
Wood Road | 54549_G_1-5 | 54549 | G | 1-5 |  | Landfill Gas |  | MIS_LMI | Michigan | 26 | Clinton | 37 | 26037 | 1.6 | 13500 | 2008 | 2021 |  |  | N | Landfill Gas | [13 empty] | 0.12871 | 0.12871 | 0.12871 | 0.12871
Wood Road | 54549_G_1-6 | 54549 | G | 1-6 |  | Landfill Gas |  | MIS_LMI | Michigan | 26 | Clinton | 37 | 26037 | 1.6 | 13500 | 2008 | 2021 |  |  | N | Landfill Gas | [13 empty] | 0.12871 | 0.12871 | 0.12871 | 0.12871
Wood Road | 54549_G_1-7 | 54549 | G | 1-7 |  | Landfill Gas |  | MIS_LMI | Michigan | 26 | Clinton | 37 | 26037 | 1.6 | 13500 | 2008 | 2021 |  |  | N | Landfill Gas | [13 empty] | 0.12871 | 0.12871 | 0.12871 | 0.12871
General Mills Inc | 54564_G_GEN1 | 54564 | G | GEN1 |  | Combustion Turbine |  | NY_Z_A | New York | 36 | Erie | 29 | 36029 | 3.4 | 8700 | 1988 | 2020 |  |  | Y | Natural Gas | [13 empty] | 0.41035 | 0.41035 | 0.41035 | 0.41035
Swanmill Windfarm I | 54650_G_EXIS | 54650 | G | EXIS |  | Onshore Wind |  | WECC_SCE | California | 6 | Riverside | 65 | 06065 | 9.6 | 0 | 1988 | 2021 |  |  | N | Wind | [13 empty] | 0 | 0 | 0 | 0
Swanmill Windfarm I | 54650_G_EXI2 | 54650 | G | EXI2 |  | Onshore Wind |  | WECC_SCE | California | 6 | Riverside | 65 | 06065 | 9.1 | 0 | 1989 | 2021 |  |  | N | Wind | [13 empty] | 0 | 0 | 0 | 0
Kanaka | 54653_G_KAN1 | 54653 | G | KAN1 |  | Hydro |  | WEC_CALN | California | 6 | Butte | 7 | 06007 | 1.1 | 0 | 1988 | 2021 |  |  | N | Hydro | [13 empty] | 0 | 0 | 0 | 0
York Generation Company LLC | 54693_G_GT#1 | 54693 | G | GT#1 |  | Combined Cycle |  | PJM_WMAC | Pennsylvania | 42 | York | 133 | 42133 | 7.3 | 10130 | 1989 | 2021 |  |  | N | Natural Gas | [13 empty] | 0.11039 | 0.11039 | 0.11039 | 0.11039
York Generation Company LLC | 54693_G_GT#2 | 54693 | G | GT#2 |  | Combined Cycle |  | PJM_WMAC | Pennsylvania | 42 | York | 133 | 42133 | 7.3 | 10130 | 1989 | 2021 |  |  | N | Natural Gas | [13 empty] | 0.11039 | 0.11039 | 0.11039 | 0.11039
York Generation Company LLC | 54693_G_GT#5 | 54693 | G | GT#5 |  | Combined Cycle |  | PJM_WMAC | Pennsylvania | 42 | York | 133 | 42133 | 7.3 | 10130 | 1989 | 2021 |  |  | N | Natural Gas | [13 empty] | 0.10621 | 0.10621 | 0.10621 | 0.10621
York Generation Company LLC | 54693_G_GT#6 | 54693 | G | GT#6 |  | Combined Cycle |  | PJM_WMAC | Pennsylvania | 42 | York | 133 | 42133 | 7.3 | 10130 | 1989 | 2021 |  |  | N | Natural Gas | [13 empty] | 0.10621 | 0.10621 | 0.10621 | 0.10621
York Generation Company LLC | 54693_G_ST#1 | 54693 | G | ST#1 |  | Combined Cycle |  | PJM_WMAC | Pennsylvania | 42 | York | 133 | 42133 | 8.4 | 10130 | 1989 | 2021 |  |  | N | Natural Gas |  |  |  | LNB | [9 empty] | 0.11039 | 0.11039 | 0.11039 | 0.11039
York Generation Company LLC | 54693_G_ST#2 | 54693 | G | ST#2 |  | Combined Cycle |  | PJM_WMAC | Pennsylvania | 42 | York | 133 | 42133 | 8.4 | 10130 | 1989 | 2021 |  |  | N | Natural Gas |  |  |  | LNB | [9 empty] | 0.10621 | 0.10621 | 0.10621 | 0.10621
Toca Plant | 54705_G_EG-1 | 54705 | G | EG-1 |  | Combustion Turbine | IC Engine | MIS_AMSO | Louisiana | 22 | St Bernard | 87 | 22087 | 0.8 | 14286 | 1958 | 2019 |  |  | N | Natural Gas | [13 empty] | 1.061 | 1.061 | 1.061 | 1.061
Toca Plant | 54705_G_EG-3 | 54705 | G | EG-3 |  | Combustion Turbine | IC Engine | MIS_AMSO | Louisiana | 22 | St Bernard | 87 | 22087 | 0.8 | 14286 | 1958 | 2019 |  |  | N | Natural Gas | [13 empty] | 1.061 | 1.061 | 1.061 | 1.061
Toca Plant | 54705_G_EG-4 | 54705 | G | EG-4 |  | Combustion Turbine | IC Engine | MIS_AMSO | Louisiana | 22 | St Bernard | 87 | 22087 | 0.7 | 11686 | 1997 | 2019 |  |  | N | Natural Gas | [13 empty] | 1.061 | 1.061 | 1.061 | 1.061
Toca Plant | 54705_G_EG2A | 54705 | G | EG2A |  | Combustion Turbine | IC Engine | MIS_AMSO | Louisiana | 22 | St Bernard | 87 | 22087 | 0.5 | 11686 | 2001 | 2019 |  |  | N | Natural Gas | [13 empty] | 1.061 | 1.061 | 1.061 | 1.061
Alliant SBD 8501 Aegon LI | 54714_G_1265 | 54714 | G | 1265 |  | Combustion Turbine | IC Engine | MIS_IA | Iowa | 19 | Linn | 113 | 19113 | 1 | 25000 | 1985 | 2021 |  |  | N | Distillate Fuel Oil | [12 empty] | 2.5 | 1.6498 | 1.6498 | 1.6498 | 1.6498
Alliant SBD 8501 Aegon LI | 54714_G_1270 | 54714 | G | 1270 |  | Combustion Turbine | IC Engine | MIS_IA | Iowa | 19 | Linn | 113 | 19113 | 1 | 25000 | 1985 | 2021 |  |  | N | Distillate Fuel Oil | [12 empty] | 2.5 | 1.6498 | 1.6498 | 1.6498 | 1.6498
Alliant SBD 8501 Aegon LI | 54714_G_1794 | 54714 | G | 1794 |  | Combustion Turbine | IC Engine | MIS_IA | Iowa | 19 | Linn | 113 | 19113 | 1.1 | 25000 | 1987 | 2021 |  |  | N | Distillate Fuel Oil | [12 empty] | 2.5 | 1.6498 | 1.6498 | 1.6498 | 1.6498
Yellowhammer Gas Plant | 54730_G_701 | 54730 | G | 701 |  | Combustion Turbine |  | S_SOU | Alabama | 1 | MOBILE | 97 | 01097 | 3 | 12369 | 1992 | 2021 |  |  | N | Natural Gas | [12 empty] | 1.8 | 0.23894 | 0.23894 | 0.23894 | 0.23894
NYU Luthern Medical Center | 54769_G_GEN1 | 54769 | G | GEN1 |  | Combustion Turbine | IC Engine | NY_Z_J | New York | 36 | Kings | 47 | 36047 | 0.8 | 8700 | 1994 | 2028 |  |  | Y | Natural Gas | [13 empty] | 1.061 | 1.061 | 1.061 | 1.061
NYU Luthern Medical Center | 54769_G_GEN2 | 54769 | G | GEN2 |  | Combustion Turbine | IC Engine | NY_Z_J | New York | 36 | Kings | 47 | 36047 | 0.8 | 8700 | 1994 | 2028 |  |  | Y | Natural Gas | [13 empty] | 1.061 | 1.061 | 1.061 | 1.061
NYU Luthern Medical Center | 54769_G_GEN3 | 54769 | G | GEN3 |  | Combustion Turbine | IC Engine | NY_Z_J | New York | 36 | Kings | 47 | 36047 | 1.5 | 13469 | 2006 | 2028 |  |  | N | Distillate Fuel Oil | [13 empty] | 1.6498 | 1.6498 | 1.6498 | 1.6498
NYU Luthern Medical Center | 54769_G_GEN4 | 54769 | G | GEN4 |  | Combustion Turbine | IC Engine | NY_Z_J | New York | 36 | Kings | 47 | 36047 | 1.5 | 13469 | 2006 | 2028 |  |  | N | Distillate Fuel Oil | [13 empty] | 1.6498 | 1.6498 | 1.6498 | 1.6498
Suffolk Energy Partners LP | 54781_G_SU1 | 54781 | G | SU1 |  | Landfill Gas |  | PJM_Dom | Virginia | 51 | Suffolk City | 800 | 51800 | 0.7 | 15307 | 1994 | 2022 |  |  | N | Landfill Gas | [13 empty] | 0.6 | 0.6 | 0.6 | 0.6
Suffolk Energy Partners LP | 54781_G_SU2 | 54781 | G | SU2 |  | Landfill Gas |  | PJM_Dom | Virginia | 51 | Suffolk City | 800 | 51800 | 0.7 | 15308 | 1994 | 2022 |  |  | N | Landfill Gas | [13 empty] | 0.6 | 0.6 | 0.6 | 0.6
Suffolk Energy Partners LP | 54781_G_SU3 | 54781 | G | SU3 |  | Landfill Gas |  | PJM_Dom | Virginia | 51 | Suffolk City | 800 | 51800 | 0.7 | 15308 | 1994 | 2022 |  |  | N | Landfill Gas | [13 empty] | 0.6 | 0.6 | 0.6 | 0.6
Suffolk Energy Partners LP | 54781_G_SU4 | 54781 | G | SU4 |  | Landfill Gas |  | PJM_Dom | Virginia | 51 | Suffolk City | 800 | 51800 | 0.7 | 15308 | 1994 | 2022 |  |  | N | Landfill Gas | [13 empty] | 0.6 | 0.6 | 0.6 | 0.6
Seneca Energy | 54782_G_GEN5 | 54782 | G | GEN5 |  | Landfill Gas |  | NY_Z_C&E | New York | 36 | Seneca | 99 | 36099 | 0.8 | 13500 | 1996 | 2023 |  |  | N | Landfill Gas | [13 empty] | 0.27477 | 0.27477 | 0.27477 | 0.27477
Seneca Energy | 54782_G_GEN6 | 54782 | G | GEN6 |  | Landfill Gas |  | NY_Z_C&E | New York | 36 | Seneca | 99 | 36099 | 0.8 | 13500 | 1997 | 2023 |  |  | N | Landfill Gas | [13 empty] | 0.27477 | 0.27477 | 0.27477 | 0.27477
Seneca Energy | 54782_G_GEN7 | 54782 | G | GEN7 |  | Landfill Gas |  | NY_Z_C&E | New York | 36 | Seneca | 99 | 36099 | 0.8 | 13500 | 1997 | 2023 |  |  | N | Landfill Gas | [13 empty] | 0.27477 | 0.27477 | 0.27477 | 0.27477
Seneca Energy | 54782_G_GE10 | 54782 | G | GE10 |  | Landfill Gas |  | NY_Z_C&E | New York | 36 | Seneca | 99 | 36099 | 0.8 | 13500 | 1998 | 2023 |  |  | N | Landfill Gas | [13 empty] | 0.27477 | 0.27477 | 0.27477 | 0.27477
Seneca Energy | 54782_G_GE11 | 54782 | G | GE11 |  | Landfill Gas |  | NY_Z_C&E | New York | 36 | Seneca | 99 | 36099 | 0.8 | 13500 | 1998 | 2023 |  |  | N | Landfill Gas | [13 empty] | 0.27477 | 0.27477 | 0.27477 | 0.27477
Seneca Energy | 54782_G_GE12 | 54782 | G | GE12 |  | Landfill Gas |  | NY_Z_C&E | New York | 36 | Seneca | 99 | 36099 | 0.8 | 13500 | 1998 | 2023 |  |  | N | Landfill Gas | [13 empty] | 0.27477 | 0.27477 | 0.27477 | 0.27477
Seneca Energy | 54782_G_GE13 | 54782 | G | GE13 |  | Landfill Gas |  | NY_Z_C&E | New York | 36 | Seneca | 99 | 36099 | 0.8 | 13500 | 1998 | 2023 |  |  | N | Landfill Gas | [13 empty] | 0.27477 | 0.27477 | 0.27477 | 0.27477
Seneca Energy | 54782_G_GE14 | 54782 | G | GE14 |  | Landfill Gas |  | NY_Z_C&E | New York | 36 | Seneca | 99 | 36099 | 0.8 | 13500 | 1998 | 2023 |  |  | N | Landfill Gas | [13 empty] | 0.27477 | 0.27477 | 0.27477 | 0.27477
Seneca Energy | 54782_G_GEN8 | 54782 | G | GEN8 |  | Landfill Gas |  | NY_Z_C&E | New York | 36 | Seneca | 99 | 36099 | 0.8 | 13500 | 1998 | 2023 |  |  | N | Landfill Gas | [13 empty] | 0.27477 | 0.27477 | 0.27477 | 0.27477
Seneca Energy | 54782_G_GEN9 | 54782 | G | GEN9 |  | Landfill Gas |  | NY_Z_C&E | New York | 36 | Seneca | 99 | 36099 | 0.8 | 13500 | 1998 | 2023 |  |  | N | Landfill Gas | [13 empty] | 0.27477 | 0.27477 | 0.27477 | 0.27477
New York University Central Plant | 54808_G_D2 | 54808 | G | D2 |  | Combustion Turbine | IC Engine | NY_Z_J | New York | 36 | New York | 61 | 36061 | 0.6 | 9965 | 1984 | 2020 |  |  | Y | Distillate Fuel Oil | [13 empty] | 1.6498 | 1.6498 | 1.6498 | 1.6498
New York University Central Plant | 54808_G_D3 | 54808 | G | D3 |  | Combustion Turbine | IC Engine | NY_Z_J | New York | 36 | New York | 61 | 36061 | 0.6 | 9965 | 1984 | 2020 |  |  | Y | Distillate Fuel Oil | [13 empty] | 1.6498 | 1.6498 | 1.6498 | 1.6498
New York University Central Plant | 54808_G_D4 | 54808 | G | D4 |  | Combustion Turbine | IC Engine | NY_Z_J | New York | 36 | New York | 61 | 36061 | 0.6 | 9965 | 1984 | 2020 |  |  | Y | Distillate Fuel Oil | [13 empty] | 1.6498 | 1.6498 | 1.6498 | 1.6498
New York University Central Plant | 54808_G_D5 | 54808 | G | D5 |  | Combustion Turbine | IC Engine | NY_Z_J | New York | 36 | New York | 61 | 36061 | 0.6 | 9965 | 1984 | 2020 |  |  | Y | Distillate Fuel Oil | [13 empty] | 1.6498 | 1.6498 | 1.6498 | 1.6498
New York University Central Plant | 54808_G_D6 | 54808 | G | D6 |  | Combustion Turbine | IC Engine | NY_Z_J | New York | 36 | New York | 61 | 36061 | 0.6 | 9965 | 1984 | 2020 |  |  | Y | Distillate Fuel Oil | [13 empty] | 1.6498 | 1.6498 | 1.6498 | 1.6498
New York University Central Plant | 54808_G_D7 | 54808 | G | D7 |  | Combustion Turbine | IC Engine | NY_Z_J | New York | 36 | New York | 61 | 36061 | 0.6 | 9965 | 1984 | 2020 |  |  | Y | Distillate Fuel Oil | [13 empty] | 1.6498 | 1.6498 | 1.6498 | 1.6498
New York University Central Plant | 54808_G_DI | 54808 | G | DI |  | Combustion Turbine | IC Engine | NY_Z_J | New York | 36 | New York | 61 | 36061 | 0.6 | 9965 | 1984 | 2020 |  |  | Y | Distillate Fuel Oil | [13 empty] | 1.6498 | 1.6498 | 1.6498 | 1.6498
Outagamie County Co-Generation Facility | 54842_G_G1 | 54842 | G | G1 |  | Landfill Gas |  | MIS_WUMS | Wisconsin | 55 | Outagamie | 87 | 55087 | 1.6 | 8769 | 2007 | 2020 |  |  | Y | Landfill Gas | [13 empty] | 0.24082 | 0.24082 | 0.24082 | 0.24082
Outagamie County Co-Generation Facility | 54842_G_G2 | 54842 | G | G2 |  | Landfill Gas |  | MIS_WUMS | Wisconsin | 55 | Outagamie | 87 | 55087 | 1.6 | 8769 | 2007 | 2020 |  |  | Y | Landfill Gas | [13 empty] | 0.24082 | 0.24082 | 0.24082 | 0.24082
Outagamie County Co-Generation Facility | 54842_G_G3 | 54842 | G | G3 |  | Landfill Gas |  | MIS_WUMS | Wisconsin | 55 | Outagamie | 87 | 55087 | 1.6 | 8769 | 2007 | 2020 |  |  | Y | Landfill Gas | [13 empty] | 0.24082 | 0.24082 | 0.24082 | 0.24082
Outagamie County Co-Generation Facility | 54842_G_G4 | 54842 | G | G4 |  | Landfill Gas |  | MIS_WUMS | Wisconsin | 55 | Outagamie | 87 | 55087 | 1.6 | 13500 | 2016 | 2020 |  |  | N | Landfill Gas | [13 empty] | 0.24082 | 0.24082 | 0.24082 | 0.24082
Milstead | 54872_G_GEN1 | 54872 | G | GEN1 |  | Hydro |  | S_SOU | Georgia | 13 | Rockdale | 247 | 13247 | 1 | 0 | 1994 | 2023 |  |  | N | Hydro | [13 empty] | 0 | 0 | 0 | 0
CenturyLink Regional HQ | 54882_G_GEN1 | 54882 | G | GEN1 |  | Combustion Turbine | IC Engine | S_VACA | North Carolina | 37 | Franklin | 69 | 37069 | 0.6 | 13469 | 1993 | 2016 |  |  | N | Distillate Fuel Oil | [13 empty] | 1.6498 | 1.6498 | 1.6498 | 1.6498
Keystone Recovery | 54934_G_NO 1 | 54934 | G | NO 1 |  | Landfill Gas |  | PJM_WMAC | Pennsylvania | 42 | Lackawanna | 69 | 42069 | 0.7 | 14087 | 1995 | 2020 |  |  | N | Landfill Gas | [13 empty] | 0.06265 | 0.06265 | 0.06265 | 0.06265
Keystone Recovery | 54934_G_NO 2 | 54934 | G | NO 2 |  | Landfill Gas |  | PJM_WMAC | Pennsylvania | 42 | Lackawanna | 69 | 42069 | 0.7 | 14086 | 1995 | 2020 |  |  | N | Landfill Gas | [13 empty] | 0.06265 | 0.06265 | 0.06265 | 0.06265
Keystone Recovery | 54934_G_NO 3 | 54934 | G | NO 3 |  | Landfill Gas |  | PJM_WMAC | Pennsylvania | 42 | Lackawanna | 69 | 42069 | 0.7 | 14086 | 1995 | 2020 |  |  | N | Landfill Gas | [13 empty] | 0.06265 | 0.06265 | 0.06265 | 0.06265
Keystone Recovery | 54934_G_NO 4 | 54934 | G | NO 4 |  | Landfill Gas |  | PJM_WMAC | Pennsylvania | 42 | Lackawanna | 69 | 42069 | 0.7 | 14086 | 1995 | 2020 |  |  | N | Landfill Gas | [13 empty] | 0.06265 | 0.06265 | 0.06265 | 0.06265
Keystone Recovery | 54934_G_NO 5 | 54934 | G | NO 5 |  | Landfill Gas |  | PJM_WMAC | Pennsylvania | 42 | Lackawanna | 69 | 42069 | 0.7 | 14086 | 1996 | 2020 |  |  | N | Landfill Gas | [13 empty] | 0.06265 | 0.06265 | 0.06265 | 0.06265
Keystone Recovery | 54934_G_NO 6 | 54934 | G | NO 6 |  | Landfill Gas |  | PJM_WMAC | Pennsylvania | 42 | Lackawanna | 69 | 42069 | 0.7 | 14086 | 1996 | 2020 |  |  | N | Landfill Gas | [13 empty] | 0.06265 | 0.06265 | 0.06265 | 0.06265
Keystone Recovery | 54934_G_NO 7 | 54934 | G | NO 7 |  | Landfill Gas |  | PJM_WMAC | Pennsylvania | 42 | Lackawanna | 69 | 42069 | 0.7 | 14086 | 1996 | 2020 |  |  | N | Landfill Gas | [13 empty] | 0.06265 | 0.06265 | 0.06265 | 0.06265
CT Resource Rec Authority Facility | 54945_B_11 | 54945 | B | 11 |  | Municipal Solid Waste |  | NENG_CT | Connecticut | 9 | Hartford | 3 | 09003 | 19.5 | 20769 | 1988 | 2023 |  |  | N | MSW | Dry Scrubber | 1987 | 0.75 |  | SNCR |  |  | B | NA |  |  |  | 0.32 | 0.18604 | 0.18604 | 0.18604 | 0.18604 | 0.15 | 0.15 | 0.15
CT Resource Rec Authority Facility | 54945_B_12 | 54945 | B | 12 |  | Municipal Solid Waste |  | NENG_CT | Connecticut | 9 | Hartford | 3 | 09003 | 19.5 | 20769 | 1988 | 2023 |  |  | N | MSW | Dry Scrubber | 1987 | 0.75 |  | SNCR |  |  | B | NA |  |  |  | 0.32 | 0.18537 | 0.18537 | 0.18537 | 0.18537 | 0.15 | 0.15 | 0.15
CT Resource Rec Authority Facility | 54945_B_13 | 54945 | B | 13 |  | Municipal Solid Waste |  | NENG_CT | Connecticut | 9 | Hartford | 3 | 09003 | 19.5 | 20769 | 1988 | 2023 |  |  | N | MSW | Dry Scrubber | 1987 | 0.75 |  | SNCR |  |  | B | NA |  |  |  | 0.32 | 0.18265 | 0.18265 | 0.18265 | 0.18265 | 0.15 | 0.15 | 0.15
Alliant SBD 9302 Aegon NP | 54967_G_7906 | 54967 | G | 7906 |  | Combustion Turbine | IC Engine | MIS_IA | Iowa | 19 | Linn | 113 | 19113 | 1.2 | 25000 | 1995 | 2021 |  |  | N | Distillate Fuel Oil | [12 empty] | 2.5 | 1.6498 | 1.6498 | 1.6498 | 1.6498
Woodridge Greene Valley Treatment Plant | 54987_G_FM01 | 54987 | G | FM01 |  | Combustion Turbine | IC Engine | PJM_COMD | Illinois | 17 | DuPage | 43 | 17043 | 1.5 | 8700 | 1996 | 2020 |  |  | Y | Natural Gas, Distillate Fuel Oil | [13 empty] | 1.061 | 1.061 | 1.061 | 1.061
Yates Gas Plant | 55025_G_GEN1 | 55025 | G | GEN1 |  | Combustion Turbine |  | ERC_WEST | Texas | 48 | Pecos | 371 | 48371 | 2.8 | 8700 | 1986 | 2019 |  |  | Y | Natural Gas | [13 empty] | 0.47388 | 0.47388 | 0.47388 | 0.47388
Yates Gas Plant | 55025_G_GEN2 | 55025 | G | GEN2 |  | Combustion Turbine |  | ERC_WEST | Texas | 48 | Pecos | 371 | 48371 | 2.8 | 8700 | 1986 | 2019 |  |  | Y | Natural Gas | [13 empty] | 0.47388 | 0.47388 | 0.47388 | 0.47388
Desert Star Energy Center | 55077_G_ED01 | 55077 | G | ED01 | 3860 | Combined Cycle |  | WECC_SNV | Nevada | 32 | Clark | 3 | 32003 | 150 | 7550 | 2000 | 2027 |  |  | N | Natural Gas |  |  |  |  | SCR | [8 empty] | 0.014481 | 0.014481 | 0.014481 | 0.014481
Desert Star Energy Center | 55077_G_ED02 | 55077 | G | ED02 | 3861 | Combined Cycle |  | WECC_SNV | Nevada | 32 | Clark | 3 | 32003 | 150 | 7550 | 2000 | 2027 |  |  | N | Natural Gas |  |  |  |  | SCR | [8 empty] | 0.014481 | 0.014481 | 0.014481 | 0.014481
Desert Star Energy Center | 55077_G_ED03 | 55077 | G | ED03 | 3860 | Combined Cycle |  | WECC_SNV | Nevada | 32 | Clark | 3 | 32003 | 150 | 7550 | 2000 | 2027 |  |  | N | Natural Gas |  |  |  | LNB | SCR | [8 empty] | 0.014481 | 0.014481 | 0.014481 | 0.014481
NRG Sterlington Power | 55099_G_01 | 55099 | G | 01 |  | Combustion Turbine |  | MIS_LA | Louisiana | 22 | Ouachita | 73 | 22073 | 24 | 18571 | 2000 | 2020 |  |  | N | Natural Gas | [12 empty] | 0.01 | 0.26125 | 0.26125 | 0.26125 | 0.26125
NRG Sterlington Power | 55099_G_02 | 55099 | G | 02 |  | Combustion Turbine |  | MIS_LA | Louisiana | 22 | Ouachita | 73 | 22073 | 22 | 16213 | 2000 | 2020 |  |  | N | Natural Gas | [12 empty] | 0.01 | 0.27902 | 0.27902 | 0.27902 | 0.27902
NRG Sterlington Power | 55099_G_09 | 55099 | G | 09 |  | Combustion Turbine |  | MIS_LA | Louisiana | 22 | Ouachita | 73 | 22073 | 16 | 18571 | 2000 | 2020 |  |  | N | Natural Gas | [12 empty] | 0.01 | 0.21721 | 0.21721 | 0.21721 | 0.21721
NRG Sterlington Power | 55099_G_10 | 55099 | G | 10 |  | Combustion Turbine |  | MIS_LA | Louisiana | 22 | Ouachita | 73 | 22073 | 16 | 18571 | 2000 | 2020 |  |  | N | Natural Gas | [12 empty] | 0.01 | 0.12234 | 0.12234 | 0.12234 | 0.12234
NRG Sterlington Power | 55099_G_04 | 55099 | G | 04 |  | Combustion Turbine |  | MIS_LA | Louisiana | 22 | Ouachita | 73 | 22073 | 23 | 18572 | 2001 | 2020 |  |  | N | Natural Gas | [12 empty] | 0.01 | 0.21885 | 0.21885 | 0.21885 | 0.21885
NRG Sterlington Power | 55099_G_06 | 55099 | G | 06 |  | Combustion Turbine |  | MIS_LA | Louisiana | 22 | Ouachita | 73 | 22073 | 18 | 18571 | 2001 | 2020 |  |  | N | Natural Gas | [12 empty] | 0.01 | 0.0534 | 0.0534 | 0.0534 | 0.0534
NRG Sterlington Power | 55099_G_07 | 55099 | G | 07 |  | Combustion Turbine |  | MIS_LA | Louisiana | 22 | Ouachita | 73 | 22073 | 16 | 18571 | 2001 | 2020 |  |  | N | Natural Gas | [12 empty] | 0.01 | 0.04592 | 0.04592 | 0.04592 | 0.04592
Sabine Cogen | 55104_G_CTG1 | 55104 | G | CTG1 | 3901 | Combined Cycle |  | MIS_WOTA | Texas | 48 | Orange | 361 | 48361 | 33.1 | 11734 | 2000 | 2020 |  |  | Y | Natural Gas |  |  |  |  | SCR | [7 empty] | 0.006 | 0.017651 | 0.017651 | 0.017651 | 0.017651
Sabine Cogen | 55104_G_CTG2 | 55104 | G | CTG2 | 3902 | Combined Cycle |  | MIS_WOTA | Texas | 48 | Orange | 361 | 48361 | 33.4 | 11734 | 2000 | 2020 |  |  | Y | Natural Gas |  |  |  |  | SCR | [7 empty] | 0.006 | 0.017651 | 0.017651 | 0.017651 | 0.017651
Sabine Cogen | 55104_G_STG | 55104 | G | STG | 3901 | Combined Cycle |  | MIS_WOTA | Texas | 48 | Orange | 361 | 48361 | 20 | 11734 | 2000 | 2020 |  |  | Y | Natural Gas |  |  |  | LNB + NH3 | SCR | [7 empty] | 0.006 | 0.017651 | 0.017651 | 0.017651 | 0.017651
MM Hartford Energy | 55163_G_UNT2 | 55163 | G | UNT2 |  | Landfill Gas |  | NENG_CT | Connecticut | 9 | Hartford | 3 | 09003 | 0.9 | 13500 | 1998 | 2018 |  |  | N | Landfill Gas | [12 empty] | 0.14 | 0.22117 | 0.22117 | 0.22117 | 0.22117
MM Hartford Energy | 55163_G_UNT3 | 55163 | G | UNT3 |  | Landfill Gas |  | NENG_CT | Connecticut | 9 | Hartford | 3 | 09003 | 0.9 | 13500 | 1998 | 2018 |  |  | N | Landfill Gas | [12 empty] | 0.14 | 0.22117 | 0.22117 | 0.22117 | 0.22117
Osceola | 55192_G_CTG1 | 55192 | G | CTG1 |  | Combustion Turbine |  | FRCC | Florida | 12 | Osceola | 97 | 12097 | 157 | 11182 | 2001 | 2028 |  |  | N | Natural Gas, Distillate Fuel Oil | [12 empty] | 0.8 | 0.02807 | 0.02807 | 0.02807 | 0.02807
Osceola | 55192_G_CTG2 | 55192 | G | CTG2 |  | Combustion Turbine |  | FRCC | Florida | 12 | Osceola | 97 | 12097 | 157 | 11182 | 2001 | 2028 |  |  | N | Natural Gas, Distillate Fuel Oil | [12 empty] | 0.8 | 0.033375 | 0.033375 | 0.033375 | 0.033375
Osceola | 55192_G_CTG3 | 55192 | G | CTG3 |  | Combustion Turbine |  | FRCC | Florida | 12 | Osceola | 97 | 12097 | 157 | 11182 | 2002 | 2028 |  |  | N | Natural Gas, Distillate Fuel Oil | [12 empty] | 0.8 | 0.029625 | 0.029625 | 0.029625 | 0.029625
Green Power 2 | 55470_G_ST805 | 55470 | G | ST805 | 4843 | Combined Cycle |  | ERC_REST | Texas | 48 | Galveston | 167 | 48167 | 75 | 5500 | 2009 | 2028 |  |  | Y | Natural Gas |  |  |  | DLNB | SCR | [8 empty] | 0.010121 | 0.010121 | 0.010121 | 0.010121
Security | 55556_G_UNT3 | 55556 | G | UNT3 |  | Landfill Gas |  | MIS_WOTA | Texas | 48 | Montgomery | 339 | 48339 | 1.7 | 13500 | 2003 | 2019 |  |  | N | Landfill Gas | [13 empty] | 0.12019 | 0.12019 | 0.12019 | 0.12019
GRS Pine Bend | 55598_G_1 | 55598 | G | 1 |  | Landfill Gas |  | MIS_MNWI | Minnesota | 27 | Dakota | 37 | 27037 | 3.8 | 13500 | 1996 | 2018 |  |  | N | Landfill Gas | [13 empty] | 0.22117 | 0.22117 | 0.22117 | 0.22117
GRS Pine Bend | 55598_G_2 | 55598 | G | 2 |  | Landfill Gas |  | MIS_MNWI | Minnesota | 27 | Dakota | 37 | 27037 | 3.8 | 20460 | 1996 | 2018 |  |  | N | Landfill Gas | [13 empty] | 0.22117 | 0.22117 | 0.22117 | 0.22117
Binghamton Cogen | 55600_G_1 | 55600 | G | 1 | 10131 | Combustion Turbine |  | NY_Z_C&E | New York | 36 | Broome | 7 | 36007 | 42 | 9572 | 1992 | 2018 |  |  | Y | Natural Gas |  |  |  | STM | [8 empty] | 1.053 | 0.08773 | 0.08773 | 0.08773 | 0.08773
Prima Plant | 55601_G_UNT1 | 55601 | G | UNT1 |  | Landfill Gas |  | WEC_SDGE | California | 6 | Orange | 59 | 06059 | 2.7 | 13500 | 1999 | 2022 |  |  | N | Landfill Gas | [13 empty] | 0.0875 | 0.0875 | 0.0875 | 0.0875
Prima Plant | 55601_G_UNT2 | 55601 | G | UNT2 |  | Landfill Gas |  | WEC_SDGE | California | 6 | Orange | 59 | 06059 | 2.7 | 13500 | 1999 | 2022 |  |  | N | Landfill Gas | [13 empty] | 0.0875 | 0.0875 | 0.0875 | 0.0875
Tajiguas Plant | 55603_G_UNT1 | 55603 | G | UNT1 |  | Landfill Gas |  | WECC_SCE | California | 6 | Santa Barbara | 83 | 06083 | 2.7 | 13500 | 2000 | 2020 |  |  | N | Landfill Gas | [13 empty] | 0.22117 | 0.22117 | 0.22117 | 0.22117
Foote Creek II | 55608_G_GEN1 | 55608 | G | GEN1 |  | Onshore Wind |  | WECC_WY | Wyoming | 56 | Albany | 1 | 56001 | 1.8 | 0 | 1999 | 2020 |  |  | N | Wind | [13 empty] | 0 | 0 | 0 | 0
Foote Creek III | 55609_G_GEN1 | 55609 | G | GEN1 |  | Onshore Wind |  | WECC_WY | Wyoming | 56 | Albany | 1 | 56001 | 24.8 | 0 | 1999 | 2020 |  |  | N | Wind | [13 empty] | 0 | 0 | 0 | 0
Foote Creek IV | 55610_G_GEN1 | 55610 | G | GEN1 |  | Onshore Wind |  | WECC_WY | Wyoming | 56 | Carbon | 7 | 56007 | 16.8 | 0 | 2000 | 2020 |  |  | N | Wind | [13 empty] | 0 | 0 | 0 | 0
Mountain View I&2 | 55719_G_GEN2 | 55719 | G | GEN2 |  | Onshore Wind |  | WECC_SCE | California | 6 | Riverside | 65 | 06065 | 22.2 | 0 | 2001 | 2021 |  |  | N | Wind | [13 empty] | 0 | 0 | 0 | 0
Mountain View I&2 | 55719_G_GENI | 55719 | G | GENI |  | Onshore Wind |  | WECC_SCE | California | 6 | Riverside | 65 | 06065 | 44.4 | 0 | 2001 | 2021 |  |  | N | Wind | [13 empty] | 0 | 0 | 0 | 0
Buchanan Generation LLC | 55738_G_1 | 55738 | G | 1 | 9248 | Combustion Turbine |  | PJM_West | Virginia | 51 | Buchanan | 27 | 51027 | 40 | 10745 | 2002 | 2023 |  |  | N | Natural Gas |  |  |  | H2O | [8 empty] | 0.006 | 0.07177 | 0.07177 | 0.07177 | 0.07177
Buchanan Generation LLC | 55738_G_2 | 55738 | G | 2 | 9249 | Combustion Turbine |  | PJM_West | Virginia | 51 | Buchanan | 27 | 51027 | 40 | 10745 | 2002 | 2023 |  |  | N | Natural Gas |  |  |  | H2O | [8 empty] | 0.006 | 0.06957 | 0.06957 | 0.06957 | 0.06957
Dane County Landfill #2 Rodefeld | 55770_G_GEN1 | 55770 | G | GEN1 |  | Landfill Gas |  | MIS_WUMS | Wisconsin | 55 | Dane | 25 | 55025 | 0.8 | 13500 | 1997 | 2019 |  |  | N | Landfill Gas | [13 empty] | 0.22117 | 0.22117 | 0.22117 | 0.22117
Dane County Landfill #2 Rodefeld | 55770_G_GEN2 | 55770 | G | GEN2 |  | Landfill Gas |  | MIS_WUMS | Wisconsin | 55 | Dane | 25 | 55025 | 0.8 | 13500 | 1997 | 2019 |  |  | N | Landfill Gas | [13 empty] | 0.22117 | 0.22117 | 0.22117 | 0.22117
Dane County Landfill #2 Rodefeld | 55770_G_GEN3 | 55770 | G | GEN3 |  | Landfill Gas |  | MIS_WUMS | Wisconsin | 55 | Dane | 25 | 55025 | 0.8 | 13500 | 2004 | 2019 |  |  | N | Landfill Gas | [13 empty] | 0.22117 | 0.22117 | 0.22117 | 0.22117
Dane County Landfill #2 Rodefeld | 55770_G_GEN4 | 55770 | G | GEN4 |  | Landfill Gas |  | MIS_WUMS | Wisconsin | 55 | Dane | 25 | 55025 | 1.6 | 13500 | 2004 | 2019 |  |  | N | Landfill Gas | [13 empty] | 0.22117 | 0.22117 | 0.22117 | 0.22117
Dane County Landfill #2 Rodefeld | 55770_G_GEN6 | 55770 | G | GEN6 |  | Landfill Gas |  | MIS_WUMS | Wisconsin | 55 | Dane | 25 | 55025 | 0.8 | 13500 | 2011 | 2019 |  |  | N | Landfill Gas | [13 empty] | 0.22117 | 0.22117 | 0.22117 | 0.22117
Dane County Landfill #2 Rodefeld | 55770_G_GEN7 | 55770 | G | GEN7 |  | Landfill Gas |  | MIS_WUMS | Wisconsin | 55 | Dane | 25 | 55025 | 0.8 | 13500 | 2011 | 2019 |  |  | N | Landfill Gas | [13 empty] | 0.22117 | 0.22117 | 0.22117 | 0.22117
Dane County Landfill #2 Rodefeld | 55770_G_GEN5 | 55770 | G | GEN5 |  | Landfill Gas |  | MIS_WUMS | Wisconsin | 55 | Dane | 25 | 55025 | 0.8 | 13500 | 2012 | 2019 |  |  | N | Landfill Gas | [13 empty] | 0.22117 | 0.22117 | 0.22117 | 0.22117
Countyside Genco LLC | 55773_G_CS10 | 55773 | G | CS10 |  | Landfill Gas |  | PJM_COMD | Illinois | 17 | Lake | 97 | 17097 | 2 | 20053 | 2012 | 2020 |  |  | N | Landfill Gas | [13 empty] | 0.22117 | 0.22117 | 0.22117 | 0.22117
Countyside Genco LLC | 55773_G_CS7 | 55773 | G | CS7 |  | Landfill Gas |  | PJM_COMD | Illinois | 17 | Lake | 97 | 17097 | 2 | 20053 | 2012 | 2020 |  |  | N | Landfill Gas | [13 empty] | 0.22117 | 0.22117 | 0.22117 | 0.22117
Countyside Genco LLC | 55773_G_CS8 | 55773 | G | CS8 |  | Landfill Gas |  | PJM_COMD | Illinois | 17 | Lake | 97 | 17097 | 2 | 20053 | 2012 | 2020 |  |  | N | Landfill Gas | [13 empty] | 0.22117 | 0.22117 | 0.22117 | 0.22117
Countyside Genco LLC | 55773_G_CS9 | 55773 | G | CS9 |  | Landfill Gas |  | PJM_COMD | Illinois | 17 | Lake | 97 | 17097 | 2 | 20053 | 2012 | 2020 |  |  | N | Landfill Gas | [13 empty] | 0.22117 | 0.22117 | 0.22117 | 0.22117
Montgomery County Oaks LFGE Plant | 55885_G_CAT35 | 55885 | G | CAT35 |  | Landfill Gas |  | PJM_SMAC | Maryland | 24 | Montgomery | 31 | 24031 | 1.5 | 14489 | 2009 | 2021 |  |  | N | Landfill Gas | [13 empty] | 0.07063 | 0.07063 | 0.07063 | 0.07063
Montgomery County Oaks LFGE Plant | 55885_G_GEJGC | 55885 | G | GEJGC |  | Landfill Gas |  | PJM_SMAC | Maryland | 24 | Montgomery | 31 | 24031 | 0.8 | 14489 | 2009 | 2021 |  |  | N | Landfill Gas | [13 empty] | 0.18917 | 0.18917 | 0.18917 | 0.18917
Ridgeview | 55925_G_GEN3 | 55925 | G | GEN3 |  | Landfill Gas |  | MIS_WUMS | Wisconsin | 55 | Manitowoc | 71 | 55071 | 0.8 | 13500 | 2002 | 2014 |  |  | N | Landfill Gas | [13 empty] | 0.22117 | 0.22117 | 0.22117 | 0.22117
Ridgeview | 55925_G_GEN4 | 55925 | G | GEN4 |  | Landfill Gas |  | MIS_WUMS | Wisconsin | 55 | Manitowoc | 71 | 55071 | 0.8 | 13500 | 2003 | 2014 |  |  | N | Landfill Gas | [13 empty] | 0.22117 | 0.22117 | 0.22117 | 0.22117
Stillwater Water Treatment Plant | 55987_G_6 | 55987 | G | 6 |  | Combustion Turbine | IC Engine | SPP_WEST | Oklahoma | 40 | Payne | 119 | 40119 | 2 | 10745 | 2003 | 2022 |  |  | N | Distillate Fuel Oil | [12 empty] | 0.8 | 1.6498 | 1.6498 | 1.6498 | 1.6498
NECCO Co-Generation | 55999_G_GEN1 | 55999 | G | GEN1 |  | Combustion Turbine | IC Engine | NENGREST | Massachusetts | 25 | Suffolk | 25 | 25025 | 2.8 | 8700 | 2004 | 2018 |  |  | Y | Natural Gas |  |  |  |  | SCR | [7 empty] | 0.789 | 0.39545 | 0.07909 | 0.39545 | 0.07909
NECCO Co-Generation | 55999_G_GEN2 | 55999 | G | GEN2 |  | Combustion Turbine | IC Engine | NENGREST | Massachusetts | 25 | Suffolk | 25 | 25025 | 2.8 | 8700 | 2004 | 2018 |  |  | Y | Natural Gas |  |  |  |  | SCR | [7 empty] | 0.789 | 0.39545 | 0.07909 | 0.39545 | 0.07909
Alliant SBD 9901 Wells Fargo | 56074_G_01 | 56074 | G | 01 |  | Combustion Turbine | IC Engine | MIS_IA | Iowa | 19 | Linn | 113 | 19113 | 1.1 | 25000 | 2000 | 2020 |  |  | N | Distillate Fuel Oil | [12 empty] | 2.5 | 1.6498 | 1.6498 | 1.6498 | 1.6498
Riceland Foods Cogeneration Plant | 56079_B_North | 56079 | B | North |  | Biomass |  | MIS_AR | Arkansas | 5 | Arkansas | 1 | 05001 | 4 | 11815 | 1996 | 2021 |  |  | Y | Biomass |  |  |  | FR |  |  |  | B | NA |  |  |  |  | 0.12491 | 0.12491 | 0.12491 | 0.12491
Riceland Foods Cogeneration Plant | 56079_B_South | 56079 | B | South |  | Biomass |  | MIS_AR | Arkansas | 5 | Arkansas | 1 | 05001 | 4 | 11815 | 1996 | 2021 |  |  | Y | Biomass |  |  |  | FR |  |  |  | B | NA |  |  |  |  | 0.12491 | 0.12491 | 0.12491 | 0.12491
Tessman Road | 56113_G_1 | 56113 | G | 1 |  | Landfill Gas |  | ERC_REST | Texas | 48 | Bexar | 29 | 48029 | 1.4 | 13500 | 2003 | 2021 |  |  | N | Landfill Gas | [13 empty] | 0.2095 | 0.2095 | 0.2095 | 0.2095
Tessman Road | 56113_G_2 | 56113 | G | 2 |  | Landfill Gas |  | ERC_REST | Texas | 48 | Bexar | 29 | 48029 | 1.4 | 13500 | 2003 | 2021 |  |  | N | Landfill Gas | [13 empty] | 0.2095 | 0.2095 | 0.2095 | 0.2095
Tessman Road | 56113_G_3 | 56113 | G | 3 |  | Landfill Gas |  | ERC_REST | Texas | 48 | Bexar | 29 | 48029 | 1.4 | 13500 | 2003 | 2021 |  |  | N | Landfill Gas | [13 empty] | 0.2095 | 0.2095 | 0.2095 | 0.2095
Tessman Road | 56113_G_4 | 56113 | G | 4 |  | Landfill Gas |  | ERC_REST | Texas | 48 | Bexar | 29 | 48029 | 1.4 | 13500 | 2003 | 2021 |  |  | N | Landfill Gas | [13 empty] | 0.2095 | 0.2095 | 0.2095 | 0.2095
Tessman Road | 56113_G_5 | 56113 | G | 5 |  | Landfill Gas |  | ERC_REST | Texas | 48 | Bexar | 29 | 48029 | 1.4 | 13500 | 2003 | 2021 |  |  | N | Landfill Gas | [13 empty] | 0.2095 | 0.2095 | 0.2095 | 0.2095
Tessman Road | 56113_G_6 | 56113 | G | 6 |  | Landfill Gas |  | ERC_REST | Texas | 48 | Bexar | 29 | 48029 | 1.4 | 13500 | 2003 | 2021 |  |  | N | Landfill Gas | [13 empty] | 0.2095 | 0.2095 | 0.2095 | 0.2095
Tessman Road | 56113_G_7 | 56113 | G | 7 |  | Landfill Gas |  | ERC_REST | Texas | 48 | Bexar | 29 | 48029 | 1.4 | 13500 | 2015 | 2021 |  |  | N | Landfill Gas | [13 empty] | 0.2095 | 0.2095 | 0.2095 | 0.2095
Minwind 3-9 | 56123_G_1 | 56123 | G | 1 |  | Onshore Wind |  | MIS_MNWI | Minnesota | 27 | Rock | 133 | 27133 | 11.6 | 0 | 2004 | 2022 |  |  | N | Wind | [13 empty] | 0 | 0 | 0 | 0
Chanarambie Power Partners, LLC | 56142_G_WND1 | 56142 | G | WND1 |  | Onshore Wind |  | MIS_MNWI | Minnesota | 27 | Murray | 101 | 27101 | 85.5 | 0 | 2003 | 2022 |  |  | N | Wind | [13 empty] | 0 | 0 | 0 | 0
Viking Wind Partners | 56153_G_1 | 56153 | G | 1 |  | Onshore Wind |  | MIS_MNWI | Minnesota | 27 | Murray | 101 | 27101 | 12 | 0 | 2003 | 2022 |  |  | N | Wind | [13 empty] | 0 | 0 | 0 | 0
Kennecott Power Plant | 56163_B_4 | 56163 | B | 4 |  | Coal Steam |  | WECC_UT | Utah | 49 | Salt Lake | 35 | 49035 | 75 | 10438 | 1959 | 2019 | tangential | dry | N | Bituminous |  |  |  | LNB |  |  |  | ESPH | No |  |  |  | 1.32 | 0.44315 | 0.44315 | 0.1469 | 0.1469 | 0.9 | 0.1 | 1 | 0
Alden Bailey Power Plant | 56223_G_LOKI | 56223 | G | LOKI |  | Combustion Turbine |  | WECC_PNW | Oregon | 41 | Clatsop | 7 | 41007 | 9.8 | 19558 | 2001 | 2021 |  |  | N | Natural Gas | [12 empty] | 1.4 | 0.23894 | 0.23894 | 0.23894 | 0.23894
WPPI Hartford DG | 56266_G_1 | 56266 | G | 1 |  | Combustion Turbine | IC Engine | MIS_WUMS | Wisconsin | 55 | Washington | 131 | 55131 | 1.1 | 10745 | 2005 | 2020 |  |  | N | Distillate Fuel Oil | [12 empty] | 3 | 1.6498 | 1.6498 | 1.6498 | 1.6498
Coleman Falls | 56313_G_CGH2 | 56313 | G | CGH2 |  | Hydro |  | PJM_West | Virginia | 51 | Bedford | 19 | 51019 | 0.5 | 0 | 1983 | 2028 |  |  | N | Hydro | [13 empty] | 0 | 0 | 0 | 0
Coleman Falls | 56313_G_CGH3 | 56313 | G | CGH3 |  | Hydro |  | PJM_West | Virginia | 51 | Bedford | 19 | 51019 | 0.5 | 0 | 1983 | 2028 |  |  | N | Hydro | [13 empty] | 0 | 0 | 0 | 0
Coleman Falls | 56313_G_CHG1 | 56313 | G | CHG1 |  | Hydro |  | PJM_West | Virginia | 51 | Bedford | 19 | 51019 | 0.5 | 0 | 1983 | 2028 |  |  | N | Hydro | [13 empty] | 0 | 0 | 0 | 0
Holcomb Rock | 56314_G_HG1 | 56314 | G | HG1 |  | Hydro |  | PJM_West | Virginia | 51 | Lynchburg City | 680 | 51680 | 0.2 | 0 | 1920 | 2028 |  |  | N | Hydro | [13 empty] | 0 | 0 | 0 | 0
Holcomb Rock | 56314_G_HG2 | 56314 | G | HG2 |  | Hydro |  | PJM_West | Virginia | 51 | Lynchburg City | 680 | 51680 | 0.2 | 0 | 1920 | 2028 |  |  | N | Hydro | [13 empty] | 0 | 0 | 0 | 0
Holcomb Rock | 56314_G_HG3 | 56314 | G | HG3 |  | Hydro |  | PJM_West | Virginia | 51 | Lynchburg City | 680 | 51680 | 0.2 | 0 | 1920 | 2028 |  |  | N | Hydro | [13 empty] | 0 | 0 | 0 | 0
Danville Westover Plant | 56365_G_GEN1 | 56365 | G | GEN1 |  | Combustion Turbine | IC Engine | PJM_Dom | Virginia | 51 | Danville City | 590 | 51590 | 1.2 | 10745 | 2005 | 2020 |  |  | N | Distillate Fuel Oil | [12 empty] | 2.64 | 4.4922 | 4.4922 | 4.4922 | 4.4922
Lake Mills Gas Recovery | 56521_G_GEN6 | 56521 | G | GEN6 |  | Landfill Gas |  | MIS_IA | Iowa | 19 | Winnebago | 189 | 19189 | 0.8 | 13500 | 2006 | 2017 |  |  | N | Landfill Gas | [13 empty] | 0.22117 | 0.22117 | 0.22117 | 0.22117
Two Pine Landfill Gas Recovery | 56523_G_GEN6 | 56523 | G | GEN6 |  | Landfill Gas |  | MIS_AR | Arkansas | 5 | Pulaski | 119 | 05119 | 0.8 | 13500 | 2006 | 2017 |  |  | N | Landfill Gas | [13 empty] | 0.22117 | 0.22117 | 0.22117 | 0.22117
Austin Gas Recovery | 56524_G_GEN4 | 56524 | G | GEN4 |  | Landfill Gas |  | ERC_REST | Texas | 48 | Travis | 453 | 48453 | 1.6 | 13500 | 2007 | 2019 |  |  | N | Landfill Gas | [13 empty] | 0.22117 | 0.22117 | 0.22117 | 0.22117
Timberline Trail Gas Recovery | 56525_G_GEN1 | 56525 | G | GEN1 |  | Landfill Gas |  | MIS_MNWI | Wisconsin | 55 | Rusk | 107 | 55107 | 0.8 | 13500 | 2006 | 2014 |  |  | N | Landfill Gas | [13 empty] | 0.22117 | 0.22117 | 0.22117 | 0.22117
Skyline Gas Recovery | 56528_G_GEN1 | 56528 | G | GEN1 |  | Landfill Gas |  | ERC_REST | Texas | 48 | Dallas | 113 | 48113 | 1.6 | 13500 | 2007 | 2019 |  |  | N | Landfill Gas | [13 empty] | 0.22117 | 0.22117 | 0.22117 | 0.22117
Skyline Gas Recovery | 56528_G_GEN2 | 56528 | G | GEN2 |  | Landfill Gas |  | ERC_REST | Texas | 48 | Dallas | 113 | 48113 | 1.6 | 13500 | 2007 | 2019 |  |  | N | Landfill Gas | [13 empty] | 0.22117 | 0.22117 | 0.22117 | 0.22117
Skyline Gas Recovery | 56528_G_GEN3 | 56528 | G | GEN3 |  | Landfill Gas |  | ERC_REST | Texas | 48 | Dallas | 113 | 48113 | 1.6 | 13500 | 2007 | 2019 |  |  | N | Landfill Gas | [13 empty] | 0.22117 | 0.22117 | 0.22117 | 0.22117
Skyline Gas Recovery | 56528_G_GEN4 | 56528 | G | GEN4 |  | Landfill Gas |  | ERC_REST | Texas | 48 | Dallas | 113 | 48113 | 1.6 | 13500 | 2007 | 2019 |  |  | N | Landfill Gas | [13 empty] | 0.22117 | 0.22117 | 0.22117 | 0.22117
Roadrunner I LLC | 56578_G_1 | 56578 | G | 1 |  | Onshore Wind |  | MIS_MNWI | Minnesota | 27 | Lincoln | 81 | 27081 | 1.3 | 0 | 2006 | 2023 |  |  | N | Wind | [13 empty] | 0 | 0 | 0 | 0
Windy Dog I LLC | 56579_G_1 | 56579 | G | 1 |  | Onshore Wind |  | MIS_MNWI | Minnesota | 27 | Lincoln | 81 | 27081 | 1.3 | 0 | 2006 | 2023 |  |  | N | Wind | [13 empty] | 0 | 0 | 0 | 0
Breezy Bucks II LLC | 56582_G_1 | 56582 | G | 1 |  | Onshore Wind |  | MIS_MNWI | Minnesota | 27 | Lincoln | 81 | 27081 | 1.3 | 0 | 2006 | 2023 |  |  | N | Wind | [13 empty] | 0 | 0 | 0 | 0
Salty Dog I LLC | 56583_G_1 | 56583 | G | 1 |  | Onshore Wind |  | MIS_MNWI | Minnesota | 27 | Lincoln | 81 | 27081 | 1.3 | 0 | 2006 | 2023 |  |  | N | Wind | [13 empty] | 0 | 0 | 0 | 0
Salty Dog II LLC | 56584_G_1 | 56584 | G | 1 |  | Onshore Wind |  | MIS_MNWI | Minnesota | 27 | Lincoln | 81 | 27081 | 1.3 | 0 | 2006 | 2023 |  |  | N | Wind | [13 empty] | 0 | 0 | 0 | 0
Wallys Wind Farm LLC | 56585_G_1 | 56585 | G | 1 |  | Onshore Wind |  | MIS_MNWI | Minnesota | 27 | Lincoln | 81 | 27081 | 1.3 | 0 | 2006 | 2023 |  |  | N | Wind | [13 empty] | 0 | 0 | 0 | 0
Breezy Bucks I LLC | 56595_G_1 | 56595 | G | 1 |  | Onshore Wind |  | MIS_MNWI | Minnesota | 27 | Lincoln | 81 | 27081 | 1.3 | 0 | 2006 | 2023 |  |  | N | Wind | [13 empty] | 0 | 0 | 0 | 0
Rancho Penasquitos | 56615_G_G100 | 56615 | G | G100 |  | Hydro |  | WEC_SDGE | California | 6 | San Diego | 73 | 06073 | 4.4 | 0 | 2007 | 2022 |  |  | N | Hydro | [13 empty] | 0 | 0 | 0 | 0
BC Energy LLC | 56624_G_1 | 56624 | G | 1 |  | Onshore Wind |  | MIS_IA | Minnesota | 27 | Jackson | 63 | 27063 | 4 | 0 | 2008 | 2023 |  |  | N | Wind | [13 empty] | 0 | 0 | 0 | 0
KC Energy LLC | 56625_G_1 | 56625 | G | 1 |  | Onshore Wind |  | MIS_IA | Minnesota | 27 | Jackson | 63 | 27063 | 4 | 0 | 2008 | 2023 |  |  | N | Wind | [13 empty] | 0 | 0 | 0 | 0
KSS Turbines LLC | 56627_G_1 | 56627 | G | 1 |  | Onshore Wind |  | MIS_IA | Minnesota | 27 | Jackson | 63 | 27063 | 4 | 0 | 2008 | 2023 |  |  | N | Wind | [13 empty] | 0 | 0 | 0 | 0
Prairie Wind Power LLC | 56628_G_1 | 56628 | G | 1 |  | Onshore Wind |  | MIS_IA | Minnesota | 27 | Jackson | 63 | 27063 | 4 | 0 | 2008 | 2023 |  |  | N | Wind | [13 empty] | 0 | 0 | 0 | 0
Chandler Hills Wind Farm | 56646_G_1 | 56646 | G | 1 |  | Onshore Wind |  | MIS_MNWI | Minnesota | 27 | Murray | 101 | 27101 | 2 | 0 | 1999 | 2019 |  |  | N | Wind | [13 empty] | 0 | 0 | 0 | 0
Rockville 1 & 2 | 56692_G_1A | 56692 | G | 1A |  | Combustion Turbine | IC Engine | PJM_Dom | Virginia | 51 | Goochland | 75 | 51075 | 0.3 | 10917 | 1995 | 2023 |  |  | N | Distillate Fuel Oil | [13 empty] | 1.7809 | 1.7809 | 1.7809 | 1.7809
Rockville 1 & 2 | 56692_G_1B | 56692 | G | 1B |  | Combustion Turbine | IC Engine | PJM_Dom | Virginia | 51 | Goochland | 75 | 51075 | 0.3 | 11663 | 1995 | 2023 |  |  | N | Distillate Fuel Oil | [13 empty] | 1.7809 | 1.7809 | 1.7809 | 1.7809
Rockville 1 & 2 | 56692_G_1C | 56692 | G | 1C |  | Combustion Turbine | IC Engine | PJM_Dom | Virginia | 51 | Goochland | 75 | 51075 | 0.3 | 11663 | 1995 | 2023 |  |  | N | Distillate Fuel Oil | [13 empty] | 1.7809 | 1.7809 | 1.7809 | 1.7809
Rockville 1 & 2 | 56692_G_1D | 56692 | G | 1D |  | Combustion Turbine | IC Engine | PJM_Dom | Virginia | 51 | Goochland | 75 | 51075 | 0.3 | 11663 | 1995 | 2023 |  |  | N | Distillate Fuel Oil | [13 empty] | 1.7809 | 1.7809 | 1.7809 | 1.7809
Rockville 1 & 2 | 56692_G_1E | 56692 | G | 1E |  | Combustion Turbine | IC Engine | PJM_Dom | Virginia | 51 | Goochland | 75 | 51075 | 0.3 | 11663 | 1995 | 2023 |  |  | N | Distillate Fuel Oil | [13 empty] | 1.7809 | 1.7809 | 1.7809 | 1.7809
Rockville 1 & 2 | 56692_G_1F | 56692 | G | 1F |  | Combustion Turbine | IC Engine | PJM_Dom | Virginia | 51 | Goochland | 75 | 51075 | 0.3 | 11663 | 1995 | 2023 |  |  | N | Distillate Fuel Oil | [13 empty] | 1.7809 | 1.7809 | 1.7809 | 1.7809
Rockville 1 & 2 | 56692_G_1G | 56692 | G | 1G |  | Combustion Turbine | IC Engine | PJM_Dom | Virginia | 51 | Goochland | 75 | 51075 | 0.3 | 11663 | 1995 | 2023 |  |  | N | Distillate Fuel Oil | [13 empty] | 1.7809 | 1.7809 | 1.7809 | 1.7809
Rockville 1 & 2 | 56692_G_1H | 56692 | G | 1H |  | Combustion Turbine | IC Engine | PJM_Dom | Virginia | 51 | Goochland | 75 | 51075 | 0.3 | 11663 | 1995 | 2023 |  |  | N | Distillate Fuel Oil | [13 empty] | 1.7809 | 1.7809 | 1.7809 | 1.7809
Rockville 1 & 2 | 56692_G_1I | 56692 | G | 1I |  | Combustion Turbine | IC Engine | PJM_Dom | Virginia | 51 | Goochland | 75 | 51075 | 0.3 | 11663 | 1995 | 2023 |  |  | N | Distillate Fuel Oil | [13 empty] | 1.7809 | 1.7809 | 1.7809 | 1.7809
Rockville 1 & 2 | 56692_G_1J | 56692 | G | 1J |  | Combustion Turbine | IC Engine | PJM_Dom | Virginia | 51 | Goochland | 75 | 51075 | 0.3 | 11663 | 1995 | 2023 |  |  | N | Distillate Fuel Oil | [13 empty] | 1.7809 | 1.7809 | 1.7809 | 1.7809
Rockville 1 & 2 | 56692_G_1K | 56692 | G | 1K |  | Combustion Turbine | IC Engine | PJM_Dom | Virginia | 51 | Goochland | 75 | 51075 | 0.3 | 11663 | 1995 | 2023 |  |  | N | Distillate Fuel Oil | [13 empty] | 1.7809 | 1.7809 | 1.7809 | 1.7809
Rockville 1 & 2 | 56692_G_1L | 56692 | G | 1L |  | Combustion Turbine | IC Engine | PJM_Dom | Virginia | 51 | Goochland | 75 | 51075 | 0.3 | 11663 | 1995 | 2023 |  |  | N | Distillate Fuel Oil | [13 empty] | 1.7809 | 1.7809 | 1.7809 | 1.7809
Rockville 1 & 2 | 56692_G_1M | 56692 | G | 1M |  | Combustion Turbine | IC Engine | PJM_Dom | Virginia | 51 | Goochland | 75 | 51075 | 0.3 | 11663 | 1995 | 2023 |  |  | N | Distillate Fuel Oil | [13 empty] | 1.7809 | 1.7809 | 1.7809 | 1.7809
Rockville 1 & 2 | 56692_G_1N | 56692 | G | 1N |  | Combustion Turbine | IC Engine | PJM_Dom | Virginia | 51 | Goochland | 75 | 51075 | 0.3 | 11663 | 1995 | 2023 |  |  | N | Distillate Fuel Oil | [13 empty] | 1.7809 | 1.7809 | 1.7809 | 1.7809
Rockville 1 & 2 | 56692_G_1O | 56692 | G | 1O |  | Combustion Turbine | IC Engine | PJM_Dom | Virginia | 51 | Goochland | 75 | 51075 | 0.3 | 11663 | 1995 | 2023 |  |  | N | Distillate Fuel Oil | [13 empty] | 1.7809 | 1.7809 | 1.7809 | 1.7809
Rockville 1 & 2 | 56692_G_2A | 56692 | G | 2A |  | Combustion Turbine | IC Engine | PJM_Dom | Virginia | 51 | Goochland | 75 | 51075 | 0.3 | 11663 | 2000 | 2023 |  |  | N | Distillate Fuel Oil | [13 empty] | 1.9081 | 1.9081 | 1.9081 | 1.9081
Rockville 1 & 2 | 56692_G_2B | 56692 | G | 2B |  | Combustion Turbine | IC Engine | PJM_Dom | Virginia | 51 | Goochland | 75 | 51075 | 0.3 | 11663 | 2000 | 2023 |  |  | N | Distillate Fuel Oil | [13 empty] | 1.9081 | 1.9081 | 1.9081 | 1.9081
Rockville 1 & 2 | 56692_G_2C | 56692 | G | 2C |  | Combustion Turbine | IC Engine | PJM_Dom | Virginia | 51 | Goochland | 75 | 51075 | 0.3 | 11663 | 2000 | 2023 |  |  | N | Distillate Fuel Oil | [13 empty] | 1.9081 | 1.9081 | 1.9081 | 1.9081
Rockville 1 & 2 | 56692_G_2D | 56692 | G | 2D |  | Combustion Turbine | IC Engine | PJM_Dom | Virginia | 51 | Goochland | 75 | 51075 | 0.3 | 11663 | 2000 | 2023 |  |  | N | Distillate Fuel Oil | [13 empty] | 1.9081 | 1.9081 | 1.9081 | 1.9081
Rockville 1 & 2 | 56692_G_2E | 56692 | G | 2E |  | Combustion Turbine | IC Engine | PJM_Dom | Virginia | 51 | Goochland | 75 | 51075 | 0.3 | 11663 | 2000 | 2023 |  |  | N | Distillate Fuel Oil | [13 empty] | 1.9081 | 1.9081 | 1.9081 | 1.9081
Rockville 1 & 2 | 56692_G_2F | 56692 | G | 2F |  | Combustion Turbine | IC Engine | PJM_Dom | Virginia | 51 | Goochland | 75 | 51075 | 0.3 | 11663 | 2000 | 2023 |  |  | N | Distillate Fuel Oil | [13 empty] | 1.9081 | 1.9081 | 1.9081 | 1.9081
Rockville 1 & 2 | 56692_G_2G | 56692 | G | 2G |  | Combustion Turbine | IC Engine | PJM_Dom | Virginia | 51 | Goochland | 75 | 51075 | 0.3 | 11663 | 2000 | 2023 |  |  | N | Distillate Fuel Oil | [13 empty] | 1.9081 | 1.9081 | 1.9081 | 1.9081
Rockville 1 & 2 | 56692_G_2H | 56692 | G | 2H |  | Combustion Turbine | IC Engine | PJM_Dom | Virginia | 51 | Goochland | 75 | 51075 | 0.3 | 11663 | 2000 | 2023 |  |  | N | Distillate Fuel Oil | [13 empty] | 1.9081 | 1.9081 | 1.9081 | 1.9081
Rockville 1 & 2 | 56692_G_2I | 56692 | G | 2I |  | Combustion Turbine | IC Engine | PJM_Dom | Virginia | 51 | Goochland | 75 | 51075 | 0.3 | 11663 | 2000 | 2023 |  |  | N | Distillate Fuel Oil | [13 empty] | 1.9081 | 1.9081 | 1.9081 | 1.9081
Rockville 1 & 2 | 56692_G_2J | 56692 | G | 2J |  | Combustion Turbine | IC Engine | PJM_Dom | Virginia | 51 | Goochland | 75 | 51075 | 0.3 | 11663 | 2000 | 2023 |  |  | N | Distillate Fuel Oil | [13 empty] | 1.9081 | 1.9081 | 1.9081 | 1.9081
Rockville 1 & 2 | 56692_G_2K | 56692 | G | 2K |  | Combustion Turbine | IC Engine | PJM_Dom | Virginia | 51 | Goochland | 75 | 51075 | 0.3 | 11663 | 2000 | 2023 |  |  | N | Distillate Fuel Oil | [13 empty] | 1.9081 | 1.9081 | 1.9081 | 1.9081
Rockville 1 & 2 | 56692_G_2L | 56692 | G | 2L |  | Combustion Turbine | IC Engine | PJM_Dom | Virginia | 51 | Goochland | 75 | 51075 | 0.3 | 11663 | 2000 | 2023 |  |  | N | Distillate Fuel Oil | [13 empty] | 1.9081 | 1.9081 | 1.9081 | 1.9081
Rockville 1 & 2 | 56692_G_2M | 56692 | G | 2M |  | Combustion Turbine | IC Engine | PJM_Dom | Virginia | 51 | Goochland | 75 | 51075 | 0.3 | 11663 | 2000 | 2023 |  |  | N | Distillate Fuel Oil | [13 empty] | 1.9081 | 1.9081 | 1.9081 | 1.9081
Rockville 1 & 2 | 56692_G_2N | 56692 | G | 2N |  | Combustion Turbine | IC Engine | PJM_Dom | Virginia | 51 | Goochland | 75 | 51075 | 0.3 | 11663 | 2000 | 2023 |  |  | N | Distillate Fuel Oil | [13 empty] | 1.9081 | 1.9081 | 1.9081 | 1.9081
Rockville 1 & 2 | 56692_G_2O | 56692 | G | 2O |  | Combustion Turbine | IC Engine | PJM_Dom | Virginia | 51 | Goochland | 75 | 51075 | 0.3 | 11663 | 2000 | 2023 |  |  | N | Distillate Fuel Oil | [13 empty] | 1.9081 | 1.9081 | 1.9081 | 1.9081
Rockville 1 & 2 | 56692_G_2P | 56692 | G | 2P |  | Combustion Turbine | IC Engine | PJM_Dom | Virginia | 51 | Goochland | 75 | 51075 | 0.3 | 11663 | 2000 | 2023 |  |  | N | Distillate Fuel Oil | [13 empty] | 1.9081 | 1.9081 | 1.9081 | 1.9081
Rockville 1 & 2 | 56692_G_2Q | 56692 | G | 2Q |  | Combustion Turbine | IC Engine | PJM_Dom | Virginia | 51 | Goochland | 75 | 51075 | 0.3 | 11663 | 2000 | 2023 |  |  | N | Distillate Fuel Oil | [13 empty] | 1.9081 | 1.9081 | 1.9081 | 1.9081
Rockville 1 & 2 | 56692_G_2R | 56692 | G | 2R |  | Combustion Turbine | IC Engine | PJM_Dom | Virginia | 51 | Goochland | 75 | 51075 | 0.3 | 11663 | 2000 | 2023 |  |  | N | Distillate Fuel Oil | [13 empty] | 1.9081 | 1.9081 | 1.9081 | 1.9081
Rockville 1 & 2 | 56692_G_2S | 56692 | G | 2S |  | Combustion Turbine | IC Engine | PJM_Dom | Virginia | 51 | Goochland | 75 | 51075 | 0.3 | 11663 | 2000 | 2023 |  |  | N | Distillate Fuel Oil | [13 empty] | 1.9081 | 1.9081 | 1.9081 | 1.9081
Rockville 1 & 2 | 56692_G_2T | 56692 | G | 2T |  | Combustion Turbine | IC Engine | PJM_Dom | Virginia | 51 | Goochland | 75 | 51075 | 0.3 | 11663 | 2000 | 2023 |  |  | N | Distillate Fuel Oil | [13 empty] | 1.9081 | 1.9081 | 1.9081 | 1.9081
Rockville 1 & 2 | 56692_G_2U | 56692 | G | 2U |  | Combustion Turbine | IC Engine | PJM_Dom | Virginia | 51 | Goochland | 75 | 51075 | 0.3 | 11663 | 2000 | 2023 |  |  | N | Distillate Fuel Oil | [13 empty] | 1.9081 | 1.9081 | 1.9081 | 1.9081
Christoffer Wind Energy I LLC | 56709_G_1 | 56709 | G | 1 |  | Onshore Wind |  | MIS_IA | Minnesota | 27 | Jackson | 63 | 27063 | 2.1 | 0 | 2008 | 2023 |  |  | N | Wind | [13 empty] | 0 | 0 | 0 | 0
Christoffer Wind Energy II LLC | 56710_G_1 | 56710 | G | 1 |  | Onshore Wind |  | MIS_IA | Minnesota | 27 | Jackson | 63 | 27063 | 2.1 | 0 | 2008 | 2023 |  |  | N | Wind | [13 empty] | 0 | 0 | 0 | 0
Christoffer Wind Energy III LLC | 56711_G_1 | 56711 | G | 1 |  | Onshore Wind |  | MIS_IA | Minnesota | 27 | Jackson | 63 | 27063 | 2.1 | 0 | 2008 | 2023 |  |  | N | Wind | [13 empty] | 0 | 0 | 0 | 0
Christoffer Wind Energy IV LLC | 56712_G_1 | 56712 | G | 1 |  | Onshore Wind |  | MIS_IA | Minnesota | 27 | Jackson | 63 | 27063 | 2.1 | 0 | 2008 | 2023 |  |  | N | Wind | [13 empty] | 0 | 0 | 0 | 0
Sherbino I Wind Farm | 56779_G_1 | 56779 | G | 1 |  | Onshore Wind |  | ERC_WEST | Texas | 48 | Pecos | 371 | 48371 | 150 | 0 | 2008 | 2021 |  |  | N | Wind | [13 empty] | 0 | 0 | 0 | 0
Virginia Tech Power Plant | 56785_G_WG01 | 56785 | G | WG01 |  | O/G Steam |  | PJM_West | Virginia | 51 | Montgomery | 121 | 51121 | 2.5 | 8300 | 1976 | 2028 |  |  | Y | Natural Gas | [12 empty] | 1.056 | 0.23063 | 0.23063 | 0.23063 | 0.23063
Ottawa County Project | 56865_G_2 | 56865 | G | 2 |  | Landfill Gas |  | PJM_ATSI | Ohio | 39 | Ottawa | 123 | 39123 | 1.4 | 13500 | 2001 | 2022 |  |  | N | Landfill Gas | [13 empty] | 0.22117 | 0.22117 | 0.22117 | 0.22117
Carbon Limestone | 56868_G_1 | 56868 | G | 1 |  | Landfill Gas |  | PJM_ATSI | Ohio | 39 | Mahoning | 99 | 39099 | 1.4 | 13797 | 2001 | 2022 |  |  | N | Landfill Gas | [13 empty] | 0.22117 | 0.22117 | 0.22117 | 0.22117
Carbon Limestone | 56868_G_10 | 56868 | G | 10 |  | Landfill Gas |  | PJM_ATSI | Ohio | 39 | Mahoning | 99 | 39099 | 1.4 | 13797 | 2001 | 2022 |  |  | N | Landfill Gas | [13 empty] | 0.22117 | 0.22117 | 0.22117 | 0.22117
Carbon Limestone | 56868_G_11 | 56868 | G | 11 |  | Landfill Gas |  | PJM_ATSI | Ohio | 39 | Mahoning | 99 | 39099 | 1.4 | 13797 | 2001 | 2022 |  |  | N | Landfill Gas | [13 empty] | 0.22117 | 0.22117 | 0.22117 | 0.22117
Carbon Limestone | 56868_G_2 | 56868 | G | 2 |  | Landfill Gas |  | PJM_ATSI | Ohio | 39 | Mahoning | 99 | 39099 | 1.4 | 13797 | 2001 | 2022 |  |  | N | Landfill Gas | [13 empty] | 0.22117 | 0.22117 | 0.22117 | 0.22117
Carbon Limestone | 56868_G_3 | 56868 | G | 3 |  | Landfill Gas |  | PJM_ATSI | Ohio | 39 | Mahoning | 99 | 39099 | 1.4 | 13797 | 2001 | 2022 |  |  | N | Landfill Gas | [13 empty] | 0.22117 | 0.22117 | 0.22117 | 0.22117
Carbon Limestone | 56868_G_4 | 56868 | G | 4 |  | Landfill Gas |  | PJM_ATSI | Ohio | 39 | Mahoning | 99 | 39099 | 1.4 | 13797 | 2001 | 2022 |  |  | N | Landfill Gas | [13 empty] | 0.22117 | 0.22117 | 0.22117 | 0.22117
Carbon Limestone | 56868_G_5 | 56868 | G | 5 |  | Landfill Gas |  | PJM_ATSI | Ohio | 39 | Mahoning | 99 | 39099 | 1.4 | 13797 | 2001 | 2022 |  |  | N | Landfill Gas | [13 empty] | 0.22117 | 0.22117 | 0.22117 | 0.22117
Carbon Limestone | 56868_G_6 | 56868 | G | 6 |  | Landfill Gas |  | PJM_ATSI | Ohio | 39 | Mahoning | 99 | 39099 | 1.4 | 13797 | 2001 | 2022 |  |  | N | Landfill Gas | [13 empty] | 0.22117 | 0.22117 | 0.22117 | 0.22117
Carbon Limestone | 56868_G_7 | 56868 | G | 7 |  | Landfill Gas |  | PJM_ATSI | Ohio | 39 | Mahoning | 99 | 39099 | 1.4 | 13797 | 2001 | 2022 |  |  | N | Landfill Gas | [13 empty] | 0.22117 | 0.22117 | 0.22117 | 0.22117
Carbon Limestone | 56868_G_8 | 56868 | G | 8 |  | Landfill Gas |  | PJM_ATSI | Ohio | 39 | Mahoning | 99 | 39099 | 1.4 | 13797 | 2001 | 2022 |  |  | N | Landfill Gas | [13 empty] | 0.22117 | 0.22117 | 0.22117 | 0.22117
Carbon Limestone | 56868_G_9 | 56868 | G | 9 |  | Landfill Gas |  | PJM_ATSI | Ohio | 39 | Mahoning | 99 | 39099 | 1.4 | 13797 | 2001 | 2022 |  |  | N | Landfill Gas | [13 empty] | 0.22117 | 0.22117 | 0.22117 | 0.22117
Carbon Limestone | 56868_G_12 | 56868 | G | 12 |  | Landfill Gas |  | PJM_ATSI | Ohio | 39 | Mahoning | 99 | 39099 | 1.4 | 13797 | 2003 | 2022 |  |  | N | Landfill Gas | [13 empty] | 0.22117 | 0.22117 | 0.22117 | 0.22117
Carbon Limestone | 56868_G_13 | 56868 | G | 13 |  | Landfill Gas |  | PJM_ATSI | Ohio | 39 | Mahoning | 99 | 39099 | 1.4 | 13797 | 2003 | 2022 |  |  | N | Landfill Gas | [13 empty] | 0.22117 | 0.22117 | 0.22117 | 0.22117
Carbon Limestone | 56868_G_14 | 56868 | G | 14 |  | Landfill Gas |  | PJM_ATSI | Ohio | 39 | Mahoning | 99 | 39099 | 1.4 | 13797 | 2006 | 2022 |  |  | N | Landfill Gas | [13 empty] | 0.22117 | 0.22117 | 0.22117 | 0.22117
Carbon Limestone | 56868_G_15 | 56868 | G | 15 |  | Landfill Gas |  | PJM_ATSI | Ohio | 39 | Mahoning | 99 | 39099 | 1.4 | 13797 | 2011 | 2022 |  |  | N | Landfill Gas | [13 empty] | 0.22117 | 0.22117 | 0.22117 | 0.22117
Carbon Limestone | 56868_G_16 | 56868 | G | 16 |  | Landfill Gas |  | PJM_ATSI | Ohio | 39 | Mahoning | 99 | 39099 | 1.4 | 13797 | 2011 | 2022 |  |  | N | Landfill Gas | [13 empty] | 0.22117 | 0.22117 | 0.22117 | 0.22117
Carbon Limestone | 56868_G_17 | 56868 | G | 17 |  | Landfill Gas |  | PJM_ATSI | Ohio | 39 | Mahoning | 99 | 39099 | 1.6 | 13796 | 2012 | 2022 |  |  | N | Landfill Gas | [13 empty] | 0.22117 | 0.22117 | 0.22117 | 0.22117
Carbon Limestone | 56868_G_18 | 56868 | G | 18 |  | Landfill Gas |  | PJM_ATSI | Ohio | 39 | Mahoning | 99 | 39099 | 1.6 | 13797 | 2012 | 2022 |  |  | N | Landfill Gas | [13 empty] | 0.22117 | 0.22117 | 0.22117 | 0.22117
Zion Landfill Gas to Energy Facility | 56871_G_1 | 56871 | G | 1 |  | Landfill Gas |  | PJM_COMD | Illinois | 17 | Lake | 97 | 17097 | 1.4 | 13500 | 2002 | 2021 |  |  | N | Landfill Gas | [13 empty] | 0.22117 | 0.22117 | 0.22117 | 0.22117
Zion Landfill Gas to Energy Facility | 56871_G_2 | 56871 | G | 2 |  | Landfill Gas |  | PJM_COMD | Illinois | 17 | Lake | 97 | 17097 | 1.4 | 13500 | 2002 | 2021 |  |  | N | Landfill Gas | [13 empty] | 0.22117 | 0.22117 | 0.22117 | 0.22117
Zion Landfill Gas to Energy Facility | 56871_G_3 | 56871 | G | 3 |  | Landfill Gas |  | PJM_COMD | Illinois | 17 | Lake | 97 | 17097 | 1.4 | 13500 | 2002 | 2021 |  |  | N | Landfill Gas | [13 empty] | 0.22117 | 0.22117 | 0.22117 | 0.22117
Zion Landfill Gas to Energy Facility | 56871_G_4 | 56871 | G | 4 |  | Landfill Gas |  | PJM_COMD | Illinois | 17 | Lake | 97 | 17097 | 1.4 | 13500 | 2002 | 2021 |  |  | N | Landfill Gas | [13 empty] | 0.22117 | 0.22117 | 0.22117 | 0.22117
Zion Landfill Gas to Energy Facility | 56871_G_5 | 56871 | G | 5 |  | Landfill Gas |  | PJM_COMD | Illinois | 17 | Lake | 97 | 17097 | 1.4 | 13500 | 2007 | 2021 |  |  | N | Landfill Gas | [13 empty] | 0.22117 | 0.22117 | 0.22117 | 0.22117
IRC Generator Facility | 56899_G_290 | 56899 | G | 290 |  | Combustion Turbine | IC Engine | WECC_AZ | Arizona | 4 | Coconino | 5 | 04005 | 1.5 | 25000 | 1986 | 2021 |  |  | N | Distillate Fuel Oil | [13 empty] | 1.6498 | 1.6498 | 1.6498 | 1.6498
IRC Generator Facility | 56899_G_291 | 56899 | G | 291 |  | Combustion Turbine | IC Engine | WECC_AZ | Arizona | 4 | Coconino | 5 | 04005 | 1.5 | 25000 | 1986 | 2021 |  |  | N | Distillate Fuel Oil | [13 empty] | 1.6498 | 1.6498 | 1.6498 | 1.6498
Fairbanks Morse Engine | 56937_G_IPE | 56937 | G | IPE |  | Combustion Turbine | IC Engine | MIS_WUMS | Wisconsin | 55 | Rock | 105 | 55105 | 1.5 | 14775 | 1989 | 2021 |  |  | N | Distillate Fuel Oil | [13 empty] | 1.6498 | 1.6498 | 1.6498 | 1.6498
Sears Hydroelectric Plant | 56978_G_1 | 56978 | G | 1 |  | Hydro |  | MIS_MIDA | Illinois | 17 | Rock Island | 161 | 17161 | 0.3 | 0 | 1985 | 2021 |  |  | N | Hydro | [13 empty] | 0 | 0 | 0 | 0
Sears Hydroelectric Plant | 56978_G_2 | 56978 | G | 2 |  | Hydro |  | MIS_MIDA | Illinois | 17 | Rock Island | 161 | 17161 | 0.3 | 0 | 1986 | 2021 |  |  | N | Hydro | [13 empty] | 0 | 0 | 0 | 0
Sears Hydroelectric Plant | 56978_G_3 | 56978 | G | 3 |  | Hydro |  | MIS_MIDA | Illinois | 17 | Rock Island | 161 | 17161 | 0.3 | 0 | 2010 | 2021 |  |  | N | Hydro | [13 empty] | 0 | 0 | 0 | 0
Sears Hydroelectric Plant | 56978_G_4 | 56978 | G | 4 |  | Hydro |  | MIS_MIDA | Illinois | 17 | Rock Island | 161 | 17161 | 0.3 | 0 | 2010 | 2021 |  |  | N | Hydro | [13 empty] | 0 | 0 | 0 | 0
Westside Landfill Gas Recovery | 57020_G_GEN3 | 57020 | G | GEN3 |  | Landfill Gas |  | ERC_REST | Texas | 48 | Parker | 367 | 48367 | 1.6 | 13500 | 2010 | 2017 |  |  | N | Landfill Gas | [13 empty] | 0.22117 | 0.22117 | 0.22117 | 0.22117
CSU East Bay | 57042_G_1 | 57042 | G | 1 |  | Fuel Cell |  | WEC_CALN | California | 6 | Alameda | 1 | 06001 | 1.4 | 6437 | 2011 | 2021 |  |  | Y | Natural Gas | [13 empty] | 0 | 0 | 0 | 0
SF State University | 57043_G_2 | 57043 | G | 2 |  | Fuel Cell |  | WEC_CALN | California | 6 | San Francisco | 75 | 06075 | 1.4 | 5686 | 2011 | 2021 |  |  | Y | Natural Gas | [13 empty] | 0 | 0 | 0 | 0
SF State University | 57043_G_1 | 57043 | G | 1 |  | Fuel Cell |  | WEC_CALN | California | 6 | San Francisco | 75 | 06075 | 0.2 | 5686 | 2011 | 2021 |  |  | Y | Natural Gas | [13 empty] | 0 | 0 | 0 | 0
Denton Power LLC | 57071_G_1 | 57071 | G | 1 |  | Landfill Gas |  | ERC_REST | Texas | 48 | Denton | 121 | 48121 | 1.6 | 13500 | 2008 | 2020 |  |  | N | Landfill Gas | [13 empty] | 0.22117 | 0.22117 | 0.22117 | 0.22117
South Columbus Water Resource Facility | 57076_G_GEN1 | 57076 | G | GEN1 |  | Non-Fossil Waste |  | S_SOU | Georgia | 13 | Muscogee | 215 | 13215 | 1.8 | 18343 | 2010 | 2028 |  |  | Y | Non-Fossil Waste | [13 empty] | 0 | 0 | 0 | 0
Newark America Mill | 57103_B_2 | 57103 | B | 2 |  | O/G Steam |  | NENGREST | Massachusetts | 25 | Worcester | 27 | 25027 | 3 | 8300 | 2007 | 2028 |  |  | Y | Natural Gas | [13 empty] | 0.23063 | 0.23063 | 0.23063 | 0.23063
G2 Energy Marion LLC | 57128_G_358 | 57128 | G | 358 |  | Landfill Gas |  | FRCC | Florida | 12 | Marion | 83 | 12083 | 1.5 | 13500 | 2009 | 2021 |  |  | N | Landfill Gas | [13 empty] | 0.22005 | 0.22005 | 0.22005 | 0.22005
Bridgewater Dairy Anaerobic Digester | 57173_G_1 | 57173 | G | 1 |  | Non-Fossil Waste |  | PJM_West | Ohio | 39 | Williams | 171 | 39171 | 0.6 | 11084 | 2008 | 2021 |  |  | N | Non-Fossil Waste | [13 empty] | 0 | 0 | 0 | 0
Bridgewater Dairy Anaerobic Digester | 57173_G_2 | 57173 | G | 2 |  | Non-Fossil Waste |  | PJM_West | Ohio | 39 | Williams | 171 | 39171 | 0.6 | 11084 | 2008 | 2021 |  |  | N | Non-Fossil Waste | [13 empty] | 0 | 0 | 0 | 0
PPL Glendon LFGTE Plant | 57183_G_1 | 57183 | G | 1 |  | Landfill Gas |  | PJM_WMAC | Pennsylvania | 42 | Northampton | 95 | 42095 | 1.6 | 13500 | 2011 | 2021 |  |  | N | Landfill Gas | [13 empty] | 0.22117 | 0.22117 | 0.22117 | 0.22117
PPL Glendon LFGTE Plant | 57183_G_2 | 57183 | G | 2 |  | Landfill Gas |  | PJM_WMAC | Pennsylvania | 42 | Northampton | 95 | 42095 | 1.6 | 13500 | 2011 | 2021 |  |  | N | Landfill Gas | [13 empty] | 0.22117 | 0.22117 | 0.22117 | 0.22117
Little Pringle I Wind Farm | 57263_G_LP1 | 57263 | G | LP1 |  | Onshore Wind |  | SPP_SPS | Texas | 48 | Hutchinson | 233 | 48233 | 10 | 0 | 2010 | 2028 |  |  | N | Wind | [13 empty] | 0 | 0 | 0 | 0
Little Pringle II Wind Farm | 57264_G_LP2 | 57264 | G | LP2 |  | Onshore Wind |  | SPP_SPS | Texas | 48 | Hutchinson | 233 | 48233 | 10 | 0 | 2010 | 2028 |  |  | N | Wind | [13 empty] | 0 | 0 | 0 | 0
Cargill Dry Creek Biofactory | 57344_G_GS1 | 57344 | G | GS1 |  | Non-Fossil Waste |  | WECC_ID | Idaho | 16 | Twin Falls | 83 | 16083 | 0.8 | 6330 | 2008 | 2020 |  |  | Y | Non-Fossil Waste | [13 empty] | 0 | 0 | 0 | 0
Cargill Dry Creek Biofactory | 57344_G_GS2 | 57344 | G | GS2 |  | Non-Fossil Waste |  | WECC_ID | Idaho | 16 | Twin Falls | 83 | 16083 | 0.8 | 6330 | 2008 | 2020 |  |  | Y | Non-Fossil Waste | [13 empty] | 0 | 0 | 0 | 0
Cargill Dry Creek Biofactory | 57344_G_GS3 | 57344 | G | GS3 |  | Non-Fossil Waste |  | WECC_ID | Idaho | 16 | Twin Falls | 83 | 16083 | 0.8 | 6330 | 2008 | 2020 |  |  | Y | Non-Fossil Waste | [13 empty] | 0 | 0 | 0 | 0
RPI Fuel Cell LLC | 57419_G_0001 | 57419 | G | 0001 |  | Fuel Cell |  | WECC_SCE | California | 6 | San Bernardino | 71 | 06071 | 1 | 5863 | 2013 | 2019 |  |  | Y | Natural Gas | [13 empty] | 0 | 0 | 0 | 0
UTS SJ1 LLC | 57420_G_0001 | 57420 | G | 0001 |  | Fuel Cell |  | WEC_CALN | California | 6 | Santa Clara | 85 | 06085 | 1.4 | 6667 | 2012 | 2019 |  |  | Y | Natural Gas | [13 empty] | 0 | 0 | 0 | 0
Bellefontaine Gas Producers LLC | 57433_G_1 | 57433 | G | 1 |  | Landfill Gas |  | PJM_West | Ohio | 39 | Logan | 91 | 39091 | 1.6 | 14103 | 2009 | 2019 |  |  | N | Landfill Gas | [13 empty] | 0.07534 | 0.07534 | 0.07534 | 0.07534
Bellefontaine Gas Producers LLC | 57433_G_2 | 57433 | G | 2 |  | Landfill Gas |  | PJM_West | Ohio | 39 | Logan | 91 | 39091 | 1.6 | 13500 | 2009 | 2019 |  |  | N | Landfill Gas | [13 empty] | 0.07871 | 0.07871 | 0.07871 | 0.07871
Bellefontaine Gas Producers LLC | 57433_G_3 | 57433 | G | 3 |  | Landfill Gas |  | PJM_West | Ohio | 39 | Logan | 91 | 39091 | 1.6 | 13500 | 2009 | 2019 |  |  | N | Landfill Gas | [13 empty] | 0.07871 | 0.07871 | 0.07871 | 0.07871
Westervelt Moundville Cogen | 57467_B_TE | 57467 | B | TE |  | Biomass |  | S_SOU | Alabama | 1 | Hale | 65 | 01065 | 4.1 | 6103 | 2011 | 2023 |  |  | Y | Biomass |  |  |  | other |  |  |  | ESPH + C | Yes |  |  |  |  | 0.22 | 0.22 | 0.22 | 0.22
Westervelt Moundville Cogen | 57467_B_WE | 57467 | B | WE |  | Biomass |  | S_SOU | Alabama | 1 | Hale | 65 | 01065 | 4.1 | 6103 | 2011 | 2023 |  |  | Y | Biomass |  |  |  | other |  |  |  | ESPH + C | Yes |  |  |  |  | 0.22 | 0.22 | 0.22 | 0.22
Sampson County Disposal | 57492_G_GEN1 | 57492 | G | GEN1 |  | Landfill Gas |  | S_VACA | North Carolina | 37 | Sampson | 163 | 37163 | 1.6 | 13500 | 2011 | 2021 |  |  | N | Landfill Gas | [13 empty] | 0.22117 | 0.22117 | 0.22117 | 0.22117
Sampson County Disposal | 57492_G_GEN2 | 57492 | G | GEN2 |  | Landfill Gas |  | S_VACA | North Carolina | 37 | Sampson | 163 | 37163 | 1.6 | 13500 | 2011 | 2021 |  |  | N | Landfill Gas | [13 empty] | 0.22117 | 0.22117 | 0.22117 | 0.22117
Sampson County Disposal | 57492_G_GEN3 | 57492 | G | GEN3 |  | Landfill Gas |  | S_VACA | North Carolina | 37 | Sampson | 163 | 37163 | 1.6 | 13500 | 2011 | 2021 |  |  | N | Landfill Gas | [13 empty] | 0.22117 | 0.22117 | 0.22117 | 0.22117
Sampson County Disposal | 57492_G_GEN4 | 57492 | G | GEN4 |  | Landfill Gas |  | S_VACA | North Carolina | 37 | Sampson | 163 | 37163 | 1.6 | 13500 | 2011 | 2021 |  |  | N | Landfill Gas | [13 empty] | 0.22117 | 0.22117 | 0.22117 | 0.22117
Sampson County Disposal | 57492_G_GEN5 | 57492 | G | GEN5 |  | Landfill Gas |  | S_VACA | North Carolina | 37 | Sampson | 163 | 37163 | 1.6 | 13500 | 2011 | 2021 |  |  | N | Landfill Gas | [13 empty] | 0.22117 | 0.22117 | 0.22117 | 0.22117
Sampson County Disposal | 57492_G_GEN6 | 57492 | G | GEN6 |  | Landfill Gas |  | S_VACA | North Carolina | 37 | Sampson | 163 | 37163 | 1.6 | 13500 | 2014 | 2021 |  |  | N | Landfill Gas | [13 empty] | 0.22117 | 0.22117 | 0.22117 | 0.22117
DeWind Frisco | 57517_G_FRISC | 57517 | G | FRISC |  | Onshore Wind |  | SPP_SPS | Texas | 48 | Hansford | 195 | 48195 | 20 | 0 | 2012 | 2028 |  |  | N | Wind | [13 empty] | 0 | 0 | 0 | 0
Winona County Wind LLC | 57547_G_WCW | 57547 | G | WCW |  | Onshore Wind |  | MIS_MNWI | Minnesota | 27 | Winona | 169 | 27169 | 0.5 | 0 | 2011 | 2028 |  |  | N | Wind | [13 empty] | 0 | 0 | 0 | 0
GE - Tehachapi | 57566_G_1.7SF | 57566 | G | 1.7SF |  | Onshore Wind |  | WECC_SCE | California | 6 | Kern | 29 | 06029 | 1.8 | 0 | 2014 | 2019 |  |  | N | Wind | [13 empty] | 0 | 0 | 0 | 0
GE - Tehachapi | 57566_G_2.5P2 | 57566 | G | 2.5P2 |  | Onshore Wind |  | WECC_SCE | California | 6 | Kern | 29 | 06029 | 2.5 | 0 | 2015 | 2020 |  |  | N | Wind | [13 empty] | 0 | 0 | 0 | 0
GE - Tehachapi | 57566_G_2.8P3 | 57566 | G | 2.8P3 |  | Onshore Wind |  | WECC_SCE | California | 6 | Kern | 29 | 06029 | 2.8 | 0 | 2018 | 2020 |  |  | N | Wind | [13 empty] | 0 | 0 | 0 | 0
Bos Dairy, LLC | 57625_G_BOS3 | 57625 | G | BOS3 |  | Combustion Turbine | IC Engine | MIS_INKY | Indiana | 18 | Jasper | 73 | 18073 | 0.3 | 11686 | 2011 | 2020 |  |  | N | Natural Gas | [13 empty] | 1.061 | 1.061 | 1.061 | 1.061
Bos Dairy, LLC | 57625_G_BOS2 | 57625 | G | BOS2 |  | Combustion Turbine | IC Engine | MIS_INKY | Indiana | 18 | Jasper | 73 | 18073 | 0.6 | 11686 | 2011 | 2020 |  |  | N | Natural Gas | [13 empty] | 1.061 | 1.061 | 1.061 | 1.061
Randolph Eastern School Wind Turbine | 57638_G_1 | 57638 | G | 1 |  | Onshore Wind |  | PJM_West | Indiana | 18 | Randolph | 135 | 18135 | 1 | 0 | 2010 | 2028 |  |  | N | Wind | [13 empty] | 0 | 0 | 0 | 0
Rinehart | 57685_G_1 | 57685 | G | 1 |  | Solar PV |  | FRCC | Florida | 12 | Seminole | 117 | 12117 | 10 | 0 | 2011 | 2021 |  |  | N | Solar | [13 empty] | 0 | 0 | 0 | 0
DOE Golden NWTC Load Side | 57692_G_SEPV | 57692 | G | SEPV |  | Solar PV |  | WECC_CO | Colorado | 8 | Jefferson | 59 | 08059 | 1.1 | 0 | 2009 | 2023 |  |  | N | Solar | [13 empty] | 0 | 0 | 0 | 0
DOE Golden NWTC Research Side | 57693_G_GEDOE | 57693 | G | GEDOE |  | Onshore Wind |  | WECC_CO | Colorado | 8 | Jefferson | 59 | 08059 | 1.5 | 0 | 2010 | 2021 |  |  | N | Wind | [13 empty] | 0 | 0 | 0 | 0
DOE Golden NWTC Research Side | 57693_G_SIEM | 57693 | G | SIEM |  | Onshore Wind |  | WECC_CO | Colorado | 8 | Jefferson | 59 | 08059 | 2.3 | 0 | 2010 | 2021 |  |  | N | Wind | [13 empty] | 0 | 0 | 0 | 0
DOE Golden NWTC Research Side | 57693_G_GAMES | 57693 | G | GAMES |  | Onshore Wind |  | WECC_CO | Colorado | 8 | Jefferson | 59 | 08059 | 2 | 0 | 2011 | 2021 |  |  | N | Wind | [13 empty] | 0 | 0 | 0 | 0
DOE Golden NREL Main Campus | 57694_G_MESA | 57694 | G | MESA |  | Solar PV |  | WECC_CO | Colorado | 8 | Jefferson | 59 | 08059 | 0.7 | 0 | 2008 | 2023 |  |  | N | Solar | [13 empty] | 0 | 0 | 0 | 0
DOE Golden NREL Main Campus | 57694_G_STF | 57694 | G | STF |  | Solar PV |  | WECC_CO | Colorado | 8 | Jefferson | 59 | 08059 | 0.1 | 0 | 2009 | 2023 |  |  | N | Solar | [13 empty] | 0 | 0 | 0 | 0
DOE Golden NREL Main Campus | 57694_G_RSF1 | 57694 | G | RSF1 |  | Solar PV |  | WECC_CO | Colorado | 8 | Jefferson | 59 | 08059 | 0.4 | 0 | 2010 | 2023 |  |  | N | Solar | [13 empty] | 0 | 0 | 0 | 0
DOE Golden NREL Main Campus | 57694_G_PARKL | 57694 | G | PARKL |  | Solar PV |  | WECC_CO | Colorado | 8 | Jefferson | 59 | 08059 | 0.5 | 0 | 2011 | 2023 |  |  | N | Solar | [13 empty] | 0 | 0 | 0 | 0
DOE Golden NREL Main Campus | 57694_G_RSF2 | 57694 | G | RSF2 |  | Solar PV |  | WECC_CO | Colorado | 8 | Jefferson | 59 | 08059 | 0.4 | 0 | 2012 | 2023 |  |  | N | Solar | [13 empty] | 0 | 0 | 0 | 0
DOE Golden NREL Main Campus | 57694_G_PARKG | 57694 | G | PARKG |  | Solar PV |  | WECC_CO | Colorado | 8 | Jefferson | 59 | 08059 | 1.2 | 0 | 2013 | 2023 |  |  | N | Solar | [13 empty] | 0 | 0 | 0 | 0
Suzlon Project VIII LLC | 57741_G_SP97 | 57741 | G | SP97 |  | Onshore Wind |  | SPP_SPS | Texas | 48 | Hartley | 205 | 48205 | 2.1 | 0 | 2011 | 2020 |  |  | N | Wind | [13 empty] | 0 | 0 | 0 | 0
Suzlon Project VIII LLC | 57741_G_SP111 | 57741 | G | SP111 |  | Onshore Wind |  | SPP_SPS | Texas | 48 | Hartley | 205 | 48205 | 2.1 | 0 | 2015 | 2020 |  |  | N | Wind | [13 empty] | 0 | 0 | 0 | 0
Sonoma County Fuel Cell | 57793_G_FC-1 | 57793 | G | FC-1 |  | Fuel Cell |  | WEC_CALN | California | 6 | Sonoma | 97 | 06097 | 1.4 | 6432 | 2010 | 2020 |  |  | Y | Natural Gas | [13 empty] | 0 | 0 | 0 | 0
Coca Cola American Canyon | 57807_G_COK01 | 57807 | G | COK01 |  | Fuel Cell |  | WEC_CALN | California | 6 | Napa | 55 | 06055 | 1 | 9418 | 2011 | 2020 |  |  | N | Natural Gas | [13 empty] | 0 | 0 | 0 | 0
Lockheed Martin Sunnyvale | 57808_G_LOK00 | 57808 | G | LOK00 |  | Fuel Cell |  | WEC_CALN | California | 6 | Santa Clara | 85 | 06085 | 1 | 7687 | 2011 | 2022 |  |  | N | Natural Gas | [13 empty] | 0 | 0 | 0 | 0
Tulsa LFG LLC | 57828_G_GEN1 | 57828 | G | GEN1 |  | Landfill Gas |  | SPP_WEST | Oklahoma | 40 | Osage | 113 | 40113 | 1.4 | 13500 | 2013 | 2021 |  |  | N | Landfill Gas | [13 empty] | 0.22117 | 0.22117 | 0.22117 | 0.22117
Glendale Energy Power Plant | 57829_G_GLEN1 | 57829 | G | GLEN1 |  | Landfill Gas |  | WECC_AZ | Arizona | 4 | Maricopa | 13 | 04013 | 1.4 | 13500 | 2010 | 2019 |  |  | N | Landfill Gas | [13 empty] | 0.22117 | 0.22117 | 0.22117 | 0.22117
Glendale Energy Power Plant | 57829_G_GLEN2 | 57829 | G | GLEN2 |  | Landfill Gas |  | WECC_AZ | Arizona | 4 | Maricopa | 13 | 04013 | 1.4 | 13500 | 2010 | 2019 |  |  | N | Landfill Gas | [13 empty] | 0.22117 | 0.22117 | 0.22117 | 0.22117
North Hollywood | 57854_G_2T1 | 57854 | G | 2T1 |  | Hydro |  | WEC_LADW | California | 6 | Los Angeles | 37 | 06037 | 1.2 | 0 | 1993 | 2021 |  |  | N | Hydro | [13 empty] | 0 | 0 | 0 | 0
North Hollywood | 57854_G_2T2 | 57854 | G | 2T2 |  | Hydro |  | WEC_LADW | California | 6 | Los Angeles | 37 | 06037 | 1.2 | 0 | 1993 | 2021 |  |  | N | Hydro | [13 empty] | 0 | 0 | 0 | 0
Stockton Athletic Center | 57864_G_LOT7B | 57864 | G | LOT7B |  | Solar PV |  | PJM_EMAC | New Jersey | 34 | Atlantic | 1 | 34001 | 0.2 | 0 | 2009 | 2023 |  |  | N | Solar | [13 empty] | 0 | 0 | 0 | 0
L'Oreal Piscataway | 57868_G_UNIT1 | 57868 | G | UNIT1 |  | Solar PV |  | PJM_EMAC | New Jersey | 34 | Middlesex | 23 | 34023 | 0.8 | 0 | 2011 | 2025 |  |  | N | Solar | [13 empty] | 0 | 0 | 0 | 0
Heller Industrial Parks | 57869_G_UNIT1 | 57869 | G | UNIT1 |  | Solar PV |  | PJM_EMAC | New Jersey | 34 | Middlesex | 23 | 34023 | 2.7 | 0 | 2011 | 2027 |  |  | N | Solar | [13 empty] | 0 | 0 | 0 | 0
Heller Industrial Parks | 57869_G_HH | 57869 | G | HH |  | Solar PV |  | PJM_EMAC | New Jersey | 34 | Middlesex | 23 | 34023 | 0.5 | 0 | 2012 | 2027 |  |  | N | Solar | [13 empty] | 0 | 0 | 0 | 0
Heller Industrial Parks | 57869_G_HII | 57869 | G | HII |  | Solar PV |  | PJM_EMAC | New Jersey | 34 | Middlesex | 23 | 34023 | 0.4 | 0 | 2012 | 2027 |  |  | N | Solar | [13 empty] | 0 | 0 | 0 | 0
Heller Industrial Parks | 57869_G_HJC | 57869 | G | HJC |  | Solar PV |  | PJM_EMAC | New Jersey | 34 | Middlesex | 23 | 34023 | 0.2 | 0 | 2012 | 2027 |  |  | N | Solar | [13 empty] | 0 | 0 | 0 | 0
Heller Industrial Parks | 57869_G_HM | 57869 | G | HM |  | Solar PV |  | PJM_EMAC | New Jersey | 34 | Middlesex | 23 | 34023 | 0.8 | 0 | 2013 | 2028 |  |  | N | Solar | [13 empty] | 0 | 0 | 0 | 0
Laredo Bus Facility Solar Canopies | 58064_G_LBFS | 58064 | G | LBFS |  | Solar PV |  | S_SOU | Georgia | 13 | DeKalb | 89 | 13089 | 1 | 0 | 2012 | 2028 |  |  | N | Solar | [13 empty] | 0 | 0 | 0 | 0
Rock Creek Dairy | 58142_G_CHP1 | 58142 | G | CHP1 |  | Non-Fossil Waste |  | WECC_ID | Idaho | 16 | Twin Falls | 83 | 16083 | 1.6 | 13500 | 2012 | 2022 |  |  | N | Non-Fossil Waste | [13 empty] | 0 | 0 | 0 | 0
Rock Creek Dairy | 58142_G_CHP2 | 58142 | G | CHP2 |  | Non-Fossil Waste |  | WECC_ID | Idaho | 16 | Twin Falls | 83 | 16083 | 1.6 | 13500 | 2012 | 2022 |  |  | N | Non-Fossil Waste | [13 empty] | 0 | 0 | 0 | 0
Central Utility Plant - Texas A&M | 58151_G_STG04 | 58151 | G | STG04 |  | Combined Cycle |  | ERC_REST | Texas | 48 | Brazos | 41 | 48041 | 5 | 5500 | 1956 | 2021 |  |  | Y | Natural Gas, Distillate Fuel Oil |  |  |  | NH3 | SCR | [8 empty] | 0.01011 | 0.01011 | 0.01011 | 0.01011
Western Michigan University Power Plant | 58161_G_GTG-7 | 58161 | G | GTG-7 |  | Combined Cycle |  | MIS_LMI | Michigan | 26 | Kalamazoo | 77 | 26077 | 4.2 | 5500 | 1997 | 2028 |  |  | Y | Natural Gas | [13 empty] | 0.08976 | 0.08976 | 0.08976 | 0.08976
Western Michigan University Power Plant | 58161_G_GTG-8 | 58161 | G | GTG-8 |  | Combined Cycle |  | MIS_LMI | Michigan | 26 | Kalamazoo | 77 | 26077 | 4.2 | 5500 | 1997 | 2028 |  |  | Y | Natural Gas | [13 empty] | 0.08976 | 0.08976 | 0.08976 | 0.08976
Western Michigan University Power Plant | 58161_G_EG-1 | 58161 | G | EG-1 |  | Combustion Turbine | IC Engine | MIS_LMI | Michigan | 26 | Kalamazoo | 77 | 26077 | 0.8 | 11686 | 1999 | 2028 |  |  | N | Natural Gas | [13 empty] | 1.4331 | 1.4331 | 1.4331 | 1.4331
Western Michigan University Power Plant | 58161_G_STG-1 | 58161 | G | STG-1 |  | Combined Cycle |  | MIS_LMI | Michigan | 26 | Kalamazoo | 77 | 26077 | 0.9 | 5500 | 1999 | 2028 |  |  | Y | Natural Gas | [13 empty] | 0.08976 | 0.08976 | 0.08976 | 0.08976
BMW Manufacturing Co | 58173_G_GT601 | 58173 | G | GT601 |  | Landfill Gas |  | S_VACA | South Carolina | 45 | Spartanburg | 83 | 45083 | 5 | 14103 | 2009 | 2028 |  |  | N | Landfill Gas | [13 empty] | 0.22117 | 0.22117 | 0.22117 | 0.22117
BMW Manufacturing Co | 58173_G_GT602 | 58173 | G | GT602 |  | Landfill Gas |  | S_VACA | South Carolina | 45 | Spartanburg | 83 | 45083 | 5 | 14103 | 2009 | 2028 |  |  | N | Landfill Gas | [13 empty] | 0.22117 | 0.22117 | 0.22117 | 0.22117
Burnside Alumina Plant | 58200_B_BLR2 | 58200 | B | BLR2 |  | O/G Steam |  | MIS_LA | Louisiana | 22 | Ascension | 5 | 22005 | 4 | 8300 | 1957 | 2020 |  |  | Y | Natural Gas |  |  |  | LA | [9 empty] | 0.14526 | 0.14526 | 0.14526 | 0.14526
Burnside Alumina Plant | 58200_B_BLR3 | 58200 | B | BLR3 |  | O/G Steam |  | MIS_LA | Louisiana | 22 | Ascension | 5 | 22005 | 4 | 8300 | 1957 | 2020 |  |  | Y | Natural Gas |  |  |  | LA | [9 empty] | 0.14526 | 0.14526 | 0.14526 | 0.14526
Burnside Alumina Plant | 58200_B_BLR4 | 58200 | B | BLR4 |  | O/G Steam |  | MIS_LA | Louisiana | 22 | Ascension | 5 | 22005 | 4 | 8300 | 1957 | 2020 |  |  | Y | Natural Gas |  |  |  | LA | [9 empty] | 0.14526 | 0.14526 | 0.14526 | 0.14526
GL Dairy Biogas | 58219_G_1426 | 58219 | G | 1426 |  | Non-Fossil Waste |  | MIS_WUMS | Wisconsin | 55 | Dane | 25 | 55025 | 1.4 | 13500 | 2013 | 2021 |  |  | N | Non-Fossil Waste | [13 empty] | 0 | 0 | 0 | 0
GL Dairy Biogas | 58219_G_633 | 58219 | G | 633 |  | Non-Fossil Waste |  | MIS_WUMS | Wisconsin | 55 | Dane | 25 | 55025 | 0.6 | 13500 | 2013 | 2021 |  |  | N | Non-Fossil Waste | [13 empty] | 0 | 0 | 0 | 0
Los Alamos PV Site | 58256_G_2 | 58256 | G | 2 |  | Energy Storage |  | WECC_NM | New Mexico | 35 | Los Alamos | 28 | 35028 | 1 | 0 | 2012 | 2019 |  |  | N | Energy Storage | [13 empty] | 0 | 0 | 0 | 0
Los Alamos PV Site | 58256_G_3 | 58256 | G | 3 |  | Energy Storage |  | WECC_NM | New Mexico | 35 | Los Alamos | 28 | 35028 | 0.8 | 0 | 2012 | 2019 |  |  | N | Energy Storage | [13 empty] | 0 | 0 | 0 | 0
Apple Data Center - Fuel Cell 1&2 | 58264_G_FC1 | 58264 | G | FC1 |  | Landfill Gas |  | S_VACA | North Carolina | 37 | Catawba | 35 | 37035 | 4.8 | 14103 | 2012 | 2021 |  |  | N | Landfill Gas | [13 empty] | 0.22117 | 0.22117 | 0.22117 | 0.22117
Apple Data Center - Fuel Cell 1&2 | 58264_G_FC2 | 58264 | G | FC2 |  | Landfill Gas |  | S_VACA | North Carolina | 37 | Catawba | 35 | 37035 | 5.2 | 14103 | 2013 | 2021 |  |  | N | Landfill Gas | [13 empty] | 0.22117 | 0.22117 | 0.22117 | 0.22117
UNC-CH LFG Facility | 58268_G_LFG1 | 58268 | G | LFG1 |  | Landfill Gas |  | S_VACA | North Carolina | 37 | Orange | 135 | 37135 | 1 | 14103 | 2013 | 2020 |  |  | N | Landfill Gas | [13 empty] | 0.22117 | 0.22117 | 0.22117 | 0.22117
Xilinx San Jose | 58299_G_XLX | 58299 | G | XLX |  | Fuel Cell |  | WEC_CALN | California | 6 | Santa Clara | 85 | 06085 | 1 | 7360 | 2012 | 2020 |  |  | N | Natural Gas | [13 empty] | 0 | 0 | 0 | 0
North Chicago Energy Center | 58328_G_GT1 | 58328 | G | GT1 |  | Combustion Turbine |  | PJM_COMD | Illinois | 17 | Lake | 97 | 17097 | 5.2 | 8700 | 2003 | 2028 |  |  | Y | Natural Gas | [13 empty] | 0.16383 | 0.16383 | 0.16383 | 0.16383
North Chicago Energy Center | 58328_G_GT2 | 58328 | G | GT2 |  | Combustion Turbine |  | PJM_COMD | Illinois | 17 | Lake | 97 | 17097 | 7.1 | 8700 | 2005 | 2028 |  |  | Y | Natural Gas | [13 empty] | 0.16383 | 0.16383 | 0.16383 | 0.16383
Rochelle Energy Center | 58377_G_REC2 | 58377 | G | REC2 |  | Landfill Gas |  | PJM_COMD | Illinois | 17 | Ogle | 141 | 17141 | 1.6 | 13500 | 2011 | 2028 |  |  | N | Landfill Gas | [13 empty] | 0.22117 | 0.22117 | 0.22117 | 0.22117
Synergy Biogas | 58399_G_1 | 58399 | G | 1 |  | Non-Fossil Waste |  | NY_Z_B | New York | 36 | Wyoming | 121 | 36121 | 1.2 | 11084 | 2011 | 2028 |  |  | N | Non-Fossil Waste | [13 empty] | 0 | 0 | 0 | 0
Harbor Wind LLC | 58424_G_1 | 58424 | G | 1 |  | Onshore Wind |  | ERC_REST | Texas | 48 | Nueces | 355 | 48355 | 9 | 0 | 2012 | 2019 |  |  | N | Wind | [13 empty] | 0 | 0 | 0 | 0
Collinwood BioEnergy Facility | 58439_G_CBE01 | 58439 | G | CBE01 |  | Non-Fossil Waste |  | PJM_ATSI | Ohio | 39 | Cuyahoga | 35 | 39035 | 1 | 14731 | 2011 | 2025 |  |  | N | Non-Fossil Waste | [13 empty] | 0 | 0 | 0 | 0
Buena Vista Biomass Power | 58472_B_1 | 58472 | B | 1 |  | Biomass |  | WEC_CALN | California | 6 | Amador | 5 | 06005 | 17.8 | 17913 | 2012 | 2016 |  |  | N | Biomass |  |  |  |  | SNCR |  |  | B | NA |  |  |  |  | 0.14683 | 0.11012 | 0.14683 | 0.11012
Laverne Battery | 58579_G_1 | 58579 | G | 1 |  | Energy Storage |  | MIS_IA | Minnesota | 27 | Rock | 133 | 27133 | 1 | 0 | 2013 | 2024 |  |  | N | Energy Storage | [13 empty] | 0 | 0 | 0 | 0
Indeck Energy-Alexandria | 58595_B_B1 | 58595 | B | B1 |  | Biomass |  | NENGREST | New Hampshire | 33 | Grafton | 9 | 33009 | 15.2 | 15518 | 2008 | 2021 |  |  | N | Biomass |  |  |  | NH3 | SNCR |  |  | ESPH | No |  |  |  |  | 0.075 | 0.075 | 0.075 | 0.075
Santa Rita Jail | 58625_G_SRJBA | 58625 | G | SRJBA |  | Energy Storage |  | WEC_CALN | California | 6 | Alameda | 1 | 06001 | 2 | 0 | 2012 | 2028 |  |  | N | Energy Storage | [13 empty] | 0 | 0 | 0 | 0
Holsum Elm Dairy | 58663_G_GEN1 | 58663 | G | GEN1 |  | Non-Fossil Waste |  | MIS_WUMS | Wisconsin | 55 | Calumet | 15 | 55015 | 0.6 | 8748 | 2006 | 2019 |  |  | Y | Non-Fossil Waste | [13 empty] | 0 | 0 | 0 | 0
Holsum Elm Dairy | 58663_G_GEN2 | 58663 | G | GEN2 |  | Non-Fossil Waste |  | MIS_WUMS | Wisconsin | 55 | Calumet | 15 | 55015 | 0.6 | 8748 | 2006 | 2019 |  |  | Y | Non-Fossil Waste | [13 empty] | 0 | 0 | 0 | 0
Port Arthur Steam Energy | 58823_G_STG | 58823 | G | STG |  | Non-Fossil Waste |  | MIS_WOTA | Texas | 48 | Jefferson | 245 | 48245 | 5 | 9231 | 2005 | 2018 |  |  | Y | Non-Fossil Waste | [13 empty] | 0 | 0 | 0 | 0
Simonds | 58945_G_GEN 1 | 58945 | G | GEN 1 |  | Combustion Turbine | IC Engine | NENGREST | Massachusetts | 25 | Middlesex | 17 | 25017 | 0.6 | 8700 | 2011 | 2019 |  |  | Y | Natural Gas | [13 empty] | 1.9772 | 1.9772 | 1.9772 | 1.9772
Simonds | 58945_G_GEN 2 | 58945 | G | GEN 2 |  | Combustion Turbine | IC Engine | NENGREST | Massachusetts | 25 | Middlesex | 17 | 25017 | 0.6 | 8700 | 2011 | 2019 |  |  | Y | Natural Gas | [13 empty] | 1.9772 | 1.9772 | 1.9772 | 1.9772
Simonds | 58945_G_GEN 3 | 58945 | G | GEN 3 |  | Combustion Turbine | IC Engine | NENGREST | Massachusetts | 25 | Middlesex | 17 | 25017 | 0.6 | 8700 | 2011 | 2019 |  |  | Y | Natural Gas | [13 empty] | 1.9772 | 1.9772 | 1.9772 | 1.9772
Pine Tree Landfill Gas to Energy | 58993_G_3201 | 58993 | G | 3201 |  | Landfill Gas |  | NENG_ME | Maine | 23 | Penobscot | 19 | 23019 | 0.9 | 13500 | 2008 | 2020 |  |  | N | Landfill Gas | [13 empty] | 0.22117 | 0.22117 | 0.22117 | 0.22117
Pine Tree Landfill Gas to Energy | 58993_G_3202 | 58993 | G | 3202 |  | Landfill Gas |  | NENG_ME | Maine | 23 | Penobscot | 19 | 23019 | 0.9 | 13500 | 2008 | 2021 |  |  | N | Landfill Gas | [13 empty] | 0.22117 | 0.22117 | 0.22117 | 0.22117
Pine Tree Landfill Gas to Energy | 58993_G_3203 | 58993 | G | 3203 |  | Landfill Gas |  | NENG_ME | Maine | 23 | Penobscot | 19 | 23019 | 0.9 | 13500 | 2008 | 2021 |  |  | N | Landfill Gas | [13 empty] | 0.22117 | 0.22117 | 0.22117 | 0.22117
Kingston Wind Independence | 59022_G_1 | 59022 | G | 1 |  | Onshore Wind |  | NENGREST | Massachusetts | 25 | Plymouth | 23 | 25023 | 2 | 0 | 2012 | 2028 |  |  | N | Wind | [13 empty] | 0 | 0 | 0 | 0
Ipswich Wind Independence | 59023_G_GEN 1 | 59023 | G | GEN 1 |  | Onshore Wind |  | NENGREST | Massachusetts | 25 | Essex | 9 | 25009 | 2 | 0 | 2012 | 2028 |  |  | N | Wind | [13 empty] | 0 | 0 | 0 | 0
Wooster Renewable Energy | 59072_G_WRE 1 | 59072 | G | WRE 1 |  | Non-Fossil Waste |  | PJM_ATSI | Ohio | 39 | Wayne | 169 | 39169 | 1 | 11084 | 2013 | 2021 |  |  | N | Non-Fossil Waste | [13 empty] | 0 | 0 | 0 | 0
Cove Point LNG Terminal | 59073_G_111JA | 59073 | G | 111JA |  | Combustion Turbine |  | PJM_SMAC | Maryland | 24 | Calvert | 9 | 24009 | 8.5 | 17054 | 1978 | 2023 |  |  | N | Natural Gas | [13 empty] | 0.47388 | 0.47388 | 0.47388 | 0.47388
Cove Point LNG Terminal | 59073_G_111JB | 59073 | G | 111JB |  | Combustion Turbine |  | PJM_SMAC | Maryland | 24 | Calvert | 9 | 24009 | 8.5 | 17054 | 1978 | 2023 |  |  | N | Natural Gas | [13 empty] | 0.47388 | 0.47388 | 0.47388 | 0.47388
Cove Point LNG Terminal | 59073_G_111JC | 59073 | G | 111JC |  | Combustion Turbine |  | PJM_SMAC | Maryland | 24 | Calvert | 9 | 24009 | 8.5 | 17054 | 1978 | 2023 |  |  | N | Natural Gas | [13 empty] | 0.47388 | 0.47388 | 0.47388 | 0.47388
Cove Point LNG Terminal | 59073_G_214JA | 59073 | G | 214JA | 91293 | Combustion Turbine |  | PJM_SMAC | Maryland | 24 | Calvert | 9 | 24009 | 21.7 | 12369 | 2009 | 2023 |  |  | N | Natural Gas | [13 empty] | 0.02537 | 0.02537 | 0.02537 | 0.02537
Cove Point LNG Terminal | 59073_G_214JB | 59073 | G | 214JB | 91294 | Combustion Turbine |  | PJM_SMAC | Maryland | 24 | Calvert | 9 | 24009 | 21.7 | 12369 | 2009 | 2023 |  |  | N | Natural Gas | [13 empty] | 0.01786 | 0.01786 | 0.01786 | 0.01786
Cove Point LNG Terminal | 59073_G_311JA | 59073 | G | 311JA |  | Combustion Turbine |  | PJM_SMAC | Maryland | 24 | Calvert | 9 | 24009 | 12.9 | 12369 | 2009 | 2023 |  |  | N | Natural Gas | [13 empty] | 0.02162 | 0.02162 | 0.02162 | 0.02162
Cove Point LNG Terminal | 59073_B_5B921A | 59073 | B | 5B921A |  | O/G Steam |  | PJM_SMAC | Maryland | 24 | Calvert | 9 | 24009 | 19 | 11798 | 2018 | 2023 | other | dry | N | Natural Gas |  |  |  | LNB + NH3 | SCR | [8 empty] | 0.0099 | 0.0099 | 0.0099 | 0.0099
Cove Point LNG Terminal | 59073_B_5B921B | 59073 | B | 5B921B |  | O/G Steam |  | PJM_SMAC | Maryland | 24 | Calvert | 9 | 24009 | 19 | 11798 | 2018 | 2023 | other | dry | N | Natural Gas |  |  |  | LNB + NH3 | SCR | [8 empty] | 0.0099 | 0.0099 | 0.0099 | 0.0099
Cove Point LNG Terminal | 59073_B_5L501A | 59073 | B | 5L501A |  | O/G Steam |  | PJM_SMAC | Maryland | 24 | Calvert | 9 | 24009 | 21 | 11798 | 2018 | 2023 | other | dry | N | Natural Gas |  |  |  | LNB + NH3 | SCR | [8 empty] | 0.13345 | 0.02669 | 0.13345 | 0.02669
Cove Point LNG Terminal | 59073_B_5L501B | 59073 | B | 5L501B |  | O/G Steam |  | PJM_SMAC | Maryland | 24 | Calvert | 9 | 24009 | 21 | 11798 | 2018 | 2023 | other | dry | N | Natural Gas |  |  |  | LNB + NH3 | SCR | [8 empty] | 0.13345 | 0.02669 | 0.13345 | 0.02669
Cove Point LNG Terminal | 59073_G_5501 | 59073 | G | 5501 |  | Energy Storage |  | PJM_SMAC | Maryland | 24 | Calvert | 9 | 24009 | 3 | 0 | 2018 | 2023 |  |  | N | Energy Storage | [13 empty] | 0 | 0 | 0 | 0
Cove Point LNG Terminal | 59073_G_5502 | 59073 | G | 5502 |  | Energy Storage |  | PJM_SMAC | Maryland | 24 | Calvert | 9 | 24009 | 1.3 | 0 | 2018 | 2023 |  |  | N | Energy Storage | [13 empty] | 0 | 0 | 0 | 0
Cove Point LNG Terminal | 59073_G_5511 | 59073 | G | 5511 |  | Energy Storage |  | PJM_SMAC | Maryland | 24 | Calvert | 9 | 24009 | 1.7 | 0 | 2018 | 2023 |  |  | N | Energy Storage | [13 empty] | 0 | 0 | 0 | 0
Cove Point LNG Terminal | 59073_G_5EG | 59073 | G | 5EG |  | Combustion Turbine | IC Engine | PJM_SMAC | Maryland | 24 | Calvert | 9 | 24009 | 1 | 13469 | 2018 | 2023 |  |  | N | Distillate Fuel Oil | [13 empty] | 1.6498 | 1.6498 | 1.6498 | 1.6498
SC 1 Data Center, Phase 2 | 59074_G_EG8A | 59074 | G | EG8A |  | Combustion Turbine | IC Engine | WEC_CALN | California | 6 | Santa Clara | 85 | 06085 | 2.2 | 13469 | 2011 | 2020 |  |  | N | Distillate Fuel Oil | [13 empty] | 0.05841 | 0.05841 | 0.05841 | 0.05841
Harvest Power Orlando | 59151_G_CHP 1 | 59151 | G | CHP 1 |  | Non-Fossil Waste |  | FRCC | Florida | 12 | Orange | 95 | 12095 | 1.6 | 9634 | 2013 | 2020 |  |  | Y | Non-Fossil Waste | [13 empty] | 0 | 0 | 0 | 0
Harvest Power Orlando | 59151_G_CHP 2 | 59151 | G | CHP 2 |  | Non-Fossil Waste |  | FRCC | Florida | 12 | Orange | 95 | 12095 | 1.6 | 9634 | 2013 | 2020 |  |  | Y | Non-Fossil Waste | [13 empty] | 0 | 0 | 0 | 0
Osprey Point RES | 59255_G_4 | 59255 | G | 4 |  | Fossil Waste |  | MIS_INKY | Indiana | 18 | Sullivan | 153 | 18153 | 3 | 12283 | 2013 | 2028 |  |  | N | Fossil Waste | [13 empty] | 0.05352 | 0.05352 | 0.05352 | 0.05352
Vaca Dixon Battery Storage System | 59256_G_BAT1 | 59256 | G | BAT1 |  | Energy Storage |  | WEC_CALN | California | 6 | Solano | 95 | 06095 | 2 | 0 | 2013 | 2021 |  |  | N | Energy Storage | [13 empty] | 0 | 0 | 0 | 0
Yerba Buena | 59257_G_YB1 | 59257 | G | YB1 |  | Energy Storage |  | WEC_CALN | California | 6 | Santa Clara | 85 | 06085 | 4 | 0 | 2013 | 2021 |  |  | N | Energy Storage | [13 empty] | 0 | 0 | 0 | 0
Hidden View Dairy, LLC | 59260_G_HV1 | 59260 | G | HV1 |  | Non-Fossil Waste |  | MIS_INKY | Indiana | 18 | Jasper | 73 | 18073 | 0.7 | 11084 | 2013 | 2019 |  |  | N | Non-Fossil Waste | [13 empty] | 0 | 0 | 0 | 0
Hidden View Dairy, LLC | 59260_G_HV2-2 | 59260 | G | HV2-2 |  | Non-Fossil Waste |  | MIS_INKY | Indiana | 18 | Jasper | 73 | 18073 | 0.7 | 11084 | 2016 | 2021 |  |  | N | Non-Fossil Waste | [13 empty] | 0 | 0 | 0 | 0
eBay - South Jordan | 59281_G_EBY00 | 59281 | G | EBY00 |  | Fuel Cell |  | WECC_UT | Utah | 49 | Salt Lake | 35 | 49035 | 6 | 7394 | 2013 | 2020 |  |  | N | Natural Gas | [13 empty] | 0 | 0 | 0 | 0
eBay - South Jordan | 59281_G_EBY03 | 59281 | G | EBY03 |  | Fuel Cell |  | WECC_UT | Utah | 49 | Salt Lake | 35 | 49035 | 3.8 | 7394 | 2015 | 2020 |  |  | N | Natural Gas | [13 empty] | 0 | 0 | 0 | 0
Lakewood Seven Solar LLC | 59369_G_PV1 | 59369 | G | PV1 |  | Solar PV |  | PJM_EMAC | New Jersey | 34 | Ocean | 29 | 34029 | 1 | 0 | 2012 | 2023 |  |  | N | Solar | [13 empty] | 0 | 0 | 0 | 0
Paisley Geothermal Generating Plant | 59382_G_SVEP1 | 59382 | G | SVEP1 |  | Geothermal |  | WECC_PNW | Oregon | 41 | Lake | 37 | 41037 | 1.8 | 9771 | 2015 | 2028 |  |  | N | Geothermal | [13 empty] | 0 | 0 | 0 | 0 | 0.4563 | 0.4563 | 0.4563
Tehachapi Energy Storage Project | 59661_G_TSP1 | 59661 | G | TSP1 |  | Energy Storage |  | WECC_SCE | California | 6 | Kern | 29 | 06029 | 8 | 0 | 2016 | 2022 |  |  | N | Energy Storage | [13 empty] | 0 | 0 | 0 | 0
Framingham State University Plant | 59717_G_TOW1 | 59717 | G | TOW1 |  | Combustion Turbine | IC Engine | NENGREST | Massachusetts | 25 | Middlesex | 17 | 25017 | 0.2 | 13469 | 2004 | 2023 |  |  | N | Distillate Fuel Oil | [13 empty] | 1.6498 | 1.6498 | 1.6498 | 1.6498
Glades Pike Generation Plant | 59759_G_SOLAR | 59759 | G | SOLAR |  | Landfill Gas |  | PJM_PENE | Pennsylvania | 42 | Somerset | 111 | 42111 | 1.5 | 14103 | 2011 | 2021 |  |  | N | Landfill Gas | [13 empty] | 0.22117 | 0.22117 | 0.22117 | 0.22117
Croda Atlas Point CHP | 59783_G_91197 | 59783 | G | 91197 |  | Landfill Gas |  | PJM_EMAC | Delaware | 10 | New Castle | 3 | 10003 | 1.1 | 4610 | 2013 | 2028 |  |  | Y | Landfill Gas | [13 empty] | 0.22117 | 0.22117 | 0.22117 | 0.22117
Croda Atlas Point CHP | 59783_G_91198 | 59783 | G | 91198 |  | Landfill Gas |  | PJM_EMAC | Delaware | 10 | New Castle | 3 | 10003 | 1.1 | 4610 | 2013 | 2028 |  |  | Y | Landfill Gas | [13 empty] | 0.22117 | 0.22117 | 0.22117 | 0.22117
Croda Atlas Point CHP | 59783_G_91199 | 59783 | G | 91199 |  | Landfill Gas |  | PJM_EMAC | Delaware | 10 | New Castle | 3 | 10003 | 2 | 4610 | 2019 | 2028 |  |  | Y | Landfill Gas | [13 empty] | 0.09 | 0.09 | 0.09 | 0.09
FCPC Renewable Generation | 59931_G_GEN1 | 59931 | G | GEN1 |  | Non-Fossil Waste |  | MIS_WUMS | Wisconsin | 55 | Milwaukee | 79 | 55079 | 1 | 3833 | 2013 | 2021 |  |  | Y | Non-Fossil Waste | [13 empty] | 0 | 0 | 0 | 0
Elwood Energy Storage Center | 59959_G_WCBS | 59959 | G | WCBS |  | Energy Storage |  | PJM_COMD | Illinois | 17 | DuPage | 43 | 17043 | 19.8 | 0 | 2015 | 2022 |  |  | N | Energy Storage | [13 empty] | 0 | 0 | 0 | 0
Jake Energy Storage Center | 59960_G_JBS | 59960 | G | JBS |  | Energy Storage |  | PJM_COMD | Illinois | 17 | Will | 197 | 17197 | 19.8 | 0 | 2015 | 2022 |  |  | N | Energy Storage | [13 empty] | 0 | 0 | 0 | 0
Bearkat | 59972_G_BRKA2 | 59972 | G | BRKA2 |  | Onshore Wind |  | ERC_WEST | Texas | 48 | Glasscock | 173 | 48173 | 103.4 | 0 | 2020 | 2020 |  |  | N | Wind | [13 empty] | 0 | 0 | 0 | 0
AEP Milton NaS | 59995_G_1 | 59995 | G | 1 |  | Energy Storage |  | PJM_West | West Virginia | 54 | Cabell | 11 | 54011 | 2 | 0 | 2009 | 2021 |  |  | N | Energy Storage | [13 empty] | 0 | 0 | 0 | 0
MESA 2 | 60021_G_MESA2 | 60021 | G | MESA2 |  | Energy Storage |  | WECC_PNW | Washington | 53 | Snohomish | 61 | 53061 | 2.2 | 0 | 2017 | 2020 |  |  | N | Energy Storage | [13 empty] | 0 | 0 | 0 | 0
Blythe Solar III, LLC | 60094_G_BLCK1 | 60094 | G | BLCK1 |  | Solar PV |  | WECC_SCE | California | 6 | Riverside | 65 | 06065 | 31.2 | 0 | 2020 | 2023 |  |  | N | Solar | [13 empty] | 0 | 0 | 0 | 0
UCI Fuel Cell | 60120_G_MB-16 | 60120 | G | MB-16 |  | Fuel Cell |  | WECC_SCE | California | 6 | Orange | 59 | 06059 | 1.4 | 6805 | 2015 | 2022 |  |  | Y | Natural Gas | [13 empty] | 0 | 0 | 0 | 0
NA 1(Hagerstown) | 60213_G_MPSHG | 60213 | G | MPSHG |  | Energy Storage |  | PJM_AP | Maryland | 24 | Washington | 43 | 24043 | 2 | 0 | 2017 | 2020 |  |  | N | Energy Storage | [13 empty] | 0 | 0 | 0 | 0
Bladen Solar Farm | 60296_G_PV1 | 60296 | G | PV1 |  | Solar PV |  | S_VACA | North Carolina | 37 | Cumberland | 51 | 37051 | 4.9 | 0 | 2017 | 2023 |  |  | N | Solar | [13 empty] | 0 | 0 | 0 | 0
Clinton Battery | 60297_G_1 | 60297 | G | 1 |  | Energy Storage |  | PJM_West | Ohio | 39 | Clinton | 27 | 39027 | 10 | 0 | 2016 | 2026 |  |  | N | Energy Storage | [13 empty] | 0 | 0 | 0 | 0
Jefferson Avenue | 60499_G_1 | 60499 | G | 1 |  | Solar PV |  | PJM_EMAC | New Jersey | 34 | Hudson | 17 | 34017 | 1.7 | 0 | 2009 | 2022 |  |  | N | Solar | [13 empty] | 0 | 0 | 0 | 0
AEP Churubusco NaS | 60617_G_1 | 60617 | G | 1 |  | Energy Storage |  | PJM_West | Indiana | 18 | Whitley | 183 | 18183 | 2 | 0 | 2009 | 2021 |  |  | N | Energy Storage | [13 empty] | 0 | 0 | 0 | 0
AEP Bluffton NaS | 60618_G_1 | 60618 | G | 1 |  | Energy Storage |  | PJM_West | Ohio | 39 | Allen | 3 | 39003 | 2 | 0 | 2008 | 2021 |  |  | N | Energy Storage | [13 empty] | 0 | 0 | 0 | 0
IFF Hazlet | 60709_G_GRND | 60709 | G | GRND |  | Solar PV |  | PJM_EMAC | New Jersey | 34 | Monmouth | 25 | 34025 | 3 | 0 | 2014 | 2028 |  |  | N | Solar | [13 empty] | 0 | 0 | 0 | 0
Sadiebrook Solar, LLC | 60719_G_SADIE | 60719 | G | SADIE |  | Solar PV |  | S_VACA | South Carolina | 45 | Charleston | 19 | 45019 | 5 | 0 | 2018 | 2023 |  |  | N | Solar | [13 empty] | 0 | 0 | 0 | 0
Freeze Solar | 60759_G_PV1 | 60759 | G | PV1 |  | Solar PV |  | PJM_EMAC | New Jersey | 34 | Middlesex | 23 | 34023 | 1.4 | 0 | 2013 | 2028 |  |  | N | Solar | [13 empty] | 0 | 0 | 0 | 0
ACCC Mays Landing | 60802_G_PV1 | 60802 | G | PV1 |  | Solar PV |  | PJM_EMAC | New Jersey | 34 | Atlantic | 1 | 34001 | 1.4 | 0 | 2013 | 2028 |  |  | N | Solar | [13 empty] | 0 | 0 | 0 | 0
Deutsche Bank- Piscataway Solar | 60803_G_DBPIS | 60803 | G | DBPIS |  | Solar PV |  | PJM_EMAC | New Jersey | 34 | Middlesex | 23 | 34023 | 1 | 0 | 2011 | 2022 |  |  | N | Solar | [13 empty] | 0 | 0 | 0 | 0
Montefiore - Westchester Square | 61025_G_EGEN1 | 61025 | G | EGEN1 |  | Combustion Turbine | IC Engine | NY_Z_J | New York | 36 | Bronx | 5 | 36005 | 1 | 14775 | 1983 | 2028 |  |  | N | Distillate Fuel Oil | [13 empty] | 0.4707 | 0.4707 | 0.4707 | 0.4707
Pacific Ethanol Stockton Cogen Plant | 61027_G_PESCT | 61027 | G | PESCT |  | Combustion Turbine |  | WEC_CALN | California | 6 | San Joaquin | 77 | 06077 | 3.6 | 12369 | 2016 | 2019 |  |  | N | Natural Gas | [13 empty] | 0.011 | 0.011 | 0.011 | 0.011
Weybridge 1 Solar | 61038_G_WEY1 | 61038 | G | WEY1 |  | Solar PV |  | NENGREST | Vermont | 50 | Addison | 1 | 50001 | 3 | 0 | 2022 | 2023 |  |  | N | Solar | [13 empty] | 0 | 0 | 0 | 0
Lund Hill | 61045_G_WT1 | 61045 | G | WT1 |  | Onshore Wind |  | WECC_PNW | Washington | 53 | Klickitat | 39 | 53039 | 60 | 0 | 2021 | 2023 |  |  | N | Wind | [13 empty] | 0 | 0 | 0 | 0
Washburn Wind Farm | 61071_G_WASH | 61071 | G | WASH |  | Onshore Wind |  | MIS_MIDA | Iowa | 19 | Black Hawk | 13 | 19013 | 70 | 0 | 2020 | 2020 |  |  | N | Wind | [13 empty] | 0 | 0 | 0 | 0
City of Shelby Electric Distribution | 61076_G_PSG1 | 61076 | G | PSG1 |  | Combustion Turbine | IC Engine | PJM_West | Ohio | 39 | Richland | 139 | 39139 | 1.8 | 25000 | 2016 | 2019 |  |  | N | Distillate Fuel Oil | [13 empty] | 1.6498 | 1.6498 | 1.6498 | 1.6498
NYC-HH - CONEY ISLAND HOSPITAL | 61413_G_GEN1 | 61413 | G | GEN1 |  | Combustion Turbine | IC Engine | NY_Z_J | New York | 36 | Kings | 47 | 36047 | 1.2 | 13469 | 1993 | 2028 |  |  | N | Distillate Fuel Oil | [13 empty] | 1.6498 | 1.6498 | 1.6498 | 1.6498
NYC-HH - CONEY ISLAND HOSPITAL | 61413_G_GEN2 | 61413 | G | GEN2 |  | Combustion Turbine | IC Engine | NY_Z_J | New York | 36 | Kings | 47 | 36047 | 1.3 | 13469 | 2005 | 2028 |  |  | N | Distillate Fuel Oil | [13 empty] | 1.6498 | 1.6498 | 1.6498 | 1.6498
NYC-HH - CONEY ISLAND HOSPITAL | 61413_G_GEN3 | 61413 | G | GEN3 |  | Combustion Turbine | IC Engine | NY_Z_J | New York | 36 | Kings | 47 | 36047 | 0.3 | 13469 | 2014 | 2028 |  |  | N | Distillate Fuel Oil | [13 empty] | 1.6498 | 1.6498 | 1.6498 | 1.6498
First Citizens Bank | 61491_G_FCB | 61491 | G | FCB |  | Solar PV |  | S_VACA | North Carolina | 37 | Wake | 183 | 37183 | 1.5 | 0 | 2012 | 2018 |  |  | N | Solar | [13 empty] | 0 | 0 | 0 | 0
Mount Sinai Beth Israel | 61569_G_EGEN1 | 61569 | G | EGEN1 |  | Combustion Turbine | IC Engine | NY_Z_J | New York | 36 | New York | 61 | 36061 | 0.2 | 14775 | 1988 | 2028 |  |  | N | Distillate Fuel Oil | [13 empty] | 1.6498 | 1.6498 | 1.6498 | 1.6498
Mount Sinai Beth Israel | 61569_G_EGEN2 | 61569 | G | EGEN2 |  | Combustion Turbine | IC Engine | NY_Z_J | New York | 36 | New York | 61 | 36061 | 0.3 | 14775 | 1988 | 2028 |  |  | N | Distillate Fuel Oil | [13 empty] | 1.6498 | 1.6498 | 1.6498 | 1.6498
Mount Sinai Beth Israel | 61569_G_EGEN4 | 61569 | G | EGEN4 |  | Combustion Turbine | IC Engine | NY_Z_J | New York | 36 | New York | 61 | 36061 | 0.3 | 14775 | 1988 | 2028 |  |  | N | Distillate Fuel Oil | [13 empty] | 1.6498 | 1.6498 | 1.6498 | 1.6498
Mount Sinai Beth Israel | 61569_G_EGEN5 | 61569 | G | EGEN5 |  | Combustion Turbine | IC Engine | NY_Z_J | New York | 36 | New York | 61 | 36061 | 0.2 | 14775 | 1988 | 2028 |  |  | N | Distillate Fuel Oil | [13 empty] | 1.6498 | 1.6498 | 1.6498 | 1.6498
Mount Sinai Beth Israel | 61569_G_EGEN6 | 61569 | G | EGEN6 |  | Combustion Turbine | IC Engine | NY_Z_J | New York | 36 | New York | 61 | 36061 | 0.3 | 14775 | 1988 | 2020 |  |  | N | Distillate Fuel Oil | [13 empty] | 1.6498 | 1.6498 | 1.6498 | 1.6498
Mount Sinai Beth Israel | 61569_G_EGEN7 | 61569 | G | EGEN7 |  | Combustion Turbine | IC Engine | NY_Z_J | New York | 36 | New York | 61 | 36061 | 0.8 | 14775 | 1988 | 2028 |  |  | N | Distillate Fuel Oil | [13 empty] | 1.6498 | 1.6498 | 1.6498 | 1.6498
Mount Sinai Beth Israel | 61569_G_EGEN8 | 61569 | G | EGEN8 |  | Combustion Turbine | IC Engine | NY_Z_J | New York | 36 | New York | 61 | 36061 | 0.8 | 14775 | 1988 | 2028 |  |  | N | Distillate Fuel Oil | [13 empty] | 1.6498 | 1.6498 | 1.6498 | 1.6498
Mount Sinai Beth Israel | 61569_G_EGEN9 | 61569 | G | EGEN9 |  | Combustion Turbine | IC Engine | NY_Z_J | New York | 36 | New York | 61 | 36061 | 0.9 | 14775 | 1988 | 2028 |  |  | N | Distillate Fuel Oil | [13 empty] | 1.6498 | 1.6498 | 1.6498 | 1.6498
Mount Sinai Beth Israel | 61569_G_EGEN3 | 61569 | G | EGEN3 |  | Combustion Turbine | IC Engine | NY_Z_J | New York | 36 | New York | 61 | 36061 | 1 | 14775 | 1988 | 2019 |  |  | N | Distillate Fuel Oil | [13 empty] | 1.6498 | 1.6498 | 1.6498 | 1.6498
Golden Renewable Energy, LLC | 61632_G_GREMC | 61632 | G | GREMC |  | Combustion Turbine |  | MIS_IA | Iowa | 19 | Cerro Gordo | 33 | 19033 | 4.3 | 11600 | 2017 | 2018 |  |  | Y | Natural Gas | [13 empty] | 0.23894 | 0.23894 | 0.23894 | 0.23894
HEBT WLA 1 | 61721_G_WLA01 | 61721 | G | WLA01 |  | Energy Storage |  | WECC_SCE | California | 6 | Orange | 59 | 06059 | 1 | 0 | 2019 | 2028 |  |  | N | Energy Storage | [13 empty] | 0 | 0 | 0 | 0
HEBT WLA 1 | 61721_G_WLA02 | 61721 | G | WLA02 |  | Energy Storage |  | WECC_SCE | California | 6 | Orange | 59 | 06059 | 1 | 0 | 2019 | 2023 |  |  | N | Energy Storage | [13 empty] | 0 | 0 | 0 | 0
HEBT WLA 1 | 61721_G_WLA03 | 61721 | G | WLA03 |  | Energy Storage |  | WECC_SCE | California | 6 | Orange | 59 | 06059 | 1 | 0 | 2019 | 2023 |  |  | N | Energy Storage | [13 empty] | 0 | 0 | 0 | 0
HEBT WLA 1 | 61721_G_WLA04 | 61721 | G | WLA04 |  | Energy Storage |  | WECC_SCE | California | 6 | Orange | 59 | 06059 | 1.5 | 0 | 2019 | 2023 |  |  | N | Energy Storage | [13 empty] | 0 | 0 | 0 | 0
HEBT WLA 1 | 61721_G_WLA05 | 61721 | G | WLA05 |  | Energy Storage |  | WECC_SCE | California | 6 | Orange | 59 | 06059 | 1.3 | 0 | 2019 | 2023 |  |  | N | Energy Storage | [13 empty] | 0 | 0 | 0 | 0
HEBT WLA 1 | 61721_G_WLA06 | 61721 | G | WLA06 |  | Energy Storage |  | WECC_SCE | California | 6 | Orange | 59 | 06059 | 1.2 | 0 | 2019 | 2023 |  |  | N | Energy Storage | [13 empty] | 0 | 0 | 0 | 0
HEBT WLA 1 | 61721_G_WLA07 | 61721 | G | WLA07 |  | Energy Storage |  | WECC_SCE | California | 6 | Orange | 59 | 06059 | 1 | 0 | 2019 | 2023 |  |  | N | Energy Storage | [13 empty] | 0 | 0 | 0 | 0
HEBT WLA 1 | 61721_G_WLA08 | 61721 | G | WLA08 |  | Energy Storage |  | WECC_SCE | California | 6 | Orange | 59 | 06059 | 1.9 | 0 | 2019 | 2023 |  |  | N | Energy Storage | [13 empty] | 0 | 0 | 0 | 0
HEBT WLA 1 | 61721_G_WLA09 | 61721 | G | WLA09 |  | Energy Storage |  | WECC_SCE | California | 6 | Orange | 59 | 06059 | 4.5 | 0 | 2019 | 2023 |  |  | N | Energy Storage | [13 empty] | 0 | 0 | 0 | 0
HEBT WLA 1 | 61721_G_WLA10 | 61721 | G | WLA10 |  | Energy Storage |  | WECC_SCE | California | 6 | Orange | 59 | 06059 | 1.3 | 0 | 2019 | 2023 |  |  | N | Energy Storage | [13 empty] | 0 | 0 | 0 | 0
HEBT WLA 1 | 61721_G_WLA1C | 61721 | G | WLA1C |  | Energy Storage |  | WECC_SCE | California | 6 | Orange | 59 | 06059 | 11.8 | 0 | 2019 | 2023 |  |  | N | Energy Storage | [13 empty] | 0 | 0 | 0 | 0
Lockheed Martin RMS Syracuse | 61739_G_SYR1 | 61739 | G | SYR1 |  | Energy Storage |  | NY_Z_C&E | New York | 36 | Onondaga | 67 | 36067 | 1 | 0 | 2017 | 2027 |  |  | N | Energy Storage | [13 empty] | 0 | 0 | 0 | 0
Douglas County Forest Products | 61761_G_GEN-1 | 61761 | G | GEN-1 |  | Biomass |  | WECC_PNW | Oregon | 41 | Douglas | 19 | 41019 | 6.3 | 11373 | 2006 | 2028 |  |  | Y | Biomass | [13 empty] | 0.22033 | 0.22033 | 0.22033 | 0.22033
Seminole Energy | 61780_G_ENG4 | 61780 | G | ENG4 |  | Landfill Gas |  | FRCC | Florida | 12 | Seminole | 117 | 12117 | 1.6 | 13500 | 2007 | 2019 |  |  | N | Landfill Gas | [13 empty] | 0.20424 | 0.20424 | 0.20424 | 0.20424
Bolthouse Farms Fuel Cell | 61845_G_MM28 | 61845 | G | MM28 |  | Fuel Cell |  | WECC_SCE | California | 6 | Kern | 29 | 06029 | 2.5 | 7648 | 2020 | 2020 |  |  | Y | Natural Gas | [13 empty] | 0 | 0 | 0 | 0
Bolthouse Farms Fuel Cell | 61845_G_MM29 | 61845 | G | MM29 |  | Fuel Cell |  | WECC_SCE | California | 6 | Kern | 29 | 06029 | 2.5 | 7648 | 2020 | 2020 |  |  | Y | Natural Gas | [13 empty] | 0 | 0 | 0 | 0
Pisces Community Solar Garden | 61992_G_CRUX | 61992 | G | CRUX |  | Solar PV |  | MIS_MNWI | Minnesota | 27 | Stearns | 145 | 27145 | 0.7 | 0 | 2019 | 2023 |  |  | N | Solar | [13 empty] | 0 | 0 | 0 | 0
Sagittarius Community Solar Gardens LLC | 61994_G_CRUX | 61994 | G | CRUX |  | Solar PV |  | MIS_MNWI | Minnesota | 27 | Meeker | 93 | 27093 | 0.7 | 0 | 2019 | 2023 |  |  | N | Solar | [13 empty] | 0 | 0 | 0 | 0
Brooklyn Hospital Center | 62002_G_SR4 | 62002 | G | SR4 |  | Combustion Turbine | IC Engine | NY_Z_J | New York | 36 | Kings | 47 | 36047 | 0.5 | 14775 | 1975 | 2028 |  |  | N | Distillate Fuel Oil | [13 empty] | 1.6498 | 1.6498 | 1.6498 | 1.6498
Brooklyn Hospital Center | 62002_G_400DF | 62002 | G | 400DF |  | Combustion Turbine | IC Engine | NY_Z_J | New York | 36 | Kings | 47 | 36047 | 0.5 | 13469 | 2004 | 2028 |  |  | N | Distillate Fuel Oil | [13 empty] | 1.6498 | 1.6498 | 1.6498 | 1.6498
Brooklyn Hospital Center | 62002_G_500RE | 62002 | G | 500RE |  | Combustion Turbine | IC Engine | NY_Z_J | New York | 36 | Kings | 47 | 36047 | 0.5 | 13469 | 2014 | 2028 |  |  | N | Distillate Fuel Oil | [13 empty] | 1.6498 | 1.6498 | 1.6498 | 1.6498
Holsum Irish Dairy | 62019_G_GEN 1 | 62019 | G | GEN 1 |  | Non-Fossil Waste |  | MIS_WUMS | Wisconsin | 55 | Calumet | 15 | 55015 | 0.5 | 11084 | 2001 | 2020 |  |  | N | Non-Fossil Waste | [13 empty] | 0 | 0 | 0 | 0
Holsum Irish Dairy | 62019_G_GEN 2 | 62019 | G | GEN 2 |  | Non-Fossil Waste |  | MIS_WUMS | Wisconsin | 55 | Calumet | 15 | 55015 | 0.5 | 11084 | 2001 | 2020 |  |  | N | Non-Fossil Waste | [13 empty] | 0 | 0 | 0 | 0
Roseville Solar | 62114_G_ROSE | 62114 | G | ROSE |  | Solar PV |  | WEC_CALN | California | 6 | Placer | 61 | 06061 | 1 | 0 | 2018 | 2023 |  |  | N | Solar | [13 empty] | 0 | 0 | 0 | 0
Beaver Creek II Wind | 62134_G_GT1 | 62134 | G | GT1 |  | Onshore Wind |  | MIS_IA | Iowa | 19 | Greene | 73 | 19073 | 170 | 0 | 2018 | 2023 |  |  | N | Wind | [13 empty] | 0 | 0 | 0 | 0
Clif Bar Bakery of Twin Falls | 62151_G_PV1 | 62151 | G | PV1 |  | Solar PV |  | WECC_ID | Idaho | 16 | Twin Falls | 83 | 16083 | 2 | 0 | 2019 | 2028 |  |  | N | Solar | [13 empty] | 0 | 0 | 0 | 0
IKEA Live Oak Rooftop PV System | 62152_G_570 | 62152 | G | 570 |  | Solar PV |  | ERC_REST | Texas | 48 | Bexar | 29 | 48029 | 1.7 | 0 | 2019 | 2028 |  |  | N | Solar | [13 empty] | 0 | 0 | 0 | 0
4710 Hosting | 62162_G_4710 | 62162 | G | 4710 |  | Combustion Turbine | IC Engine | MIS_MNWI | Minnesota | 27 | Olmsted | 109 | 27109 | 5 | 11311 | 2012 | 2028 |  |  | N | Distillate Fuel Oil | [13 empty] | 1.6498 | 1.6498 | 1.6498 | 1.6498
Maimonides Medical Center | 62174_G_ON300 | 62174 | G | ON300 |  | Combustion Turbine | IC Engine | NY_Z_J | New York | 36 | Kings | 47 | 36047 | 0.3 | 14775 | 1990 | 2028 |  |  | N | Distillate Fuel Oil | [13 empty] | 1.6498 | 1.6498 | 1.6498 | 1.6498
Maimonides Medical Center | 62174_G_625DI | 62174 | G | 625DI |  | Combustion Turbine | IC Engine | NY_Z_J | New York | 36 | Kings | 47 | 36047 | 0.5 | 13469 | 1999 | 2028 |  |  | N | Distillate Fuel Oil | [13 empty] | 1.6498 | 1.6498 | 1.6498 | 1.6498
Maimonides Medical Center | 62174_G_CM800 | 62174 | G | CM800 |  | Combustion Turbine | IC Engine | NY_Z_J | New York | 36 | Kings | 47 | 36047 | 0.8 | 13469 | 2002 | 2028 |  |  | N | Distillate Fuel Oil | [13 empty] | 1.6498 | 1.6498 | 1.6498 | 1.6498
Maimonides Medical Center | 62174_G_CM500 | 62174 | G | CM500 |  | Combustion Turbine | IC Engine | NY_Z_J | New York | 36 | Kings | 47 | 36047 | 0.5 | 13469 | 2006 | 2028 |  |  | N | Distillate Fuel Oil | [13 empty] | 1.6498 | 1.6498 | 1.6498 | 1.6498
Maimonides Medical Center | 62174_G_CM900 | 62174 | G | CM900 |  | Combustion Turbine | IC Engine | NY_Z_J | New York | 36 | Kings | 47 | 36047 | 0.9 | 13469 | 2006 | 2028 |  |  | N | Distillate Fuel Oil | [13 empty] | 1.6498 | 1.6498 | 1.6498 | 1.6498
Maimonides Medical Center | 62174_G_CN900 | 62174 | G | CN900 |  | Combustion Turbine | IC Engine | NY_Z_J | New York | 36 | Kings | 47 | 36047 | 0.9 | 13469 | 2006 | 2028 |  |  | N | Distillate Fuel Oil | [13 empty] | 1.6498 | 1.6498 | 1.6498 | 1.6498
NYC-HH-New Bellevue Hospital | 62250_G_CAT6M | 62250 | G | CAT6M |  | Combustion Turbine | IC Engine | NY_Z_J | New York | 36 | New York | 61 | 36061 | 0.6 | 13469 | 1996 | 2028 |  |  | N | Distillate Fuel Oil | [13 empty] | 1.6498 | 1.6498 | 1.6498 | 1.6498
NYC-HH-New Bellevue Hospital | 62250_G_CAT6P | 62250 | G | CAT6P |  | Combustion Turbine | IC Engine | NY_Z_J | New York | 36 | New York | 61 | 36061 | 0.6 | 13469 | 1996 | 2028 |  |  | N | Distillate Fuel Oil | [13 empty] | 1.6498 | 1.6498 | 1.6498 | 1.6498
NYC-HH-New Bellevue Hospital | 62250_G_RUD3R | 62250 | G | RUD3R |  | Combustion Turbine | IC Engine | NY_Z_J | New York | 36 | New York | 61 | 36061 | 0.7 | 13469 | 2002 | 2028 |  |  | N | Distillate Fuel Oil | [13 empty] | 1.6498 | 1.6498 | 1.6498 | 1.6498
NYC-HH-New Bellevue Hospital | 62250_G_CAT2H | 62250 | G | CAT2H |  | Combustion Turbine | IC Engine | NY_Z_J | New York | 36 | New York | 61 | 36061 | 0.8 | 13469 | 2011 | 2028 |  |  | N | Distillate Fuel Oil | [13 empty] | 1.6498 | 1.6498 | 1.6498 | 1.6498
NYC-HH-New Bellevue Hospital | 62250_G_CAT2M | 62250 | G | CAT2M |  | Combustion Turbine | IC Engine | NY_Z_J | New York | 36 | New York | 61 | 36061 | 0.8 | 13469 | 2011 | 2028 |  |  | N | Distillate Fuel Oil | [13 empty] | 1.6498 | 1.6498 | 1.6498 | 1.6498
NYC-HH-New Bellevue Hospital | 62250_G_CAT2X | 62250 | G | CAT2X |  | Combustion Turbine | IC Engine | NY_Z_J | New York | 36 | New York | 61 | 36061 | 0.8 | 13469 | 2011 | 2028 |  |  | N | Distillate Fuel Oil | [13 empty] | 1.6498 | 1.6498 | 1.6498 | 1.6498
NYC-HH-New Bellevue Hospital | 62250_G_CAT2Y | 62250 | G | CAT2Y |  | Combustion Turbine | IC Engine | NY_Z_J | New York | 36 | New York | 61 | 36061 | 0.8 | 13469 | 2011 | 2028 |  |  | N | Distillate Fuel Oil | [13 empty] | 1.6498 | 1.6498 | 1.6498 | 1.6498
NYC-HH-New Bellevue Hospital | 62250_G_CUM6Z | 62250 | G | CUM6Z |  | Combustion Turbine | IC Engine | NY_Z_J | New York | 36 | New York | 61 | 36061 | 0.9 | 13469 | 2011 | 2028 |  |  | N | Distillate Fuel Oil | [13 empty] | 1.6498 | 1.6498 | 1.6498 | 1.6498
Westchester County Medical Center | 62270_G_CATN1 | 62270 | G | CATN1 |  | Combustion Turbine | IC Engine | NY_Z_G-I | New York | 36 | Westchester | 119 | 36119 | 0.7 | 14775 | 1974 | 2028 |  |  | N | Distillate Fuel Oil | [13 empty] | 1.6498 | 1.6498 | 1.6498 | 1.6498
Westchester County Medical Center | 62270_G_CATN2 | 62270 | G | CATN2 |  | Combustion Turbine | IC Engine | NY_Z_G-I | New York | 36 | Westchester | 119 | 36119 | 0.7 | 14775 | 1974 | 2028 |  |  | N | Distillate Fuel Oil | [13 empty] | 1.6498 | 1.6498 | 1.6498 | 1.6498
Westchester County Medical Center | 62270_G_CATR4 | 62270 | G | CATR4 |  | Combustion Turbine | IC Engine | NY_Z_G-I | New York | 36 | Westchester | 119 | 36119 | 0.3 | 14775 | 1980 | 2028 |  |  | N | Distillate Fuel Oil | [13 empty] | 1.6498 | 1.6498 | 1.6498 | 1.6498
Westchester County Medical Center | 62270_G_CATN3 | 62270 | G | CATN3 |  | Combustion Turbine | IC Engine | NY_Z_G-I | New York | 36 | Westchester | 119 | 36119 | 0.7 | 13469 | 1996 | 2028 |  |  | N | Distillate Fuel Oil | [13 empty] | 1.6498 | 1.6498 | 1.6498 | 1.6498
Westchester County Medical Center | 62270_G_CAT04 | 62270 | G | CAT04 |  | Combustion Turbine | IC Engine | NY_Z_G-I | New York | 36 | Westchester | 119 | 36119 | 0.7 | 13469 | 2000 | 2028 |  |  | N | Distillate Fuel Oil | [13 empty] | 1.6498 | 1.6498 | 1.6498 | 1.6498
Westchester County Medical Center | 62270_G_CUM37 | 62270 | G | CUM37 |  | Combustion Turbine | IC Engine | NY_Z_G-I | New York | 36 | Westchester | 119 | 36119 | 0.4 | 13469 | 2000 | 2028 |  |  | N | Distillate Fuel Oil | [13 empty] | 1.6498 | 1.6498 | 1.6498 | 1.6498
Westchester County Medical Center | 62270_G_DT250 | 62270 | G | DT250 |  | Combustion Turbine | IC Engine | NY_Z_G-I | New York | 36 | Westchester | 119 | 36119 | 0.3 | 13469 | 2000 | 2028 |  |  | N | Distillate Fuel Oil | [13 empty] | 1.6498 | 1.6498 | 1.6498 | 1.6498
Westchester County Medical Center | 62270_G_DT500 | 62270 | G | DT500 |  | Combustion Turbine | IC Engine | NY_Z_G-I | New York | 36 | Westchester | 119 | 36119 | 0.5 | 13469 | 2000 | 2028 |  |  | N | Distillate Fuel Oil | [13 empty] | 1.6498 | 1.6498 | 1.6498 | 1.6498
Westchester County Medical Center | 62270_G_CATH1 | 62270 | G | CATH1 |  | Combustion Turbine | IC Engine | NY_Z_G-I | New York | 36 | Westchester | 119 | 36119 | 1.3 | 13469 | 2002 | 2028 |  |  | N | Distillate Fuel Oil | [13 empty] | 1.6498 | 1.6498 | 1.6498 | 1.6498
Westchester County Medical Center | 62270_G_CATH2 | 62270 | G | CATH2 |  | Combustion Turbine | IC Engine | NY_Z_G-I | New York | 36 | Westchester | 119 | 36119 | 1.3 | 13469 | 2002 | 2028 |  |  | N | Distillate Fuel Oil | [13 empty] | 1.6498 | 1.6498 | 1.6498 | 1.6498
Westchester County Medical Center | 62270_G_DT080 | 62270 | G | DT080 |  | Combustion Turbine | IC Engine | NY_Z_G-I | New York | 36 | Westchester | 119 | 36119 | 0.5 | 13469 | 2002 | 2028 |  |  | N | Distillate Fuel Oil | [13 empty] | 1.6498 | 1.6498 | 1.6498 | 1.6498
Westchester County Medical Center | 62270_G_CATR3 | 62270 | G | CATR3 |  | Combustion Turbine | IC Engine | NY_Z_G-I | New York | 36 | Westchester | 119 | 36119 | 0.6 | 13469 | 2013 | 2028 |  |  | N | Distillate Fuel Oil | [13 empty] | 1.6498 | 1.6498 | 1.6498 | 1.6498
USS Hockey Pad Solar CSG | 62334_G_USHP | 62334 | G | USHP |  | Solar PV |  | MIS_MNWI | Minnesota | 27 | Scott | 139 | 27139 | 1 | 0 | 2019 | 2023 |  |  | N | Solar | [13 empty] | 0 | 0 | 0 | 0
USS Rapidan Solar CSG | 62338_G_USRAP | 62338 | G | USRAP |  | Solar PV |  | MIS_MNWI | Minnesota | 27 | Blue Earth | 13 | 27013 | 1 | 0 | 2019 | 2023 |  |  | N | Solar | [13 empty] | 0 | 0 | 0 | 0
IKEA Norfolk Rooftop PV System | 62355_G_569PV | 62355 | G | 569PV |  | Solar PV |  | PJM_Dom | Virginia | 51 | Norfolk | 710 | 51710 | 1.3 | 0 | 2019 | 2028 |  |  | N | Solar | [13 empty] | 0 | 0 | 0 | 0
USS Brude Solar CSG | 62361_G_USBRU | 62361 | G | USBRU |  | Solar PV |  | MIS_MNWI | Minnesota | 27 | Blue Earth | 13 | 27013 | 1 | 0 | 2019 | 2023 |  |  | N | Solar | [13 empty] | 0 | 0 | 0 | 0
USS East Hauer Watt CSG | 62362_G_USEHW | 62362 | G | USEHW |  | Solar PV |  | MIS_MNWI | Minnesota | 27 | Scott | 139 | 27139 | 1 | 0 | 2019 | 2023 |  |  | N | Solar | [13 empty] | 0 | 0 | 0 | 0
Heller 400M | 62438_G_A | 62438 | G | A |  | Solar PV |  | PJM_EMAC | New Jersey | 34 | Middlesex | 23 | 34023 | 0.8 | 0 | 2013 | 2028 |  |  | N | Solar | [13 empty] | 0 | 0 | 0 | 0
Heller 400M | 62438_G_B | 62438 | G | B |  | Solar PV |  | PJM_EMAC | New Jersey | 34 | Middlesex | 23 | 34023 | 0.2 | 0 | 2013 | 2028 |  |  | N | Solar | [13 empty] | 0 | 0 | 0 | 0
Heller 400M | 62438_G_C | 62438 | G | C |  | Solar PV |  | PJM_EMAC | New Jersey | 34 | Middlesex | 23 | 34023 | 0.2 | 0 | 2013 | 2028 |  |  | N | Solar | [13 empty] | 0 | 0 | 0 | 0
JLL-One Rockwood Road | 62446_G_EGEN1 | 62446 | G | EGEN1 |  | Combustion Turbine | IC Engine | NY_Z_G-I | New York | 36 | Westchester | 119 | 36119 | 1.5 | 13469 | 2003 | 2028 |  |  | N | Distillate Fuel Oil | [13 empty] | 1.6498 | 1.6498 | 1.6498 | 1.6498
JLL-One Rockwood Road | 62446_G_EGEN2 | 62446 | G | EGEN2 |  | Combustion Turbine | IC Engine | NY_Z_G-I | New York | 36 | Westchester | 119 | 36119 | 1.5 | 13469 | 2003 | 2028 |  |  | N | Distillate Fuel Oil | [13 empty] | 1.6498 | 1.6498 | 1.6498 | 1.6498
Kimberly Clark Mobile - CHP Plant | 62449_G_GT100 | 62449 | G | GT100 |  | Combustion Turbine |  | S_SOU | Alabama | 1 | Mobile | 97 | 01097 | 21.8 | 8700 | 2019 | 2028 |  |  | Y | Natural Gas | [13 empty] | 0.011 | 0.011 | 0.011 | 0.011
Kimberly Clark Mobile - CHP Plant | 62449_G_GT200 | 62449 | G | GT200 |  | Combustion Turbine |  | S_SOU | Alabama | 1 | Mobile | 97 | 01097 | 21.8 | 8700 | 2019 | 2028 |  |  | Y | Natural Gas | [13 empty] | 0.011 | 0.011 | 0.011 | 0.011
St. Johns Episcopal Hospital | 62450_G_F1040 | 62450 | G | F1040 |  | Combustion Turbine | IC Engine | NY_Z_J | New York | 36 | Queens | 81 | 36081 | 1 | 13469 | 1995 | 2028 |  |  | N | Distillate Fuel Oil | [13 empty] | 1.6498 | 1.6498 | 1.6498 | 1.6498
St. Johns Episcopal Hospital | 62450_G_CT205 | 62450 | G | CT205 |  | Combustion Turbine | IC Engine | NY_Z_J | New York | 36 | Queens | 81 | 36081 | 0.2 | 13469 | 2010 | 2028 |  |  | N | Distillate Fuel Oil | [13 empty] | 1.6498 | 1.6498 | 1.6498 | 1.6498
St. Joseph Hospital | 62452_G_CT250 | 62452 | G | CT250 |  | Combustion Turbine | IC Engine | NY_Z_G-I | New York | 36 | Westchester | 119 | 36119 | 0.3 | 14775 | 1960 | 2028 |  |  | N | Distillate Fuel Oil | [13 empty] | 1.6498 | 1.6498 | 1.6498 | 1.6498
St. Joseph Hospital | 62452_G_CT750 | 62452 | G | CT750 |  | Combustion Turbine | IC Engine | NY_Z_G-I | New York | 36 | Westchester | 119 | 36119 | 0.8 | 14775 | 1978 | 2028 |  |  | N | Distillate Fuel Oil | [13 empty] | 1.6498 | 1.6498 | 1.6498 | 1.6498
Mt.Sinai-St.Lukes Roosevelt Hosp. Center | 62453_G_CT250 | 62453 | G | CT250 |  | Combustion Turbine | IC Engine | NY_Z_G-I | New York | 36 | Westchester | 119 | 36119 | 0.3 | 14775 | 1960 | 2028 |  |  | N | Distillate Fuel Oil | [13 empty] | 1.6498 | 1.6498 | 1.6498 | 1.6498
Mt.Sinai-St.Lukes Roosevelt Hosp. Center | 62453_G_CT750 | 62453 | G | CT750 |  | Combustion Turbine | IC Engine | NY_Z_G-I | New York | 36 | Westchester | 119 | 36119 | 0.8 | 14775 | 1978 | 2028 |  |  | N | Distillate Fuel Oil | [13 empty] | 1.6498 | 1.6498 | 1.6498 | 1.6498
Mt.Sinai-St.Lukes Roosevelt Hosp. Center | 62453_G_EG1 | 62453 | G | EG1 |  | Combustion Turbine | IC Engine | NY_Z_G-I | New York | 36 | Westchester | 119 | 36119 | 0.3 | 13469 | 1995 | 2028 |  |  | N | Distillate Fuel Oil | [13 empty] | 1.6498 | 1.6498 | 1.6498 | 1.6498
Mt.Sinai-St.Lukes Roosevelt Hosp. Center | 62453_G_EG2 | 62453 | G | EG2 |  | Combustion Turbine | IC Engine | NY_Z_G-I | New York | 36 | Westchester | 119 | 36119 | 0.3 | 13469 | 2010 | 2028 |  |  | N | Distillate Fuel Oil | [13 empty] | 1.6498 | 1.6498 | 1.6498 | 1.6498
Mt.Sinai-St.Lukes Roosevelt Hosp. Center | 62453_G_EG3 | 62453 | G | EG3 |  | Combustion Turbine | IC Engine | NY_Z_G-I | New York | 36 | Westchester | 119 | 36119 | 2.5 | 13469 | 2015 | 2028 |  |  | N | Distillate Fuel Oil | [13 empty] | 1.6498 | 1.6498 | 1.6498 | 1.6498
Mt.Sinai-St.Lukes Roosevelt Hosp. Center | 62453_G_EG4 | 62453 | G | EG4 |  | Combustion Turbine | IC Engine | NY_Z_G-I | New York | 36 | Westchester | 119 | 36119 | 2.5 | 13469 | 2015 | 2028 |  |  | N | Distillate Fuel Oil | [13 empty] | 1.6498 | 1.6498 | 1.6498 | 1.6498
Montefiore Mount Vernon Hospital | 62589_G_CONP7 | 62589 | G | CONP7 |  | Combustion Turbine | IC Engine | NY_Z_G-I | New York | 36 | Westchester | 119 | 36119 | 0.4 | 14775 | 1976 | 2028 |  |  | N | Distillate Fuel Oil | [13 empty] | 1.6498 | 1.6498 | 1.6498 | 1.6498
Montefiore Mount Vernon Hospital | 62589_G_DETR4 | 62589 | G | DETR4 |  | Combustion Turbine | IC Engine | NY_Z_G-I | New York | 36 | Westchester | 119 | 36119 | 0.7 | 14775 | 1976 | 2028 |  |  | N | Distillate Fuel Oil | [13 empty] | 1.6498 | 1.6498 | 1.6498 | 1.6498
North English II | 62608_G_1 | 62608 | G | 1 |  | Onshore Wind |  | MIS_IA | Iowa | 19 | Poweshiek | 157 | 19157 | 140 | 0 | 2019 | 2023 |  |  | N | Wind | [13 empty] | 0 | 0 | 0 | 0
Rockland Bakery Inc. | 62619_G_CAT1 | 62619 | G | CAT1 |  | Combustion Turbine | IC Engine | NY_Z_G-I | New York | 36 | Rockland | 87 | 36087 | 0.8 | 11686 | 1996 | 2028 |  |  | N | Natural Gas | [13 empty] | 1.061 | 1.061 | 1.061 | 1.061
Rockland Bakery Inc. | 62619_G_CAT2 | 62619 | G | CAT2 |  | Combustion Turbine | IC Engine | NY_Z_G-I | New York | 36 | Rockland | 87 | 36087 | 0.8 | 11686 | 1996 | 2028 |  |  | N | Natural Gas | [13 empty] | 1.061 | 1.061 | 1.061 | 1.061
Rockland Bakery Inc. | 62619_G_CAT3 | 62619 | G | CAT3 |  | Combustion Turbine | IC Engine | NY_Z_G-I | New York | 36 | Rockland | 87 | 36087 | 0.8 | 11686 | 1996 | 2028 |  |  | N | Natural Gas | [13 empty] | 1.061 | 1.061 | 1.061 | 1.061
Rockland Bakery Inc. | 62619_G_CATE4 | 62619 | G | CATE4 |  | Combustion Turbine | IC Engine | NY_Z_G-I | New York | 36 | Rockland | 87 | 36087 | 1.5 | 13469 | 1996 | 2028 |  |  | N | Distillate Fuel Oil | [13 empty] | 1.6498 | 1.6498 | 1.6498 | 1.6498
Overlook Medical Center | 62622_G_CHPS1 | 62622 | G | CHPS1 |  | Combustion Turbine | IC Engine | PJM_EMAC | New Jersey | 34 | Union | 39 | 34039 | 1 | 8700 | 2012 | 2021 |  |  | Y | Natural Gas | [13 empty] | 1.061 | 1.061 | 1.061 | 1.061
Overlook Medical Center | 62622_G_CHPS2 | 62622 | G | CHPS2 |  | Combustion Turbine | IC Engine | PJM_EMAC | New Jersey | 34 | Union | 39 | 34039 | 1 | 8700 | 2012 | 2022 |  |  | Y | Natural Gas | [13 empty] | 1.061 | 1.061 | 1.061 | 1.061
Overlook Medical Center | 62622_G_CHPS3 | 62622 | G | CHPS3 |  | Combustion Turbine | IC Engine | PJM_EMAC | New Jersey | 34 | Union | 39 | 34039 | 1 | 8700 | 2012 | 2028 |  |  | Y | Distillate Fuel Oil | [13 empty] | 1.6498 | 1.6498 | 1.6498 | 1.6498
New York Presbyterian-The Allen Hospital | 62650_G_CAT32 | 62650 | G | CAT32 |  | Combustion Turbine | IC Engine | NY_Z_J | New York | 36 | New York | 61 | 36061 | 1 | 13469 | 2009 | 2023 |  |  | N | Distillate Fuel Oil | [13 empty] | 1.6498 | 1.6498 | 1.6498 | 1.6498
Novel Solar One CSG LLC | 62665_G_HELD | 62665 | G | HELD |  | Solar PV |  | MIS_MNWI | Minnesota | 27 | Stearns | 145 | 27145 | 3 | 0 | 2019 | 2019 |  |  | N | Solar | [13 empty] | 0 | 0 | 0 | 0
Epic Verona | 62676_G_G301 | 62676 | G | G301 |  | Combustion Turbine | IC Engine | MIS_WUMS | Wisconsin | 55 | Dane | 25 | 55025 | 2.3 | 13469 | 2009 | 2028 |  |  | N | Distillate Fuel Oil | [13 empty] | 1.6498 | 1.6498 | 1.6498 | 1.6498
Epic Verona | 62676_G_G302 | 62676 | G | G302 |  | Combustion Turbine | IC Engine | MIS_WUMS | Wisconsin | 55 | Dane | 25 | 55025 | 2.3 | 13469 | 2009 | 2028 |  |  | N | Distillate Fuel Oil | [13 empty] | 1.6498 | 1.6498 | 1.6498 | 1.6498
Epic Verona | 62676_G_G303 | 62676 | G | G303 |  | Combustion Turbine | IC Engine | MIS_WUMS | Wisconsin | 55 | Dane | 25 | 55025 | 2.3 | 13469 | 2009 | 2028 |  |  | N | Distillate Fuel Oil | [13 empty] | 1.6498 | 1.6498 | 1.6498 | 1.6498
Epic Verona | 62676_G_PV | 62676 | G | PV |  | Solar PV |  | MIS_WUMS | Wisconsin | 55 | Dane | 25 | 55025 | 1.8 | 0 | 2011 | 2028 |  |  | N | Solar | [13 empty] | 0 | 0 | 0 | 0
Epic Verona | 62676_G_G101 | 62676 | G | G101 |  | Combustion Turbine | IC Engine | MIS_WUMS | Wisconsin | 55 | Dane | 25 | 55025 | 2.3 | 13469 | 2013 | 2028 |  |  | N | Distillate Fuel Oil | [13 empty] | 1.6498 | 1.6498 | 1.6498 | 1.6498
Epic Verona | 62676_G_G102 | 62676 | G | G102 |  | Combustion Turbine | IC Engine | MIS_WUMS | Wisconsin | 55 | Dane | 25 | 55025 | 2.3 | 13469 | 2013 | 2028 |  |  | N | Distillate Fuel Oil | [13 empty] | 1.6498 | 1.6498 | 1.6498 | 1.6498
Epic Verona | 62676_G_G103 | 62676 | G | G103 |  | Combustion Turbine | IC Engine | MIS_WUMS | Wisconsin | 55 | Dane | 25 | 55025 | 2.3 | 13469 | 2013 | 2028 |  |  | N | Distillate Fuel Oil | [13 empty] | 1.6498 | 1.6498 | 1.6498 | 1.6498
Epic Verona | 62676_G_G104 | 62676 | G | G104 |  | Combustion Turbine | IC Engine | MIS_WUMS | Wisconsin | 55 | Dane | 25 | 55025 | 2.3 | 13469 | 2013 | 2028 |  |  | N | Distillate Fuel Oil | [13 empty] | 1.6498 | 1.6498 | 1.6498 | 1.6498
Epic Verona | 62676_G_G105 | 62676 | G | G105 |  | Combustion Turbine | IC Engine | MIS_WUMS | Wisconsin | 55 | Dane | 25 | 55025 | 2.3 | 13469 | 2013 | 2028 |  |  | N | Distillate Fuel Oil | [13 empty] | 1.6498 | 1.6498 | 1.6498 | 1.6498
Epic Verona | 62676_G_G202 | 62676 | G | G202 |  | Combustion Turbine | IC Engine | MIS_WUMS | Wisconsin | 55 | Dane | 25 | 55025 | 2.3 | 13469 | 2013 | 2028 |  |  | N | Distillate Fuel Oil | [13 empty] | 1.6498 | 1.6498 | 1.6498 | 1.6498
Epic Verona | 62676_G_G203 | 62676 | G | G203 |  | Combustion Turbine | IC Engine | MIS_WUMS | Wisconsin | 55 | Dane | 25 | 55025 | 2.3 | 13469 | 2013 | 2028 |  |  | N | Distillate Fuel Oil | [13 empty] | 1.6498 | 1.6498 | 1.6498 | 1.6498
Epic Verona | 62676_G_G204 | 62676 | G | G204 |  | Combustion Turbine | IC Engine | MIS_WUMS | Wisconsin | 55 | Dane | 25 | 55025 | 2.3 | 13469 | 2013 | 2028 |  |  | N | Distillate Fuel Oil | [13 empty] | 1.6498 | 1.6498 | 1.6498 | 1.6498
Epic Verona | 62676_G_G205 | 62676 | G | G205 |  | Combustion Turbine | IC Engine | MIS_WUMS | Wisconsin | 55 | Dane | 25 | 55025 | 2.3 | 13469 | 2013 | 2028 |  |  | N | Distillate Fuel Oil | [13 empty] | 1.6498 | 1.6498 | 1.6498 | 1.6498
Epic Verona | 62676_G_G206 | 62676 | G | G206 |  | Combustion Turbine | IC Engine | MIS_WUMS | Wisconsin | 55 | Dane | 25 | 55025 | 2.3 | 13469 | 2013 | 2028 |  |  | N | Distillate Fuel Oil | [13 empty] | 1.6498 | 1.6498 | 1.6498 | 1.6498
Epic Verona | 62676_G_G207 | 62676 | G | G207 |  | Combustion Turbine | IC Engine | MIS_WUMS | Wisconsin | 55 | Dane | 25 | 55025 | 2.3 | 13469 | 2013 | 2028 |  |  | N | Distillate Fuel Oil | [13 empty] | 1.6498 | 1.6498 | 1.6498 | 1.6498
Epic Verona | 62676_G_G208 | 62676 | G | G208 |  | Combustion Turbine | IC Engine | MIS_WUMS | Wisconsin | 55 | Dane | 25 | 55025 | 2.3 | 13469 | 2013 | 2028 |  |  | N | Distillate Fuel Oil | [13 empty] | 1.6498 | 1.6498 | 1.6498 | 1.6498
Epic Verona | 62676_G_G209 | 62676 | G | G209 |  | Combustion Turbine | IC Engine | MIS_WUMS | Wisconsin | 55 | Dane | 25 | 55025 | 2.3 | 13469 | 2013 | 2028 |  |  | N | Distillate Fuel Oil | [13 empty] | 1.6498 | 1.6498 | 1.6498 | 1.6498
Epic Verona | 62676_G_G210 | 62676 | G | G210 |  | Combustion Turbine | IC Engine | MIS_WUMS | Wisconsin | 55 | Dane | 25 | 55025 | 2.3 | 13469 | 2013 | 2028 |  |  | N | Distillate Fuel Oil | [13 empty] | 1.6498 | 1.6498 | 1.6498 | 1.6498
Epic Verona | 62676_G_G211 | 62676 | G | G211 |  | Combustion Turbine | IC Engine | MIS_WUMS | Wisconsin | 55 | Dane | 25 | 55025 | 2.3 | 13469 | 2013 | 2028 |  |  | N | Distillate Fuel Oil | [13 empty] | 1.6498 | 1.6498 | 1.6498 | 1.6498
IKEA Canton Rooftop PV System | 62677_G_26A | 62677 | G | 26A |  | Solar PV |  | MIS_LMI | Michigan | 26 | Wayne | 163 | 26163 | 0.8 | 0 | 2015 | 2028 |  |  | N | Solar | [13 empty] | 0 | 0 | 0 | 0
IKEA Canton Rooftop PV System | 62677_G_26B | 62677 | G | 26B |  | Solar PV |  | MIS_LMI | Michigan | 26 | Wayne | 163 | 26163 | 0.2 | 0 | 2016 | 2028 |  |  | N | Solar | [13 empty] | 0 | 0 | 0 | 0
Harbec Energy | 62736_G_250KW | 62736 | G | 250KW |  | Onshore Wind |  | NY_Z_C&E | New York | 36 | Ontario | 69 | 36069 | 0.3 | 0 | 2001 | 2028 |  |  | N | Wind | [13 empty] | 0 | 0 | 0 | 0
Harbec Energy | 62736_G_850KW | 62736 | G | 850KW |  | Onshore Wind |  | NY_Z_C&E | New York | 36 | Ontario | 69 | 36069 | 0.9 | 0 | 2011 | 2028 |  |  | N | Wind | [13 empty] | 0 | 0 | 0 | 0
Harbec Energy | 62736_G_CPH | 62736 | G | CPH |  | Combustion Turbine |  | NY_Z_C&E | New York | 36 | Ontario | 69 | 36069 | 0.5 | 8700 | 2015 | 2028 |  |  | Y | Natural Gas | [13 empty] | 0.23894 | 0.23894 | 0.23894 | 0.23894
Mount Joy Wire | 62741_G_CHP | 62741 | G | CHP |  | Combustion Turbine | IC Engine | PJM_EMAC | Pennsylvania | 42 | Lancaster | 71 | 42071 | 1.1 | 8700 | 2011 | 2028 |  |  | Y | Natural Gas | [13 empty] | 1.061 | 1.061 | 1.061 | 1.061
Grove Solar, LLC | 62807_G_12083 | 62807 | G | 12083 |  | Solar PV |  | S_VACA | North Carolina | 37 | Craven | 49 | 37049 | 5 | 0 | 2019 | 2019 |  |  | N | Solar | [13 empty] | 0 | 0 | 0 | 0
Acushnet Ball Plant 2 | 62835_G_ESS-1 | 62835 | G | ESS-1 |  | Energy Storage |  | NENGREST | Massachusetts | 25 | Bristol | 5 | 25005 | 1 | 0 | 2019 | 2028 |  |  | N | Energy Storage | [13 empty] | 0 | 0 | 0 | 0
Acushnet Ball Plant 2 | 62835_G_ESS-2 | 62835 | G | ESS-2 |  | Energy Storage |  | NENGREST | Massachusetts | 25 | Bristol | 5 | 25005 | 0.5 | 0 | 2019 | 2028 |  |  | N | Energy Storage | [13 empty] | 0 | 0 | 0 | 0
Coventry Clean Energy Corporation | 62859_G_COV-1 | 62859 | G | COV-1 |  | Landfill Gas |  | NENGREST | Vermont | 50 | Orleans | 19 | 50019 | 1.5 | 13500 | 2005 | 2024 |  |  | N | Landfill Gas | [13 empty] | 0.22117 | 0.22117 | 0.22117 | 0.22117
Coventry Clean Energy Corporation | 62859_G_COV-2 | 62859 | G | COV-2 |  | Landfill Gas |  | NENGREST | Vermont | 50 | Orleans | 19 | 50019 | 1.5 | 13500 | 2005 | 2024 |  |  | N | Landfill Gas | [13 empty] | 0.22117 | 0.22117 | 0.22117 | 0.22117
Coventry Clean Energy Corporation | 62859_G_COV-3 | 62859 | G | COV-3 |  | Landfill Gas |  | NENGREST | Vermont | 50 | Orleans | 19 | 50019 | 1.5 | 13500 | 2005 | 2024 |  |  | N | Landfill Gas | [13 empty] | 0.22117 | 0.22117 | 0.22117 | 0.22117
Coventry Clean Energy Corporation | 62859_G_COV-4 | 62859 | G | COV-4 |  | Landfill Gas |  | NENGREST | Vermont | 50 | Orleans | 19 | 50019 | 1.5 | 13500 | 2007 | 2024 |  |  | N | Landfill Gas | [13 empty] | 0.22117 | 0.22117 | 0.22117 | 0.22117
Coventry Clean Energy Corporation | 62859_G_COV-5 | 62859 | G | COV-5 |  | Landfill Gas |  | NENGREST | Vermont | 50 | Orleans | 19 | 50019 | 1.5 | 13500 | 2009 | 2024 |  |  | N | Landfill Gas | [13 empty] | 0.22117 | 0.22117 | 0.22117 | 0.22117
Phoenix Contact - CCHP Plant | 62901_G_CCHP | 62901 | G | CCHP |  | Combustion Turbine |  | PJM_WMAC | Pennsylvania | 42 | Dauphin | 43 | 42043 | 1 | 8700 | 2014 | 2028 |  |  | Y | Natural Gas | [13 empty] | 0.23894 | 0.23894 | 0.23894 | 0.23894
Novel Solar Two LLC | 62913_G_SCHNE | 62913 | G | SCHNE |  | Solar PV |  | MIS_MNWI | Minnesota | 27 | Stearns | 145 | 27145 | 5 | 0 | 2019 | 2023 |  |  | N | Solar | [13 empty] | 0 | 0 | 0 | 0
Desert Star Hybrid | 62965_G_DSPV | 62965 | G | DSPV |  | Solar PV |  | WECC_AZ | Arizona | 4 | Maricopa | 13 | 04013 | 10 | 0 | 2015 | 2015 |  |  | N | Solar | [13 empty] | 0 | 0 | 0 | 0
Hannibal - Oakwood Substation | 63097_G_EP-01 | 63097 | G | EP-01 |  | Combustion Turbine | IC Engine | S_D_AECI | Missouri | 29 | Marion | 127 | 29127 | 1.8 | 13469 | 2018 | 2021 |  |  | N | Distillate Fuel Oil | [13 empty] | 1.6498 | 1.6498 | 1.6498 | 1.6498
Hannibal - Oakwood Substation | 63097_G_EP-02 | 63097 | G | EP-02 |  | Combustion Turbine | IC Engine | S_D_AECI | Missouri | 29 | Marion | 127 | 29127 | 1.8 | 13469 | 2018 | 2021 |  |  | N | Distillate Fuel Oil | [13 empty] | 1.6498 | 1.6498 | 1.6498 | 1.6498
Hannibal - Oakwood Substation | 63097_G_EP-03 | 63097 | G | EP-03 |  | Combustion Turbine | IC Engine | S_D_AECI | Missouri | 29 | Marion | 127 | 29127 | 1.8 | 13469 | 2018 | 2021 |  |  | N | Distillate Fuel Oil | [13 empty] | 1.6498 | 1.6498 | 1.6498 | 1.6498
Hannibal - Oakwood Substation | 63097_G_EP-04 | 63097 | G | EP-04 |  | Combustion Turbine | IC Engine | S_D_AECI | Missouri | 29 | Marion | 127 | 29127 | 1.8 | 13469 | 2018 | 2021 |  |  | N | Distillate Fuel Oil | [13 empty] | 1.6498 | 1.6498 | 1.6498 | 1.6498
Hannibal - Oakwood Substation | 63097_G_EP-05 | 63097 | G | EP-05 |  | Combustion Turbine | IC Engine | S_D_AECI | Missouri | 29 | Marion | 127 | 29127 | 1.8 | 13469 | 2018 | 2021 |  |  | N | Distillate Fuel Oil | [13 empty] | 1.6498 | 1.6498 | 1.6498 | 1.6498
Hannibal - Oakwood Substation | 63097_G_EP-06 | 63097 | G | EP-06 |  | Combustion Turbine | IC Engine | S_D_AECI | Missouri | 29 | Marion | 127 | 29127 | 1.8 | 13469 | 2018 | 2021 |  |  | N | Distillate Fuel Oil | [13 empty] | 1.6498 | 1.6498 | 1.6498 | 1.6498
Hannibal - Oakwood Substation | 63097_G_EP-07 | 63097 | G | EP-07 |  | Combustion Turbine | IC Engine | S_D_AECI | Missouri | 29 | Marion | 127 | 29127 | 1.8 | 13469 | 2018 | 2021 |  |  | N | Distillate Fuel Oil | [13 empty] | 1.6498 | 1.6498 | 1.6498 | 1.6498
Hannibal - Oakwood Substation | 63097_G_EP-08 | 63097 | G | EP-08 |  | Combustion Turbine | IC Engine | S_D_AECI | Missouri | 29 | Marion | 127 | 29127 | 1.8 | 13469 | 2018 | 2021 |  |  | N | Distillate Fuel Oil | [13 empty] | 1.6498 | 1.6498 | 1.6498 | 1.6498
Hannibal - Water Treatment Plant | 63098_G_EP-09 | 63098 | G | EP-09 |  | Combustion Turbine | IC Engine | S_D_AECI | Missouri | 29 | Marion | 127 | 29127 | 1.8 | 13469 | 2018 | 2021 |  |  | N | Distillate Fuel Oil | [13 empty] | 1.6498 | 1.6498 | 1.6498 | 1.6498
Hannibal - Wastewater Treatment Plant | 63099_G_EP-10 | 63099 | G | EP-10 |  | Combustion Turbine | IC Engine | S_D_AECI | Missouri | 29 | Marion | 127 | 29127 | 1.8 | 13469 | 2018 | 2021 |  |  | N | Distillate Fuel Oil | [13 empty] | 1.6498 | 1.6498 | 1.6498 | 1.6498
King CSG | 63135_G_KING1 | 63135 | G | KING1 |  | Solar PV |  | NENGREST | Rhode Island | 44 | Providence | 7 | 44007 | 7 | 0 | 2020 | 2023 |  |  | N | Solar | [13 empty] | 0 | 0 | 0 | 0
King CSG | 63135_G_KING2 | 63135 | G | KING2 |  | Solar PV |  | NENGREST | Rhode Island | 44 | Providence | 7 | 44007 | 7.8 | 0 | 2020 | 2023 |  |  | N | Solar | [13 empty] | 0 | 0 | 0 | 0
Tinker | 63628_G_5A | 63628 | G | 5A |  | Combustion Turbine |  | SPP_WEST | Oklahoma | 40 | Oklahoma | 109 | 40109 | 33 | 10745 | 1971 | 2025 |  |  | N | Natural Gas, Distillate Fuel Oil | [13 empty] | 0.09532 | 0.09532 | 0.09532 | 0.09532
Tinker | 63628_G_5B | 63628 | G | 5B |  | Combustion Turbine |  | SPP_WEST | Oklahoma | 40 | Oklahoma | 109 | 40109 | 31 | 10745 | 1971 | 2025 |  |  | N | Natural Gas, Distillate Fuel Oil | [13 empty] | 0.09532 | 0.09532 | 0.09532 | 0.09532
POET Biorefining - Jewell | 63826_G_1 | 63826 | G | 1 |  | O/G Steam |  | MIS_MIDA | Iowa | 19 | Hamilton | 79 | 19079 | 0.9 | 8300 | 2019 | 2028 |  |  | N | Natural Gas | [13 empty] | 0.23063 | 0.23063 | 0.23063 | 0.23063
POET Biorefining - Marion, LLC | 63829_G_1 | 63829 | G | 1 |  | O/G Steam |  | PJM_ATSI | Ohio | 39 | Marion | 101 | 39101 | 3.9 | 8300 | 2017 | 2028 |  |  | N | Natural Gas | [13 empty] | 0.23063 | 0.23063 | 0.23063 | 0.23063
POET Biorefining - Marion, LLC | 63829_G_2 | 63829 | G | 2 |  | O/G Steam |  | PJM_ATSI | Ohio | 39 | Marion | 101 | 39101 | 3.9 | 8300 | 2017 | 2028 |  |  | N | Natural Gas | [13 empty] | 0.23063 | 0.23063 | 0.23063 | 0.23063
POET Biorefining Caro, LLC | 63831_G_1 | 63831 | G | 1 |  | O/G Steam |  | MIS_LMI | Michigan | 26 | Tuscola | 157 | 26157 | 3.8 | 8300 | 2018 | 2028 |  |  | N | Natural Gas | [13 empty] | 0.23063 | 0.23063 | 0.23063 | 0.23063
POET Biorefining-Hanlontown, LLC | 63832_G_1 | 63832 | G | 1 |  | O/G Steam |  | MIS_IA | Iowa | 19 | Worth | 195 | 19195 | 4 | 8300 | 2019 | 2028 |  |  | N | Natural Gas | [13 empty] | 0.23063 | 0.23063 | 0.23063 | 0.23063
POET Biorefining - North Manchester, LLC | 63852_G_K745 | 63852 | G | K745 |  | O/G Steam |  | MIS_INKY | Indiana | 18 | Wabash | 169 | 18169 | 3.9 | 8300 | 2017 | 2028 |  |  | N | Natural Gas | [13 empty] | 0.23063 | 0.23063 | 0.23063 | 0.23063
POET Biorefining - Hudson | 63918_G_1 | 63918 | G | 1 |  | O/G Steam |  | SPP_WAUE | South Dakota | 46 | Lincoln | 83 | 46083 | 3.6 | 8300 | 2019 | 2028 |  |  | N | Natural Gas | [13 empty] | 0.23063 | 0.23063 | 0.23063 | 0.23063
POET Biorefining LLC - Corning | 63919_G_1 | 63919 | G | 1 |  | O/G Steam |  | MIS_IA | Iowa | 19 | Adams | 3 | 19003 | 5 | 8300 | 2018 | 2028 |  |  | N | Natural Gas | [13 empty] | 0.23063 | 0.23063 | 0.23063 | 0.23063
POET Biorefining - Fostoria | 63920_G_1 | 63920 | G | 1 |  | O/G Steam |  | PJM_ATSI | Ohio | 39 | Seneca | 147 | 39147 | 3.5 | 8300 | 2017 | 2028 |  |  | N | Natural Gas | [13 empty] | 0.23063 | 0.23063 | 0.23063 | 0.23063
POET Biorefining - Portland | 63922_G_G-745 | 63922 | G | G-745 |  | O/G Steam |  | PJM_West | Indiana | 18 | Jay | 75 | 18075 | 3.5 | 8300 | 2017 | 2028 |  |  | N | Natural Gas | [13 empty] | 0.23063 | 0.23063 | 0.23063 | 0.23063
POET Biorefining - Gowrie | 63923_G_1 | 63923 | G | 1 |  | O/G Steam |  | MIS_IA | Iowa | 19 | Webster | 187 | 19187 | 5 | 8300 | 2018 | 2028 |  |  | N | Natural Gas | [13 empty] | 0.23063 | 0.23063 | 0.23063 | 0.23063
POET Biorefining- Alexandria, LLC | 63924_G_1 | 63924 | G | 1 |  | O/G Steam |  | PJM_West | Indiana | 18 | Madison | 95 | 18095 | 3.6 | 8300 | 2008 | 2028 |  |  | N | Natural Gas | [13 empty] | 0.23063 | 0.23063 | 0.23063 | 0.23063
POET Biorefining - Leipsic, LLC | 63927_G_1 | 63927 | G | 1 |  | O/G Steam |  | PJM_West | Ohio | 39 | Putnam | 137 | 39137 | 3.5 | 8300 | 2017 | 2028 |  |  | N | Natural Gas | [13 empty] | 0.23063 | 0.23063 | 0.23063 | 0.23063
Quest Diagnostics | 83001_G_1 | 83001 | G | 1 |  | Combustion Turbine | IC Engine | PJM_Dom | Virginia | 51 | Loudoun | 107 | 51107 | 4 | 14397 | 2016 | 2023 |  |  | N | Distillate Fuel Oil | [13 empty] | 1.6498 | 1.6498 | 1.6498 | 1.6498
Micron Technology Incorporated | 83002_G_1 | 83002 | G | 1 |  | Combustion Turbine | IC Engine | PJM_Dom | Virginia | 51 | Prince William | 153 | 51153 | 6 | 11132 | 2016 | 2023 |  |  | N | Distillate Fuel Oil | [13 empty] | 1.6498 | 1.6498 | 1.6498 | 1.6498
AOL | 83003_G_1 | 83003 | G | 1 |  | Combustion Turbine | IC Engine | PJM_Dom | Virginia | 51 | Loudoun | 107 | 51107 | 14 | 11132 | 2016 | 2023 |  |  | N | Distillate Fuel Oil | [13 empty] | 1.6498 | 1.6498 | 1.6498 | 1.6498
AOL | 83004_G_1 | 83004 | G | 1 |  | Combustion Turbine | IC Engine | PJM_Dom | Virginia | 51 | Prince William | 153 | 51153 | 25 | 11132 | 2016 | 2023 |  |  | N | Distillate Fuel Oil | [13 empty] | 1.6498 | 1.6498 | 1.6498 | 1.6498
MCI | 83005_G_1 | 83005 | G | 1 |  | Combustion Turbine | IC Engine | PJM_Dom | Virginia | 51 | Loudoun | 107 | 51107 | 32 | 11132 | 2016 | 2023 |  |  | N | Distillate Fuel Oil | [13 empty] | 1.6498 | 1.6498 | 1.6498 | 1.6498
AOL | 83006_G_1 | 83006 | G | 1 |  | Combustion Turbine | IC Engine | PJM_Dom | Virginia | 51 | Fairfax | 59 | 51059 | 44 | 11132 | 2016 | 2023 |  |  | N | Distillate Fuel Oil | [13 empty] | 1.6498 | 1.6498 | 1.6498 | 1.6498
DuPont Fabros | 83007_G_1 | 83007 | G | 1 |  | Combustion Turbine | IC Engine | PJM_Dom | Virginia | 51 | Loudoun | 107 | 51107 | 60 | 11132 | 2016 | 2023 |  |  | N | Distillate Fuel Oil | [13 empty] | 1.6498 | 1.6498 | 1.6498 | 1.6498

## NEEDS Calcs
Sum of Capacity (MW) | Column Labels
Row Labels | 2029 | 2030 | 2031 | 2032 | 2033 | 2034 | 2035 | 2036 | 2037 | 2039 | 2040 | 2041 | 2042 | 2044 | 2045 | 2048 | 2049 | 2050 | 2055 | 2066 | Grand Total
Coal Steam | 23461.7 | 4290.4 | 5774 | 5259 | 1318 | 4989 | 3628 | 4504 | 3061 | 4881 | 7713 | 600 | 1186 | 520 | 3101 | 934 | 503 | 208 |  | 732 | 76663.1
Combined Cycle |  |  | 176.1 |  |  |  |  | 464 | [6 empty] | 3579.5 |  |  |  | 663 |  | 4882.6
Combustion Turbine | 16 | 760.7 |  | 117 |  |  |  | 164 | [6 empty] | 10330.1 | [5 empty] | 11387.8
O/G Steam | 1648 |  | 1787 | 812 |  |  | 243 | [7 empty] | 28 | [5 empty] | 4518
Solar PV |  |  |  | 2 | [16 empty] | 2
Grand Total | 25125.7 | 5051.1 | 7737.1 | 6190 | 1318 | 4989 | 3871 | 5132 | 3061 | 4881 | 7713 | 600 | 1186 | 520 | 17038.6 | 934 | 503 | 208 | 663 | 732 | 97453.5
Sum of Capacity (MW) | Column Labels
Row Labels | 2020 | 2021 | 2022 | 2023 | 2024 | 2025 | 2026 | 2027 | 2028 | Grand Total
Biomass | 25.5 | 166.3 | 17.7 | 8.2 |  |  |  |  | 251.2 | 468.9
Coal Steam | 3362 | 2709.6 | 11496 | 7130.6 | 4433 | 11155 | 3160 | 9508 | 3120 | 56074.2
Combined Cycle | 86.5 | 269.5 | 363.5 | 472 | 1425 | 222.1 |  | 450 | 949.4 | 4238
Combustion Turbine | 755.9 | 457.6 | 922.7 | 1310.8 | 1083.1 | 1094.7 | 110.3 |  | 705.9 | 6441
Energy Storage | 4.2 | 12 | 47.6 | 32.5 | 1 |  | 10 | 1 | 4.5 | 112.8
Fossil Waste | [8 empty] | 30.6 | 30.6
Fuel Cell | 18.2 | 3 | 2.4 | [6 empty] | 23.6
Geothermal | 14.6 | [7 empty] | 16.2 | 30.8
Hydro | 9.4 | 11.6 | 4.9 | 2.8 | 8 | 1.1 | 2.8 | 15.8 | 199.6 | 256
Landfill Gas | 27.5 | 56.1 | 40 | 8 | 7.5 |  |  |  | 33.8 | 172.9
Municipal Solid Waste |  | 10 | 7.5 | 58.5 |  |  |  | 36 | 15.6 | 127.6
Non-Fossil Waste | 15.2 | 5.9 | 33.9 | 5 |  | 1 |  |  | 218 | 279
Nuclear |  |  |  |  | 1122 | 1118 | 1240 |  |  | 3480
O/G Steam | 1463 | 415 | 608 | 2058.2 | 6501.8 | 4293 | 516.8 | 500 | 461 | 16816.8
Onshore Wind | 330.1 | 241.1 | 115 | 527.6 |  |  |  |  | 46.7 | 1260.5
Solar PV |  | 10 | 2.7 | 75.9 |  | 0.8 |  | 3.8 | 16.6 | 109.8
Solar Thermal |  | 268 | [7 empty] | 268
Grand Total | 6112.1 | 4635.7 | 13661.9 | 11690.1 | 14581.4 | 17885.7 | 5039.9 | 10514.6 | 6069.1 | 90190.5
EPS Power Plant Type | EPA Tech | 2020 | 2021 | 2022 | 2023 | 2024 | 2025 | 2026 | 2027 | 2028 | 2029 | 2030 | 2031 | 2032 | 2033 | 2034 | 2035 | 2036 | 2037 | 2038 | 2039 | 2040 | 2041 | 2042 | 2043 | 2044 | 2045 | 2046 | 2047 | 2048 | 2049 | 2050
biomass | Biomass | 25.5 | 166.3 | 17.7 | 8.2 | 0 | 0 | 0 | 0 | 251.2 | 0 | 0 | 0 | 0 | 0 | 0 | 0 | 0 | 0 | 0 | 0 | 0 | 0 | 0 | 0 | 0 | 0 | 0 | 0 | 0 | 0 | 0
hard coal | Coal Steam | 3362 | 2709.6 | 11496 | 7130.6 | 4433 | 11155 | 3160 | 9508 | 3120 | 23461.7 | 4290.4 | 5774 | 5259 | 1318 | 4989 | 3628 | 4504 | 3061 | 0 | 4881 | 7713 | 600 | 1186 | 0 | 520 | 3101 | 0 | 0 | 934 | 503 | 208
natural gas combined cycle | Combined Cycle | 86.5 | 269.5 | 363.5 | 472 | 1425 | 222.1 | 0 | 450 | 949.4 | 0 | 0 | 176.1 | 0 | 0 | 0 | 0 | 464 | 0 | 0 | 0 | 0 | 0 | 0 | 0 | 0 | 3579.5 | 0 | 0 | 0 | 0 | 0
naturla gas peaker | Combustion Turbine | 755.9 | 457.6 | 922.7 | 1310.8 | 1083.1 | 1094.7 | 110.3 | 0 | 705.9 | 16 | 760.7 | 0 | 117 | 0 | 0 | 0 | 164 | 0 | 0 | 0 | 0 | 0 | 0 | 0 | 0 | 10330.1 | 0 | 0 | 0 | 0 | 0
0 | Energy Storage | 4.2 | 12 | 47.6 | 32.5 | 1 | 0 | 10 | 1 | 4.5 | 0 | 0 | 0 | 0 | 0 | 0 | 0 | 0 | 0 | 0 | 0 | 0 | 0 | 0 | 0 | 0 | 0 | 0 | 0 | 0 | 0 | 0
hard coal | Fossil Waste | 0 | 0 | 0 | 0 | 0 | 0 | 0 | 0 | 30.6 | 0 | 0 | 0 | 0 | 0 | 0 | 0 | 0 | 0 | 0 | 0 | 0 | 0 | 0 | 0 | 0 | 0 | 0 | 0 | 0 | 0 | 0
geothermal | Geothermal | 14.6 | 0 | 0 | 0 | 0 | 0 | 0 | 0 | 16.2 | 0 | 0 | 0 | 0 | 0 | 0 | 0 | 0 | 0 | 0 | 0 | 0 | 0 | 0 | 0 | 0 | 0 | 0 | 0 | 0 | 0 | 0
hydro | Hydro | 9.4 | 11.6 | 4.9 | 2.8 | 8 | 1.1 | 2.8 | 15.8 | 199.6 | 0 | 0 | 0 | 0 | 0 | 0 | 0 | 0 | 0 | 0 | 0 | 0 | 0 | 0 | 0 | 0 | 0 | 0 | 0 | 0 | 0 | 0
biomass | Landfill Gas | 27.5 | 56.1 | 40 | 8 | 7.5 | 0 | 0 | 0 | 33.8 | 0 | 0 | 0 | 0 | 0 | 0 | 0 | 0 | 0 | 0 | 0 | 0 | 0 | 0 | 0 | 0 | 0 | 0 | 0 | 0 | 0 | 0
municial solid waste | Municipal Solid Waste | 0 | 10 | 7.5 | 58.5 | 0 | 0 | 0 | 36 | 15.6 | 0 | 0 | 0 | 0 | 0 | 0 | 0 | 0 | 0 | 0 | 0 | 0 | 0 | 0 | 0 | 0 | 0 | 0 | 0 | 0 | 0 | 0
municial solid waste | Non-Fossil Waste | 15.2 | 5.9 | 33.9 | 5 | 0 | 1 | 0 | 0 | 218 | 0 | 0 | 0 | 0 | 0 | 0 | 0 | 0 | 0 | 0 | 0 | 0 | 0 | 0 | 0 | 0 | 0 | 0 | 0 | 0 | 0 | 0
nuclear | Nuclear | 0 | 0 | 0 | 0 | 1122 | 1118 | 1240 | 0 | 0 | 0 | 0 | 0 | 0 | 0 | 0 | 0 | 0 | 0 | 0 | 0 | 0 | 0 | 0 | 0 | 0 | 0 | 0 | 0 | 0 | 0 | 0
natural gas steam turbine | O/G Steam | 1463 | 415 | 608 | 2058.2 | 6501.8 | 4293 | 516.8 | 500 | 461 | 1648 | 0 | 1787 | 812 | 0 | 0 | 243 | 0 | 0 | 0 | 0 | 0 | 0 | 0 | 0 | 0 | 28 | 0 | 0 | 0 | 0 | 0
onshore wind | Onshore Wind | 330.1 | 241.1 | 115 | 527.6 | 0 | 0 | 0 | 0 | 46.7 | 0 | 0 | 0 | 0 | 0 | 0 | 0 | 0 | 0 | 0 | 0 | 0 | 0 | 0 | 0 | 0 | 0 | 0 | 0 | 0 | 0 | 0
solar pv | Solar PV | 0 | 10 | 2.7 | 75.9 | 0 | 0.8 | 0 | 3.8 | 16.6 | 0 | 0 | 0 | 2 | 0 | 0 | 0 | 0 | 0 | 0 | 0 | 0 | 0 | 0 | 0 | 0 | 0 | 0 | 0 | 0 | 0 | 0

## IRA - Rural Co-ops + 1706
Methodology:
We assume a $500/kW incentive is enough to retire all majority owned co-op coal plants. We get data on co-op ownership shares from EIA 860. We exclude industrial CHP and non-CHP, because those facilities have different economics and offtakers (available on request; file is large).
Policy Settings
Additional Annual Coal Retirement (2023-2032) | 1997.2
Calculations
Utility Name | Nameplate Capacity (MW) | Majority Coop Owned Capacity (MW) | Coal Outstanding Debt (Thousand USD) | Source | Coal Remaining Balance ($/kW) | Debt Relief Capped at Policy Selected Amount | Debt Relief for Only Majority Owned
Arizona Electric Pwr Coop Inc | 204 | 204 | 99387 | RUS loans less cushion of credit. See note 8. Utility net plant in service was $331M in 2019; Apache coal represents 60% of fleet, so estimating 50% of remaining balance is at Apache | 487.1912 | 99387 | 99387
Associated Electric Coop, Inc | 2482 | 2482 | 829562 | Note 12 in 2019 financials for outstanding loans. Total net utility plant in service is $2073M, 46% of fleet capacity is coal. Conservatively estimating 40% of remaining plant balance at coal (although likely much more) | 334.2313 | 829562 | 829562
Basin Electric Power Coop | 3234 | 3147 | 2151471 | Annual report. Coal debt outstanding is net plant in service * ratio of generating in-service to total in-service * ratio of coal MW to total MW | 665.2662 | 1617000 | 1573500
Big Rivers Electric Corp | 1095 | 1095 | 710529 | Annual report | 648.8849 | 547500 | 547500
Cardinal Operating Company | 1265 | 1265 |  | Annual report not available | 0 | 0 | 632500
Dairyland Power Coop | 733 | 733 | 648500 | $1,080 M total net plant in service, not generating, and not steam. Aproximately 70% of assets are coal steam, so estimating ~60% of asset balance in coal (less transmission) | 884.7203 | 366500 | 366500
Deseret Generation & Tran Coop | 500 | 481 | 90863 | Records from FERC Form 1 (2019): long-term debt p257 (h); Steam electric plant in service (p205, line 16) less depreciation (p219, line 20) | 181.726 | 90863 | 87410.206
East Kentucky Power Coop, Inc | 1953 | 1953 | 1129794 | According to 2019 annual report, $2.17 B in FFB loans, at 3.84%. Net remaining in electric plant = $2.87 billion. Production plant represents $3B of $4.2B total in-serivce, using coal MW % * electric plant in service * net / gross in-service | 578.4916 | 976500 | 976500
Georgia Power Co | 1782 | 1069 | 1128556 | Electric plant in service for Wansley and Scherer, less depreciation, according to 2019 10-K. (p94). p91 also indicates $5.54 billion in FFB, and total of $9.73 long-term debt (2019) | 633.3086 | 891000 | 534500
Golden Valley Elec Assn Inc | 90 | 90 |  | Annual report not available | 0 | 0 | 45000
Great River Energy | 1210 | 1210 | 529334 | 2020 financial report. Coal debt outstanding represents line item of "plant to be retired" for coal creek remaining asset balance | 437.4661 | 529334 | 529334
Hoosier Energy R E C, Inc | 1080 | 1080 | 546963 | Net in service electric plant is $1302M, but 75% of electric plant balance is production plant, and 56% of generating assets are coal, so estimating 42% of net balance is coal. | 506.4472 | 540000 | 540000
Minnkota Power Coop, Inc | 734 | 734 | 648946 | Consolidated Minnkota & Square Butte | 884.1226 | 367000 | 367000
San Miguel Electric Coop, Inc | 410 | 410 |  | Annual report not available | 0 | 0 | 205000
Seminole Electric Cooperative Inc | 1429 | 1429 | 863562 | Coal plant in service = $1,382 M in 20219, or 60% of total in-service [$2,282 M] (financial statement, 2019). Net utility plant = $1,470 M. Assuming pro-rata depreciation, coal net plant = ~$880 M. p20 suggests $600 M in FFB loans | 604.3121 | 714500 | 714500
Southern Illinois Power Coop | 99 | 99 |  | Annual report not available | 0 | 0 | 49500
Southwestern Electric Power Co | 558 | 279 | 556475 | Net plant in service is $1391M in 2019; 90% of total in-service is generation, and 42% of generating assets are coal (by MW), so estimating ~32% of remaining balance is coal. Likely a lot higher because units had big retrofits recently | 997.267 | 279000 | 139500
Sunflower Electric Power Corp | 349 | 349 | 200549 | Net in service utility plant, Dec 2019 (p19). Steam production plant represents 65% of in-service plant balance, so remaining plant balance is likely ~$183 M. Annual report only shows $126 million in long-term obligations. However, Sunflower is the merger of Sunflower and Mid-Kansas, and Mid-Kansas showed a net in-service utility plant of $471 M in 2018, so its not clear where the balance went. | 574.639 | 174500 | 174500
Tri-State G & T Assn, Inc | 993 | 993 | 1426571 | Value of Caig 1 & 2, & Laramie River (p77), plus impairment value of Escalante ($282), Craig 2 ($82), and Craig 3 ($348) (page 93), plus Springerville certificates ($371 M) (p79). Total "generation" plant in annual report (2019, p76) is $2,082 M. Not clear how much of this is associated with coal plant vs. gas and coal mine. Escalante (253 MW) will be impaired by $282 M ($1114/kW) and Craig 3 (448 MW) still has $348.6M on the books ($778/kW). MW currently excludes Escalante | 1436.6274 | 496500 | 496500
Virginia Electric & Power Co | 848 | 424 | 306164 | From 2020 10-K | 361.0425 | 306164 | 153082
Western Farmers Elec Coop, Inc | 446 | 446 | 194939 | Annual report | 437.083 | 194939 | 194939
Totals | 21494 | 19972 | 12062165 | 0 | 10652.827 | 9020249 | 9256214.206

## BCRbQ
BAU Capacity Retirements (MW) | 2020 | 2021 | 2022 | 2023 | 2024 | 2025 | 2026 | 2027 | 2028 | 2029 | 2030 | 2031 | 2032 | 2033 | 2034 | 2035 | 2036 | 2037 | 2038 | 2039 | 2040 | 2041 | 2042 | 2043 | 2044 | 2045 | 2046 | 2047 | 2048 | 2049 | 2050
hard coal | 3362 | 2709.6 | 11496 | 9127.8 | 6430.2 | 13152.2 | 5157.2 | 11505.2 | 5147.8 | 25458.9 | 6287.6 | 5774 | 5259 | 1318 | 4989 | 3628 | 4504 | 3061 | 0 | 4881 | 7713 | 600 | 1186 | 0 | 520 | 3101 | 0 | 0 | 934 | 503 | 208
natural gas steam turbine | 1463 | 415 | 608 | 2058.2 | 6501.8 | 4293 | 516.8 | 500 | 461 | 1648 | 0 | 1787 | 812 | 0 | 0 | 243 | 0 | 0 | 0 | 0 | 0 | 0 | 0 | 0 | 0 | 28 | 0 | 0 | 0 | 0 | 0
natural gas combined cycle | 86.5 | 269.5 | 363.5 | 472 | 1425 | 222.1 | 0 | 450 | 949.4 | 0 | 0 | 176.1 | 0 | 0 | 0 | 0 | 464 | 0 | 0 | 0 | 0 | 0 | 0 | 0 | 0 | 3579.5 | 0 | 0 | 0 | 0 | 0
nuclear | 0 | 0 | 0 | 0 | 1122 | 1118 | 1240 | 0 | 0 | 0 | 0 | 0 | 0 | 0 | 0 | 0 | 0 | 0 | 0 | 0 | 0 | 0 | 0 | 0 | 0 | 0 | 0 | 0 | 0 | 0 | 0
hydro | 9.4 | 11.6 | 4.9 | 2.8 | 8 | 1.1 | 2.8 | 15.8 | 199.6 | 0 | 0 | 0 | 0 | 0 | 0 | 0 | 0 | 0 | 0 | 0 | 0 | 0 | 0 | 0 | 0 | 0 | 0 | 0 | 0 | 0 | 0
onshore wind | 330.1 | 241.1 | 115 | 527.6 | 0 | 0 | 0 | 0 | 46.7 | 0 | 0 | 0 | 0 | 0 | 0 | 0 | 0 | 0 | 0 | 0 | 0 | 0 | 0 | 0 | 0 | 0 | 0 | 0 | 0 | 0 | 0
solar pv | 0 | 10 | 2.7 | 75.9 | 0 | 0.8 | 0 | 3.8 | 16.6 | 0 | 0 | 0 | 2 | 0 | 0 | 0 | 0 | 0 | 0 | 0 | 0 | 0 | 0 | 0 | 0 | 0 | 0 | 0 | 0 | 0 | 0
solar thermal | 0 | 0 | 0 | 0 | 0 | 0 | 0 | 0 | 0 | 0 | 0 | 0 | 0 | 0 | 0 | 0 | 0 | 0 | 0 | 0 | 0 | 0 | 0 | 0 | 0 | 0 | 0 | 0 | 0 | 0 | 0
biomass | 53 | 222.4 | 57.7 | 16.2 | 7.5 | 0 | 0 | 0 | 285 | 0 | 0 | 0 | 0 | 0 | 0 | 0 | 0 | 0 | 0 | 0 | 0 | 0 | 0 | 0 | 0 | 0 | 0 | 0 | 0 | 0 | 0
geothermal | 14.6 | 0 | 0 | 0 | 0 | 0 | 0 | 0 | 16.2 | 0 | 0 | 0 | 0 | 0 | 0 | 0 | 0 | 0 | 0 | 0 | 0 | 0 | 0 | 0 | 0 | 0 | 0 | 0 | 0 | 0 | 0
petroleum | 0 | 0 | 0 | 0 | 0 | 0 | 0 | 0 | 0 | 0 | 0 | 0 | 0 | 0 | 0 | 0 | 0 | 0 | 0 | 0 | 0 | 0 | 0 | 0 | 0 | 0 | 0 | 0 | 0 | 0 | 0
natural gas peaker | 0 | 0 | 0 | 0 | 0 | 0 | 0 | 0 | 0 | 0 | 0 | 0 | 0 | 0 | 0 | 0 | 0 | 0 | 0 | 0 | 0 | 0 | 0 | 0 | 0 | 0 | 0 | 0 | 0 | 0 | 0
lignite | 0 | 0 | 0 | 0 | 0 | 0 | 0 | 0 | 0 | 0 | 0 | 0 | 0 | 0 | 0 | 0 | 0 | 0 | 0 | 0 | 0 | 0 | 0 | 0 | 0 | 0 | 0 | 0 | 0 | 0 | 0
offshore wind | 0 | 0 | 0 | 0 | 0 | 0 | 0 | 0 | 0 | 0 | 0 | 0 | 0 | 0 | 0 | 0 | 0 | 0 | 0 | 0 | 0 | 0 | 0 | 0 | 0 | 0 | 0 | 0 | 0 | 0 | 0
crude oil | 0 | 0 | 0 | 0 | 0 | 0 | 0 | 0 | 0 | 0 | 0 | 0 | 0 | 0 | 0 | 0 | 0 | 0 | 0 | 0 | 0 | 0 | 0 | 0 | 0 | 0 | 0 | 0 | 0 | 0 | 0
heavy or residual fuel oil | 0 | 0 | 0 | 0 | 0 | 0 | 0 | 0 | 0 | 0 | 0 | 0 | 0 | 0 | 0 | 0 | 0 | 0 | 0 | 0 | 0 | 0 | 0 | 0 | 0 | 0 | 0 | 0 | 0 | 0 | 0
municipal solid waste | 0 | 0 | 0 | 0 | 0 | 0 | 0 | 0 | 0 | 0 | 0 | 0 | 0 | 0 | 0 | 0 | 0 | 0 | 0 | 0 | 0 | 0 | 0 | 0 | 0 | 0 | 0 | 0 | 0 | 0 | 0
hard coal w CCS | 0 | 0 | 0 | 0 | 0 | 0 | 0 | 0 | 0 | 0 | 0 | 0 | 0 | 0 | 0 | 0 | 0 | 0 | 0 | 0 | 0 | 0 | 0 | 0 | 0 | 0 | 0 | 0 | 0 | 0 | 0
natural gas combined cycle w CCS | 0 | 0 | 0 | 0 | 0 | 0 | 0 | 0 | 0 | 0 | 0 | 0 | 0 | 0 | 0 | 0 | 0 | 0 | 0 | 0 | 0 | 0 | 0 | 0 | 0 | 0 | 0 | 0 | 0 | 0 | 0
biomass w CCS | 0 | 0 | 0 | 0 | 0 | 0 | 0 | 0 | 0 | 0 | 0 | 0 | 0 | 0 | 0 | 0 | 0 | 0 | 0 | 0 | 0 | 0 | 0 | 0 | 0 | 0 | 0 | 0 | 0 | 0 | 0
lignite w CCS | 0 | 0 | 0 | 0 | 0 | 0 | 0 | 0 | 0 | 0 | 0 | 0 | 0 | 0 | 0 | 0 | 0 | 0 | 0 | 0 | 0 | 0 | 0 | 0 | 0 | 0 | 0 | 0 | 0 | 0 | 0
small modular reactor | 0 | 0 | 0 | 0 | 0 | 0 | 0 | 0 | 0 | 0 | 0 | 0 | 0 | 0 | 0 | 0 | 0 | 0 | 0 | 0 | 0 | 0 | 0 | 0 | 0 | 0 | 0 | 0 | 0 | 0 | 0
hydrogen combustion turbine | 0 | 0 | 0 | 0 | 0 | 0 | 0 | 0 | 0 | 0 | 0 | 0 | 0 | 0 | 0 | 0 | 0 | 0 | 0 | 0 | 0 | 0 | 0 | 0 | 0 | 0 | 0 | 0 | 0 | 0 | 0
hydrogen combined cycle | 0 | 0 | 0 | 0 | 0 | 0 | 0 | 0 | 0 | 0 | 0 | 0 | 0 | 0 | 0 | 0 | 0 | 0 | 0 | 0 | 0 | 0 | 0 | 0 | 0 | 0 | 0 | 0 | 0 | 0 | 0