## About
PMCCS Policy Mandated Capacity Construction Schedule
Sources: | EIA
2023 November
Electric Power Monthly
https://www.eia.gov/electricity/monthly/epm_table_grapher.php?t=table_6_05
EIA
2023
EIA Form 860
https://www.eia.gov/electricity/data/eia860/
EIA
2023
Electric Power Annual
https://www.eia.gov/electricity/annual/
Table 4.06
Note:
The purpose of this variable is to specify the electricity generating capacity
in MW that will be built each year in the BAU case before the model considers
what else to build in order to satisfy demand, satisfy an RPS (in the policy
case), etc.
We use historical data from EIA's Form 860 for 2021 and 2022, in addition to Electric
Power Annual data for changes in capacity categorized as "Other."
We use planned generator additions from the EIA's Electric Power Monthly database
to include planned additions in the BAU
Offshore Wind
We choose to implement targets for offshore wind in our NDC scenario. We choose a value
of 30 GW in 2030 to align with the Biden Administration's stated target. For 2050, we assume
a value of 20 GW is reasonable for California, then extrapolate to the rest of the United
States by scaling up California's potential by the percentage of U.S. load going to coastal
states. We calculate what that means in terms of annual additions, then apply a calibration
factor so that observed values in our NDC scenario match the calculated targets.

## Fuel & Prime Mover Code Lookups
Prime Mover Codes |  | Fuel Type/Energy Source Codes |  | Combined Fuel Type and Prime Mover to EPS Energy Source Lookup Table
Prime movers should only be listed when needed to divide up a single fuel type among multiple EPS energy sources.
Prime Mover Code | Prime Mover Description | Code | Energy Source Description | Fuel Type / Energy Source | Primer Mover | Concat | Model Energy Source
BA | Energy Storage, Battery | AB | Agriculture Crop Byproducts/Straw/Energy Crops | AB |  | AB | biomass
CE | Energy Storage, Compressed Air | ANT | Anthracite Coal | ANT |  | ANT | hard coal
CP | Energy Storage, Concentrated Solar Power | BFG | Blast-Furnace Gas | BFG |  | BFG | other
FW | Energy Storage, Flywheel | BIT | Bituminous Coal | BIT |  | BIT | hard coal
PS | Energy Storage, Reversible Hydraulic Turbine (Pumped Storage) | BLQ | Black Liquor | BLQ |  | BLQ | biomass
ES | Energy Storage, Other (specify in SCHEDULE 7) | CUR | Water, Current | CUR |  | CUR | hydro
ST | Steam Turbine, including nuclear, geothermal and solar steam (does not include combined cycle) | DFO | Disillate Fuel Oil (all Diesel, and No. 1, No. 2, and No. 4 Fuel Oils) | DFO |  | DFO | petroleum
GT | Combustion (Gas) Turbine (does not include the combustion turbine part of a combined cycle; see code CT, below) | GEO | Geothermal | GEO |  | GEO | geothermal
IC | Internal Combustion Engine (diesel, piston, reciprocating) | JF | Jet Fuel | JF |  | JF | petroleum
CA | Combined Cycle Steam Part | KER | Kerosene | KER |  | KER | other
CT | Combined Cycle Combustion Turbine Part | LFG | Landfill Gas | LFG |  | LFG | biomass
CS | Combined Cycle Single Shaft (combustion turbine and steam turbine share a single generator) | LIG | Lignite | LIG |  | LIG | lignite
CC | Combined Cycle Total Unit (use only for plants/generators that are in planning stage, for which specific generator details cannot be provided) | MWH | Megawatt Hour (MWh) | MSB |  | MSB | municipal solid waste
HA | Hydrokinetic, Axial Flow Turbine | MSB | Biogenic Municipal Solid Waste | MSN |  | MSN | municipal solid waste
HB | Hydrokinetic, Wave Buoy | MSN | Non-biogenic Municipal Solid Waste | MSW |  | MSW | municipal solid waste
HK | Hydrokinetic, Other (specify in SCHEDULE 7) | MSW | Municipal Solid Waste | MWH |  | MWH | other
HY | Hydroelectric Turbine (includes turbines associated with delivery of water by pipeline) | NA | Not Available at this Time | NA |  | NA | other
BT | Turbines Used in a Binary Cycle (including those used for geothermal applications) | NG | Natural Gas | NG | CA | NGCA | natural gas combined cycle
PV | Photovoltaic | NUC | Nuclear (Uranium, Plutonium, Thorium) | NG | CC | NGCC | natural gas combined cycle
WT | Wind Turbine, Onshore | OBG | Other Biomass Gases (Digester Gas, Methane, and other Biomass Gases) | NG | CE | NGCE | other
WS | Wind Turbine, Offshore | OBL | Other Biomass Liquids (Fish Oil, Liquid Acetonitrite Waste, Medical Waste, Tall Oil, ethanol, Waste Alcohol, and other Biomass Liquids not specified) | NG | CS | NGCS | natural gas combined cycle
FC | Fuel Cell | OBS | Other Biomass Solids (Animal Manure and Waste, Solid Byproducts, and Other Solid Biomass not specified) | NG | CT | NGCT | natural gas combined cycle
OT | Other (specify in SCHEDULE 7) | OG | Other Gas (Coke-Oven, Coal Processes, Butane, Refinery, Other Process) | NG | FC | NGFC | other
|  | OTH | Other (Batteries, Chemicals. Hydrogen, Pitch, Sulfur, Miscellaneous technologies) | NG | GT | NGGT | natural gas peaker
|  | PC | Petroleum Coke | NG | IC | NGIC | natural gas peaker
|  | PG | Propane | NG | OT | NGOT | other
|  | PUR | Purchased Steam | NG | ST | NGST | natural gas steam turbine
|  | RC | Refined Coal | NUC |  | NUC | nuclear
|  | RFO | Residual Fuel Oil (Include No. 5, and No. 6 Fuel Oil, and Bunker C Fuel Oil) | OBG |  | OBG | biomass
|  | SC | Coal-based Synfuel. Including briquettes, pellets, or extrusions, which are formed by binding materials or processes that recycle materials. | OBL |  | OBL | biomass
|  | SGP | Synthesis Gas from Petroleum Coke | OBS |  | OBS | biomass
|  | SGC | Coal-Derived Synthetic Gas | OG |  | OG | other
|  | SLW | Sludge waste | OTH |  | OTH | other
|  | SUB | Subbituminous Coal | PC |  | PC | petroleum
|  | SUN | Solar (Photovoltaic, Thermal) | PG |  | PG | other
|  | TDF | Tires | PUR |  | PUR | other
|  | TID | Water, Tides | RC |  | RC | hard coal
|  | WAT | Water, Conventional or Pumped Storage | RFO |  | RFO | petroleum
|  | WC | Waste/Other Coal (Culm, Gob, Coke, and Breeze) | SC |  | SC | hard coal
|  | WDL | Woos Waste Liquids (Red Liquor, Sludge Wood, Spent Sulfite Liquor, and other Wood Related Liquids not specified) | SGC |  | SGC | hard coal
|  | WDS | Wood/Wood Waste Solids (Paper Pellets, Railroad Ties, Utility Poles, Wood Chips, and Other Wood Solids) | SGP |  | SGP | other
|  | WH | Waste Heat | SLW |  | SLW | biomass
|  | WND | Wind | SUB |  | SUB | hard coal
|  | WO | Oil-Other, and Waste Oil (Butane (liquid), Crude Oil, Liquid Byproducts, Propane (liquid), Oil Waste, Re-Refined Motor Oil, Sludge Oil, Tar Oil) | SUN | CA | SUNCA | solar thermal
|  | WV | Water, Waves | SUN | CP | SUNCP | solar thermal
|  |  |  | SUN | PV | SUNPV | solar pv
|  |  |  | SUN | ST | SUNST | solar thermal
|  |  |  | TDF |  | TDF | other
|  |  |  | TID |  | TID | hydro
|  |  |  | WAT | HY | WATHY | hydro
|  |  |  | WAT | PS | WATPS | other
|  |  |  | WC |  | WC | hard coal
|  |  |  | WDL |  | WDL | biomass
|  |  |  | WDS |  | WDS | biomass
|  |  |  | WH |  | WH | other
|  |  |  | WND | WT | WNDWT | onshore wind
|  |  |  | WND | WS | WNDWS | offshore wind
|  |  |  | WO |  | WO | petroleum
|  |  |  | WV |  | WV | hydro

## Included Plant Filters
Instructions
Change the filter settings below to include or exclude certain plant types.
Filters may be specified separately for each EPS electricity source category. This capability is important for biomass, where much of the most important and cost-effective generation are non-utility CHP plants.
| Include CHP Plants? | Include Non-Utilty Plants?
hard coal | TRUE | FALSE
natural gas steam turbine | TRUE | FALSE
natural gas combined cycle | TRUE | FALSE
nuclear | TRUE | FALSE
hydro | TRUE | FALSE
onshore wind | TRUE | FALSE
solar PV | TRUE | FALSE
solar thermal | TRUE | FALSE
biomass | TRUE | TRUE
geothermal | TRUE | FALSE
petroleum | TRUE | FALSE
natural gas peaker | TRUE | FALSE
lignite | TRUE | FALSE
offshore wind | TRUE | FALSE
crude oil | TRUE | FALSE
heavy or residual fuel oil | TRUE | FALSE
municipal solid waste | TRUE | FALSE
other | TRUE | FALSE | This row exists to help prevent #N/A errors in the "Include?" columns of Form 923 and Form 860.
hard coal w CCS | TRUE | FALSE
natural gas steam turbine w CCS | TRUE | FALSE
natural gas combined cycle w CCS | TRUE | FALSE
biomass w CCS | TRUE | FALSE
natural gas peaker w CCS | TRUE | FALSE
lignite w CCS | TRUE | FALSE
small modular reactor | TRUE | FALSE
pumped hydro | TRUE | FALSE
Average Values for Existing Plants
It can be helpful to see how the average values for existing plants respond while you configure the filter settings above to ensure you get expected behavior from your filters.
Note that average heat rate values are used on the output tab BHRaSYC for vintages with no heat rate data.
| Heat Rate (BTU/(MW*hour)) | Total Start Year Capacity (MW)
hard coal | 10674657.4306 | 211308.1
natural gas steam turbine | 11202039.292 | 72404.8
natural gas combined cycle | 7916620.0387 | 268323.4
nuclear | #DIV/0! | 96500.6
hydro | not applicable | 79635.9
onshore wind | not applicable | 118001.8
solar PV | not applicable | 45838.1
solar thermal | not applicable | 1747.9
biomass | 9800950.0335 | 10828
geothermal | not applicable | 2522.5
petroleum | 11455304.5841 | 24174.4
natural gas peaker | 10854912.7873 | 127103.7
lignite | 11269221.7607 | 2642.2
offshore wind | not applicable | 29.3
crude oil | 0 | 0
heavy or residual fuel oil | 0 | 0
municipal solid waste | 18552356.1551 | 1760.9
hard coal w CCS |  | 0
natural gas steam turbine w CCS |  | 0
natural gas combined cycle w CCS |  | 0
biomass w CCS |  | 0
natural gas peaker w CCS |  | 0
lignite w CCS |  | 0
small modular reactor |  | #REF!
pumped hydro |  | #REF!

## AEO Table 9 (hidden)
| highogs.d120120a | 2020 | 2021 | 2022 | 2023 | 2024 | 2025 | 2026 | 2027 | 2028 | 2029 | 2030 | 2031 | 2032 | 2033 | 2034 | 2035 | 2036 | 2037 | 2038 | 2039 | 2040 | 2041 | 2042 | 2043 | 2044 | 2045 | 2046 | 2047 | 2048 | 2049 | 2050
|  | Report | Annual Energy Outlook 2021
|  | Scenario | ref2021 |  |  | Reference case
|  | Datekey | d113020a
|  | Release Date |  | January 2021
EGC000 | 9. Electricity Generating Capacity | [31 empty] | Compound
| (gigawatts) | [31 empty] | Growth
2020-2050
| Net Summer Capacity 1/ | 2020 | 2021 | 2022 | 2023 | 2024 | 2025 | 2026 | 2027 | 2028 | 2029 | 2030 | 2031 | 2032 | 2033 | 2034 | 2035 | 2036 | 2037 | 2038 | 2039 | 2040 | 2041 | 2042 | 2043 | 2044 | 2045 | 2046 | 2047 | 2048 | 2049 | 2050 | (percent)
Electric Power Sector 2/
Power Only 3/
EGC000:ba_CoalSteam | Coal 4/ | 217.3199 | 212.9165 | 208.2042 | 187.9456 | 177.849 | 111.6237 | 107.4985 | 99.0946 | 95.7936 | 93.3041 | 90.7721 | 89.3541 | 86.5151 | 84.8961 | 82.7603 | 81.1443 | 81.1443 | 80.8053 | 78.6853 | 78.3463 | 78.3463 | 78.0063 | 78.0063 | 78.0063 | 77.9853 | 75.0563 | 74.3763 | 74.3763 | 73.2663 | 73.2663 | 73.2663 | -3.559%
EGC000:ba_OtherFossilSt | Oil and Natural Gas Steam 4, 5/ | 72.6452 | 71.4501 | 66.599 | 62.0205 | 56.8395 | 69.8297 | 65.723 | 64.6805 | 63.0325 | 56.3031 | 56.2581 | 55.2846 | 55.0416 | 54.2978 | 53.7948 | 52.8243 | 51.9143 | 51.9143 | 51.9143 | 51.7883 | 51.7883 | 51.7883 | 51.7883 | 51.7883 | 51.7883 | 51.6823 | 51.6823 | 51.6823 | 51.6823 | 51.1293 | 51.1293 | -1.164%
EGC000:ba_CombinedCycle | Combined Cycle | 245.4191 | 248.7423 | 261.3423 | 266.8092 | 275.2362 | 295.5976 | 316.2475 | 340.6568 | 347.0215 | 351.84 | 356.6697 | 362.0602 | 368.0265 | 372.7322 | 377.6067 | 382.269 | 387.8067 | 394.6188 | 400.8257 | 405.3683 | 411.0444 | 416.148 | 421.7379 | 430.1592 | 439.6342 | 444.7296 | 450.2006 | 455.4233 | 462.2941 | 466.4181 | 472.562 | 2.208%
EGC000:ba_CombustionTur | Combustion Turbine/Diesel | 139.9988 | 151.966 | 157.284 | 163.1241 | 170.0527 | 186.3691 | 195.8647 | 201.5364 | 206.6529 | 210.3684 | 214.0186 | 217.9066 | 221.9084 | 224.9364 | 229.371 | 234.9454 | 239.2516 | 243.6584 | 246.7491 | 250.2475 | 255.839 | 259.136 | 265.7438 | 271.1349 | 275.7606 | 283.5457 | 289.1019 | 293.9766 | 298.9579 | 302.9755 | 310.841 | 2.695%
EGC000:ba_NuclearPower | Nuclear Power 6/ | 97.1209 | 92.4846 | 92.86 | 92.904 | 92.9548 | 91.8639 | 78.5384 | 70.4227 | 68.1009 | 61.7155 | 61.8015 | 59.6451 | 58.4568 | 57.4843 | 55.4384 | 55.6167 | 54.6272 | 52.6469 | 51.8319 | 51.8319 | 51.8756 | 52.0345 | 52.1495 | 49.8788 | 44.364 | 44.4678 | 44.5219 | 43.665 | 41.8587 | 41.8994 | 41.9618 | -2.759%
EGC000:ba_PumpedStorage | Pumped Storage | 22.7783 | 22.7783 | 22.7783 | 22.7783 | 22.7783 | 22.7783 | 22.7783 | 22.7783 | 22.7783 | 22.7783 | 22.7783 | 22.7783 | 22.7783 | 22.7783 | 22.7783 | 22.7783 | 22.7783 | 22.7783 | 22.7783 | 22.7783 | 22.7783 | 22.7783 | 22.7783 | 22.7783 | 22.7783 | 22.7783 | 22.7783 | 22.7783 | 22.7783 | 22.7783 | 22.7783 | 0%
EGC000:ba_DiurnalStorag | Diurnal Storage | 3.151 | 6.9255 | 8.6238 | 9.5348 | 10.1965 | 11.0499 | 11.4673 | 11.8903 | 12.3013 | 12.7123 | 13.1233 | 13.1233 | 13.1285 | 13.1285 | 13.1285 | 16.0838 | 16.1617 | 16.1597 | 16.1597 | 16.1597 | 16.4097 | 16.4097 | 16.4097 | 16.4097 | 16.4097 | 16.6597 | 16.6597 | 16.7392 | 17.0353 | 17.2584 | 17.7776 | 5.937%
EGC000:ba_FuelCells | Fuel Cells | 0.2042 | 0.2303 | 0.2303 | 0.2314 | 0.2325 | 0.2325 | 0.2325 | 0.2325 | 0.2325 | 0.2325 | 0.2325 | 0.2314 | 0.2314 | 0.2314 | 0.2314 | 0.23244 | 0.23244 | 0.23244 | 0.23244 | 0.23244 | 0.23244 | 0.23244 | 0.23244 | 0.23244 | 0.23244 | 0.23244 | 0.23244 | 0.23345 | 0.23345 | 0.23345 | 0.23345 | 0.4472%
EGC000:ba_RenewableSour | Renewable Sources 7/ | 263.9309 | 283.6808 | 302.7062 | 334.729 | 369.977 | 389.3086 | 402.9924 | 409.7299 | 416.538 | 427.1508 | 435.9037 | 439.8544 | 445.5559 | 452.2225 | 463.2723 | 476.5266 | 486.4434 | 493.0156 | 502.824 | 508.0713 | 514.4315 | 519.5792 | 524.2912 | 531.3083 | 540.6793 | 550.0096 | 563.0054 | 580.0959 | 601.6575 | 626.5743 | 637.3163 | 2.982%
EGC000:ba_DistributedGe | Distributed Generation (Natural Gas) 8/ | 0 | 0 | 1.5577 | 2.0298 | 2.5895 | 3.7884 | 4.3696 | 5.0523 | 5.9727 | 6.8292 | 7.5519 | 8.337 | 9.1963 | 10.1022 | 11.1183 | 12.2024 | 13.4686 | 14.8282 | 16.0637 | 17.3374 | 18.6503 | 19.9959 | 21.4093 | 23.1423 | 24.9061 | 26.6912 | 28.4529 | 30.2976 | 32.2906 | 34.3087 | 36.5059 | - -
EGC000:ba_Total | Total | 1062.5685 | 1091.1744 | 1122.1857 | 1142.1067 | 1178.7061 | 1182.4419 | 1205.7122 | 1226.0745 | 1238.4241 | 1243.2341 | 1259.1097 | 1268.5752 | 1280.8389 | 1292.8097 | 1309.5 | 1334.6233 | 1353.8286 | 1370.6581 | 1388.0643 | 1402.1615 | 1421.3959 | 1436.1086 | 1454.5468 | 1474.8383 | 1494.5382 | 1515.8528 | 1541.0117 | 1569.2681 | 1602.0544 | 1636.842 | 1664.3718 | 1.507%
Combined Heat and Power 9/
EGC000:ca_CoalSteam | Coal | 1.8879 | 1.7829 | 1.7829 | 1.7829 | 1.7829 | 1.7829 | 1.7829 | 1.7829 | 1.7829 | 1.7829 | 1.7829 | 1.7829 | 1.7829 | 1.7829 | 1.7829 | 1.7829 | 1.7829 | 1.7829 | 1.7829 | 1.7829 | 1.7829 | 1.7829 | 1.7829 | 1.7829 | 1.7829 | 1.7829 | 1.7829 | 1.7829 | 1.7829 | 1.7829 | 1.7829 | -0.1906%
EGC000:ca_OtherFossilSt | Oil and Natural Gas Steam 5/ | 0.6218 | 0.6218 | 0.6218 | 0.6218 | 0.6218 | 0.6218 | 0.6218 | 0.6218 | 0.6218 | 0.6218 | 0.6218 | 0.6218 | 0.6218 | 0.6218 | 0.6218 | 0.6218 | 0.6218 | 0.6218 | 0.6218 | 0.6218 | 0.6218 | 0.6218 | 0.6218 | 0.6218 | 0.6218 | 0.6218 | 0.6218 | 0.6218 | 0.6218 | 0.6218 | 0.6218 | 0%
EGC000:ca_CombinedCycle | Combined Cycle | 21.9797 | 21.9797 | 21.9797 | 21.8011 | 21.8011 | 21.8011 | 21.8011 | 21.8011 | 21.8011 | 21.8011 | 21.8011 | 21.8011 | 21.8011 | 21.8011 | 21.8011 | 21.8011 | 21.8011 | 21.8011 | 21.8011 | 21.8011 | 21.8011 | 21.8011 | 21.8011 | 21.8011 | 21.8011 | 21.8011 | 21.8011 | 21.8011 | 21.8011 | 21.8011 | 21.8011 | -0.0272%
EGC000:ca_CombustionTur | Combustion Turbine/Diesel | 3.1476 | 3.1476 | 3.1476 | 3.1476 | 3.1476 | 3.1476 | 3.1476 | 3.1476 | 3.1476 | 3.1476 | 3.1476 | 3.1476 | 3.1476 | 3.1476 | 3.1476 | 3.1476 | 3.1476 | 3.1476 | 3.1476 | 3.1476 | 3.1476 | 3.1476 | 3.1476 | 3.1476 | 3.1476 | 3.1476 | 3.1476 | 3.1476 | 3.1476 | 3.1476 | 3.1476 | 0%
EGC000:ca_RenewableSour | Renewable Sources 7/ | 0.9772 | 0.9792 | 0.9792 | 0.9792 | 0.9792 | 0.9792 | 0.9792 | 0.9792 | 0.9792 | 0.9792 | 0.9792 | 0.9792 | 0.9792 | 0.9792 | 0.9792 | 0.9792 | 0.9792 | 0.9792 | 0.9792 | 0.9792 | 0.9792 | 0.9792 | 0.9792 | 0.9792 | 0.9792 | 0.9792 | 0.9792 | 0.9792 | 0.9792 | 0.9792 | 0.9792 | 0.0068%
EGC000:ca_Total | Total | 28.6142 | 28.5112 | 28.5112 | 28.3326 | 28.3326 | 28.3326 | 28.3326 | 28.3326 | 28.3326 | 28.3326 | 28.3326 | 28.3326 | 28.3326 | 28.3326 | 28.3326 | 28.3326 | 28.3326 | 28.3326 | 28.3326 | 28.3326 | 28.3326 | 28.3326 | 28.3326 | 28.3326 | 28.3326 | 28.3326 | 28.3326 | 28.3326 | 28.3326 | 28.3326 | 28.3326 | -0.033%
Cumulative Planned Additions 10/
EGC000:da_CoalSteam | Coal | - - | 0 | 0 | 0 | 0 | 0 | 0 | 0 | 0 | 0 | 0 | 0 | 0 | 0 | 0 | 0 | 0 | 0 | 0 | 0 | 0 | 0 | 0 | 0 | 0 | 0 | 0 | 0 | 0 | 0 | 0 | - -
EGC000:da_OtherFossilSt | Oil and Natural Gas Steam 5/ | - - | 0 | 0 | 0 | 0 | 0 | 0 | 0 | 0 | 0 | 0 | 0 | 0 | 0 | 0 | 0 | 0 | 0 | 0 | 0 | 0 | 0 | 0 | 0 | 0 | 0 | 0 | 0 | 0 | 0 | 0 | - -
EGC000:da_CombinedCycle | Combined Cycle | - - | 3.3792 | 17.0002 | 17.0002 | 17.0002 | 17.0002 | 17.0002 | 17.0002 | 17.0002 | 17.0002 | 17.0002 | 17.0002 | 17.0002 | 17.0002 | 17.0002 | 17.0002 | 17.0002 | 17.0002 | 17.0002 | 17.0002 | 17.0002 | 17.0002 | 17.0002 | 17.0002 | 17.0002 | 17.0002 | 17.0002 | 17.0002 | 17.0002 | 17.0002 | 17.0002 | - -
EGC000:da_CombustionTur | Combustion Turbine/Diesel | - - | 3.2778 | 4.0289 | 4.0289 | 4.5459 | 4.5459 | 4.5459 | 4.5459 | 4.5459 | 4.5459 | 4.5459 | 4.5459 | 4.5459 | 4.5459 | 4.5459 | 4.5459 | 4.5459 | 4.5459 | 4.5459 | 4.5459 | 4.5459 | 4.5459 | 4.5459 | 4.5459 | 4.5459 | 4.5459 | 4.5459 | 4.5459 | 4.5459 | 4.5459 | 4.5459 | - -
EGC000:da_NuclearPower | Nuclear Power | - - | 1.1 | 2.2 | 2.2 | 2.2 | 2.2 | 2.2 | 2.2 | 2.2 | 2.2 | 2.2 | 2.2 | 2.2 | 2.2 | 2.2 | 2.2 | 2.2 | 2.2 | 2.2 | 2.2 | 2.2 | 2.2 | 2.2 | 2.2 | 2.2 | 2.2 | 2.2 | 2.2 | 2.2 | 2.2 | 2.2 | - -
EGC000:da_PumpedStorage | Pumped Storage | - - | 0 | 0 | 0 | 0 | 0 | 0 | 0 | 0 | 0 | 0 | 0 | 0 | 0 | 0 | 0 | 0 | 0 | 0 | 0 | 0 | 0 | 0 | 0 | 0 | 0 | 0 | 0 | 0 | 0 | 0 | - -
EGC000:da_DiurnalStorag | Diurnal Storage | - - | 3.7745 | 5.4728 | 6.3838 | 7.0148 | 7.4578 | 7.8688 | 8.2798 | 8.6908 | 9.1018 | 9.5128 | 9.5128 | 9.5128 | 9.5128 | 9.5128 | 12.4628 | 12.4628 | 12.4628 | 12.4628 | 12.4628 | 12.7128 | 12.7128 | 12.7128 | 12.7128 | 12.7128 | 12.9628 | 12.9628 | 12.9628 | 12.9628 | 12.9628 | 12.9628 | - -
EGC000:da_FuelCells | Fuel Cells | - - | 0.0261 | 0.0261 | 0.0261 | 0.0261 | 0.0261 | 0.0261 | 0.0261 | 0.0261 | 0.0261 | 0.0261 | 0.0261 | 0.0261 | 0.0261 | 0.0261 | 0.0261 | 0.0261 | 0.0261 | 0.0261 | 0.0261 | 0.0261 | 0.0261 | 0.0261 | 0.0261 | 0.0261 | 0.0261 | 0.0261 | 0.0261 | 0.0261 | 0.0261 | 0.0261 | - -
EGC000:da_RenewableSour | Renewable Sources 7/ | - - | 19.6509 | 29.9227 | 32.8617 | 33.4217 | 33.4217 | 33.4217 | 33.4217 | 35.4217 | 35.4217 | 42.5217 | 42.5217 | 42.5217 | 42.5217 | 47.7217 | 55.9217 | 55.9217 | 55.9217 | 55.9217 | 55.9217 | 55.9217 | 55.9217 | 55.9217 | 55.9217 | 55.9217 | 55.9217 | 55.9217 | 55.9217 | 55.9217 | 55.9217 | 55.9217 | - -
EGC000:da_DistributedGe | Distributed Generation 8/ | - - | 0 | 0 | 0 | 0 | 0 | 0 | 0 | 0 | 0 | 0 | 0 | 0 | 0 | 0 | 0 | 0 | 0 | 0 | 0 | 0 | 0 | 0 | 0 | 0 | 0 | 0 | 0 | 0 | 0 | 0 | - -
EGC000:da_Total | Total | - - | 31.2085 | 58.6507 | 62.5007 | 64.2087 | 64.6517 | 65.0627 | 65.4737 | 67.8847 | 68.2957 | 75.8067 | 75.8067 | 75.8067 | 75.8067 | 81.0067 | 92.1567 | 92.1567 | 92.1567 | 92.1567 | 92.1567 | 92.4067 | 92.4067 | 92.4067 | 92.4067 | 92.4067 | 92.6567 | 92.6567 | 92.6567 | 92.6567 | 92.6567 | 92.6567 | - -
Cumulative Unplanned Additions 10/
EGC000:ea_CoalSteam | Coal | - - | 0 | 0 | 0 | 0 | 0 | 0 | 0 | 0 | 0 | 0 | 0 | 0 | 0 | 0 | 0 | 0 | 0 | 0 | 0 | 0 | 0 | 0 | 0 | 0 | 0 | 0 | 0 | 0 | 0 | 0 | - -
EGC000:ea_OtherFossilSt | Oil and Natural Gas Steam 5/ | - - | 0 | 0 | 0 | 0 | 0 | 0 | 0 | 0 | 0 | 0 | 0 | 0 | 0 | 0 | 0 | 0 | 0 | 0 | 0 | 0 | 0 | 0 | 0 | 0 | 0 | 0 | 0 | 0 | 0 | 0 | - -
EGC000:ea_CombinedCycle | Combined Cycle | - - | 0 | 0 | 6.8555 | 16.4506 | 38.2561 | 58.906 | 83.7653 | 90.1794 | 95.042 | 100.9355 | 107.211 | 113.1773 | 117.9457 | 122.9622 | 127.6955 | 133.2332 | 140.0453 | 146.2523 | 151.4478 | 157.124 | 162.2275 | 168.3285 | 176.7498 | 186.2248 | 191.3471 | 196.8182 | 202.67 | 209.5407 | 213.7213 | 219.8652 | - -
EGC000:ea_CombustionTur | Combustion Turbine/Diesel | - - | 8.7081 | 13.3558 | 19.8334 | 26.8145 | 43.1905 | 53.9462 | 60.2505 | 65.3721 | 69.0877 | 73.1024 | 76.9904 | 81.1542 | 84.303 | 88.7561 | 94.3476 | 98.6537 | 103.0606 | 106.1638 | 109.6622 | 115.2536 | 118.7596 | 125.3995 | 130.7906 | 135.4163 | 143.2883 | 148.8446 | 153.7192 | 158.766 | 162.7837 | 170.6492 | - -
EGC000:ea_NuclearPower | Nuclear Power | - - | 0 | 0 | 0 | 0 | 0 | 0 | 0 | 0 | 0 | 0 | 0 | 0 | 0 | 0 | 0 | 0 | 0 | 0 | 0 | 0 | 0 | 0 | 0 | 0 | 0 | 0 | 0 | 0 | 0 | 0 | - -
EGC000:ea_PumpedStorage | Pumped Storage | - - | 0 | 0 | 0 | 0 | 0 | 0 | 0 | 0 | 0 | 0 | 0 | 0 | 0 | 0 | 0 | 0 | 0 | 0 | 0 | 0 | 0 | 0 | 0 | 0 | 0 | 0 | 0 | 0 | 0 | 0 | - -
EGC000:ea_DiurnalStorag | Diurnal Storage | - - | 0 | 0 | 0 | 0.031726 | 0.44207 | 0.44847 | 0.46053 | 0.46053 | 0.46053 | 0.46053 | 0.46053 | 0.46573 | 0.46573 | 0.46573 | 0.47096 | 0.54892 | 0.54892 | 0.54892 | 0.54892 | 0.54892 | 0.54892 | 0.54892 | 0.54892 | 0.54892 | 0.54892 | 0.54892 | 0.62841 | 0.92449 | 1.1476 | 1.6668 | - -
EGC000:ea_FuelCells | Fuel Cells | - - | 0 | 0 | 0.001097 | 0.002198 | 0.002198 | 0.002198 | 0.002198 | 0.002198 | 0.002198 | 0.002198 | 0.002198 | 0.002198 | 0.002198 | 0.002198 | 0.003243 | 0.003243 | 0.003243 | 0.003243 | 0.003243 | 0.003243 | 0.003243 | 0.003243 | 0.003243 | 0.003243 | 0.003243 | 0.003243 | 0.004245 | 0.004245 | 0.004245 | 0.004245 | - -
EGC000:ea_RenewableSour | Renewable Sources 7/ | - - | 0.10099 | 8.8666 | 37.9733 | 72.6773 | 92.0134 | 105.6973 | 112.4394 | 117.4557 | 128.1479 | 129.8009 | 133.7516 | 139.453 | 146.1196 | 151.9695 | 157.0237 | 166.9405 | 173.5128 | 183.3211 | 188.5685 | 194.9286 | 200.0763 | 204.7883 | 211.8054 | 221.2564 | 230.5866 | 243.5824 | 260.6759 | 282.2375 | 307.1695 | 317.9113 | - -
EGC000:ea_DistributedGe | Distributed Generation 8/ | - - | 0 | 1.5577 | 2.0298 | 2.5895 | 3.7884 | 4.3696 | 5.0523 | 5.9727 | 6.8292 | 7.5519 | 8.337 | 9.1963 | 10.1022 | 11.1183 | 12.2024 | 13.4686 | 14.8282 | 16.0637 | 17.3374 | 18.6503 | 19.9959 | 21.4093 | 23.1423 | 24.9061 | 26.6912 | 28.4529 | 30.2976 | 32.2906 | 34.3087 | 36.5059 | - -
EGC000:ea_Total | Total | - - | 8.8091 | 23.7801 | 66.6931 | 118.5658 | 177.6927 | 223.3697 | 261.9702 | 279.4425 | 299.5694 | 311.8533 | 326.7526 | 343.4487 | 358.9384 | 375.274 | 391.7434 | 412.8482 | 431.9989 | 452.353 | 467.5679 | 486.5087 | 501.6116 | 520.4778 | 543.0403 | 568.3558 | 592.4655 | 618.2502 | 647.9955 | 683.7634 | 719.1348 | 746.6025 | - -
EGC000:ea_CumulativeEle | Cumulative Electric Power Sector Additions 10 | - - | 40.0177 | 82.4309 | 129.1938 | 182.7745 | 242.3444 | 288.4324 | 327.4439 | 347.3272 | 367.8651 | 387.66 | 402.5593 | 419.2554 | 434.7451 | 456.2808 | 483.9002 | 505.0049 | 524.1556 | 544.5097 | 559.7247 | 578.9154 | 594.0183 | 612.8845 | 635.447 | 660.7626 | 685.1222 | 710.9069 | 740.6522 | 776.4201 | 811.7915 | 839.2593 | - -
Cumulative Retirements 11/
EGC000:fa_CoalSteam | Coal | - - | 4.5084 | 9.2207 | 29.4793 | 39.5759 | 89.7424 | 93.8676 | 102.2715 | 105.5725 | 108.062 | 110.594 | 112.012 | 114.851 | 116.47 | 118.6058 | 120.2218 | 120.2218 | 120.5608 | 122.6808 | 123.0198 | 123.0198 | 123.3598 | 123.3598 | 123.3598 | 123.3808 | 126.3098 | 126.9898 | 126.9898 | 128.0998 | 128.0998 | 128.0998 | - -
EGC000:fa_OtherFossilSt | Oil and Natural Gas Steam 5/ | - - | 1.1951 | 6.0462 | 10.6247 | 15.8057 | 18.8743 | 22.981 | 24.0235 | 25.6715 | 32.4009 | 32.4459 | 33.4194 | 33.6624 | 34.4062 | 34.9092 | 35.8797 | 36.7897 | 36.7897 | 36.7897 | 36.9157 | 36.9157 | 36.9157 | 36.9157 | 36.9157 | 36.9157 | 37.0217 | 37.0217 | 37.0217 | 37.0217 | 37.5747 | 37.5747 | - -
EGC000:fa_CombinedCycle | Combined Cycle | - - | 0.056 | 1.077 | 2.6442 | 3.8123 | 5.2564 | 5.2564 | 5.7064 | 5.7558 | 5.7999 | 6.8637 | 7.7487 | 7.7487 | 7.8114 | 7.9534 | 8.0244 | 8.0244 | 8.0244 | 8.0244 | 8.6774 | 8.6774 | 8.6774 | 9.1885 | 9.1885 | 9.1885 | 9.2155 | 9.2155 | 9.8445 | 9.8445 | 9.9011 | 9.9011 | - -
EGC000:fa_CombustionTur | Combustion Turbine/Diesel | - - | 0.0188 | 0.0996 | 0.7371 | 1.3065 | 1.3661 | 2.6262 | 3.2588 | 3.264 | 3.264 | 3.6285 | 3.6285 | 3.7905 | 3.9113 | 3.9299 | 3.9469 | 3.9469 | 3.9469 | 3.9594 | 3.9594 | 3.9594 | 4.1684 | 4.2004 | 4.2004 | 4.2004 | 4.2874 | 4.2874 | 4.2874 | 4.3529 | 4.3529 | 4.3529 | - -
EGC000:fa_NuclearPower | Nuclear Power | - - | 5.7363 | 6.5079 | 6.5079 | 6.5079 | 7.6299 | 20.9866 | 29.1374 | 31.4944 | 37.9248 | 37.9248 | 40.2199 | 41.5046 | 42.5696 | 44.7036 | 44.7036 | 45.8257 | 47.8327 | 48.6745 | 48.6745 | 48.6745 | 48.6745 | 48.6745 | 51.0562 | 56.6669 | 56.6669 | 56.6669 | 57.5779 | 59.4179 | 59.4179 | 59.4179 | - -
EGC000:fa_PumpedStorage | Pumped Storage | - - | 0 | 0 | 0 | 0 | 0 | 0 | 0 | 0 | 0 | 0 | 0 | 0 | 0 | 0 | 0 | 0 | 0 | 0 | 0 | 0 | 0 | 0 | 0 | 0 | 0 | 0 | 0 | 0 | 0 | 0 | - -
EGC000:fa_DiurnalStorag | Diurnal Storage | - - | 0 | 0 | 0 | 0.001 | 0.001 | 0.001 | 0.001 | 0.001 | 0.001 | 0.001 | 0.001 | 0.001 | 0.001 | 0.001 | 0.001 | 0.001 | 0.003 | 0.003 | 0.003 | 0.003 | 0.003 | 0.003 | 0.003 | 0.003 | 0.003 | 0.003 | 0.003 | 0.003 | 0.003 | 0.003 | - -
EGC000:fa_FuelCells | Fuel Cells | - - | 0 | 0 | 0 | 0 | 0 | 0 | 0 | 0 | 0 | 0 | 0.0011 | 0.0011 | 0.0011 | 0.0011 | 0.0011 | 0.0011 | 0.0011 | 0.0011 | 0.0011 | 0.0011 | 0.0011 | 0.0011 | 0.0011 | 0.0011 | 0.0011 | 0.0011 | 0.0011 | 0.0011 | 0.0011 | 0.0011 | - -
EGC000:fa_RenewableSour | Renewable Sources 7/ | - - | 0 | 0.0121 | 0.0349 | 0.0509 | 0.0554 | 0.0554 | 0.06 | 0.2323 | 0.3117 | 0.3117 | 0.3117 | 0.3117 | 0.3117 | 0.3117 | 0.3117 | 0.3117 | 0.3117 | 0.3117 | 0.3117 | 0.3117 | 0.3117 | 0.3117 | 0.3117 | 0.3916 | 0.3916 | 0.3916 | 0.3946 | 0.3946 | 0.4096 | 0.4096 | - -
EGC000:fa_Total | Total | - - | 11.5146 | 22.9635 | 50.0281 | 67.0602 | 122.9255 | 145.7742 | 164.4586 | 172.0275 | 187.8003 | 191.8056 | 197.3783 | 201.907 | 205.5183 | 210.4517 | 213.1262 | 215.1583 | 217.5063 | 220.4805 | 221.5985 | 221.5985 | 222.1475 | 222.6906 | 225.0723 | 230.784 | 233.933 | 234.613 | 236.156 | 239.1715 | 239.7961 | 239.7961 | - -
EGC000:ga_TotalElectric | Total Electric Power Sector Capacity | 1091.1827 | 1119.6857 | 1150.6969 | 1170.4393 | 1207.0387 | 1210.7745 | 1234.0448 | 1254.4071 | 1266.7567 | 1271.5668 | 1287.4424 | 1296.9078 | 1309.1715 | 1321.1423 | 1337.8326 | 1362.9559 | 1382.1613 | 1398.9907 | 1416.397 | 1430.4941 | 1449.7285 | 1464.4413 | 1482.8794 | 1503.1709 | 1522.8709 | 1544.1854 | 1569.3444 | 1597.6007 | 1630.3871 | 1665.1747 | 1692.7045 | 1.474%
End-Use Generators 12/
EGC000:ha_Coal | Coal | 1.9456 | 1.9163 | 1.925 | 1.9226 | 1.927 | 1.9262 | 1.9241 | 1.9207 | 1.9166 | 1.9101 | 1.9073 | 1.9038 | 1.9006 | 1.8953 | 1.8918 | 1.8904 | 1.8876 | 1.8854 | 1.8845 | 1.8836 | 1.8799 | 1.8775 | 1.8767 | 1.8778 | 1.8753 | 1.8742 | 1.8718 | 1.8686 | 1.867 | 1.8653 | 1.8653 | -0.1404%
EGC000:ha_Petroleum | Petroleum | 0.56876 | 0.56876 | 0.56876 | 0.56876 | 0.56876 | 0.56876 | 0.56876 | 0.56876 | 0.56876 | 0.56876 | 0.56876 | 0.56876 | 0.56876 | 0.56876 | 0.56876 | 0.56876 | 0.56876 | 0.56876 | 0.56876 | 0.56876 | 0.56876 | 0.56876 | 0.56876 | 0.56876 | 0.56876 | 0.56876 | 0.56876 | 0.56876 | 0.56876 | 0.56876 | 0.56876 | 0%
EGC000:ha_NaturalGas | Natural Gas | 17.8404 | 18.414 | 18.7444 | 19.04 | 19.3906 | 19.7574 | 20.1383 | 20.5238 | 20.9068 | 21.2854 | 21.6557 | 22.0325 | 22.4093 | 22.7894 | 23.1823 | 23.5961 | 24.0221 | 24.4699 | 24.9437 | 25.4366 | 25.9432 | 26.4945 | 27.1066 | 27.7999 | 28.56 | 29.406 | 30.3351 | 31.3457 | 32.4473 | 33.6791 | 35.0765 | 2.279%
EGC000:ha_OtherGaseousF | Other Gaseous Fuels 13/ | 2.8464 | 2.8697 | 2.8899 | 2.8899 | 2.8899 | 2.8899 | 2.8899 | 2.8899 | 2.8899 | 2.8899 | 2.8899 | 2.8899 | 2.8899 | 2.8899 | 2.8899 | 2.8899 | 2.8899 | 2.8899 | 2.8899 | 2.8899 | 2.8899 | 2.8899 | 2.8899 | 2.8899 | 2.8899 | 2.8899 | 2.8899 | 2.8899 | 2.8899 | 2.8899 | 2.8899 | 0.0506%
EGC000:ha_RenewableSour | Renewable Sources 7/ | 40.2048 | 45.8015 | 50.1774 | 53.5869 | 56.8235 | 60.7267 | 64.0437 | 68.1813 | 71.7352 | 75.2606 | 78.7236 | 82.7295 | 86.0375 | 89.8111 | 93.5864 | 97.5058 | 102.0286 | 105.9903 | 110.2551 | 114.5419 | 118.9709 | 123.3532 | 127.818 | 132.4151 | 136.864 | 141.624 | 146.9778 | 151.496 | 155.9862 | 160.2906 | 164.9239 | 4.817%
EGC000:ha_Other | Other 14/ | 0.6358 | 0.6358 | 0.6858 | 0.6858 | 0.6858 | 0.6858 | 0.6858 | 0.6858 | 0.6858 | 0.6858 | 0.6858 | 0.6858 | 0.6858 | 0.6858 | 0.6858 | 0.6858 | 0.6858 | 0.6858 | 0.6858 | 0.6858 | 0.6858 | 0.6858 | 0.6858 | 0.6858 | 0.6858 | 0.6858 | 0.6858 | 0.6858 | 0.6858 | 0.6858 | 0.6858 | 0.2527%
EGC000:ha_Total | Total | 64.0417 | 70.2062 | 74.9913 | 78.694 | 82.2855 | 86.5547 | 90.2505 | 94.7702 | 98.703 | 102.6005 | 106.431 | 110.8102 | 114.4919 | 118.6402 | 122.8049 | 127.1368 | 132.0828 | 136.49 | 141.2278 | 146.0064 | 150.9384 | 155.8696 | 160.9458 | 166.2372 | 171.4437 | 177.0487 | 183.3291 | 188.8547 | 194.445 | 199.9795 | 206.01 | 3.971%
EGC000:ia_CumulativeCap | Cumulative Capacity Additions 10/ | - - | 6.1937 | 10.9788 | 14.6839 | 18.2755 | 22.5455 | 26.2446 | 30.7677 | 34.7046 | 38.6086 | 42.442 | 46.8246 | 50.5095 | 54.6632 | 58.8314 | 63.1646 | 68.1134 | 72.5229 | 77.2615 | 82.041 | 86.9767 | 91.9103 | 96.9873 | 102.2787 | 107.4876 | 113.0936 | 119.3765 | 124.9053 | 130.4972 | 136.0768 | 142.1073 | - -
1/ Net summer capacity is the steady hourly output that generating equipment is expected to supply to
system load (exclusive of auxiliary power), as demonstrated by tests during summer peak demand.
2/ Includes electricity-only and combined heat and power plants that have a regulatory status.
3/ Includes plants that only produce electricity and that have a regulatory status. Includes capacity increases (uprates) at existing units.
4/ Total coal and oil and natural gas steam capacity account for the conversion of coal capacity to gas steam capacity, but the conversions
are not included explicitly as additions or retirements. No planned conversions are assumed. The totals reflect any conversions projected by
the model.
5/ Includes oil-, gas-, and dual-fired capacity.
6/ Nuclear capacity includes 2.1 gigawatts of uprates.
7/ Includes conventional hydroelectric, geothermal, wood, wood waste, all municipal waste, landfill gas,
other biomass, solar, and wind power. Facilities co-firing biomass and coal are classified as coal.
8/ Primarily peak-load capacity fueled by natural gas.
9/ Includes combined heat and power plants whose primary business is to sell electricity and heat to the public
(i.e., those that report North American Industry Classification System code 22 or that have a regulatory status).
10/ Cumulative additions after December 31, 2020.
11/ Cumulative retirements after December 31, 2020.
12/ Includes combined heat and power plants and electricity-only plants in the commercial and industrial sectors that have a non-regulatory
status; and small on-site generating systems in the residential, commercial, and industrial sectors used primarily for own-use generation,
but which may also sell some power to the grid.
13/ Includes refinery gas and still gas.
14/ Includes batteries, chemicals, hydrogen, pitch, purchased steam, sulfur, and miscellaneous technologies.
- - = Not applicable.
Note: Totals may not equal sum of components due to independent rounding.
Sources: 2020: U.S. Energy Information Administration (EIA), Short-Term Energy Outlook, October 2020 and EIA,
AEO2021 National Energy Modeling System run highogs.d120120a. Projections: EIA, AEO2021 National Energy Modeling System run highogs.d120120a.

## AEO_coal discrepency (hidden)
| Electric Power Sector 2/ | 2020 | 2021 | 2022 | 2023 | 2024 | 2025 | 2026 | 2027 | 2028 | 2029 | 2030 | 2031 | 2032 | 2033 | 2034 | 2035 | 2036 | 2037 | 2038 | 2039 | 2040 | 2041 | 2042 | 2043 | 2044 | 2045 | 2046 | 2047 | 2048 | 2049 | 2050
Power Only 3/
EGC000:ba_CoalSteam | Coal 4/ | 217.3199 | 212.9165 | 208.2042 | 187.9456 | 177.849 | 111.6237 | 107.4985 | 99.0946 | 95.7936 | 93.3041 | 90.7721 | 89.3541 | 86.5151 | 84.8961 | 82.7603 | 81.1443 | 81.1443 | 80.8053 | 78.6853 | 78.3463 | 78.3463 | 78.0063 | 78.0063 | 78.0063 | 77.9853 | 75.0563 | 74.3763 | 74.3763 | 73.2663 | 73.2663 | 73.2663
Cumulative Retirements 11/
EGC000:fa_CoalSteam | Coal | - - | 4.5084 | 9.2207 | 29.4793 | 39.5759 | 89.7424 | 93.8676 | 102.2715 | 105.5725 | 108.062 | 110.594 | 112.012 | 114.851 | 116.47 | 118.6058 | 120.2218 | 120.2218 | 120.5608 | 122.6808 | 123.0198 | 123.0198 | 123.3598 | 123.3598 | 123.3598 | 123.3808 | 126.3098 | 126.9898 | 126.9898 | 128.0998 | 128.0998 | 128.0998
| Coal Minus Retirements - forecasted coal cap |  | 212.8115 | 208.0992 | 187.8406 | 177.744 | 127.5776 | 123.4523 | 115.0484 | 111.7474 | 109.2579 | 106.7259 | 105.3079 | 102.4689 | 100.8499 | 98.7141 | 97.0981 | 97.0981 | 96.7591 | 94.6391 | 94.3001 | 94.3001 | 93.9601 | 93.9601 | 93.9601 | 93.9391 | 91.0101 | 90.3301 | 90.3301 | 89.2201 | 89.2201 | 89.2201
| Additional Retirements from coal to gas switching (see email from EIA staff) |  | 0 | 0 | 0 | 0 | 15.9538 | 15.9538 | 15.9538 | 15.9538 | 15.9538 | 15.9538 | 15.9538 | 15.9538 | 15.9538 | 15.9538 | 15.9538 | 15.9538 | 15.9538 | 15.9538 | 15.9538 | 15.9538 | 15.9538 | 15.9538 | 15.9538 | 15.9538 | 15.9538 | 15.9538 | 15.9538 | 15.9538 | 15.9538 | 15.9538
GWs | Year to year change |  |  | 0 | 0 | 0 | 15.9538 | -8e-06 | -8e-06 | 8e-06 | -1.5e-05 | -1e-06 | 1e-06 | -1e-06 | -7e-06 | 8e-06 | 1.4211e-14 | 0 | -8e-06 | 2.3e-05 | 1.4211e-14 | 0 | -1e-06 | 0 | 0 | 8e-06 | 0 | -1.4e-05 | 0 | 7e-06 | 0 | 0
GWs | Estimated additional gas capacity from coal to gas fuel switching (add to BPMCCS) | 2025: 15.9538

## Table_6_05
Table 6.5. Planned U.S. Electric Generating Unit Additions
Include? | Year | Month | Entity ID | Entity Name | Plant Producer Type | Plant Name | Plant State | Plant ID | Generator ID | Net Summer Capacity (MW) | Technology | Energy Source Code | Prime Mover Code | Status | Nameplate Capacity (MW)
1 | 2023 | 10 | 61222 | 174 Power Global Corp. | IPP | Ellis Solar LLC | TX | 63797 | GER01 | 80 | Solar Photovoltaic | SUN | PV | (TS) Construction complete, but not yet in commercial operation | 80
1 | 2023 | 10 | 65576 | AC Power 14, LLC | IPP | NY Lancaster Gunnville Rd Site 1 Solar | NY | 66528 | 18237 | 5 | Solar Photovoltaic | SUN | PV | (TS) Construction complete, but not yet in commercial operation | 5
1 | 2023 | 10 | 65576 | AC Power 14, LLC | IPP | NY Lancaster Shisler Rd Site 2 Solar | NY | 66529 | 21013 | 5.2 | Solar Photovoltaic | SUN | PV | (TS) Construction complete, but not yet in commercial operation | 5.2
1 | 2023 | 10 | 64527 | ASA DeKalb NY Solar I LLC | IPP | ASA DeKalb NY Solar I LLC | NY | 65156 | DEK1 | 5 | Solar Photovoltaic | SUN | PV | (V) Under construction, more than 50 percent complete | 5
1 | 2023 | 10 | 64526 | ASA DeKalb NY Solar II LLC | IPP | ASA DeKalb NY Solar II LLC | NY | 65155 | DEK2 | 3 | Solar Photovoltaic | SUN | PV | (V) Under construction, more than 50 percent complete | 3
1 | 2023 | 10 | 64484 | ASA DeKalb NY Solar III LLC | IPP | ASA DeKalb NY Solar III LLC | NY | 65067 | DEK3 | 3.3 | Solar Photovoltaic | SUN | PV | (V) Under construction, more than 50 percent complete | 3.3
1 | 2023 | 10 | 64529 | ASA Gouverneur NY Solar I LLC | IPP | ASA Gouverneur NY Solar I LLC | NY | 65157 | GOV1 | 1.5 | Solar Photovoltaic | SUN | PV | (V) Under construction, more than 50 percent complete | 1.5
1 | 2023 | 10 | 64530 | ASA Gouverneur NY Solar II LLC | IPP | ASA Gouverneur NY Solar II LLC | NY | 65158 | GOV2 | 4 | Solar Photovoltaic | SUN | PV | (V) Under construction, more than 50 percent complete | 4
1 | 2023 | 10 | 57416 | Acciona Energy USA Global, LLC | IPP | Fort Bend Solar LLC | TX | 63985 | FBS | 240 | Solar Photovoltaic | SUN | PV | (V) Under construction, more than 50 percent complete | 240
1 | 2023 | 10 | 57416 | Acciona Energy USA Global, LLC | IPP | High Point Solar LLC | IL | 63838 | HPS | 100 | Solar Photovoltaic | SUN | PV | (V) Under construction, more than 50 percent complete | 100
1 | 2023 | 10 | 59573 | Amazon | IPP | Amazon Bakersfield 1 Solar Project | CA | 65562 | ABFSP | 4.2 | Solar Photovoltaic | SUN | PV | (V) Under construction, more than 50 percent complete | 4.3
1 | 2023 | 10 | 59573 | Amazon | IPP | Amazon Bakersfield 1 Solar Project | CA | 65562 | ABSBA | 1.6 | Batteries | MWH | BA | (V) Under construction, more than 50 percent complete | 1.6
1 | 2023 | 10 | 40577 | American Mun Power-Ohio, Inc | Electric Utility | Quakertown PA BTM | PA | 66450 | PB1 | 2.7 | Petroleum Liquids | DFO | IC | (V) Under construction, more than 50 percent complete | 2.7
1 | 2023 | 10 | 40577 | American Mun Power-Ohio, Inc | Electric Utility | Quakertown PA BTM | PA | 66450 | PB2 | 2.7 | Petroleum Liquids | DFO | IC | (V) Under construction, more than 50 percent complete | 2.7
1 | 2023 | 10 | 40577 | American Mun Power-Ohio, Inc | Electric Utility | Quakertown PA BTM | PA | 66450 | PB3 | 2.7 | Petroleum Liquids | DFO | IC | (V) Under construction, more than 50 percent complete | 2.7
1 | 2023 | 10 | 65207 | Arctaris Saddleback Solar, LLC | IPP | Arctaris Saddleback Solar | ME | 66043 | 63233 | 4.9 | Solar Photovoltaic | SUN | PV | (V) Under construction, more than 50 percent complete | 4.9
1 | 2023 | 10 | 61768 | Arrow Canyon Solar LLC | IPP | Arrow Canyon Solar Hybrid | NV | 62248 | 1 | 200 | Solar Photovoltaic | SUN | PV | (TS) Construction complete, but not yet in commercial operation | 200
1 | 2023 | 10 | 63784 | Azure Sky Wind Project, LLC | IPP | Azure Sky Wind Project, LLC Hybrid | TX | 64164 | ASWBE | 120 | Batteries | MWH | BA | (TS) Construction complete, but not yet in commercial operation | 120
1 | 2023 | 10 | 65854 | BE-Pine1 LLC | IPP | Pine 1 Solar | PA | 66943 | 2-114 | 17.1 | Solar Photovoltaic | SUN | PV | (TS) Construction complete, but not yet in commercial operation | 17.1
1 | 2023 | 10 | 65855 | BE-Pine2 LLC | IPP | Pine 2 Solar | PA | 66944 | 2-115 | 17.1 | Solar Photovoltaic | SUN | PV | (TS) Construction complete, but not yet in commercial operation | 17.1
1 | 2023 | 10 | 65060 | BPL Crown Solar LLC | IPP | BPL Crown Solar LLC | TX | 64259 | OCICR | 100 | Solar Photovoltaic | SUN | PV | (TS) Construction complete, but not yet in commercial operation | 100
1 | 2023 | 10 | 65061 | BPL Sol Solar LLC | IPP | BPL Sol Solar LLC | TX | 64260 | OCISO | 100 | Solar Photovoltaic | SUN | PV | (TS) Construction complete, but not yet in commercial operation | 100
1 | 2023 | 10 | 65836 | Big Wolf Solar LLC | IPP | Big Wolf Solar | MN | 66917 | MDLK | 1 | Solar Photovoltaic | SUN | PV | (T) Regulatory approvals received. Not under construction | 1
1 | 2023 | 10 | 65273 | Blue Elk VII Solar, LLC | IPP | Blue Elk VII Solar, LLC | MI | 66104 | BEVII | 12.5 | Solar Photovoltaic | SUN | PV | (V) Under construction, more than 50 percent complete | 12.5
1 | 2023 | 10 | 64805 | Bluestone Wind, LLC | IPP | Bluestone Wind, LLC | NY | 65496 | BLUES | 111.8 | Onshore Wind Turbine | WND | WT | (U) Under construction, less than or equal to 50 percent complete | 111.8
1 | 2023 | 10 | 65044 | Castle Gap Wind Power, LLC | IPP | Castle Gap Wind | TX | 65790 | CGWIN | 196.8 | Onshore Wind Turbine | WND | WT | (TS) Construction complete, but not yet in commercial operation | 196.8
1 | 2023 | 10 | 65514 | Catalyze Manteca 730 Spreckels Avenue Microgrid LLC | IPP | CA Manteca 730 Spreckels Ave | CA | 66509 | B8259 | 1.5 | Batteries | MWH | BA | (TS) Construction complete, but not yet in commercial operation | 1.5
1 | 2023 | 10 | 63526 | Chestnut Westside, LLC | IPP | Chestnut | CA | 63849 | BESS1 | 135 | Batteries | MWH | BA | (U) Under construction, less than or equal to 50 percent complete | 135
1 | 2023 | 10 | 63526 | Chestnut Westside, LLC | IPP | Chestnut | CA | 63849 | CHNUT | 150.6 | Solar Photovoltaic | SUN | PV | (U) Under construction, less than or equal to 50 percent complete | 150.6
1 | 2023 | 10 | 20141 | City of Washington - (KS) | Electric Utility | Washington | KS | 1329 | 10 | 2 | Natural Gas Internal Combustion Engine | NG | IC | (V) Under construction, more than 50 percent complete | 2.1
1 | 2023 | 10 | 20141 | City of Washington - (KS) | Electric Utility | Washington | KS | 1329 | 9 | 2 | Natural Gas Internal Combustion Engine | NG | IC | (V) Under construction, more than 50 percent complete | 2.1
1 | 2023 | 10 | 65311 | Clearwater Wind East, LLC | IPP | Clearwater Wind East | MT | 66183 | CWE | 208.2 | Onshore Wind Turbine | WND | WT | (V) Under construction, more than 50 percent complete | 208.2
1 | 2023 | 10 | 65312 | Clearwater Wind II, LLC | IPP | Clearwater Wind II | MT | 66184 | CW2 | 102.8 | Onshore Wind Turbine | WND | WT | (V) Under construction, more than 50 percent complete | 102.8
1 | 2023 | 10 | 65313 | Crane 2 BESS, LLC | IPP | Revolution | TX | 66170 | 1 | 150 | Batteries | MWH | BA | (TS) Construction complete, but not yet in commercial operation | 150
1 | 2023 | 10 | 65719 | Crystal Farms Local Solar, LLC | IPP | Crystal Farms Local Solar | CA | 66714 | CRYPV | 3.5 | Solar Photovoltaic | SUN | PV | (V) Under construction, more than 50 percent complete | 3.5
1 | 2023 | 10 | 62161 | Cubico USA, LLC | IPP | Delta's Edge Solar | MS | 66759 | DELTA | 100 | Solar Photovoltaic | SUN | PV | (TS) Construction complete, but not yet in commercial operation | 100
1 | 2023 | 10 | 65677 | Dimension Energy LLC | IPP | Franklin Solar 1 LLC (Dimension Energy) | NJ | 66963 | FRAN1 | 3 | Solar Photovoltaic | SUN | PV | (P) Planned for installation, but regulatory approvals not initiated | 3
1 | 2023 | 10 | 65677 | Dimension Energy LLC | IPP | Franklin Solar 2 LLC (Dimension Energy) | NJ | 66964 | FRAN2 | 3.8 | Solar Photovoltaic | SUN | PV | (P) Planned for installation, but regulatory approvals not initiated | 3.8
1 | 2023 | 10 | 65677 | Dimension Energy LLC | IPP | Mayhill Solar LLC | NJ | 66965 | MAYHI | 1.2 | Solar Photovoltaic | SUN | PV | (P) Planned for installation, but regulatory approvals not initiated | 1.2
1 | 2023 | 10 | 64872 | Distributed Solar Development, LLC | IPP | ADP Parsippany NJ | NJ | 66796 | P5324 | 1.5 | Solar Photovoltaic | SUN | PV | (V) Under construction, more than 50 percent complete | 1.5
1 | 2023 | 10 | 64872 | Distributed Solar Development, LLC | IPP | Source Power II - Taft | NY | 66836 | P5567 | 3.7 | Solar Photovoltaic | SUN | PV | (V) Under construction, more than 50 percent complete | 3.7
1 | 2023 | 10 | 5248 | Dominion Energy Inc. | Electric Utility | Dry Bridge Storage | VA | 65044 | DBES | 20 | Batteries | MWH | BA | (V) Under construction, more than 50 percent complete | 20
1 | 2023 | 10 | 5248 | Dominion Energy Inc. | Electric Utility | Otter Creek Solar | VA | 63909 | OTTER | 60 | Solar Photovoltaic | SUN | PV | (V) Under construction, more than 50 percent complete | 60
1 | 2023 | 10 | 58970 | Ecoplexus, Inc | IPP | Camp San Luis Obispo | CA | 63870 | CPSLO | 1.2 | Solar Photovoltaic | SUN | PV | (TS) Construction complete, but not yet in commercial operation | 1.2
1 | 2023 | 10 | 6395 | Flathead Electric Coop Inc | Electric Utility | Flathead Landfill to Gas Energy Facility | MT | 64505 | LFGE2 | 1.6 | Landfill Gas | LFG | IC | (V) Under construction, more than 50 percent complete | 1.6
1 | 2023 | 10 | 62856 | Forefront Power, LLC | IPP | CA - DGS RFP - RJ Donovan State Prison | CA | 65104 | 15111 | 2 | Solar Photovoltaic | SUN | PV | (U) Under construction, less than or equal to 50 percent complete | 2
1 | 2023 | 10 | 61194 | Generate Capital | IPP | Davis Solar | NY | 66488 | BAT | 2 | Batteries | MWH | BA | (V) Under construction, more than 50 percent complete | 2
1 | 2023 | 10 | 61122 | Great River Hydro, LLC | IPP | S C Moore | NH | 2351 | GEN5 | 4.6 | Conventional Hydroelectric | WAT | HY | (V) Under construction, more than 50 percent complete | 4.6
1 | 2023 | 10 | 60025 | Greenbacker Renewable Energy Corporation | IPP | IGS VGT | NV | 66098 | 573 | 1 | Solar Photovoltaic | SUN | PV | (V) Under construction, more than 50 percent complete | 1
1 | 2023 | 10 | 60025 | Greenbacker Renewable Energy Corporation | IPP | Pleasant Street | ME | 66165 | 379 | 3 | Solar Photovoltaic | SUN | PV | (V) Under construction, more than 50 percent complete | 3
1 | 2023 | 10 | 65275 | Greenstone Solar, LLC | IPP | Greenstone Solar, LLC | MI | 66109 | GRSS | 20 | Solar Photovoltaic | SUN | PV | (V) Under construction, more than 50 percent complete | 20
0 | 2023 | 10 | 65451 | Grizzly Ridge Solar LLC | Commercial | Grizzly Ridge Solar | TX | 66410 | 375 | 100 | Solar Photovoltaic | SUN | PV | (TS) Construction complete, but not yet in commercial operation | 100
1 | 2023 | 10 | 65076 | HEN Infrastructure, L.L.C. | IPP | Junction (TX) | TX | 65830 | JUNCT | 9.9 | Batteries | MWH | BA | (TS) Construction complete, but not yet in commercial operation | 9.9
0 | 2023 | 10 | 24205 | HF Sinclair Parco Refining LLC | Industrial | Sinclair Oil Refinery | WY | 54374 | NO7 | 2.2 | Natural Gas Internal Combustion Engine | NG | IC | (TS) Construction complete, but not yet in commercial operation | 2.2
1 | 2023 | 10 | 65783 | Hayhurst Texas Solar | IPP | Hayhurst Texas Solar | TX | 66880 | HHTX | 24.8 | Solar Photovoltaic | SUN | PV | (V) Under construction, more than 50 percent complete | 24.8
1 | 2023 | 10 | 64927 | IP Lumina II, LLC | IPP | Lumina II Solar Project | TX | 65644 | LUMII | 321 | Solar Photovoltaic | SUN | PV | (TS) Construction complete, but not yet in commercial operation | 326.6
1 | 2023 | 10 | 64924 | IP Lumina, LLC | IPP | Lumina Solar Project | TX | 65645 | LUMIN | 320 | Solar Photovoltaic | SUN | PV | (TS) Construction complete, but not yet in commercial operation | 326.6
1 | 2023 | 10 | 64972 | IP Oberon II, LLC | IPP | Oberon II Solar Project | CA | 65735 | OBIIP | 250 | Solar Photovoltaic | SUN | PV | (TS) Construction complete, but not yet in commercial operation | 298.2
1 | 2023 | 10 | 9234 | Indiana Municipal Power Agency | Electric Utility | IMPA Knightstown Solar Park | IN | 66415 | KNIGH | 1.4 | Solar Photovoltaic | SUN | PV | (V) Under construction, more than 50 percent complete | 1.4
1 | 2023 | 10 | 9234 | Indiana Municipal Power Agency | Electric Utility | IMPA Richmond Solar Park 7 | IN | 66367 | RICH7 | 4.4 | Solar Photovoltaic | SUN | PV | (V) Under construction, more than 50 percent complete | 4.4
0 | 2023 | 10 | 49805 | Kennecott Utah Copper | Industrial | Copperton Solar Plant No. 1 | UT | 64427 | CSP1 | 2.3 | Solar Photovoltaic | SUN | PV | (V) Under construction, more than 50 percent complete | 5
1 | 2023 | 10 | 62842 | Lightsource Renewable Energy Asset Management, LLC | IPP | Happy Solar 1 | AR | 63766 | ARHA1 | 95 | Solar Photovoltaic | SUN | PV | (TS) Construction complete, but not yet in commercial operation | 95
1 | 2023 | 10 | 65785 | Luminace Sunbeam Development Holdings, LLC | IPP | ME Novel Lighthouse - Huggard Ave Solar | ME | 66833 | HUG | 2.5 | Solar Photovoltaic | SUN | PV | (V) Under construction, more than 50 percent complete | 2.5
1 | 2023 | 10 | 65042 | MN CSG 2019-55 DE LLC | IPP | MN CSG 2019-55 LLC | MN | 65792 | STEGE | 1 | Solar Photovoltaic | SUN | PV | (V) Under construction, more than 50 percent complete | 1
1 | 2023 | 10 | 61944 | MN8 Energy LLC | IPP | NY8 - ELP Stillwater Solar | NY | 65841 | GEN1 | 20 | Solar Photovoltaic | SUN | PV | (V) Under construction, more than 50 percent complete | 20
1 | 2023 | 10 | 61944 | MN8 Energy LLC | IPP | WMATA - Naylor Rd. Metro | MD | 65960 | GEN1 | 1.7 | Solar Photovoltaic | SUN | PV | (TS) Construction complete, but not yet in commercial operation | 1.7
1 | 2023 | 10 | 65551 | Magruder Solar, LLC | IPP | Magruder Solar | NY | 66495 | PV1 | 5 | Solar Photovoltaic | SUN | PV | (U) Under construction, less than or equal to 50 percent complete | 5
1 | 2023 | 10 | 65864 | Maine DG Solar Pittsfield, LLC | IPP | Pittsfield Solar (N. Main St) | ME | 66956 | 74474 | 4.9 | Solar Photovoltaic | SUN | PV | (TS) Construction complete, but not yet in commercial operation | 4.9
0 | 2023 | 10 | 12320 | Merck & Co Inc | Industrial | Elkton | VA | 52148 | GEN8 | 2 | Natural Gas Internal Combustion Engine | NG | IC | (U) Under construction, less than or equal to 50 percent complete | 2
1 | 2023 | 10 | 65274 | Midcontinent Solar, LLC | IPP | Midcontinent Solar, LLC | MI | 66108 | MCS | 20 | Solar Photovoltaic | SUN | PV | (V) Under construction, more than 50 percent complete | 20
1 | 2023 | 10 | 61153 | Montevue Lane Solar, LLC | IPP | Fort Detrick Solar PV | MD | 61552 | FDSBS | 6 | Batteries | MWH | BA | (V) Under construction, more than 50 percent complete | 6
1 | 2023 | 10 | 65823 | Myrtle Solar, LLC | IPP | Myrtle Solar, LLC | TX | 66910 | MYR | 313 | Solar Photovoltaic | SUN | PV | (TS) Construction complete, but not yet in commercial operation | 313
1 | 2023 | 10 | 56990 | NJR Clean Energy Ventures Corporation | IPP | Old Bridge Global Landfill | NJ | 66845 | OBGLD | 2 | Solar Photovoltaic | SUN | PV | (V) Under construction, more than 50 percent complete | 2
1 | 2023 | 10 | 65770 | NY USLE Copenhagen CR194 LLC | IPP | Copenhagen Solar | NY | 66817 | COPE | 4.3 | Solar Photovoltaic | SUN | PV | (V) Under construction, more than 50 percent complete | 4.3
1 | 2023 | 10 | 64358 | New Market Solar | IPP | New Market Solar | OH | 64853 | NMS2 | 65 | Solar Photovoltaic | SUN | PV | (V) Under construction, more than 50 percent complete | 65
1 | 2023 | 10 | 65276 | Newport Solar, LLC | IPP | Newport Solar Project | AR | 66112 | U1 | 180 | Solar Photovoltaic | SUN | PV | (V) Under construction, more than 50 percent complete | 180
1 | 2023 | 10 | 63502 | Partin Solar, LLC | IPP | Partin Solar | NC | 63827 | 95 | 50 | Solar Photovoltaic | SUN | PV | (V) Under construction, more than 50 percent complete | 50
1 | 2023 | 10 | 63359 | REA Investments, LLC | IPP | Novel Milbradt Solar LLC | MN | 64729 | MLBRT | 1 | Solar Photovoltaic | SUN | PV | (U) Under construction, less than or equal to 50 percent complete | 1
1 | 2023 | 10 | 64179 | Ranchland Wind Storage, LLC | IPP | Ranchland Wind Storage | TX | 64545 | BA | 73 | Batteries | MWH | BA | (V) Under construction, more than 50 percent complete | 73
1 | 2023 | 10 | 65779 | SEPV Cuyama, LLC | IPP | SEPV Cuyama Hybrid | CA | 66807 | CUYA1 | 3 | Batteries | MWH | BA | (V) Under construction, more than 50 percent complete | 3
1 | 2023 | 10 | 65779 | SEPV Cuyama, LLC | IPP | SEPV Cuyama Hybrid | CA | 66807 | CUYA2 | 1.6 | Solar Photovoltaic | SUN | PV | (V) Under construction, more than 50 percent complete | 1.6
1 | 2023 | 10 | 65087 | SMS DC CS01B, LLC | IPP | Gallaudet Uni Community Solar | DC | 65896 | GUCS1 | 2.6 | Solar Photovoltaic | SUN | PV | (V) Under construction, more than 50 percent complete | 2.6
1 | 2023 | 10 | 65842 | SMT Bay City LLC | IPP | SMT Bay City LLC | TX | 66930 | SMTBC | 10 | Batteries | MWH | BA | (TS) Construction complete, but not yet in commercial operation | 10
1 | 2023 | 10 | 64916 | SR Bell Buckle, LLC | IPP | SR Bell Buckle | TN | 65630 | SRBEL | 35 | Solar Photovoltaic | SUN | PV | (V) Under construction, more than 50 percent complete | 35
1 | 2023 | 10 | 65050 | SV CSG South Dekalb 1 LLC | IPP | SV CSG South Dekalb 1 LLC | IL | 65799 | DKLB1 | 2 | Solar Photovoltaic | SUN | PV | (TS) Construction complete, but not yet in commercial operation | 2
1 | 2023 | 10 | 65051 | SV CSG South Dekalb 2 LLC | IPP | SV CSG South Dekalb 2 LLC | IL | 65800 | DKLB2 | 1.6 | Solar Photovoltaic | SUN | PV | (TS) Construction complete, but not yet in commercial operation | 2
1 | 2023 | 10 | 65614 | Shady Oaks Wind 2, LLC | IPP | Shady Oaks Wind 2 | IL | 66568 | SHO02 | 108.3 | Onshore Wind Turbine | WND | WT | (V) Under construction, more than 50 percent complete | 108.3
1 | 2023 | 10 | 65853 | Skysol Holdco LLC | IPP | Skysol | OR | 66942 | SKY01 | 55 | Solar Photovoltaic | SUN | PV | (TS) Construction complete, but not yet in commercial operation | 55
1 | 2023 | 10 | 61677 | Sol Systems | IPP | Prairie Creek Solar | IL | 66826 | PC923 | 30 | Solar Photovoltaic | SUN | PV | (TS) Construction complete, but not yet in commercial operation | 30
1 | 2023 | 10 | 65766 | Solar DG NJ BEMS East, LLC | IPP | BEMS East Solar | NJ | 66802 | BEMSE | 4 | Solar Photovoltaic | SUN | PV | (V) Under construction, more than 50 percent complete | 4
1 | 2023 | 10 | 65767 | Solar DG NJ BEMS West, LLC | IPP | BEMS West Solar | NJ | 66803 | BEMSW | 4 | Solar Photovoltaic | SUN | PV | (V) Under construction, more than 50 percent complete | 4
1 | 2023 | 10 | 61668 | Strauss Wind LLC | IPP | Strauss Wind Farm | CA | 62113 | ST-CA | 95.5 | Onshore Wind Turbine | WND | WT | (U) Under construction, less than or equal to 50 percent complete | 95.5
1 | 2023 | 10 | 64992 | Sunflower Energy Center, LLC | IPP | Sunflower Energy Center, LLC | KS | 65738 | 1111 | 200 | Onshore Wind Turbine | WND | WT | (V) Under construction, more than 50 percent complete | 200
1 | 2023 | 10 | 65553 | Sweetland Wind Farm, LLC | IPP | Sweetland Wind Farm, LLC | SD | 66496 | SLW | 200 | Onshore Wind Turbine | WND | WT | (TS) Construction complete, but not yet in commercial operation | 200
1 | 2023 | 10 | 64287 | Terra-Gen Operating Co-BESS | IPP | Sanborn BESS 3 | CA | 65672 | BESS | 169 | Batteries | MWH | BA | (U) Under construction, less than or equal to 50 percent complete | 169
1 | 2023 | 10 | 64366 | Terra-Gen Operating Co-Hybrid | IPP | Edwards Sanborn E1B | CA | 65674 | BESS | 136 | Batteries | MWH | BA | (U) Under construction, less than or equal to 50 percent complete | 136
1 | 2023 | 10 | 64366 | Terra-Gen Operating Co-Hybrid | IPP | Edwards Sanborn E4 | CA | 65675 | BESS | 100 | Batteries | MWH | BA | (U) Under construction, less than or equal to 50 percent complete | 100
1 | 2023 | 10 | 65173 | United States Solar Corporation | IPP | USS Giveback Solar LLC | CO | 65990 | USSGB | 2 | Solar Photovoltaic | SUN | PV | (V) Under construction, more than 50 percent complete | 2
1 | 2023 | 10 | 20323 | Wellhead Services, Inc | IPP | Stanton Battery Energy Storage | CA | 66423 | BESS1 | 68.8 | Batteries | MWH | BA | (V) Under construction, more than 50 percent complete | 68.8
1 | 2023 | 10 | 20856 | Wisconsin Power & Light Co | Electric Utility | Onion River | WI | 65008 | PV1 | 150 | Solar Photovoltaic | SUN | PV | (V) Under construction, more than 50 percent complete | 150
1 | 2023 | 10 | 65405 | Woodruff County Solar | IPP | Woodruff County Solar | AR | 66282 | PV1 | 122 | Solar Photovoltaic | SUN | PV | (V) Under construction, more than 50 percent complete | 122
1 | 2023 | 11 | 63118 | 224WB 8me LLC | IPP | Galloway 2 Solar Farm | TX | 63343 | GS2SF | 110 | Solar Photovoltaic | SUN | PV | (TS) Construction complete, but not yet in commercial operation | 110
1 | 2023 | 11 | 55963 | AE Power Services LLC | IPP | Arche Energy Project, LLC | OH | 65402 | ARCHE | 107 | Solar Photovoltaic | SUN | PV | (V) Under construction, more than 50 percent complete | 107
1 | 2023 | 11 | 64904 | AES Clean Energy | IPP | McFarland A Solar and Storage | AZ | 66636 | BESS | 100 | Batteries | MWH | BA | (V) Under construction, more than 50 percent complete | 100
1 | 2023 | 11 | 64904 | AES Clean Energy | IPP | McFarland A Solar and Storage | AZ | 66636 | MCFRA | 200 | Solar Photovoltaic | SUN | PV | (V) Under construction, more than 50 percent complete | 200
1 | 2023 | 11 | 64904 | AES Clean Energy | IPP | Northline Solar | NY | 66449 | NORTH | 4 | Solar Photovoltaic | SUN | PV | (V) Under construction, more than 50 percent complete | 4
1 | 2023 | 11 | 61012 | AES Distributed Energy | IPP | Great Cove Solar | PA | 65999 | GC1 | 70 | Solar Photovoltaic | SUN | PV | (V) Under construction, more than 50 percent complete | 70
1 | 2023 | 11 | 64532 | ASA Clayton NY Solar I LLC | IPP | ASA Clayton NY Solar I LLC | NY | 65161 | CLA1 | 1.3 | Solar Photovoltaic | SUN | PV | (V) Under construction, more than 50 percent complete | 1.3
1 | 2023 | 11 | 64446 | ASD Cotuit MA Solar LLC | IPP | ASD Cotuit MA Solar LLC | MA | 65014 | COT1 | 3.1 | Solar Photovoltaic | SUN | PV | (U) Under construction, less than or equal to 50 percent complete | 3.1
1 | 2023 | 11 | 64446 | ASD Cotuit MA Solar LLC | IPP | ASD Cotuit MA Solar LLC | MA | 65014 | COT1B | 2.5 | Batteries | MWH | BA | (U) Under construction, less than or equal to 50 percent complete | 2.5
1 | 2023 | 11 | 195 | Alabama Power Co | Electric Utility | Barry | AL | 3 | A3C1 | 385 | Natural Gas Fired Combined Cycle | NG | CT | (V) Under construction, more than 50 percent complete | 464
1 | 2023 | 11 | 195 | Alabama Power Co | Electric Utility | Barry | AL | 3 | A3ST | 300 | Natural Gas Fired Combined Cycle | NG | CA | (V) Under construction, more than 50 percent complete | 310
1 | 2023 | 11 | 64144 | Arlington Energy Center II | IPP | Arlington Energy Center II | CA | 64481 | AEC2 | 133 | Solar Photovoltaic | SUN | PV | (V) Under construction, more than 50 percent complete | 133
1 | 2023 | 11 | 61768 | Arrow Canyon Solar LLC | IPP | Arrow Canyon Solar Hybrid | NV | 62248 | 2 | 75 | Batteries | MWH | BA | (TS) Construction complete, but not yet in commercial operation | 75
1 | 2023 | 11 | 65452 | BWC Unity Pond LLC | IPP | BWC Unity Pond LLC | ME | 66370 | BENTN | 4.5 | Solar Photovoltaic | SUN | PV | (V) Under construction, more than 50 percent complete | 4.5
1 | 2023 | 11 | 64804 | Ball Hill Wind Energy, LLC | IPP | Ball Hill Wind Energy, LLC | NY | 65495 | BALLH | 107.5 | Onshore Wind Turbine | WND | WT | (U) Under construction, less than or equal to 50 percent complete | 107.5
1 | 2023 | 11 | 65269 | Blue Elk IV Solar, LLC | IPP | Blue Elk IV Solar, LLC | MI | 66102 | BEIV | 20 | Solar Photovoltaic | SUN | PV | (V) Under construction, more than 50 percent complete | 20
1 | 2023 | 11 | 63883 | Broad Reach Power | IPP | Cascade Energy Storage, LLC | CA | 61801 | 10002 | 25 | Batteries | MWH | BA | (V) Under construction, more than 50 percent complete | 25
1 | 2023 | 11 | 64669 | CPV Maple Hill Solar, LLC | IPP | CPV Maple Hill Solar | PA | 65332 | MH1 | 100 | Solar Photovoltaic | SUN | PV | (V) Under construction, more than 50 percent complete | 100
1 | 2023 | 11 | 58939 | Cameron Wind 1 LLC | IPP | Cameron Wind 1 LLC | TX | 59118 | SABAL | 24 | Batteries | MWH | BA | (U) Under construction, less than or equal to 50 percent complete | 24
1 | 2023 | 11 | 65559 | Catalyze Riverside 2356 Fleetwood Drive Microgrid LLC | IPP | CA Riverside 2356 Fleetwood Dr. | CA | 66511 | 18262 | 2 | Solar Photovoltaic | SUN | PV | (U) Under construction, less than or equal to 50 percent complete | 2
1 | 2023 | 11 | 65559 | Catalyze Riverside 2356 Fleetwood Drive Microgrid LLC | IPP | CA Riverside 2356 Fleetwood Dr. | CA | 66511 | B8262 | 2 | Batteries | MWH | BA | (U) Under construction, less than or equal to 50 percent complete | 2
1 | 2023 | 11 | 56769 | Consolidated Edison Development Inc. | IPP | Timberland Solar | GA | 65892 | TSPV | 140 | Solar Photovoltaic | SUN | PV | (U) Under construction, less than or equal to 50 percent complete | 140
1 | 2023 | 11 | 65621 | Crane Garden LLC | IPP | Crane Garden | MN | 66573 | MNC04 | 1 | Solar Photovoltaic | SUN | PV | (TS) Construction complete, but not yet in commercial operation | 1
0 | 2023 | 11 | 34359 | Curators of the University of Missouri | Commercial | MU Combined Heat and Power Plant | MO | 50969 | GEN10 | 8 | Natural Gas Steam Turbine | NG | ST | (U) Under construction, less than or equal to 50 percent complete | 9
1 | 2023 | 11 | 65793 | DG Empire Lumen 2023, LLC | IPP | NY Sorrell Hill II CSG | NY | 66856 | NGSH2 | 5 | Solar Photovoltaic | SUN | PV | (TS) Construction complete, but not yet in commercial operation | 5
1 | 2023 | 11 | 62091 | Derby Fuel Cell LLC | IPP | Derby Fuel Cell | CT | 62588 | MM45 | 2.8 | Other Natural Gas | NG | FC | (TS) Construction complete, but not yet in commercial operation | 2.8
1 | 2023 | 11 | 62091 | Derby Fuel Cell LLC | IPP | Derby Fuel Cell | CT | 62588 | MM46 | 2.8 | Other Natural Gas | NG | FC | (TS) Construction complete, but not yet in commercial operation | 2.8
1 | 2023 | 11 | 62091 | Derby Fuel Cell LLC | IPP | Derby Fuel Cell | CT | 62588 | MM47 | 2.8 | Other Natural Gas | NG | FC | (TS) Construction complete, but not yet in commercial operation | 2.8
1 | 2023 | 11 | 62091 | Derby Fuel Cell LLC | IPP | Derby Fuel Cell | CT | 62588 | MM48 | 2.8 | Other Natural Gas | NG | FC | (TS) Construction complete, but not yet in commercial operation | 2.8
1 | 2023 | 11 | 62091 | Derby Fuel Cell LLC | IPP | Derby Fuel Cell | CT | 62588 | MM49 | 2.8 | Other Natural Gas | NG | FC | (TS) Construction complete, but not yet in commercial operation | 2.8
1 | 2023 | 11 | 64872 | Distributed Solar Development, LLC | IPP | Bayer - Whippany, NJ | NJ | 66798 | P5316 | 1.7 | Solar Photovoltaic | SUN | PV | (V) Under construction, more than 50 percent complete | 1.7
1 | 2023 | 11 | 64872 | Distributed Solar Development, LLC | IPP | Bishop Ranch - BR 8-P | CA | 66800 | 4976 | 1 | Solar Photovoltaic | SUN | PV | (V) Under construction, more than 50 percent complete | 1
1 | 2023 | 11 | 64872 | Distributed Solar Development, LLC | IPP | Bishop Ranch - BR 8-P | CA | 66800 | 4976B | 0.5 | Batteries | MWH | BA | (V) Under construction, more than 50 percent complete | 0.5
1 | 2023 | 11 | 64872 | Distributed Solar Development, LLC | IPP | FFP - NY Burch | NY | 66827 | P5651 | 2.5 | Solar Photovoltaic | SUN | PV | (V) Under construction, more than 50 percent complete | 2.5
1 | 2023 | 11 | 6455 | Duke Energy Florida, LLC | Electric Utility | John Hopkins Middle School Microgrid | FL | 64752 | ES1 | 2.5 | Batteries | MWH | BA | (V) Under construction, more than 50 percent complete | 2.5
1 | 2023 | 11 | 65858 | East Victory Way Solar LLC | IPP | East Victory Way Solar | CO | 66945 | YVEA | 4 | Solar Photovoltaic | SUN | PV | (TS) Construction complete, but not yet in commercial operation | 4
1 | 2023 | 11 | 65011 | El Sauz Ranch Wind, LLC | IPP | El Sauz Ranch Wind, LLC | TX | 65760 | ELSAU | 301 | Onshore Wind Turbine | WND | WT | (V) Under construction, more than 50 percent complete | 301
1 | 2023 | 11 | 65660 | Enchanted Rock | IPP | Enchanted Rock Turlock Irrigation District | CA | 66680 | UNIT1 | 11.7 | Natural Gas Internal Combustion Engine | NG | IC | (V) Under construction, more than 50 percent complete | 11.7
1 | 2023 | 11 | 65660 | Enchanted Rock | IPP | Enchanted Rock Turlock Irrigation District | CA | 66680 | UNIT2 | 11.7 | Natural Gas Internal Combustion Engine | NG | IC | (V) Under construction, more than 50 percent complete | 11.7
1 | 2023 | 11 | 65660 | Enchanted Rock | IPP | Enchanted Rock Turlock Irrigation District | CA | 66680 | UNIT3 | 11.7 | Natural Gas Internal Combustion Engine | NG | IC | (V) Under construction, more than 50 percent complete | 11.7
1 | 2023 | 11 | 65660 | Enchanted Rock | IPP | Enchanted Rock Turlock Irrigation District | CA | 66680 | UNIT4 | 11.7 | Natural Gas Internal Combustion Engine | NG | IC | (V) Under construction, more than 50 percent complete | 11.7
1 | 2023 | 11 | 65556 | EnerSmart Chula Vista Sub Station | IPP | EnerSmart Chula Vista Sub Station | CA | 66505 | CV150 | 3 | Batteries | MWH | BA | (TS) Construction complete, but not yet in commercial operation | 3
1 | 2023 | 11 | 65556 | EnerSmart Chula Vista Sub Station | IPP | EnerSmart Chula Vista Sub Station | CA | 66505 | CV151 | 3 | Batteries | MWH | BA | (TS) Construction complete, but not yet in commercial operation | 3
1 | 2023 | 11 | 63081 | Exus North America Management Partners LLC | IPP | Bearkat II Wind Energy LLC | TX | 63342 | BKII | 162.1 | Onshore Wind Turbine | WND | WT | (TS) Construction complete, but not yet in commercial operation | 162.1
1 | 2023 | 11 | 62856 | Forefront Power, LLC | IPP | CA-DGS RFP-Salinas Valley State Prison | CA | 65525 | 14068 | 3.3 | Solar Photovoltaic | SUN | PV | (U) Under construction, less than or equal to 50 percent complete | 3.3
1 | 2023 | 11 | 63117 | Gemini Solar | IPP | Gemini Solar | NV | 63352 | ARBE1 | 690 | Solar Photovoltaic | SUN | PV | (U) Under construction, less than or equal to 50 percent complete | 690
1 | 2023 | 11 | 63117 | Gemini Solar | IPP | Gemini Solar | NV | 63352 | ARPV1 | 380 | Batteries | MWH | BA | (U) Under construction, less than or equal to 50 percent complete | 380
1 | 2023 | 11 | 65479 | Goleta Energy Storage, LLC | IPP | Goleta Energy Storage, LLC | CA | 66394 | GOLET | 60 | Batteries | MWH | BA | (V) Under construction, more than 50 percent complete | 60
1 | 2023 | 11 | 60025 | Greenbacker Renewable Energy Corporation | IPP | Kosa | NY | 66735 | 783 | 1.5 | Solar Photovoltaic | SUN | PV | (V) Under construction, more than 50 percent complete | 1.5
1 | 2023 | 11 | 60025 | Greenbacker Renewable Energy Corporation | IPP | Mahany | NY | 66750 | 782 | 3 | Solar Photovoltaic | SUN | PV | (V) Under construction, more than 50 percent complete | 3
1 | 2023 | 11 | 60025 | Greenbacker Renewable Energy Corporation | IPP | Smithfield 1 | UT | 66144 | 523 | 5 | Solar Photovoltaic | SUN | PV | (V) Under construction, more than 50 percent complete | 5
1 | 2023 | 11 | 60025 | Greenbacker Renewable Energy Corporation | IPP | South Street - Middlebury | VT | 66166 | 291 | 5 | Solar Photovoltaic | SUN | PV | (U) Under construction, less than or equal to 50 percent complete | 5
1 | 2023 | 11 | 65076 | HEN Infrastructure, L.L.C. | IPP | Hamilton BESS | TX | 66782 | HAMIL | 9.9 | Batteries | MWH | BA | (V) Under construction, more than 50 percent complete | 9.9
1 | 2023 | 11 | 65076 | HEN Infrastructure, L.L.C. | IPP | Val Verde | TX | 65837 | VALVR | 9.9 | Batteries | MWH | BA | (TS) Construction complete, but not yet in commercial operation | 9.9
1 | 2023 | 11 | 64409 | Hecate Energy Ramsey, LLC | IPP | Aktina Solar | TX | 64927 | AKS01 | 500 | Solar Photovoltaic | SUN | PV | (V) Under construction, more than 50 percent complete | 500
1 | 2023 | 11 | 65212 | Hobnail Solar, LLC | IPP | Hobnail Solar | GA | 66026 | GA-03 | 70 | Solar Photovoltaic | SUN | PV | (V) Under construction, more than 50 percent complete | 70
1 | 2023 | 11 | 65181 | House Mountain | IPP | House Mountain | TX | 66006 | BA | 63 | Batteries | MWH | BA | (U) Under construction, less than or equal to 50 percent complete | 73.2
1 | 2023 | 11 | 9191 | Idaho Power Co | Electric Utility | Black Mesa BESS | ID | 66326 | 1 | 40 | Batteries | MWH | BA | (U) Under construction, less than or equal to 50 percent complete | 40
1 | 2023 | 11 | 9191 | Idaho Power Co | Electric Utility | Hemmingway BESS | ID | 66325 | 1 | 80 | Batteries | MWH | BA | (U) Under construction, less than or equal to 50 percent complete | 80
1 | 2023 | 11 | 49893 | Invenergy Services LLC | IPP | Delilah Solar Energy II LLC | TX | 63884 | GEN1 | 310 | Solar Photovoltaic | SUN | PV | (V) Under construction, more than 50 percent complete | 310
1 | 2023 | 11 | 49893 | Invenergy Services LLC | IPP | Samson Solar Energy II LLC | TX | 63882 | GEN1 | 200 | Solar Photovoltaic | SUN | PV | (U) Under construction, less than or equal to 50 percent complete | 200
1 | 2023 | 11 | 65665 | KDC Solar CV Animal Control LLC | IPP | KDC Solar CV Animal Control LLC | MD | 66655 | CVAC | 2 | Solar Photovoltaic | SUN | PV | (TS) Construction complete, but not yet in commercial operation | 2
1 | 2023 | 11 | 65663 | KDC Solar CV Cedar Lane Park LLC | IPP | KDC Solar CV Cedar Lane Park LLC | MD | 66653 | CVCL | 2 | Solar Photovoltaic | SUN | PV | (TS) Construction complete, but not yet in commercial operation | 2
1 | 2023 | 11 | 65086 | Landrace Holdings, LLC | IPP | Landrace Holdings, LLC | SC | 65955 | LANDR | 55 | Solar Photovoltaic | SUN | PV | (V) Under construction, more than 50 percent complete | 55
1 | 2023 | 11 | 62842 | Lightsource Renewable Energy Asset Management, LLC | IPP | Cottontail Solar 2 | PA | 65077 | PACT2 | 20 | Solar Photovoltaic | SUN | PV | (V) Under construction, more than 50 percent complete | 20
1 | 2023 | 11 | 62842 | Lightsource Renewable Energy Asset Management, LLC | IPP | Cottontail Solar 5 | PA | 65080 | PACT5 | 20 | Solar Photovoltaic | SUN | PV | (V) Under construction, more than 50 percent complete | 20
1 | 2023 | 11 | 62842 | Lightsource Renewable Energy Asset Management, LLC | IPP | Oxbow Solar 1 | LA | 65030 | LAVE1 | 300 | Solar Photovoltaic | SUN | PV | (V) Under construction, more than 50 percent complete | 300
1 | 2023 | 11 | 65006 | Linkville Solar, LLC | IPP | Linkville Solar (CSG) | OR | 65749 | LS22 | 2.8 | Solar Photovoltaic | SUN | PV | (V) Under construction, more than 50 percent complete | 2.8
1 | 2023 | 11 | 63658 | Long Beach Trigen, LLC | IPP | Toyota Long Beach Trigen | CA | 64005 | MMR-1 | 2.2 | Other Waste Biomass | OBG | FC | (TS) Construction complete, but not yet in commercial operation | 2.8
1 | 2023 | 11 | 65196 | Lyons Solar, LLC | IPP | Lyons Solar | PA | 66019 | PA01 | 20 | Solar Photovoltaic | SUN | PV | (V) Under construction, more than 50 percent complete | 20
1 | 2023 | 11 | 64511 | MN CSG 2019-21 LLC | IPP | Hultman CSG | MN | 65101 | HLTMN | 1 | Solar Photovoltaic | SUN | PV | (V) Under construction, more than 50 percent complete | 1
1 | 2023 | 11 | 64509 | MN CSG 2019-23 LLC | IPP | Eichten 3 CSG | MN | 65115 | ECHT3 | 1 | Solar Photovoltaic | SUN | PV | (V) Under construction, more than 50 percent complete | 1
1 | 2023 | 11 | 64512 | MN CSG 2019-41 LLC | IPP | Lindgren 1 CSG | MN | 65102 | LNDGR | 1 | Solar Photovoltaic | SUN | PV | (V) Under construction, more than 50 percent complete | 1
1 | 2023 | 11 | 61944 | MN8 Energy LLC | IPP | Dry Bridge Solar (Brown University) | RI | 62771 | DBS1 | 10 | Solar Photovoltaic | SUN | PV | (TS) Construction complete, but not yet in commercial operation | 10
1 | 2023 | 11 | 61944 | MN8 Energy LLC | IPP | Dry Bridge Solar (Brown University) | RI | 62771 | DBS2 | 10 | Solar Photovoltaic | SUN | PV | (TS) Construction complete, but not yet in commercial operation | 10
1 | 2023 | 11 | 61944 | MN8 Energy LLC | IPP | Dry Bridge Solar (Brown University) | RI | 62771 | DBS3 | 10 | Solar Photovoltaic | SUN | PV | (TS) Construction complete, but not yet in commercial operation | 10
1 | 2023 | 11 | 61944 | MN8 Energy LLC | IPP | Dry Bridge Solar (Brown University) | RI | 62771 | DBS4 | 10 | Solar Photovoltaic | SUN | PV | (TS) Construction complete, but not yet in commercial operation | 10
1 | 2023 | 11 | 61944 | MN8 Energy LLC | IPP | NY8 - Teichos Pattersonville | NY | 65840 | GEN1 | 20 | Solar Photovoltaic | SUN | PV | (U) Under construction, less than or equal to 50 percent complete | 20
1 | 2023 | 11 | 61944 | MN8 Energy LLC | IPP | Summit - Cicero | NY | 66273 | GEN1 | 5 | Solar Photovoltaic | SUN | PV | (V) Under construction, more than 50 percent complete | 5
1 | 2023 | 11 | 11806 | Massachusetts Mun Wholes Electric Co | Electric Utility | MMWEC Simple Cycle Gas Turbine | MA | 63559 | GT1 | 57 | Natural Gas Fired Combustion Turbine | NG | GT | (TS) Construction complete, but not yet in commercial operation | 65
1 | 2023 | 11 | 12199 | Montana-Dakota Utilities Co | Electric Utility | R M Heskett | ND | 2790 | 4 | 88 | Natural Gas Fired Combustion Turbine | NG | GT | (V) Under construction, more than 50 percent complete | 88
1 | 2023 | 11 | 65771 | NY USLE Glenville Freemans Bridge LLC | IPP | Glenville Solar | NY | 66816 | GLEN | 4.3 | Solar Photovoltaic | SUN | PV | (V) Under construction, more than 50 percent complete | 4.3
1 | 2023 | 11 | 62836 | Navisun LLC | IPP | Acushnet MA 1 | MA | 64706 | ACNT1 | 1 | Solar Photovoltaic | SUN | PV | (V) Under construction, more than 50 percent complete | 1
1 | 2023 | 11 | 62836 | Navisun LLC | IPP | Acushnet MA 2 | MA | 64707 | ACNT2 | 1 | Solar Photovoltaic | SUN | PV | (V) Under construction, more than 50 percent complete | 1
1 | 2023 | 11 | 65369 | OEE XXXIII LLC | IPP | Martin Marietta Wind Project | OH | 66261 | WTG01 | 1.5 | Onshore Wind Turbine | WND | WT | (V) Under construction, more than 50 percent complete | 1.5
1 | 2023 | 11 | 65369 | OEE XXXIII LLC | IPP | Martin Marietta Wind Project | OH | 66261 | WTG02 | 1.5 | Onshore Wind Turbine | WND | WT | (V) Under construction, more than 50 percent complete | 1.5
1 | 2023 | 11 | 65369 | OEE XXXIII LLC | IPP | Martin Marietta Wind Project | OH | 66261 | WTG03 | 1.5 | Onshore Wind Turbine | WND | WT | (V) Under construction, more than 50 percent complete | 1.5
1 | 2023 | 11 | 64935 | Ortega Grid, LLC | IPP | Ortega Grid, LLC | CA | 65656 | HEORG | 20 | Batteries | MWH | BA | (U) Under construction, less than or equal to 50 percent complete | 20
1 | 2023 | 11 | 64743 | PPM Solar LLC | IPP | Fredonia Solar (KS) | KS | 66570 | FS1 | 2 | Solar Photovoltaic | SUN | PV | (V) Under construction, more than 50 percent complete | 2
1 | 2023 | 11 | 65517 | Paris Farm Solar, LLC | IPP | Eiffel Solar Project | TX | 66471 | EIFEL | 240 | Solar Photovoltaic | SUN | PV | (V) Under construction, more than 50 percent complete | 240
1 | 2023 | 11 | 65619 | Pepin Garden LLC | IPP | Pepin Garden | MN | 66577 | MNC02 | 1 | Solar Photovoltaic | SUN | PV | (TS) Construction complete, but not yet in commercial operation | 1
1 | 2023 | 11 | 64752 | Perendale Holdings, LLC | IPP | Perendale Holdings, LLC | NC | 65426 | GEN1 | 7.5 | Solar Photovoltaic | SUN | PV | (U) Under construction, less than or equal to 50 percent complete | 7.5
1 | 2023 | 11 | 14856 | Petersburg Borough - (AK) | Electric Utility | Petersburg | AK | 91 | 4 | 1.8 | Conventional Hydroelectric | WAT | HY | (U) Under construction, less than or equal to 50 percent complete | 1.8
1 | 2023 | 11 | 64549 | Phare Garden LLC | IPP | Phare Garden | MN | 65223 | CGS | 0.9 | Solar Photovoltaic | SUN | PV | (TS) Construction complete, but not yet in commercial operation | 0.9
1 | 2023 | 11 | 61298 | Pine Gate Renewables | IPP | East Nash PV2 | NC | 63789 | ENSH2 | 23.4 | Solar Photovoltaic | SUN | PV | (TS) Construction complete, but not yet in commercial operation | 23.4
1 | 2023 | 11 | 65577 | Potsdam Community Solar 2, LLC | IPP | NY Potsdam 28 Hamilton St. Solar | NY | 66530 | 21013 | 4.4 | Solar Photovoltaic | SUN | PV | (TS) Construction complete, but not yet in commercial operation | 4.4
1 | 2023 | 11 | 64177 | Ranchland Wind Project I, LLC | IPP | Ranchland Wind Project I | TX | 64551 | WT2 | 114.9 | Onshore Wind Turbine | WND | WT | (TS) Construction complete, but not yet in commercial operation | 114.9
1 | 2023 | 11 | 64178 | Ranchland Wind Project II, LLC | IPP | Ranchland Wind Project II | TX | 64544 | WT2 | 148 | Onshore Wind Turbine | WND | WT | (TS) Construction complete, but not yet in commercial operation | 148
1 | 2023 | 11 | 65791 | Robin Hollow Solar, LLC | IPP | Robin Hollow Solar | RI | 66855 | RSH40 | 40.6 | Solar Photovoltaic | SUN | PV | (V) Under construction, more than 50 percent complete | 40.7
1 | 2023 | 11 | 65843 | SMT Alamo LLC | IPP | SMT Alamo LLC | TX | 66929 | SMTAL | 10 | Batteries | MWH | BA | (TS) Construction complete, but not yet in commercial operation | 10
1 | 2023 | 11 | 65847 | SMT Harlingen II LLC | IPP | SMT Harlingen II LLC | TX | 66933 | SMTH2 | 10 | Batteries | MWH | BA | (TS) Construction complete, but not yet in commercial operation | 10
1 | 2023 | 11 | 65838 | SMT Mercedes LLC | IPP | SMT Mercedes LLC | TX | 66926 | SMTNM | 10 | Batteries | MWH | BA | (TS) Construction complete, but not yet in commercial operation | 10
1 | 2023 | 11 | 65839 | SMT Mission LLC | IPP | SMT Mission LLC | TX | 66927 | SMTMB | 10 | Batteries | MWH | BA | (TS) Construction complete, but not yet in commercial operation | 10
1 | 2023 | 11 | 65844 | SMT Santa Rosa LLC | IPP | SMT Santa Rosa LLC | TX | 66928 | SMTSR | 10 | Batteries | MWH | BA | (TS) Construction complete, but not yet in commercial operation | 10
1 | 2023 | 11 | 64740 | Santa Paula Energy Storage, LLC | IPP | Santa Paula Energy Storage LLC | CA | 65397 | SP1 | 30 | Batteries | MWH | BA | (V) Under construction, more than 50 percent complete | 30
1 | 2023 | 11 | 65474 | Signal Street Operating, LLC | IPP | Alta Sea | CA | 66395 | PV1 | 1.8 | Solar Photovoltaic | SUN | PV | (TS) Construction complete, but not yet in commercial operation | 1.8
1 | 2023 | 11 | 65617 | Sturgeon Garden LLC | IPP | Sturgeon Garden | MN | 66579 | MNC05 | 1 | Solar Photovoltaic | SUN | PV | (TS) Construction complete, but not yet in commercial operation | 1
1 | 2023 | 11 | 65203 | Sweden Solar, LLC | IPP | Sweden Solar | ME | 66038 | 13630 | 5 | Solar Photovoltaic | SUN | PV | (U) Under construction, less than or equal to 50 percent complete | 5
1 | 2023 | 11 | 65209 | TPE RI WA1, LLC | IPP | TPE RI WA1 Solar | RI | 66045 | 70825 | 3.5 | Solar Photovoltaic | SUN | PV | (V) Under construction, more than 50 percent complete | 3.5
1 | 2023 | 11 | 64366 | Terra-Gen Operating Co-Hybrid | IPP | Edwards Sanborn E5 | CA | 65676 | BESS | 47 | Batteries | MWH | BA | (U) Under construction, less than or equal to 50 percent complete | 47
0 | 2023 | 11 | 60947 | Tesla Inc. | Industrial | Austin TX GigaFactory | TX | 65070 | B07 | 1.9 | Solar Photovoltaic | SUN | PV | (U) Under construction, less than or equal to 50 percent complete | 1.9
1 | 2023 | 11 | 64281 | Thigpen Solar, LLC | IPP | Thigpen Farms Solar, LLC | NC | 60850 | PV1 | 5 | Solar Photovoltaic | SUN | PV | (V) Under construction, more than 50 percent complete | 5
1 | 2023 | 11 | 65123 | Tres Bahias Solar Power, LLC | IPP | Tres Bahias | TX | 65947 | TB | 196.3 | Solar Photovoltaic | SUN | PV | (V) Under construction, more than 50 percent complete | 196.3
1 | 2023 | 11 | 65865 | Umbriel Solar, LLC | IPP | Umbriel Solar | TX | 66954 | 23001 | 150 | Solar Photovoltaic | SUN | PV | (T) Regulatory approvals received. Not under construction | 150
1 | 2023 | 11 | 65173 | United States Solar Corporation | IPP | MN Buffalo Lake 212-1 LLC | MN | 66974 | MNBL1 | 1 | Solar Photovoltaic | SUN | PV | (T) Regulatory approvals received. Not under construction | 1
1 | 2023 | 11 | 65173 | United States Solar Corporation | IPP | USS Fair Park Solar LLC | MN | 66433 | USFPS | 1 | Solar Photovoltaic | SUN | PV | (V) Under construction, more than 50 percent complete | 1
1 | 2023 | 11 | 65173 | United States Solar Corporation | IPP | USS Martha Solar LLC | MN | 66477 | USMAS | 1 | Solar Photovoltaic | SUN | PV | (V) Under construction, more than 50 percent complete | 1
0 | 2023 | 11 | 19664 | University of Washington | Commercial | University of Washington Power Plant | WA | 54809 | TG3 | 3 | Natural Gas Steam Turbine | NG | ST | (TS) Construction complete, but not yet in commercial operation | 3
1 | 2023 | 11 | 61980 | Valta Energy | IPP | VS BC Pacific Gateway, LLC | CA | 66948 | VSPRC | 1.3 | Solar Photovoltaic | SUN | PV | (TS) Construction complete, but not yet in commercial operation | 1.4
1 | 2023 | 11 | 63525 | Westlands Solar Blue (OZ) Owner, LLC | IPP | Solar Blue | CA | 63848 | BESS1 | 225 | Batteries | MWH | BA | (U) Under construction, less than or equal to 50 percent complete | 225
1 | 2023 | 11 | 63525 | Westlands Solar Blue (OZ) Owner, LLC | IPP | Solar Blue | CA | 63848 | SBLUE | 250 | Solar Photovoltaic | SUN | PV | (U) Under construction, less than or equal to 50 percent complete | 250
1 | 2023 | 11 | 65616 | Winona Garden LLC | IPP | Winona Garden | MN | 66580 | MNC06 | 1 | Solar Photovoltaic | SUN | PV | (TS) Construction complete, but not yet in commercial operation | 1
1 | 2023 | 11 | 20856 | Wisconsin Power & Light Co | Electric Utility | Crawfish River | WI | 65012 | PV1 | 75 | Solar Photovoltaic | SUN | PV | (U) Under construction, less than or equal to 50 percent complete | 75
1 | 2023 | 11 | 20856 | Wisconsin Power & Light Co | Electric Utility | Paddock Solar | WI | 64998 | PV1 | 65 | Solar Photovoltaic | SUN | PV | (U) Under construction, less than or equal to 50 percent complete | 65
1 | 2023 | 11 | 65595 | Wolverine Solar, LLC | IPP | Wolverine Solar | MN | 66554 | 22222 | 1 | Solar Photovoltaic | SUN | PV | (V) Under construction, more than 50 percent complete | 1
1 | 2023 | 12 | 64904 | AES Clean Energy | IPP | Estrella Solar & Storage | CA | 66772 | ESPV | 56 | Solar Photovoltaic | SUN | PV | (V) Under construction, more than 50 percent complete | 56
1 | 2023 | 12 | 64904 | AES Clean Energy | IPP | Estrella Solar & Storage | CA | 66772 | ESTRB | 28 | Batteries | MWH | BA | (V) Under construction, more than 50 percent complete | 28
1 | 2023 | 12 | 64904 | AES Clean Energy | IPP | Mannys Corners Solar 1 LLC | NY | 66947 | MANNY | 4.9 | Solar Photovoltaic | SUN | PV | (TS) Construction complete, but not yet in commercial operation | 4.9
1 | 2023 | 12 | 64904 | AES Clean Energy | IPP | Oak Ridge Solar | LA | 66193 | OAKRG | 200 | Solar Photovoltaic | SUN | PV | (V) Under construction, more than 50 percent complete | 200
1 | 2023 | 12 | 64904 | AES Clean Energy | IPP | Raceway Solar & Storage | CA | 66773 | RCWYB | 80 | Batteries | MWH | BA | (V) Under construction, more than 50 percent complete | 80
1 | 2023 | 12 | 64904 | AES Clean Energy | IPP | Raceway Solar & Storage | CA | 66773 | RCWYS | 125 | Solar Photovoltaic | SUN | PV | (V) Under construction, more than 50 percent complete | 125
1 | 2023 | 12 | 64904 | AES Clean Energy | IPP | Westport Stone & Sand Solar | MA | 66447 | WESTP | 5 | Solar Photovoltaic | SUN | PV | (V) Under construction, more than 50 percent complete | 5
1 | 2023 | 12 | 40577 | American Mun Power-Ohio, Inc | Electric Utility | Mifflinburg PA BTM | PA | 66452 | PB1 | 2.7 | Petroleum Liquids | DFO | IC | (V) Under construction, more than 50 percent complete | 2.7
1 | 2023 | 12 | 40577 | American Mun Power-Ohio, Inc | Electric Utility | Mifflinburg PA BTM | PA | 66452 | PB2 | 2.7 | Petroleum Liquids | DFO | IC | (V) Under construction, more than 50 percent complete | 2.7
1 | 2023 | 12 | 64548 | Apple Grove Solar, LLC | IPP | Apple Grove Solar, LLC | VA | 65224 | ENX15 | 18.6 | Solar Photovoltaic | SUN | PV | (U) Under construction, less than or equal to 50 percent complete | 18.6
1 | 2023 | 12 | 62921 | Arroyo Solar LLC | IPP | Arroyo Solar Energy Storage Hybrid | NM | 63172 | ARSOL | 300 | Solar Photovoltaic | SUN | PV | (V) Under construction, more than 50 percent complete | 300
1 | 2023 | 12 | 61711 | Ashley Solar (SC) | IPP | Ashley Solar (SC) | SC | 62179 | 21 | 2 | Solar Photovoltaic | SUN | PV | (V) Under construction, more than 50 percent complete | 2
1 | 2023 | 12 | 15399 | Avangrid Renewables LLC | IPP | Midland Wind | IL | 63003 | 1 | 105.5 | Onshore Wind Turbine | WND | WT | (V) Under construction, more than 50 percent complete | 105.5
1 | 2023 | 12 | 64516 | Azimuth 180 Solar Electric, LLC | IPP | Grinnell College | IA | 65164 | GRIN | 3.9 | Solar Photovoltaic | SUN | PV | (V) Under construction, more than 50 percent complete | 3.9
1 | 2023 | 12 | 64788 | Big Cypress Solar, LLC | IPP | Big Cypress Solar, LLC | AR | 65483 | BIGC1 | 180 | Solar Photovoltaic | SUN | PV | (P) Planned for installation, but regulatory approvals not initiated | 180
1 | 2023 | 12 | 61717 | Birch Solar | IPP | Birch Solar | SC | 62185 | 27 | 2 | Solar Photovoltaic | SUN | PV | (V) Under construction, more than 50 percent complete | 2
1 | 2023 | 12 | 65210 | Bird Dog Solar, LLC | IPP | Bird Dog Solar | GA | 66024 | GA-01 | 40 | Solar Photovoltaic | SUN | PV | (U) Under construction, less than or equal to 50 percent complete | 40
1 | 2023 | 12 | 65272 | Blue Elk III Solar, LLC | IPP | Blue Elk III Solar, LLC | MI | 66103 | BEIII | 20 | Solar Photovoltaic | SUN | PV | (U) Under construction, less than or equal to 50 percent complete | 20
1 | 2023 | 12 | 65364 | Blue Harvest Solar Park LLC | IPP | Blue Harvest Solar Park | OH | 66249 | GEN01 | 49.9 | Solar Photovoltaic | SUN | PV | (V) Under construction, more than 50 percent complete | 49.9
0 | 2023 | 12 | 61143 | Bridge Energy LLC | Industrial | Blacksand Generating Facility | CA | 56090 | D191 | 0.8 | Natural Gas Fired Combustion Turbine | NG | GT | (T) Regulatory approvals received. Not under construction | 0.8
0 | 2023 | 12 | 61143 | Bridge Energy LLC | Industrial | Blacksand Generating Facility | CA | 56090 | D192 | 0.8 | Natural Gas Fired Combustion Turbine | NG | GT | (T) Regulatory approvals received. Not under construction | 0.8
1 | 2023 | 12 | 63883 | Broad Reach Power | IPP | Sierra Energy Storage, LLC | CA | 61803 | 10003 | 10 | Batteries | MWH | BA | (V) Under construction, more than 50 percent complete | 10
1 | 2023 | 12 | 65166 | Bronco Plains Wind II, LLC | IPP | Bronco Plains Wind II, LLC | CO | 66014 | WBOPT | 199 | Onshore Wind Turbine | WND | WT | (U) Under construction, less than or equal to 50 percent complete | 200
1 | 2023 | 12 | 65512 | Catalyze Bloomington 2551 S Lilac Avenue Microgrid LLC | IPP | CA Bloomington 2551 S Lilac Avenue Micro | CA | 66475 | 18263 | 1.5 | Solar Photovoltaic | SUN | PV | (V) Under construction, more than 50 percent complete | 1.5
1 | 2023 | 12 | 65512 | Catalyze Bloomington 2551 S Lilac Avenue Microgrid LLC | IPP | CA Bloomington 2551 S Lilac Avenue Micro | CA | 66475 | B8263 | 1.5 | Batteries | MWH | BA | (U) Under construction, less than or equal to 50 percent complete | 1.5
1 | 2023 | 12 | 65514 | Catalyze Manteca 730 Spreckels Avenue Microgrid LLC | IPP | CA Manteca 730 Spreckels Ave | CA | 66509 | 18259 | 1.5 | Solar Photovoltaic | SUN | PV | (TS) Construction complete, but not yet in commercial operation | 1.5
1 | 2023 | 12 | 65513 | Catalyze Mira Loma 3251 De Forest Circle Microgrid LLC | IPP | CA Jurupa Valley 3251 De Forest Circle | CA | 66476 | 18268 | 4.5 | Solar Photovoltaic | SUN | PV | (V) Under construction, more than 50 percent complete | 4.5
1 | 2023 | 12 | 65458 | Cereal City Solar, LLC | IPP | Cereal City Solar, LLC | MI | 66389 | CCSPV | 100 | Solar Photovoltaic | SUN | PV | (T) Regulatory approvals received. Not under construction | 100
1 | 2023 | 12 | 65507 | Chesapeake Solar Project, LLC | IPP | Chesapeake Solar Project | VA | 66541 | CHSP | 118 | Solar Photovoltaic | SUN | PV | (U) Under construction, less than or equal to 50 percent complete | 118
1 | 2023 | 12 | 3913 | City of Colby - (KS) | Electric Utility | Colby City of | KS | 1272 | 10 | 3 | Petroleum Liquids | DFO | IC | (V) Under construction, more than 50 percent complete | 3
1 | 2023 | 12 | 65164 | CleanCapital Holdings | IPP | Gorham Solar 1, LLC | ME | 65342 | GS1 | 5 | Solar Photovoltaic | SUN | PV | (V) Under construction, more than 50 percent complete | 5
1 | 2023 | 12 | 56769 | Consolidated Edison Development Inc. | IPP | Mesquite Solar 4, LLC | AZ | 65962 | MS4 | 52.5 | Solar Photovoltaic | SUN | PV | (V) Under construction, more than 50 percent complete | 52.5
1 | 2023 | 12 | 56769 | Consolidated Edison Development Inc. | IPP | Mesquite Solar 4, LLC | AZ | 65962 | MS4B | 10 | Batteries | MWH | BA | (V) Under construction, more than 50 percent complete | 10
1 | 2023 | 12 | 59319 | Cotton Solar, LLC | IPP | Cotton Solar | SC | 59572 | PV1 | 16 | Solar Photovoltaic | SUN | PV | (T) Regulatory approvals received. Not under construction | 16
1 | 2023 | 12 | 64364 | Daggett Solar Power 2 LLC | IPP | Daggett 2 | CA | 64851 | DAGGB | 131 | Batteries | MWH | BA | (V) Under construction, more than 50 percent complete | 131
1 | 2023 | 12 | 64364 | Daggett Solar Power 2 LLC | IPP | Daggett 2 | CA | 64851 | DAGGP | 182 | Solar Photovoltaic | SUN | PV | (V) Under construction, more than 50 percent complete | 182
1 | 2023 | 12 | 61610 | Delaware River Solar, LLC | IPP | Chidsey Hill Road Solar | NY | 65828 | 1666 | 3 | Solar Photovoltaic | SUN | PV | (T) Regulatory approvals received. Not under construction | 3
1 | 2023 | 12 | 61610 | Delaware River Solar, LLC | IPP | Day Hollow Road Solar | NY | 65826 | 1829 | 5 | Solar Photovoltaic | SUN | PV | (T) Regulatory approvals received. Not under construction | 5
1 | 2023 | 12 | 61610 | Delaware River Solar, LLC | IPP | Halsey Lane Solar | NY | 65827 | 1795 | 5 | Solar Photovoltaic | SUN | PV | (T) Regulatory approvals received. Not under construction | 5
1 | 2023 | 12 | 64872 | Distributed Solar Development, LLC | IPP | FFP - NY Werner | NY | 66829 | P5650 | 5 | Solar Photovoltaic | SUN | PV | (V) Under construction, more than 50 percent complete | 5
1 | 2023 | 12 | 64872 | Distributed Solar Development, LLC | IPP | Harrah's Atlantic City - POI 2 (Self Par | NJ | 66831 | P5614 | 1.8 | Solar Photovoltaic | SUN | PV | (V) Under construction, more than 50 percent complete | 1.8
1 | 2023 | 12 | 5248 | Dominion Energy Inc. | Electric Utility | Norge Solar Farm | VA | 64086 | NORG | 20 | Solar Photovoltaic | SUN | PV | (U) Under construction, less than or equal to 50 percent complete | 20
1 | 2023 | 12 | 3046 | Duke Energy Progress - (NC) | Electric Utility | Woodfin Solar | NC | 64882 | PV1 | 5 | Solar Photovoltaic | SUN | PV | (V) Under construction, more than 50 percent complete | 5
1 | 2023 | 12 | 65411 | Duke Energy Renewables Services | IPP | Pike Solar Hybrid | CO | 64212 | CO465 | 175 | Solar Photovoltaic | SUN | PV | (V) Under construction, more than 50 percent complete | 175
1 | 2023 | 12 | 65411 | Duke Energy Renewables Services | IPP | Wildflower Solar, LLC (MS) | MS | 66369 | WDFL | 100 | Solar Photovoltaic | SUN | PV | (U) Under construction, less than or equal to 50 percent complete | 100
1 | 2023 | 12 | 65054 | Easton CSG 1 LLC | IPP | Easton CSG 1 LLC | ME | 65798 | ESTON | 1.3 | Solar Photovoltaic | SUN | PV | (TS) Construction complete, but not yet in commercial operation | 3.3
1 | 2023 | 12 | 5701 | El Paso Electric Co | Electric Utility | Newman | TX | 3456 | 6 | 227.8 | Natural Gas Fired Combustion Turbine | NG | GT | (V) Under construction, more than 50 percent complete | 227.8
1 | 2023 | 12 | 65660 | Enchanted Rock | IPP | Enchanted Rock Lodi | CA | 66638 | LODI | 48 | Natural Gas Internal Combustion Engine | NG | IC | (V) Under construction, more than 50 percent complete | 48
1 | 2023 | 12 | 64810 | Eversource Energy | IPP | South Fork Wind | NY | 65561 | SFWND | 130 | Offshore Wind Turbine | WND | WS | (U) Under construction, less than or equal to 50 percent complete | 130
1 | 2023 | 12 | 65226 | FGE Goodnight I, LLC | IPP | Goodnight | TX | 59246 | GOOD1 | 265.5 | Onshore Wind Turbine | WND | WT | (V) Under construction, more than 50 percent complete | 265.5
1 | 2023 | 12 | 65774 | Fence Post Solar Project, LLC | IPP | Fence Post Solar Hybrid Project, LLC | TX | 66801 | FNCPT | 236 | Solar Photovoltaic | SUN | PV | (U) Under construction, less than or equal to 50 percent complete | 236
1 | 2023 | 12 | 65502 | Five Wells Solar Center, LLC | IPP | Five Wells Solar Center - Hybrid | TX | 66420 | FWBAT | 259 | Batteries | MWH | BA | (U) Under construction, less than or equal to 50 percent complete | 262.5
1 | 2023 | 12 | 65502 | Five Wells Solar Center, LLC | IPP | Five Wells Solar Center - Hybrid | TX | 66420 | FWSOL | 320 | Solar Photovoltaic | SUN | PV | (V) Under construction, more than 50 percent complete | 355.4
0 | 2023 | 12 | 64730 | Flint Hills Resources Pine Bend, LLC | Industrial | Flint Hills Resources Pine Bend, LLC | MN | 65405 | SOLAR | 45 | Solar Photovoltaic | SUN | PV | (V) Under construction, more than 50 percent complete | 45
1 | 2023 | 12 | 62856 | Forefront Power, LLC | IPP | CA-DGS RFP-Pleasant Valley State Prison | CA | 65526 | 15112 | 2 | Solar Photovoltaic | SUN | PV | (U) Under construction, less than or equal to 50 percent complete | 2
1 | 2023 | 12 | 62856 | Forefront Power, LLC | IPP | CA-DGS-California Correctional Inst | CA | 65105 | 15111 | 4 | Solar Photovoltaic | SUN | PV | (U) Under construction, less than or equal to 50 percent complete | 4
1 | 2023 | 12 | 62856 | Forefront Power, LLC | IPP | Grossmont-Cuyamaca-Cuyamaca Col. Solar & | CA | 66023 | 18009 | 1.4 | Solar Photovoltaic | SUN | PV | (U) Under construction, less than or equal to 50 percent complete | 1.4
1 | 2023 | 12 | 62856 | Forefront Power, LLC | IPP | Grossmont-Cuyamaca-Cuyamaca Col. Solar & | CA | 66023 | 19043 | 1 | Batteries | MWH | BA | (U) Under construction, less than or equal to 50 percent complete | 1
1 | 2023 | 12 | 65720 | Fresno Community Solar Developers, LLC | IPP | Fresno Community Solar | CA | 66715 | FREPV | 10 | Solar Photovoltaic | SUN | PV | (U) Under construction, less than or equal to 50 percent complete | 10
1 | 2023 | 12 | 65097 | Gans Solar, LLC | IPP | Gans Solar | PA | 65902 | 5 | 14 | Solar Photovoltaic | SUN | PV | (P) Planned for installation, but regulatory approvals not initiated | 14
1 | 2023 | 12 | 60025 | Greenbacker Renewable Energy Corporation | IPP | Hecate Energy Albany 2 LLC | NY | 66126 | 292 | 20 | Solar Photovoltaic | SUN | PV | (V) Under construction, more than 50 percent complete | 20
1 | 2023 | 12 | 60025 | Greenbacker Renewable Energy Corporation | IPP | Hecate Energy Albany County 1 | NY | 64077 | ALBNY | 20 | Solar Photovoltaic | SUN | PV | (V) Under construction, more than 50 percent complete | 20
1 | 2023 | 12 | 60025 | Greenbacker Renewable Energy Corporation | IPP | Lemonweir (Oak 1) | WI | 66760 | 713 | 3 | Solar Photovoltaic | SUN | PV | (V) Under construction, more than 50 percent complete | 3
1 | 2023 | 12 | 60025 | Greenbacker Renewable Energy Corporation | IPP | Richmond Hill | ME | 66741 | 575 | 1.8 | Solar Photovoltaic | SUN | PV | (V) Under construction, more than 50 percent complete | 1.8
1 | 2023 | 12 | 60025 | Greenbacker Renewable Energy Corporation | IPP | Webster Creek (Oak 2) | WI | 66753 | 714 | 1.5 | Solar Photovoltaic | SUN | PV | (V) Under construction, more than 50 percent complete | 1.5
1 | 2023 | 12 | 63841 | Hadley 3 Solar, LLC (North) | IPP | Hadley 3 Solar (North) | MA | 64231 | 09170 | 1 | Batteries | MWH | BA | (V) Under construction, more than 50 percent complete | 1
1 | 2023 | 12 | 63109 | Hales Mills Solar, LLC | IPP | Hales Mills Solar, LLC | NY | 63339 | 09751 | 3 | Batteries | MWH | BA | (V) Under construction, more than 50 percent complete | 3
1 | 2023 | 12 | 64937 | Hecate Energy Desert Storage 1 LLC | IPP | Hecate Energy Desert Storage 1 LLC | CA | 65635 | HEDS1 | 10 | Batteries | MWH | BA | (U) Under construction, less than or equal to 50 percent complete | 10
1 | 2023 | 12 | 65295 | High Banks Wind, LLC | IPP | High Banks Wind, LLC | KS | 66156 | WT | 604 | Onshore Wind Turbine | WND | WT | (U) Under construction, less than or equal to 50 percent complete | 643.4
1 | 2023 | 12 | 63959 | Horizon Hill Wind, LLC | IPP | Horizon Hill Wind Project | OK | 64339 | HHILL | 201.5 | Onshore Wind Turbine | WND | WT | (V) Under construction, more than 50 percent complete | 201.5
1 | 2023 | 12 | 64738 | Hummingbird Energy Storage, LLC | IPP | Hummingbird Energy Storage LLC | CA | 65395 | HUMB1 | 75 | Batteries | MWH | BA | (U) Under construction, less than or equal to 50 percent complete | 75
1 | 2023 | 12 | 64559 | Hunter Solar, LLC | IPP | Hunter Solar, LLC (CO) | CO | 65231 | HCO | 75 | Solar Photovoltaic | SUN | PV | (V) Under construction, more than 50 percent complete | 75
1 | 2023 | 12 | 9191 | Idaho Power Co | Electric Utility | Elmore BESS | ID | 66327 | 1 | 4 | Batteries | MWH | BA | (U) Under construction, less than or equal to 50 percent complete | 4
1 | 2023 | 12 | 9191 | Idaho Power Co | Electric Utility | Filer BESS | ID | 66328 | 1 | 2 | Batteries | MWH | BA | (U) Under construction, less than or equal to 50 percent complete | 2
1 | 2023 | 12 | 9191 | Idaho Power Co | Electric Utility | Melba BESS | ID | 66329 | 1 | 2 | Batteries | MWH | BA | (U) Under construction, less than or equal to 50 percent complete | 2
1 | 2023 | 12 | 9191 | Idaho Power Co | Electric Utility | Weiser BESS | ID | 66330 | 1 | 3 | Batteries | MWH | BA | (U) Under construction, less than or equal to 50 percent complete | 3
1 | 2023 | 12 | 65794 | Indiana Crossroads Wind Farm II LLC | IPP | Indiana Crossroads Wind Farm II | IN | 66861 | GEN01 | 200 | Onshore Wind Turbine | WND | WT | (V) Under construction, more than 50 percent complete | 201.6
1 | 2023 | 12 | 49893 | Invenergy Services LLC | IPP | Heartland Farms | MI | 66192 | 65014 | 200 | Onshore Wind Turbine | WND | WT | (U) Under construction, less than or equal to 50 percent complete | 200
1 | 2023 | 12 | 49893 | Invenergy Services LLC | IPP | Tip Top Solar Energy Center LLC | NM | 63028 | GEN1 | 220 | Solar Photovoltaic | SUN | PV | (P) Planned for installation, but regulatory approvals not initiated | 220
1 | 2023 | 12 | 65234 | Kapolei Energy Storage I, LLC | IPP | Kapolei Energy Storage | HI | 66067 | KES1 | 185 | Batteries | MWH | BA | (TS) Construction complete, but not yet in commercial operation | 185
1 | 2023 | 12 | 50123 | Leeward Asset Management, LLC | IPP | Blackford Wind | IN | 66968 | BFW00 | 200 | Onshore Wind Turbine | WND | WT | (U) Under construction, less than or equal to 50 percent complete | 200
1 | 2023 | 12 | 50123 | Leeward Asset Management, LLC | IPP | Chaparral Springs | CA | 64864 | CHAPB | 52 | Batteries | MWH | BA | (V) Under construction, more than 50 percent complete | 52
1 | 2023 | 12 | 50123 | Leeward Asset Management, LLC | IPP | Chaparral Springs | CA | 64864 | CHAPS | 102 | Solar Photovoltaic | SUN | PV | (V) Under construction, more than 50 percent complete | 102
1 | 2023 | 12 | 50123 | Leeward Asset Management, LLC | IPP | Chaparral Springs | CA | 64864 | GEN01 | 72 | Solar Photovoltaic | SUN | PV | (V) Under construction, more than 50 percent complete | 72
1 | 2023 | 12 | 50123 | Leeward Asset Management, LLC | IPP | Chaparral Springs | CA | 64864 | WS3BA | 36 | Batteries | MWH | BA | (V) Under construction, more than 50 percent complete | 36
1 | 2023 | 12 | 50123 | Leeward Asset Management, LLC | IPP | Horizon Solar | TX | 65308 | HRZNS | 200 | Solar Photovoltaic | SUN | PV | (V) Under construction, more than 50 percent complete | 200
1 | 2023 | 12 | 65277 | Leyline Renewable Capital | IPP | HCE Amelia Solar I, LLC | VA | 66115 | AML1 | 5 | Solar Photovoltaic | SUN | PV | (V) Under construction, more than 50 percent complete | 5
1 | 2023 | 12 | 65277 | Leyline Renewable Capital | IPP | HCE Amelia Solar II, LLC | VA | 66116 | AML2 | 5 | Solar Photovoltaic | SUN | PV | (V) Under construction, more than 50 percent complete | 5
1 | 2023 | 12 | 65277 | Leyline Renewable Capital | IPP | HCE Millboro Springs Solar, LLC | VA | 66117 | MLBS | 5 | Solar Photovoltaic | SUN | PV | (V) Under construction, more than 50 percent complete | 5
1 | 2023 | 12 | 65277 | Leyline Renewable Capital | IPP | HCE Moran Solar, LLC | VA | 66118 | MORAN | 3.2 | Solar Photovoltaic | SUN | PV | (V) Under construction, more than 50 percent complete | 3.2
1 | 2023 | 12 | 65277 | Leyline Renewable Capital | IPP | HCE Powhatan Solar, LLC | VA | 66119 | POW | 5 | Solar Photovoltaic | SUN | PV | (V) Under construction, more than 50 percent complete | 5
1 | 2023 | 12 | 65277 | Leyline Renewable Capital | IPP | HCE Reams Solar, LLC | VA | 66120 | REAMS | 5 | Solar Photovoltaic | SUN | PV | (V) Under construction, more than 50 percent complete | 5
1 | 2023 | 12 | 65277 | Leyline Renewable Capital | IPP | HCE Red House Solar, LLC | VA | 66121 | REDHS | 5 | Solar Photovoltaic | SUN | PV | (V) Under construction, more than 50 percent complete | 5
1 | 2023 | 12 | 65277 | Leyline Renewable Capital | IPP | HCE Roark Mill Solar, LLC | VA | 66122 | RKML | 3.2 | Solar Photovoltaic | SUN | PV | (V) Under construction, more than 50 percent complete | 3.2
1 | 2023 | 12 | 62842 | Lightsource Renewable Energy Asset Management, LLC | IPP | Cottontail Solar 8 | PA | 65082 | PACT8 | 20 | Solar Photovoltaic | SUN | PV | (V) Under construction, more than 50 percent complete | 20
1 | 2023 | 12 | 65100 | Listonburg Solar, LLC | IPP | Listonburg Solar | PA | 65929 | 8 | 15 | Solar Photovoltaic | SUN | PV | (P) Planned for installation, but regulatory approvals not initiated | 15
1 | 2023 | 12 | 61752 | Lone Star Solar | IPP | Lone Star Solar | SC | 62235 | 49 | 66 | Solar Photovoltaic | SUN | PV | (U) Under construction, less than or equal to 50 percent complete | 66
1 | 2023 | 12 | 61752 | Lone Star Solar | IPP | Lone Star Solar | SC | 62235 | 50 | 66 | Batteries | MWH | BA | (U) Under construction, less than or equal to 50 percent complete | 66
1 | 2023 | 12 | 65785 | Luminace Sunbeam Development Holdings, LLC | IPP | ME Novel Lighthouse - Carrabassett | ME | 66962 | CARRA | 5 | Solar Photovoltaic | SUN | PV | (V) Under construction, more than 50 percent complete | 5
1 | 2023 | 12 | 65785 | Luminace Sunbeam Development Holdings, LLC | IPP | ME Novel Lighthouse - Penobscot | ME | 66961 | PENOB | 3 | Solar Photovoltaic | SUN | PV | (V) Under construction, more than 50 percent complete | 3
1 | 2023 | 12 | 64925 | MA CS Dighton, LLC | IPP | MA-Dighton-A | MA | 65646 | MADIG | 3.8 | Solar Photovoltaic | SUN | PV | (V) Under construction, more than 50 percent complete | 3.8
0 | 2023 | 12 | 12303 | Merck & Co Inc-West Point | Industrial | West Point (PA) | PA | 52149 | GEN18 | 2.5 | Natural Gas Internal Combustion Engine | NG | IC | (V) Under construction, more than 50 percent complete | 2.5
0 | 2023 | 12 | 12303 | Merck & Co Inc-West Point | Industrial | West Point (PA) | PA | 52149 | GEN19 | 1 | Natural Gas Internal Combustion Engine | NG | IC | (V) Under construction, more than 50 percent complete | 1
0 | 2023 | 12 | 12303 | Merck & Co Inc-West Point | Industrial | West Point (PA) | PA | 52149 | GEN20 | 2 | Natural Gas Internal Combustion Engine | NG | IC | (V) Under construction, more than 50 percent complete | 2
1 | 2023 | 12 | 12341 | MidAmerican Energy Co | Electric Utility | Chickasaw Wind Farm | IA | 66668 | CKWF | 200 | Onshore Wind Turbine | WND | WT | (U) Under construction, less than or equal to 50 percent complete | 202.4
1 | 2023 | 12 | 65268 | Moraine Sands Wind Power, LLC | IPP | Moraine Sands Wind Power | IL | 66093 | MSWP1 | 165 | Onshore Wind Turbine | WND | WT | (U) Under construction, less than or equal to 50 percent complete | 171
1 | 2023 | 12 | 65830 | Myrtle Storage, LLC | IPP | Myrtle Storage | TX | 66913 | MYRST | 150 | Batteries | MWH | BA | (V) Under construction, more than 50 percent complete | 150
1 | 2023 | 12 | 56990 | NJR Clean Energy Ventures Corporation | IPP | Love Lane Solar | NJ | 65486 | LOVLN | 1.8 | Solar Photovoltaic | SUN | PV | (V) Under construction, more than 50 percent complete | 1.8
1 | 2023 | 12 | 65574 | NYSolar03 LLC | IPP | NY Geneseo 3240 W Lake Rd Solar | NY | 66526 | 19372 | 5 | Solar Photovoltaic | SUN | PV | (V) Under construction, more than 50 percent complete | 5
1 | 2023 | 12 | 13407 | Nevada Power Co | Electric Utility | Dry Lake Solar Energy Center | NV | 63933 | DLES1 | 100 | Batteries | MWH | BA | (U) Under construction, less than or equal to 50 percent complete | 100
1 | 2023 | 12 | 13407 | Nevada Power Co | Electric Utility | Dry Lake Solar Energy Center | NV | 63933 | DLPV1 | 150 | Solar Photovoltaic | SUN | PV | (U) Under construction, less than or equal to 50 percent complete | 150
1 | 2023 | 12 | 13407 | Nevada Power Co | Electric Utility | Reid Gardner | NV | 2324 | RGES1 | 220 | Batteries | MWH | BA | (U) Under construction, less than or equal to 50 percent complete | 220
0 | 2023 | 12 | 13491 | New York University | Commercial | New York University Central Plant | NY | 54808 | DE1 | 2.5 | Petroleum Liquids | DFO | IC | (V) Under construction, more than 50 percent complete | 2.5
0 | 2023 | 12 | 13491 | New York University | Commercial | New York University Central Plant | NY | 54808 | GR1 | 2.6 | Natural Gas Internal Combustion Engine | NG | IC | (V) Under construction, more than 50 percent complete | 2.6
1 | 2023 | 12 | 65929 | North Bend Wind Project, LLC | IPP | North Bend Wind Project, LLC | SD | 67002 | NBEND | 200 | Onshore Wind Turbine | WND | WT | (V) Under construction, more than 50 percent complete | 200
1 | 2023 | 12 | 59254 | NuGen Capital Management | IPP | Bristol Landfill Solar | RI | 65142 | BL1 | 5 | Solar Photovoltaic | SUN | PV | (U) Under construction, less than or equal to 50 percent complete | 5
1 | 2023 | 12 | 64581 | OE_FL10 | IPP | OE_FL10 | FL | 65290 | OFL10 | 74.9 | Solar Photovoltaic | SUN | PV | (U) Under construction, less than or equal to 50 percent complete | 74.9
1 | 2023 | 12 | 64583 | OE_FL7 | IPP | OE_FL7 | FL | 65292 | OE_FL | 74.9 | Solar Photovoltaic | SUN | PV | (U) Under construction, less than or equal to 50 percent complete | 74.9
1 | 2023 | 12 | 64584 | OE_MS4 | IPP | OE_MS4 | MS | 65293 | OEMS4 | 96 | Solar Photovoltaic | SUN | PV | (T) Regulatory approvals received. Not under construction | 96
1 | 2023 | 12 | 64087 | OE_MS5 | IPP | OE_MS5 | MS | 64529 | MS5_S | 50 | Batteries | MWH | BA | (U) Under construction, less than or equal to 50 percent complete | 50
1 | 2023 | 12 | 64087 | OE_MS5 | IPP | OE_MS5 | MS | 64529 | OEMS5 | 200 | Solar Photovoltaic | SUN | PV | (U) Under construction, less than or equal to 50 percent complete | 200
1 | 2023 | 12 | 64582 | OE_MS6 | IPP | OE_MS6 | MS | 65291 | MS6_S | 50 | Batteries | MWH | BA | (U) Under construction, less than or equal to 50 percent complete | 50
1 | 2023 | 12 | 64582 | OE_MS6 | IPP | OE_MS6 | MS | 65291 | OEMS6 | 150 | Solar Photovoltaic | SUN | PV | (U) Under construction, less than or equal to 50 percent complete | 150
1 | 2023 | 12 | 62646 | Painter Energy Storage, LLC | IPP | Painter Energy Storage | CA | 62729 | PAIN1 | 10 | Batteries | MWH | BA | (U) Under construction, less than or equal to 50 percent complete | 10
1 | 2023 | 12 | 65098 | Pechin Solar, LLC | IPP | Pechin Solar | PA | 65903 | 9 | 14 | Solar Photovoltaic | SUN | PV | (P) Planned for installation, but regulatory approvals not initiated | 14
1 | 2023 | 12 | 61298 | Pine Gate Renewables | IPP | Olin Creek Farm Solar | NC | 64626 | OLINC | 35 | Solar Photovoltaic | SUN | PV | (T) Regulatory approvals received. Not under construction | 35
1 | 2023 | 12 | 65282 | Prairie Switch Wind LLC | IPP | Prairie Switch Wind LLC | TX | 66123 | PSW1 | 163.2 | Onshore Wind Turbine | WND | WT | (U) Under construction, less than or equal to 50 percent complete | 163.2
1 | 2023 | 12 | 56215 | RWE Renewables Americas, LLC | IPP | Willowbrook Solar I, LLC | OH | 63877 | WBS | 150 | Solar Photovoltaic | SUN | PV | (U) Under construction, less than or equal to 50 percent complete | 150
1 | 2023 | 12 | 65772 | River Ferry Solar 1, LLC | IPP | River Ferry Solar 1 | IL | 66820 | RVFRY | 150 | Solar Photovoltaic | SUN | PV | (V) Under construction, more than 50 percent complete | 165.3
1 | 2023 | 12 | 63639 | Rocket Solar, LLC | IPP | Rocket Solar, LLC | UT | 63983 | RS | 80 | Solar Photovoltaic | SUN | PV | (V) Under construction, more than 50 percent complete | 80
1 | 2023 | 12 | 65573 | SL Fredonia, LLC | IPP | NY Fredonia 9824 Route 60 Solar | NY | 66525 | 21105 | 5 | Solar Photovoltaic | SUN | PV | (V) Under construction, more than 50 percent complete | 5
1 | 2023 | 12 | 65841 | SMT Elsa LLC | IPP | SMT Elsa LLC | TX | 66931 | SMTEL | 10 | Batteries | MWH | BA | (TS) Construction complete, but not yet in commercial operation | 10
1 | 2023 | 12 | 65840 | SMT Los Fresnos LLC | IPP | SMT Los Fresnos LLC | TX | 66932 | SMTLF | 10 | Batteries | MWH | BA | (TS) Construction complete, but not yet in commercial operation | 10
1 | 2023 | 12 | 65845 | SMT Rio Grande I LLC | IPP | SMT Rio Grande I LLC | TX | 66934 | SMTR1 | 10 | Batteries | MWH | BA | (TS) Construction complete, but not yet in commercial operation | 10
1 | 2023 | 12 | 65846 | SMT Rio Grande II LLC | IPP | SMT Rio Grande II LLC | TX | 66935 | SMTR2 | 10 | Batteries | MWH | BA | (TS) Construction complete, but not yet in commercial operation | 10
1 | 2023 | 12 | 65560 | SOL ME Augusta 13 York Farm, LLC | IPP | ME Augusta 13 York Farm Rd Solar | ME | 66512 | 18196 | 1 | Solar Photovoltaic | SUN | PV | (V) Under construction, more than 50 percent complete | 1
1 | 2023 | 12 | 65306 | SR DeSoto II, LLC | IPP | SR DeSoto II | GA | 66172 | SOTO2 | 65 | Solar Photovoltaic | SUN | PV | (T) Regulatory approvals received. Not under construction | 65
1 | 2023 | 12 | 65786 | SR DeSoto III, LLC | IPP | SR DeSoto III | GA | 66825 | SOTO3 | 60 | Solar Photovoltaic | SUN | PV | (T) Regulatory approvals received. Not under construction | 60
1 | 2023 | 12 | 65303 | SR McNeal, LLC | IPP | SR McNeal | AZ | 66925 | MCBA | 20 | Batteries | MWH | BA | (U) Under construction, less than or equal to 50 percent complete | 20
1 | 2023 | 12 | 65303 | SR McNeal, LLC | IPP | SR McNeal | AZ | 66925 | MCNEA | 20 | Solar Photovoltaic | SUN | PV | (T) Regulatory approvals received. Not under construction | 20
1 | 2023 | 12 | 63781 | SR North Stonington, LLC | IPP | SR North Stonington | CT | 64160 | STONE | 9.9 | Solar Photovoltaic | SUN | PV | (T) Regulatory approvals received. Not under construction | 9.9
1 | 2023 | 12 | 16609 | San Diego Gas & Electric Co | Electric Utility | Boulevard Energy Storage | CA | 66279 | 1 | 10 | Batteries | MWH | BA | (TS) Construction complete, but not yet in commercial operation | 10
1 | 2023 | 12 | 16609 | San Diego Gas & Electric Co | Electric Utility | Clairemont Energy Storage | CA | 66266 | 1 | 10 | Batteries | MWH | BA | (TS) Construction complete, but not yet in commercial operation | 10
1 | 2023 | 12 | 16609 | San Diego Gas & Electric Co | Electric Utility | Elliott Energy Storage | CA | 66278 | 1 | 10 | Batteries | MWH | BA | (TS) Construction complete, but not yet in commercial operation | 10
1 | 2023 | 12 | 16609 | San Diego Gas & Electric Co | Electric Utility | Melrose BESS | CA | 66281 | 1 | 10 | Batteries | MWH | BA | (TS) Construction complete, but not yet in commercial operation | 10
1 | 2023 | 12 | 16609 | San Diego Gas & Electric Co | Electric Utility | Melrose BESS | CA | 66281 | 2 | 10 | Batteries | MWH | BA | (TS) Construction complete, but not yet in commercial operation | 10
1 | 2023 | 12 | 16609 | San Diego Gas & Electric Co | Electric Utility | Pala Gomez Creek BESS | CA | 66280 | 1 | 10 | Batteries | MWH | BA | (TS) Construction complete, but not yet in commercial operation | 10
1 | 2023 | 12 | 16609 | San Diego Gas & Electric Co | Electric Utility | Paradise Energy Storage | CA | 66265 | 1 | 10 | Batteries | MWH | BA | (TS) Construction complete, but not yet in commercial operation | 10
1 | 2023 | 12 | 64936 | San Jacinto Grid, LLC | IPP | San Jacinto Grid, LLC | CA | 65657 | HESJG | 65 | Batteries | MWH | BA | (U) Under construction, less than or equal to 50 percent complete | 65
1 | 2023 | 12 | 65578 | Shamrock Wind LLC | IPP | Shamrock Wind | TX | 66540 | WSHAM | 223.9 | Onshore Wind Turbine | WND | WT | (V) Under construction, more than 50 percent complete | 223.9
1 | 2023 | 12 | 17058 | Shell Wind Energy Inc. | IPP | Madison Fields Solar Project, LLC | OH | 66198 | USMDF | 180 | Solar Photovoltaic | SUN | PV | (T) Regulatory approvals received. Not under construction | 180
1 | 2023 | 12 | 64994 | SolRiver Capital LLC | IPP | Auburn Solar LLC (CSG) | OR | 66378 | PV1 | 2.9 | Solar Photovoltaic | SUN | PV | (V) Under construction, more than 50 percent complete | 2.9
1 | 2023 | 12 | 64994 | SolRiver Capital LLC | IPP | Elk Solar LLC | NC | 66345 | PV1 | 5 | Solar Photovoltaic | SUN | PV | (V) Under construction, more than 50 percent complete | 5
1 | 2023 | 12 | 64994 | SolRiver Capital LLC | IPP | Gray Fox Solar LLC | NC | 66377 | PV1 | 5 | Solar Photovoltaic | SUN | PV | (V) Under construction, more than 50 percent complete | 5
1 | 2023 | 12 | 64994 | SolRiver Capital LLC | IPP | Sheridan Solar LLC (CSG) | OR | 66354 | PV1 | 3 | Solar Photovoltaic | SUN | PV | (U) Under construction, less than or equal to 50 percent complete | 3
1 | 2023 | 12 | 65652 | Sonoran Solar Energy, LLC | IPP | Sonoran Solar Energy | AZ | 66627 | SON12 | 260 | Solar Photovoltaic | SUN | PV | (V) Under construction, more than 50 percent complete | 260
1 | 2023 | 12 | 17609 | Southern California Edison Co | Electric Utility | Separator (Etiwanda) BESS | CA | 65456 | SEPAR | 112.5 | Batteries | MWH | BA | (V) Under construction, more than 50 percent complete | 112.5
1 | 2023 | 12 | 63395 | Spencer Solar Farm, LLC | IPP | Spencer Solar | MA | 63676 | SPENC | 2.3 | Solar Photovoltaic | SUN | PV | (U) Under construction, less than or equal to 50 percent complete | 2.3
1 | 2023 | 12 | 64801 | Storey Energy Center, LLC | IPP | Storey Solar and Storage | AZ | 65956 | STORY | 88 | Solar Photovoltaic | SUN | PV | (V) Under construction, more than 50 percent complete | 88
1 | 2023 | 12 | 63396 | Sturbridge Road Solar Farm, LLC | IPP | Sturbridge Road Solar | MA | 63677 | STURB | 5 | Solar Photovoltaic | SUN | PV | (U) Under construction, less than or equal to 50 percent complete | 5
1 | 2023 | 12 | 65208 | TPE RI WA2, LLC | IPP | TPE RI WA2 Solar | RI | 66044 | 70824 | 3.4 | Solar Photovoltaic | SUN | PV | (V) Under construction, more than 50 percent complete | 3.4
1 | 2023 | 12 | 18454 | Tampa Electric Co | Electric Utility | Alafia Solar | FL | 61653 | PV1 | 60 | Solar Photovoltaic | SUN | PV | (V) Under construction, more than 50 percent complete | 60
1 | 2023 | 12 | 18454 | Tampa Electric Co | Electric Utility | Dover Solar | FL | 66129 | 1 | 25 | Solar Photovoltaic | SUN | PV | (V) Under construction, more than 50 percent complete | 25
1 | 2023 | 12 | 18454 | Tampa Electric Co | Electric Utility | Juniper Solar (FL) | FL | 65683 | 1 | 70 | Solar Photovoltaic | SUN | PV | (V) Under construction, more than 50 percent complete | 70
1 | 2023 | 12 | 18454 | Tampa Electric Co | Electric Utility | Lake Mabel Solar | FL | 66128 | 1 | 74.5 | Solar Photovoltaic | SUN | PV | (V) Under construction, more than 50 percent complete | 74.5
1 | 2023 | 12 | 18642 | Tennessee Valley Authority | Electric Utility | Vonore Battery Energy Storage System | TN | 64255 | VBESS | 20 | Batteries | MWH | BA | (U) Under construction, less than or equal to 50 percent complete | 20
1 | 2023 | 12 | 64287 | Terra-Gen Operating Co-BESS | IPP | Sanborn BESS 4 | CA | 65673 | BESS | 47 | Batteries | MWH | BA | (U) Under construction, less than or equal to 50 percent complete | 47
0 | 2023 | 12 | 60947 | Tesla Inc. | Industrial | Austin TX GigaFactory | TX | 65070 | B05 | 1 | Solar Photovoltaic | SUN | PV | (U) Under construction, less than or equal to 50 percent complete | 1
0 | 2023 | 12 | 60947 | Tesla Inc. | Industrial | Tesla Reno GigaFactory | NV | 64098 | 3 | 1 | Solar Photovoltaic | SUN | PV | (V) Under construction, more than 50 percent complete | 1
1 | 2023 | 12 | 64931 | Texas Solar Nova 1, LLC | IPP | Texas Solar Nova 1 | TX | 65654 | TSN1 | 252 | Solar Photovoltaic | SUN | PV | (V) Under construction, more than 50 percent complete | 252
1 | 2023 | 12 | 65365 | Timber Road Solar Park | IPP | Timber Road Solar Park | OH | 66250 | GEN01 | 49.9 | Solar Photovoltaic | SUN | PV | (V) Under construction, more than 50 percent complete | 49.9
1 | 2023 | 12 | 59598 | Tooele Army Depot | IPP | Tooele Army Depot(CSG) | UT | 59817 | PV2 | 1.5 | Solar Photovoltaic | SUN | PV | (U) Under construction, less than or equal to 50 percent complete | 1.5
0 | 2023 | 12 | 65112 | TotalEnergies Distributed Generation, LLC | Commercial | Shasta College PH2 Solar Project | CA | 65940 | SCSP1 | 1.3 | Solar Photovoltaic | SUN | PV | (TS) Construction complete, but not yet in commercial operation | 1.5
0 | 2023 | 12 | 65112 | TotalEnergies Distributed Generation, LLC | Commercial | Shasta College PH2 Solar Project | CA | 65940 | SCSPB | 0.5 | Batteries | MWH | BA | (TS) Construction complete, but not yet in commercial operation | 0.5
1 | 2023 | 12 | 65173 | United States Solar Corporation | IPP | MN Buffalo Lake 212-2 LLC | MN | 66975 | MNBL2 | 1 | Solar Photovoltaic | SUN | PV | (T) Regulatory approvals received. Not under construction | 1
1 | 2023 | 12 | 65173 | United States Solar Corporation | IPP | USS Cosmo Solar LLC | MN | 66435 | USCOS | 1 | Solar Photovoltaic | SUN | PV | (V) Under construction, more than 50 percent complete | 1
1 | 2023 | 12 | 65173 | United States Solar Corporation | IPP | USS Jayhawk Solar LLC | MN | 66969 | USJAY | 1 | Solar Photovoltaic | SUN | PV | (T) Regulatory approvals received. Not under construction | 1
1 | 2023 | 12 | 65173 | United States Solar Corporation | IPP | USS Maverick Solar LLC | MN | 66970 | USMAV | 1 | Solar Photovoltaic | SUN | PV | (T) Regulatory approvals received. Not under construction | 1
1 | 2023 | 12 | 65173 | United States Solar Corporation | IPP | USS Riley Solar LLC | MN | 66971 | USRIL | 1 | Solar Photovoltaic | SUN | PV | (T) Regulatory approvals received. Not under construction | 1
1 | 2023 | 12 | 65777 | Urban Grid Solar | IPP | Crystal Hill Solar | VA | 66839 | CRYH1 | 64.7 | Solar Photovoltaic | SUN | PV | (V) Under construction, more than 50 percent complete | 64.7
1 | 2023 | 12 | 64808 | Verizon Communications | IPP | Verizon Comms Garage Top Solar Project | CA | 65507 | VCGSP | 2.3 | Solar Photovoltaic | SUN | PV | (V) Under construction, more than 50 percent complete | 2.3
1 | 2023 | 12 | 64545 | Vesper Energy Development LLC | IPP | Nestlewood Solar | OH | 65215 | NSTLW | 80 | Solar Photovoltaic | SUN | PV | (V) Under construction, more than 50 percent complete | 80
1 | 2023 | 12 | 65438 | Virginia Line Solar, LLC | IPP | Virginia Line Solar, LLC | NC | 66358 | VAL | 35 | Solar Photovoltaic | SUN | PV | (V) Under construction, more than 50 percent complete | 35
1 | 2023 | 12 | 61864 | Washington Solar II (SC) | IPP | Washington Solar II (SC) | SC | 62344 | 88 | 2 | Solar Photovoltaic | SUN | PV | (V) Under construction, more than 50 percent complete | 2
1 | 2023 | 12 | 64547 | Waverly Solar, LLC | IPP | Waverly Solar, LLC | VA | 65225 | ENX17 | 118 | Solar Photovoltaic | SUN | PV | (U) Under construction, less than or equal to 50 percent complete | 118
1 | 2023 | 12 | 63961 | White Rock Wind East, LLC | IPP | White Rock East Wind Project | OK | 64341 | WRE | 201.5 | Onshore Wind Turbine | WND | WT | (V) Under construction, more than 50 percent complete | 201.5
1 | 2023 | 12 | 63960 | White Rock Wind West, LLC | IPP | White Rock West Wind Project | OK | 64340 | WRW | 99.5 | Onshore Wind Turbine | WND | WT | (V) Under construction, more than 50 percent complete | 99.5
1 | 2023 | 12 | 20847 | Wisconsin Electric Power Co | Electric Utility | Badger Hollow II | WI | 64393 | GEN2 | 150 | Solar Photovoltaic | SUN | PV | (U) Under construction, less than or equal to 50 percent complete | 150
1 | 2023 | 12 | 20856 | Wisconsin Power & Light Co | Electric Utility | Albany Solar (WI) | WI | 64997 | PV1 | 50 | Solar Photovoltaic | SUN | PV | (U) Under construction, less than or equal to 50 percent complete | 50
1 | 2023 | 12 | 20856 | Wisconsin Power & Light Co | Electric Utility | Cassville Solar | WI | 64995 | PV1 | 50 | Solar Photovoltaic | SUN | PV | (U) Under construction, less than or equal to 50 percent complete | 50
1 | 2023 | 12 | 20856 | Wisconsin Power & Light Co | Electric Utility | Springfield Solar (WI) | WI | 64996 | PV1 | 100 | Solar Photovoltaic | SUN | PV | (U) Under construction, less than or equal to 50 percent complete | 100
1 | 2023 | 12 | 20856 | Wisconsin Power & Light Co | Electric Utility | Wautoma Solar | WI | 65000 | PV1 | 99 | Solar Photovoltaic | SUN | PV | (U) Under construction, less than or equal to 50 percent complete | 99
1 | 2024 | 1 | 61012 | AES Distributed Energy | IPP | AES West Oahu Solar Hybrid | HI | 64656 | UHBES | 12.5 | Batteries | MWH | BA | (V) Under construction, more than 50 percent complete | 12.5
1 | 2024 | 1 | 61012 | AES Distributed Energy | IPP | AES West Oahu Solar Hybrid | HI | 64656 | UHWO | 12.5 | Solar Photovoltaic | SUN | PV | (V) Under construction, more than 50 percent complete | 12.5
1 | 2024 | 1 | 64348 | ASD Three Rivers Road MA Solar LLC | IPP | Three Rivers Solar LLC | MA | 64844 | TRB | 1.4 | Batteries | MWH | BA | (U) Under construction, less than or equal to 50 percent complete | 1.4
1 | 2024 | 1 | 64348 | ASD Three Rivers Road MA Solar LLC | IPP | Three Rivers Solar LLC | MA | 64844 | TRS | 4 | Solar Photovoltaic | SUN | PV | (U) Under construction, less than or equal to 50 percent complete | 4
1 | 2024 | 1 | 64455 | CG Wharton County LLC | IPP | Sandy Branch Solar | TX | 65034 | CSBS1 | 230 | Solar Photovoltaic | SUN | PV | (V) Under construction, more than 50 percent complete | 230
1 | 2024 | 1 | 64542 | Caden Energix Endless Caverns, LLC | IPP | Caden Energix Endless Caverns, LLC | VA | 65219 | ENX16 | 31.4 | Solar Photovoltaic | SUN | PV | (L) Regulatory approvals pending. Not under construction | 31.4
1 | 2024 | 1 | 65564 | Catalyze Dallas 7750 Dynasty Drive Microgrid, LLC | IPP | TX Dallas 7750 Dynasty Drive | TX | 66516 | 19500 | 2.3 | Solar Photovoltaic | SUN | PV | (V) Under construction, more than 50 percent complete | 2.3
1 | 2024 | 1 | 65308 | Cattlemen Solar Park LLC | IPP | Cattlemen Solar Park | TX | 66168 | GEN01 | 240 | Solar Photovoltaic | SUN | PV | (V) Under construction, more than 50 percent complete | 240
1 | 2024 | 1 | 6455 | Duke Energy Florida, LLC | Electric Utility | Mule Creek Renewable Energy Center | FL | 65501 | PV1 | 74.9 | Solar Photovoltaic | SUN | PV | (V) Under construction, more than 50 percent complete | 74.9
1 | 2024 | 1 | 6455 | Duke Energy Florida, LLC | Electric Utility | Winquepin Renewable Energy Center | FL | 66553 | PV1 | 74.9 | Solar Photovoltaic | SUN | PV | (V) Under construction, more than 50 percent complete | 74.9
1 | 2024 | 1 | 6452 | Florida Power & Light Co | Electric Utility | Beautyberry | FL | 65874 | 1 | 74.5 | Solar Photovoltaic | SUN | PV | (V) Under construction, more than 50 percent complete | 74.5
1 | 2024 | 1 | 6452 | Florida Power & Light Co | Electric Utility | Caloosahatchee | FL | 65871 | 1 | 74.5 | Solar Photovoltaic | SUN | PV | (V) Under construction, more than 50 percent complete | 74.5
1 | 2024 | 1 | 6452 | Florida Power & Light Co | Electric Utility | Canoe | FL | 65866 | 1 | 74.5 | Solar Photovoltaic | SUN | PV | (V) Under construction, more than 50 percent complete | 74.5
1 | 2024 | 1 | 6452 | Florida Power & Light Co | Electric Utility | Ibis | FL | 65877 | 1 | 74.5 | Solar Photovoltaic | SUN | PV | (V) Under construction, more than 50 percent complete | 74.5
1 | 2024 | 1 | 6452 | Florida Power & Light Co | Electric Utility | Monarch | FL | 65872 | 1 | 74.5 | Solar Photovoltaic | SUN | PV | (V) Under construction, more than 50 percent complete | 74.5
1 | 2024 | 1 | 6452 | Florida Power & Light Co | Electric Utility | Orchard | FL | 65925 | 1 | 74.5 | Solar Photovoltaic | SUN | PV | (U) Under construction, less than or equal to 50 percent complete | 74.5
1 | 2024 | 1 | 6452 | Florida Power & Light Co | Electric Utility | Pineapple | FL | 65865 | 1 | 74.5 | Solar Photovoltaic | SUN | PV | (V) Under construction, more than 50 percent complete | 74.5
1 | 2024 | 1 | 6452 | Florida Power & Light Co | Electric Utility | Prairie Creek FL | FL | 65868 | 1 | 74.5 | Solar Photovoltaic | SUN | PV | (V) Under construction, more than 50 percent complete | 74.5
1 | 2024 | 1 | 6452 | Florida Power & Light Co | Electric Utility | Silver Palm | FL | 65878 | 1 | 74.5 | Solar Photovoltaic | SUN | PV | (V) Under construction, more than 50 percent complete | 74.5
1 | 2024 | 1 | 6452 | Florida Power & Light Co | Electric Utility | Terrill Creek | FL | 65882 | 1 | 74.5 | Solar Photovoltaic | SUN | PV | (V) Under construction, more than 50 percent complete | 74.5
1 | 2024 | 1 | 6452 | Florida Power & Light Co | Electric Utility | Turnpike | FL | 65873 | 1 | 74.5 | Solar Photovoltaic | SUN | PV | (V) Under construction, more than 50 percent complete | 74.5
1 | 2024 | 1 | 6452 | Florida Power & Light Co | Electric Utility | White Tail | FL | 65869 | 1 | 74.5 | Solar Photovoltaic | SUN | PV | (V) Under construction, more than 50 percent complete | 74.5
1 | 2024 | 1 | 60025 | Greenbacker Renewable Energy Corporation | IPP | Appaloosa Solar I | UT | 65678 | AS1A | 120 | Solar Photovoltaic | SUN | PV | (V) Under construction, more than 50 percent complete | 120
1 | 2024 | 1 | 60025 | Greenbacker Renewable Energy Corporation | IPP | Appaloosa Solar I | UT | 65678 | AS1B | 80 | Solar Photovoltaic | SUN | PV | (V) Under construction, more than 50 percent complete | 80
1 | 2024 | 1 | 60025 | Greenbacker Renewable Energy Corporation | IPP | Athens Ridge | ME | 66832 | 574 | 2.9 | Solar Photovoltaic | SUN | PV | (V) Under construction, more than 50 percent complete | 2.9
1 | 2024 | 1 | 60025 | Greenbacker Renewable Energy Corporation | IPP | Hay River (Dunn 1) | WI | 66993 | 717 | 1.5 | Solar Photovoltaic | SUN | PV | (U) Under construction, less than or equal to 50 percent complete | 1.5
1 | 2024 | 1 | 60025 | Greenbacker Renewable Energy Corporation | IPP | Popple Creek (Clark 1) | WI | 66995 | 715 | 2 | Solar Photovoltaic | SUN | PV | (U) Under construction, less than or equal to 50 percent complete | 2
1 | 2024 | 1 | 60025 | Greenbacker Renewable Energy Corporation | IPP | Walleye (Dunn 2) | WI | 66994 | 720 | 1.5 | Solar Photovoltaic | SUN | PV | (U) Under construction, less than or equal to 50 percent complete | 1.5
1 | 2024 | 1 | 65076 | HEN Infrastructure, L.L.C. | IPP | Diboll BESS | TX | 66794 | DIBOL | 9.9 | Batteries | MWH | BA | (V) Under construction, more than 50 percent complete | 9.9
1 | 2024 | 1 | 65076 | HEN Infrastructure, L.L.C. | IPP | Farmersville (TX) | TX | 65812 | FRMVL | 9.9 | Batteries | MWH | BA | (L) Regulatory approvals pending. Not under construction | 9.9
1 | 2024 | 1 | 65076 | HEN Infrastructure, L.L.C. | IPP | Garden City East BESS | TX | 66791 | GRDNE | 9.9 | Batteries | MWH | BA | (V) Under construction, more than 50 percent complete | 9.9
1 | 2024 | 1 | 65076 | HEN Infrastructure, L.L.C. | IPP | Mineral Wells East BESS | TX | 66788 | MNWLE | 9.9 | Batteries | MWH | BA | (V) Under construction, more than 50 percent complete | 9.9
1 | 2024 | 1 | 65076 | HEN Infrastructure, L.L.C. | IPP | Weil Tract BESS | TX | 66783 | WEILT | 9.9 | Batteries | MWH | BA | (V) Under construction, more than 50 percent complete | 9.9
1 | 2024 | 1 | 65052 | Limestone CSG 1 LLC | IPP | Limestone CSG 1 LLC | ME | 65801 | LMST1 | 1.2 | Solar Photovoltaic | SUN | PV | (TS) Construction complete, but not yet in commercial operation | 3.8
1 | 2024 | 1 | 65344 | Misenheimer Solar LLC | IPP | Misenheimer Solar LLC | NC | 66237 | GEN01 | 74.4 | Solar Photovoltaic | SUN | PV | (V) Under construction, more than 50 percent complete | 74.4
1 | 2024 | 1 | 12796 | Monongahela Power Co | Electric Utility | Fort Martin Solar | WV | 66898 | FTMS | 18.9 | Solar Photovoltaic | SUN | PV | (L) Regulatory approvals pending. Not under construction | 18.9
1 | 2024 | 1 | 14127 | Omaha Public Power District | Electric Utility | Turtle Creek | NE | 64547 | 1 | 221.1 | Natural Gas Fired Combustion Turbine | NG | GT | (V) Under construction, more than 50 percent complete | 264
1 | 2024 | 1 | 14127 | Omaha Public Power District | Electric Utility | Turtle Creek | NE | 64547 | 2 | 221.1 | Natural Gas Fired Combustion Turbine | NG | GT | (V) Under construction, more than 50 percent complete | 264
1 | 2024 | 1 | 63331 | Organic Energy Solutions, Inc. | Electric CHP | OES Biogas Power | CA | 63622 | OES01 | 1.3 | Other Waste Biomass | OBG | IC | (TS) Construction complete, but not yet in commercial operation | 1.3
1 | 2024 | 1 | 63331 | Organic Energy Solutions, Inc. | Electric CHP | OES Biogas Power | CA | 63622 | OES02 | 1.3 | Other Waste Biomass | OBG | IC | (TS) Construction complete, but not yet in commercial operation | 1.3
1 | 2024 | 1 | 59967 | Phoenix Energy | Electric CHP | North Fork Community Power | CA | 60192 | NFCP1 | 2 | Other Waste Biomass | OBG | IC | (V) Under construction, more than 50 percent complete | 2
1 | 2024 | 1 | 65580 | Pioneer Hutt Wind Energy, LLC | IPP | Pioneer Hutt Wind Energy | TX | 66531 | WPION | 140 | Onshore Wind Turbine | WND | WT | (V) Under construction, more than 50 percent complete | 140
1 | 2024 | 1 | 64169 | Prairie Solar LLC | IPP | Prairie Solar LLC | IL | 64536 | KOV4A | 150 | Solar Photovoltaic | SUN | PV | (T) Regulatory approvals received. Not under construction | 150
1 | 2024 | 1 | 65394 | Proxima Solar, LLC | IPP | Proxima | CA | 66270 | PRXBS | 162 | Batteries | MWH | BA | (V) Under construction, more than 50 percent complete | 162
1 | 2024 | 1 | 65394 | Proxima Solar, LLC | IPP | Proxima | CA | 66270 | PRXMA | 190 | Solar Photovoltaic | SUN | PV | (U) Under construction, less than or equal to 50 percent complete | 190
1 | 2024 | 1 | 63359 | REA Investments, LLC | IPP | Novel Froehle Solar LLC | MN | 64728 | FROLE | 1 | Solar Photovoltaic | SUN | PV | (U) Under construction, less than or equal to 50 percent complete | 1
1 | 2024 | 1 | 64371 | RPNY Solar 3, LLC | IPP | Slayton Settlement Road Solar | NY | 64867 | SLYTA | 5 | Solar Photovoltaic | SUN | PV | (V) Under construction, more than 50 percent complete | 5
1 | 2024 | 1 | 64371 | RPNY Solar 3, LLC | IPP | Slayton Settlement Road Solar | NY | 64867 | SLYTB | 2 | Solar Photovoltaic | SUN | PV | (V) Under construction, more than 50 percent complete | 2
1 | 2024 | 1 | 17609 | Southern California Edison Co | Electric Utility | Cadillac Battery Energy Storage Facility | CA | 63326 | CAD1 | 3.5 | Batteries | MWH | BA | (V) Under construction, more than 50 percent complete | 3.5
1 | 2024 | 1 | 17609 | Southern California Edison Co | Electric Utility | Cathode (Hinson) BESS | CA | 65457 | CATH1 | 100 | Batteries | MWH | BA | (V) Under construction, more than 50 percent complete | 100
1 | 2024 | 1 | 17609 | Southern California Edison Co | Electric Utility | Cathode (Hinson) BESS | CA | 65457 | CATH2 | 100 | Batteries | MWH | BA | (V) Under construction, more than 50 percent complete | 100
1 | 2024 | 1 | 17609 | Southern California Edison Co | Electric Utility | Yorktown Battery Energy Storage Facility | CA | 63325 | YORK1 | 3 | Batteries | MWH | BA | (V) Under construction, more than 50 percent complete | 3
1 | 2024 | 1 | 65426 | St. Gall Energy Storage I | IPP | St. Gall Energy Storage I | TX | 66336 | SGES1 | 100 | Batteries | MWH | BA | (U) Under construction, less than or equal to 50 percent complete | 102.6
1 | 2024 | 1 | 6775 | Village of Freeport - (NY) | Electric Utility | Plant No 1 Freeport | NY | 2678 | ENG13 | 3 | Landfill Gas | LFG | IC | (U) Under construction, less than or equal to 50 percent complete | 3
1 | 2024 | 2 | 61012 | AES Distributed Energy | IPP | Platteview Solar LLC | NE | 65334 | PLTVW | 81 | Solar Photovoltaic | SUN | PV | (V) Under construction, more than 50 percent complete | 81
1 | 2024 | 2 | 59613 | BayWa r.e. Solar Projects LLC | IPP | Bluebird Solar LLC | KY | 62797 | BBIRD | 80 | Solar Photovoltaic | SUN | PV | (P) Planned for installation, but regulatory approvals not initiated | 80
1 | 2024 | 2 | 65654 | Birch Creek Development | IPP | Earp Solar, LLC | IL | 66631 | PV | 35 | Solar Photovoltaic | SUN | PV | (U) Under construction, less than or equal to 50 percent complete | 35
1 | 2024 | 2 | 65211 | Blackwater Solar, LLC | IPP | Blackwater Solar | GA | 66025 | GA-02 | 80 | Solar Photovoltaic | SUN | PV | (U) Under construction, less than or equal to 50 percent complete | 80
1 | 2024 | 2 | 63883 | Broad Reach Power | IPP | Hydra | TX | 65490 | HYDRA | 200 | Batteries | MWH | BA | (U) Under construction, less than or equal to 50 percent complete | 200
1 | 2024 | 2 | 63883 | Broad Reach Power | IPP | Pavo | TX | 65492 | PAVO | 175 | Batteries | MWH | BA | (U) Under construction, less than or equal to 50 percent complete | 175
1 | 2024 | 2 | 61060 | Cypress Creek Renewables | IPP | Zier Solar | TX | 66137 | 11023 | 40.4 | Batteries | MWH | BA | (U) Under construction, less than or equal to 50 percent complete | 40.4
1 | 2024 | 2 | 61060 | Cypress Creek Renewables | IPP | Zier Solar | TX | 66137 | 41195 | 160 | Solar Photovoltaic | SUN | PV | (U) Under construction, less than or equal to 50 percent complete | 160
1 | 2024 | 2 | 65833 | Danish Fields Storage, LLC | IPP | Danish Fields Storage | TX | 66916 | DANST | 150 | Batteries | MWH | BA | (U) Under construction, less than or equal to 50 percent complete | 150
1 | 2024 | 2 | 58135 | Ecos Energy LLC | IPP | Apple Hill Solar | VT | 61037 | APPL | 2 | Solar Photovoltaic | SUN | PV | (U) Under construction, less than or equal to 50 percent complete | 2
1 | 2024 | 2 | 62856 | Forefront Power, LLC | IPP | CA - Amazon - SMF6 | CA | 65616 | 20031 | 2.6 | Solar Photovoltaic | SUN | PV | (U) Under construction, less than or equal to 50 percent complete | 2.6
1 | 2024 | 2 | 62856 | Forefront Power, LLC | IPP | CA-DGS- RFP-Correctional Training Fac | CA | 65524 | 14069 | 1.6 | Solar Photovoltaic | SUN | PV | (U) Under construction, less than or equal to 50 percent complete | 1.6
1 | 2024 | 2 | 60025 | Greenbacker Renewable Energy Corporation | IPP | IGS OXR1 | CA | 66603 | 454 | 4.8 | Solar Photovoltaic | SUN | PV | (V) Under construction, more than 50 percent complete | 4.8
0 | 2024 | 2 | 65451 | Grizzly Ridge Solar LLC | Commercial | Grizzly Ridge Solar | TX | 66410 | 596 | 10 | Batteries | MWH | BA | (P) Planned for installation, but regulatory approvals not initiated | 10
1 | 2024 | 2 | 65076 | HEN Infrastructure, L.L.C. | IPP | Judkins BESS | TX | 66790 | JUDKS | 9.9 | Batteries | MWH | BA | (U) Under construction, less than or equal to 50 percent complete | 9.9
1 | 2024 | 2 | 65076 | HEN Infrastructure, L.L.C. | IPP | Lufkin South BESS | TX | 66789 | LUFKS | 9.9 | Batteries | MWH | BA | (U) Under construction, less than or equal to 50 percent complete | 9.9
1 | 2024 | 2 | 65076 | HEN Infrastructure, L.L.C. | IPP | Pauline BESS | TX | 66784 | PAULN | 9.9 | Batteries | MWH | BA | (V) Under construction, more than 50 percent complete | 9.9
1 | 2024 | 2 | 63837 | Hecate Energy Frye Solar LLC | IPP | Hecate Energy Frye Solar LLC | TX | 64233 | 80995 | 500 | Solar Photovoltaic | SUN | PV | (P) Planned for installation, but regulatory approvals not initiated | 500
1 | 2024 | 2 | 64978 | Hecate Grid Carris Storage 1 LLC | IPP | Carris Storage I | CA | 65733 | HECAR | 10 | Batteries | MWH | BA | (U) Under construction, less than or equal to 50 percent complete | 10
1 | 2024 | 2 | 62842 | Lightsource Renewable Energy Asset Management, LLC | IPP | Cottontail Solar 1 | PA | 65076 | PACT1 | 20 | Solar Photovoltaic | SUN | PV | (U) Under construction, less than or equal to 50 percent complete | 20
1 | 2024 | 2 | 62842 | Lightsource Renewable Energy Asset Management, LLC | IPP | Cottontail Solar 6 | PA | 65081 | PACT6 | 20 | Solar Photovoltaic | SUN | PV | (U) Under construction, less than or equal to 50 percent complete | 20
1 | 2024 | 2 | 14127 | Omaha Public Power District | Electric Utility | Standing Bear Lake | NE | 64548 | 1 | 16.8 | Natural Gas Internal Combustion Engine | NG | IC | (V) Under construction, more than 50 percent complete | 18.1
1 | 2024 | 2 | 14127 | Omaha Public Power District | Electric Utility | Standing Bear Lake | NE | 64548 | 2 | 16.8 | Natural Gas Internal Combustion Engine | NG | IC | (V) Under construction, more than 50 percent complete | 18.1
1 | 2024 | 2 | 14127 | Omaha Public Power District | Electric Utility | Standing Bear Lake | NE | 64548 | 3 | 16.8 | Natural Gas Internal Combustion Engine | NG | IC | (V) Under construction, more than 50 percent complete | 18.1
1 | 2024 | 2 | 14127 | Omaha Public Power District | Electric Utility | Standing Bear Lake | NE | 64548 | 4 | 16.8 | Natural Gas Internal Combustion Engine | NG | IC | (V) Under construction, more than 50 percent complete | 18.1
1 | 2024 | 2 | 14127 | Omaha Public Power District | Electric Utility | Standing Bear Lake | NE | 64548 | 5 | 16.8 | Natural Gas Internal Combustion Engine | NG | IC | (V) Under construction, more than 50 percent complete | 18.1
1 | 2024 | 2 | 14127 | Omaha Public Power District | Electric Utility | Standing Bear Lake | NE | 64548 | 6 | 16.8 | Natural Gas Internal Combustion Engine | NG | IC | (V) Under construction, more than 50 percent complete | 18.1
1 | 2024 | 2 | 14127 | Omaha Public Power District | Electric Utility | Standing Bear Lake | NE | 64548 | 7 | 16.8 | Natural Gas Internal Combustion Engine | NG | IC | (V) Under construction, more than 50 percent complete | 18.1
1 | 2024 | 2 | 14127 | Omaha Public Power District | Electric Utility | Standing Bear Lake | NE | 64548 | 8 | 16.8 | Natural Gas Internal Combustion Engine | NG | IC | (V) Under construction, more than 50 percent complete | 18.1
1 | 2024 | 2 | 14127 | Omaha Public Power District | Electric Utility | Standing Bear Lake | NE | 64548 | 9 | 16.8 | Natural Gas Internal Combustion Engine | NG | IC | (V) Under construction, more than 50 percent complete | 18.1
1 | 2024 | 2 | 65099 | Porter Solar, LLC | IPP | Porter Solar, LLC (TX) | TX | 65937 | PORTR | 245 | Solar Photovoltaic | SUN | PV | (V) Under construction, more than 50 percent complete | 245
1 | 2024 | 2 | 56215 | RWE Renewables Americas, LLC | IPP | Big Star Solar, LLC (Hybrid) | TX | 64202 | BGSTB | 80 | Batteries | MWH | BA | (V) Under construction, more than 50 percent complete | 80
1 | 2024 | 2 | 56215 | RWE Renewables Americas, LLC | IPP | Big Star Solar, LLC (Hybrid) | TX | 64202 | BGSTS | 200 | Solar Photovoltaic | SUN | PV | (V) Under construction, more than 50 percent complete | 200
1 | 2024 | 2 | 65847 | SMT Harlingen II LLC | IPP | SMT Harlingen II LLC | TX | 66933 | TEST | 5 | Batteries | MWH | BA | (TS) Construction complete, but not yet in commercial operation | 5
1 | 2024 | 2 | 27075 | San Diego County Water Auth | IPP | Rancho Penasquitos | CA | 56615 | G200 | 4.1 | Conventional Hydroelectric | WAT | HY | (U) Under construction, less than or equal to 50 percent complete | 4.3
1 | 2024 | 2 | 64994 | SolRiver Capital LLC | IPP | Green Solar LLC (CSG) | OR | 66349 | PV1 | 2.9 | Solar Photovoltaic | SUN | PV | (TS) Construction complete, but not yet in commercial operation | 2.9
1 | 2024 | 2 | 64994 | SolRiver Capital LLC | IPP | Wallace Solar LLC (CSG) | OR | 66355 | PV1 | 3 | Solar Photovoltaic | SUN | PV | (L) Regulatory approvals pending. Not under construction | 3
0 | 2024 | 2 | 56826 | Texas Medical Center Central | Commercial | TECO CHP-1 | TX | 57504 | GTG2 | 50 | Natural Gas Fired Combustion Turbine | NG | GT | (U) Under construction, less than or equal to 50 percent complete | 50
1 | 2024 | 2 | 65755 | VESI 23 LLC | IPP | Justin Court Energy Storage | NJ | 66758 | JC1 | 20 | Batteries | MWH | BA | (U) Under construction, less than or equal to 50 percent complete | 20
1 | 2024 | 2 | 64966 | Vikings Energy Farm, LLC | IPP | Vikings Energy Farm | CA | 65711 | GEN2 | 150 | Batteries | MWH | BA | (V) Under construction, more than 50 percent complete | 150
1 | 2024 | 2 | 65213 | Wolfskin Solar, LLC | IPP | Wolfskin Solar | GA | 66027 | GA-04 | 38 | Solar Photovoltaic | SUN | PV | (U) Under construction, less than or equal to 50 percent complete | 38
1 | 2024 | 3 | 64904 | AES Clean Energy | IPP | Big Spring Solar | MD | 66868 | BIGSP | 2.1 | Solar Photovoltaic | SUN | PV | (V) Under construction, more than 50 percent complete | 2
1 | 2024 | 3 | 64904 | AES Clean Energy | IPP | Cannonball Solar | MD | 66867 | CBALL | 2 | Solar Photovoltaic | SUN | PV | (V) Under construction, more than 50 percent complete | 2
1 | 2024 | 3 | 61514 | Agilitas Energy, LLC | IPP | AE-ESS NWS 1, LLC | NY | 65239 | NWS | 4.9 | Batteries | MWH | BA | (U) Under construction, less than or equal to 50 percent complete | 5
0 | 2024 | 3 | 65118 | AlphaStruxure Service Co LP | Commercial | Brookville Smart Bus Depot Microgrid | MD | 65945 | GEN2 | 0.6 | Natural Gas Internal Combustion Engine | NG | IC | (TS) Construction complete, but not yet in commercial operation | 0.6
0 | 2024 | 3 | 65118 | AlphaStruxure Service Co LP | Commercial | Brookville Smart Bus Depot Microgrid | MD | 65945 | GEN3 | 0.6 | Natural Gas Internal Combustion Engine | NG | IC | (TS) Construction complete, but not yet in commercial operation | 0.6
1 | 2024 | 3 | 64996 | Arica Solar, LLC | IPP | Arica Solar | CA | 65744 | ARCBA | 136 | Batteries | MWH | BA | (V) Under construction, more than 50 percent complete | 136
1 | 2024 | 3 | 64996 | Arica Solar, LLC | IPP | Arica Solar | CA | 65744 | ARCPV | 263 | Solar Photovoltaic | SUN | PV | (V) Under construction, more than 50 percent complete | 263
1 | 2024 | 3 | 65674 | Bear Canyon Energy Storage | IPP | Bear Canyon | CA | 66650 | BC1 | 13 | Batteries | MWH | BA | (T) Regulatory approvals received. Not under construction | 13
1 | 2024 | 3 | 65271 | Blue Elk II Solar, LLC | IPP | Blue Elk II Solar, LLC | MI | 66105 | BEII | 20 | Solar Photovoltaic | SUN | PV | (U) Under construction, less than or equal to 50 percent complete | 20
1 | 2024 | 3 | 63883 | Broad Reach Power | IPP | Dickens | TX | 65489 | DIKNS | 200 | Batteries | MWH | BA | (U) Under construction, less than or equal to 50 percent complete | 200
1 | 2024 | 3 | 63883 | Broad Reach Power | IPP | Paleo | TX | 65491 | PALEO | 200 | Batteries | MWH | BA | (U) Under construction, less than or equal to 50 percent complete | 200
1 | 2024 | 3 | 63883 | Broad Reach Power | IPP | Tortolas | TX | 65493 | TORTO | 50 | Batteries | MWH | BA | (U) Under construction, less than or equal to 50 percent complete | 50
1 | 2024 | 3 | 65813 | CES Electron Farm One, LLC | IPP | CES Electron Farm One, LLC | CA | 66892 | CNFTI | 4.4 | Solar Photovoltaic | SUN | PV | (P) Planned for installation, but regulatory approvals not initiated | 4.4
1 | 2024 | 3 | 65489 | Canyon Wind Project, LLC | IPP | Canyon Wind Project, LLC | TX | 60271 | WT1 | 311 | Onshore Wind Turbine | WND | WT | (U) Under construction, less than or equal to 50 percent complete | 311
1 | 2024 | 3 | 64307 | Castle Solar, LLC | IPP | Castle Solar, LLC | UT | 64740 | CS | 40 | Solar Photovoltaic | SUN | PV | (V) Under construction, more than 50 percent complete | 40
1 | 2024 | 3 | 65565 | Catalyze Houston Express Lane Microgrid, LLC | IPP | TX Houston 7080 Express Lane | TX | 66517 | 19344 | 1.9 | Solar Photovoltaic | SUN | PV | (U) Under construction, less than or equal to 50 percent complete | 1.9
1 | 2024 | 3 | 65515 | Catalyze Moss Landing Hilltop Rd Microgrid, LLC | IPP | CA Moss Landing 3040 Hilltop Rd | CA | 66510 | 19616 | 1.2 | Solar Photovoltaic | SUN | PV | (L) Regulatory approvals pending. Not under construction | 1.2
1 | 2024 | 3 | 65515 | Catalyze Moss Landing Hilltop Rd Microgrid, LLC | IPP | CA Moss Landing 3040 Hilltop Rd | CA | 66510 | B9616 | 1 | Batteries | MWH | BA | (L) Regulatory approvals pending. Not under construction | 1
1 | 2024 | 3 | 65397 | Condor Energy Storage LLC | IPP | Condor Energy Storage LLC | CA | 66285 | COND1 | 200 | Batteries | MWH | BA | (U) Under construction, less than or equal to 50 percent complete | 200
1 | 2024 | 3 | 56769 | Consolidated Edison Development Inc. | IPP | Peregrine Solar | TX | 65979 | PSPV | 300 | Solar Photovoltaic | SUN | PV | (U) Under construction, less than or equal to 50 percent complete | 300
1 | 2024 | 3 | 65315 | Crooked Lake Solar, LLC | IPP | Crooked Lake Solar, LLC | AR | 66185 | GEN1 | 175 | Solar Photovoltaic | SUN | PV | (U) Under construction, less than or equal to 50 percent complete | 175
1 | 2024 | 3 | 65677 | Dimension Energy LLC | IPP | Tulare CSG LLC | CA | 66679 | TULAR | 3 | Solar Photovoltaic | SUN | PV | (P) Planned for installation, but regulatory approvals not initiated | 3
1 | 2024 | 3 | 65677 | Dimension Energy LLC | IPP | Visalia CSG LLC | CA | 66677 | VISAL | 3 | Solar Photovoltaic | SUN | PV | (P) Planned for installation, but regulatory approvals not initiated | 3
1 | 2024 | 3 | 58468 | Dominion Renewable Energy | Electric Utility | Quillwort Solar | VA | 65318 | POWI | 18 | Solar Photovoltaic | SUN | PV | (U) Under construction, less than or equal to 50 percent complete | 18
1 | 2024 | 3 | 58468 | Dominion Renewable Energy | Electric Utility | Sebera Solar | VA | 65320 | SEBE | 20 | Solar Photovoltaic | SUN | PV | (U) Under construction, less than or equal to 50 percent complete | 20
1 | 2024 | 3 | 65683 | Dublin Street LLC | IPP | Dublin Street LLC | ME | 66664 | DBLNS | 4.9 | Solar Photovoltaic | SUN | PV | (P) Planned for installation, but regulatory approvals not initiated | 4.9
1 | 2024 | 3 | 65018 | East Point Energy Center, LLC | IPP | East Point Energy Center, LLC | NY | 65805 | EP01 | 50 | Solar Photovoltaic | SUN | PV | (T) Regulatory approvals received. Not under construction | 50
1 | 2024 | 3 | 64306 | Elektron Solar, LLC | IPP | Elektron Solar, LLC | UT | 64739 | ELKS | 80 | Solar Photovoltaic | SUN | PV | (V) Under construction, more than 50 percent complete | 80
1 | 2024 | 3 | 65774 | Fence Post Solar Project, LLC | IPP | Fence Post Solar Hybrid Project, LLC | TX | 66801 | FNCBE | 72 | Batteries | MWH | BA | (U) Under construction, less than or equal to 50 percent complete | 72
1 | 2024 | 3 | 6452 | Florida Power & Light Co | Electric Utility | Big Juniper Solar | FL | 65862 | 1 | 74.5 | Solar Photovoltaic | SUN | PV | (U) Under construction, less than or equal to 50 percent complete | 74.5
1 | 2024 | 3 | 6452 | Florida Power & Light Co | Electric Utility | Fourmile Creek | FL | 65927 | 1 | 74.5 | Solar Photovoltaic | SUN | PV | (U) Under construction, less than or equal to 50 percent complete | 74.5
1 | 2024 | 3 | 6452 | Florida Power & Light Co | Electric Utility | Hawthorne Creek | FL | 65926 | 1 | 74.5 | Solar Photovoltaic | SUN | PV | (U) Under construction, less than or equal to 50 percent complete | 74.5
1 | 2024 | 3 | 6452 | Florida Power & Light Co | Electric Utility | Nature Trail | FL | 65924 | 1 | 74.5 | Solar Photovoltaic | SUN | PV | (U) Under construction, less than or equal to 50 percent complete | 74.5
1 | 2024 | 3 | 6452 | Florida Power & Light Co | Electric Utility | Pecan Tree | FL | 65879 | 1 | 74.5 | Solar Photovoltaic | SUN | PV | (U) Under construction, less than or equal to 50 percent complete | 74.5
1 | 2024 | 3 | 6452 | Florida Power & Light Co | Electric Utility | Sambucus | FL | 65864 | 1 | 74.5 | Solar Photovoltaic | SUN | PV | (U) Under construction, less than or equal to 50 percent complete | 74.5
1 | 2024 | 3 | 6452 | Florida Power & Light Co | Electric Utility | Sparkleberry | FL | 65867 | 1 | 74.5 | Solar Photovoltaic | SUN | PV | (U) Under construction, less than or equal to 50 percent complete | 74.5
1 | 2024 | 3 | 6452 | Florida Power & Light Co | Electric Utility | Three Creeks | FL | 65863 | 1 | 74.5 | Solar Photovoltaic | SUN | PV | (U) Under construction, less than or equal to 50 percent complete | 74.5
1 | 2024 | 3 | 6452 | Florida Power & Light Co | Electric Utility | Wild Quail | FL | 65910 | 1 | 74.5 | Solar Photovoltaic | SUN | PV | (U) Under construction, less than or equal to 50 percent complete | 74.5
1 | 2024 | 3 | 6452 | Florida Power & Light Co | Electric Utility | Woodyard | FL | 65875 | 1 | 74.5 | Solar Photovoltaic | SUN | PV | (U) Under construction, less than or equal to 50 percent complete | 74.5
1 | 2024 | 3 | 65827 | Fork in the Road Solar LLC | IPP | Fork in the Road Solar | NY | 66909 | FIR | 1.4 | Solar Photovoltaic | SUN | PV | (L) Regulatory approvals pending. Not under construction | 1.4
1 | 2024 | 3 | 7140 | Georgia Power Co | Electric Utility | Vogtle | GA | 649 | 4 | 1114 | Nuclear | NUC | ST | (V) Under construction, more than 50 percent complete | 1114
1 | 2024 | 3 | 63638 | Horseshoe Solar, LLC | IPP | Horseshoe Solar, LLC | UT | 63984 | HSS | 75 | Solar Photovoltaic | SUN | PV | (V) Under construction, more than 50 percent complete | 75
1 | 2024 | 3 | 65400 | Horus West Virginia 1, LLC | IPP | Blake Solar Plant | WV | 66276 | US620 | 80 | Solar Photovoltaic | SUN | PV | (P) Planned for installation, but regulatory approvals not initiated | 96
1 | 2024 | 3 | 62842 | Lightsource Renewable Energy Asset Management, LLC | IPP | Cottontail Solar 4 | PA | 65079 | PACT4 | 20 | Solar Photovoltaic | SUN | PV | (U) Under construction, less than or equal to 50 percent complete | 20
1 | 2024 | 3 | 65053 | Limestone CSG 2 LLC | IPP | Limestone CSG 2 LLC | ME | 65802 | LMST2 | 1.2 | Solar Photovoltaic | SUN | PV | (TS) Construction complete, but not yet in commercial operation | 2.9
1 | 2024 | 3 | 61944 | MN8 Energy LLC | IPP | WMATA - Cheverly Metro | MD | 65959 | GEN1 | 1.9 | Solar Photovoltaic | SUN | PV | (V) Under construction, more than 50 percent complete | 1.9
1 | 2024 | 3 | 64445 | Mazeppa CSG 1 LLC | IPP | Mazeppa CSG | MN | 65017 | MZPA | 0.4 | Solar Photovoltaic | SUN | PV | (T) Regulatory approvals received. Not under construction | 1
1 | 2024 | 3 | 13683 | North Carolina El Member Corp | Electric Utility | Collier BESS | NC | 65248 | BAT1 | 2.5 | Batteries | MWH | BA | (TS) Construction complete, but not yet in commercial operation | 2.5
1 | 2024 | 3 | 13683 | North Carolina El Member Corp | Electric Utility | Docs Road BESS | NC | 65249 | BAT1 | 5 | Batteries | MWH | BA | (TS) Construction complete, but not yet in commercial operation | 5
1 | 2024 | 3 | 13683 | North Carolina El Member Corp | Electric Utility | Five Points BESS | NC | 65250 | BAT1 | 5 | Batteries | MWH | BA | (TS) Construction complete, but not yet in commercial operation | 5
1 | 2024 | 3 | 13683 | North Carolina El Member Corp | Electric Utility | Maysville BESS | NC | 65240 | BAT1 | 5 | Batteries | MWH | BA | (V) Under construction, more than 50 percent complete | 5
1 | 2024 | 3 | 13683 | North Carolina El Member Corp | Electric Utility | McKinney BESS | NC | 65241 | BAT1 | 5 | Batteries | MWH | BA | (TS) Construction complete, but not yet in commercial operation | 5
1 | 2024 | 3 | 13683 | North Carolina El Member Corp | Electric Utility | New Rosewood BESS | NC | 65243 | BAT1 | 2.5 | Batteries | MWH | BA | (TS) Construction complete, but not yet in commercial operation | 2.5
1 | 2024 | 3 | 13683 | North Carolina El Member Corp | Electric Utility | Queens Creek BESS | NC | 65244 | BAT1 | 2.5 | Batteries | MWH | BA | (TS) Construction complete, but not yet in commercial operation | 2.5
1 | 2024 | 3 | 13683 | North Carolina El Member Corp | Electric Utility | Rocky Point BESS | NC | 65245 | BAT1 | 5 | Batteries | MWH | BA | (TS) Construction complete, but not yet in commercial operation | 5
1 | 2024 | 3 | 13683 | North Carolina El Member Corp | Electric Utility | Walkers Crossroads BESS | NC | 65246 | BAT1 | 5 | Batteries | MWH | BA | (TS) Construction complete, but not yet in commercial operation | 5
1 | 2024 | 3 | 13683 | North Carolina El Member Corp | Electric Utility | Zion Hill BESS | NC | 65247 | BAT1 | 5 | Batteries | MWH | BA | (V) Under construction, more than 50 percent complete | 5
1 | 2024 | 3 | 64377 | Novel Blilie Solar, LLC | IPP | Novel Blilie Solar LLC | MN | 64865 | BLILE | 1 | Solar Photovoltaic | SUN | PV | (T) Regulatory approvals received. Not under construction | 1
1 | 2024 | 3 | 64433 | Novel Bo Hu 1 Solar LLC | IPP | Novel Bo Hu 1 Solar LLC | MN | 65006 | BOHU1 | 1 | Solar Photovoltaic | SUN | PV | (U) Under construction, less than or equal to 50 percent complete | 1
1 | 2024 | 3 | 61298 | Pine Gate Renewables | IPP | Pleasant Hill PV1 | NC | 63787 | PHILL | 20 | Solar Photovoltaic | SUN | PV | (V) Under construction, more than 50 percent complete | 20
1 | 2024 | 3 | 65857 | Prescott Wind Energy LLC | IPP | Prescott Wind Farm | IA | 66952 | PWE | 56 | Onshore Wind Turbine | WND | WT | (U) Under construction, less than or equal to 50 percent complete | 56
1 | 2024 | 3 | 65869 | Prologis Logistics Services Incorporated | IPP | CPA 2132 E Dominguez | CA | 66957 | PE901 | 1 | Solar Photovoltaic | SUN | PV | (U) Under construction, less than or equal to 50 percent complete | 1
1 | 2024 | 3 | 65869 | Prologis Logistics Services Incorporated | IPP | CPA 3777 Workman | CA | 66953 | PE328 | 1.9 | Solar Photovoltaic | SUN | PV | (U) Under construction, less than or equal to 50 percent complete | 1.9
1 | 2024 | 3 | 65869 | Prologis Logistics Services Incorporated | IPP | CPA Wilmington 1 | CA | 66959 | PE001 | 1.8 | Solar Photovoltaic | SUN | PV | (U) Under construction, less than or equal to 50 percent complete | 1.8
1 | 2024 | 3 | 65392 | Riverstart Solar Park III LLC | IPP | Riverstart Solar Park III | IN | 66269 | RSS03 | 100 | Solar Photovoltaic | SUN | PV | (V) Under construction, more than 50 percent complete | 100
1 | 2024 | 3 | 60217 | San Bernardino Valley Mun. Water Dist. | Electric Utility | Waterman Turnout Hydroelectric | CA | 60466 | WTHF | 1 | Conventional Hydroelectric | WAT | HY | (V) Under construction, more than 50 percent complete | 1
1 | 2024 | 3 | 65781 | Sky Ranch Solar and Storage | IPP | Sky Ranch Solar and Storage | NM | 66814 | SKYBA | 50 | Batteries | MWH | BA | (U) Under construction, less than or equal to 50 percent complete | 50
1 | 2024 | 3 | 65781 | Sky Ranch Solar and Storage | IPP | Sky Ranch Solar and Storage | NM | 66814 | SKYPV | 190 | Solar Photovoltaic | SUN | PV | (U) Under construction, less than or equal to 50 percent complete | 190
1 | 2024 | 3 | 64994 | SolRiver Capital LLC | IPP | Longleaf Pine Solar LLC | NC | 66352 | PV1 | 5 | Solar Photovoltaic | SUN | PV | (T) Regulatory approvals received. Not under construction | 5
1 | 2024 | 3 | 64994 | SolRiver Capital LLC | IPP | Marble Solar LLC (CSG) | OR | 66351 | PV1 | 2.9 | Solar Photovoltaic | SUN | PV | (L) Regulatory approvals pending. Not under construction | 2.9
1 | 2024 | 3 | 64994 | SolRiver Capital LLC | IPP | Williams Solar LLC | NC | 66356 | PV1 | 5 | Solar Photovoltaic | SUN | PV | (T) Regulatory approvals received. Not under construction | 5
1 | 2024 | 3 | 65380 | Steel Solar, LLC | IPP | Steel Solar LLC | UT | 66267 | SS8 | 80 | Solar Photovoltaic | SUN | PV | (U) Under construction, less than or equal to 50 percent complete | 80
1 | 2024 | 3 | 65715 | Strata Clean Energy | IPP | Chiltepin Solar | TX | 66704 | 11106 | 100 | Solar Photovoltaic | SUN | PV | (P) Planned for installation, but regulatory approvals not initiated | 100
0 | 2024 | 3 | 60947 | Tesla Inc. | Industrial | Austin TX GigaFactory | TX | 65070 | C01 | 1.9 | Solar Photovoltaic | SUN | PV | (U) Under construction, less than or equal to 50 percent complete | 1.9
0 | 2024 | 3 | 60947 | Tesla Inc. | Industrial | Fremont CA AutoFactory | CA | 65072 | GA3 | 1.3 | Solar Photovoltaic | SUN | PV | (U) Under construction, less than or equal to 50 percent complete | 1.3
0 | 2024 | 3 | 60947 | Tesla Inc. | Industrial | Fremont CA AutoFactory | CA | 65072 | GVSRS | 0.4 | Solar Photovoltaic | SUN | PV | (V) Under construction, more than 50 percent complete | 0.4
0 | 2024 | 3 | 60947 | Tesla Inc. | Industrial | Fremont CA AutoFactory | CA | 65072 | STAMP | 1.2 | Solar Photovoltaic | SUN | PV | (L) Regulatory approvals pending. Not under construction | 1.2
0 | 2024 | 3 | 60947 | Tesla Inc. | Industrial | Fremont CA AutoFactory | CA | 65072 | VSRS | 0.4 | Solar Photovoltaic | SUN | PV | (T) Regulatory approvals received. Not under construction | 0.4
1 | 2024 | 3 | 64995 | Victory Pass I, LLC | IPP | Victory Pass | CA | 65743 | VCTBA | 50 | Batteries | MWH | BA | (V) Under construction, more than 50 percent complete | 50
1 | 2024 | 3 | 64995 | Victory Pass I, LLC | IPP | Victory Pass | CA | 65743 | VCTPV | 200 | Solar Photovoltaic | SUN | PV | (V) Under construction, more than 50 percent complete | 200
1 | 2024 | 3 | 65014 | Waco Solar, LLC | IPP | Waco Solar | TX | 65762 | SWACO | 400 | Solar Photovoltaic | SUN | PV | (V) Under construction, more than 50 percent complete | 400
1 | 2024 | 3 | 65675 | West Ford Flat Energy Storage | IPP | West Ford Flat | CA | 66669 | WFF1 | 25 | Batteries | MWH | BA | (T) Regulatory approvals received. Not under construction | 25
1 | 2024 | 3 | 65667 | West Shore Solar LLC | IPP | West Shore Solar LLC | NY | 66761 | WS | 2.4 | Solar Photovoltaic | SUN | PV | (L) Regulatory approvals pending. Not under construction | 2.4
1 | 2024 | 3 | 20856 | Wisconsin Power & Light Co | Electric Utility | Beaver Dam Solar | WI | 65001 | PV1 | 50 | Solar Photovoltaic | SUN | PV | (U) Under construction, less than or equal to 50 percent complete | 50
1 | 2024 | 4 | 64247 | 20SD 8me LLC | IPP | Rexford Solar Farm | CA | 64633 | 20SDB | 300 | Batteries | MWH | BA | (U) Under construction, less than or equal to 50 percent complete | 300
1 | 2024 | 4 | 63830 | 7V Solar Ranch, LLC | IPP | 7V Solar Ranch | TX | 64239 | 7V1 | 240 | Solar Photovoltaic | SUN | PV | (U) Under construction, less than or equal to 50 percent complete | 240
1 | 2024 | 4 | 64904 | AES Clean Energy | IPP | Delta Wind Farm (MS) | MS | 66000 | DLTA | 184.5 | Onshore Wind Turbine | WND | WT | (V) Under construction, more than 50 percent complete | 184.5
1 | 2024 | 4 | 57416 | Acciona Energy USA Global, LLC | IPP | AEUG Union Solar, LLC | OH | 64660 | AUS | 325 | Solar Photovoltaic | SUN | PV | (U) Under construction, less than or equal to 50 percent complete | 325
1 | 2024 | 4 | 65569 | Afton Solar LLC | IPP | Afton Solar | NY | 66521 | 18808 | 5 | Solar Photovoltaic | SUN | PV | (U) Under construction, less than or equal to 50 percent complete | 5
1 | 2024 | 4 | 15399 | Avangrid Renewables LLC | IPP | Bakeoven Solar | OR | 63507 | BOS1 | 60 | Solar Photovoltaic | SUN | PV | (V) Under construction, more than 50 percent complete | 60
1 | 2024 | 4 | 65654 | Birch Creek Development | IPP | Kimmel Road Solar, LLC | IL | 66632 | PV | 50 | Solar Photovoltaic | SUN | PV | (U) Under construction, less than or equal to 50 percent complete | 50
1 | 2024 | 4 | 63235 | Brookfield Renewable Trading and Marketing LP | IPP | AM Wind Repower LLC | CA | 66167 | 63235 | 27 | Onshore Wind Turbine | WND | WT | (U) Under construction, less than or equal to 50 percent complete | 27
1 | 2024 | 4 | 65591 | Cane Creek Solar, LLC | IPP | Cane Creek | MS | 66543 | PGRCC | 78.5 | Solar Photovoltaic | SUN | PV | (V) Under construction, more than 50 percent complete | 78.5
1 | 2024 | 4 | 65567 | Catalyze Pasadena 10585 Red Bluff Road Microgrid, LLC | IPP | TX Pasadena 10585 Red Bluff Road Solar | TX | 66519 | 19503 | 2.3 | Solar Photovoltaic | SUN | PV | (L) Regulatory approvals pending. Not under construction | 2.3
1 | 2024 | 4 | 65568 | Catalyze Sunnyvale 367 Long Creek Road Microgrid, LLC | IPP | TX Sunnyvale 367 Long Creek Road Solar | TX | 66520 | 19644 | 2 | Solar Photovoltaic | SUN | PV | (T) Regulatory approvals received. Not under construction | 2
1 | 2024 | 4 | 64872 | Distributed Solar Development, LLC | IPP | FFP - NY Game Farm | NY | 66828 | P5652 | 5 | Solar Photovoltaic | SUN | PV | (U) Under construction, less than or equal to 50 percent complete | 5
1 | 2024 | 4 | 58468 | Dominion Renewable Energy | IPP | Atlanta Farms Solar | OH | 65128 | 43164 | 199.6 | Solar Photovoltaic | SUN | PV | (P) Planned for installation, but regulatory approvals not initiated | 199.6
1 | 2024 | 4 | 58468 | Dominion Renewable Energy | IPP | Springfield Solar | VA | 65317 | SPRG | 2 | Solar Photovoltaic | SUN | PV | (U) Under construction, less than or equal to 50 percent complete | 2
1 | 2024 | 4 | 65806 | Elk Street Solar LLC | IPP | Elk Street Solar | NY | 66886 | ES | 2.4 | Solar Photovoltaic | SUN | PV | (L) Regulatory approvals pending. Not under construction | 2.4
1 | 2024 | 4 | 65572 | Greene Community Solar LLC | IPP | Greene Community Solar | NY | 66524 | 20738 | 5 | Solar Photovoltaic | SUN | PV | (T) Regulatory approvals received. Not under construction | 5
1 | 2024 | 4 | 65076 | HEN Infrastructure, L.L.C. | IPP | CISCO BESS | TX | 66795 | CISCO | 9.9 | Batteries | MWH | BA | (V) Under construction, more than 50 percent complete | 9.9
1 | 2024 | 4 | 65076 | HEN Infrastructure, L.L.C. | IPP | Falfurrias BESS | TX | 66792 | FALFU | 9.9 | Batteries | MWH | BA | (V) Under construction, more than 50 percent complete | 9.9
1 | 2024 | 4 | 62153 | Hecate Energy Highland LLC | IPP | Hecate Energy Highland LLC | OH | 62670 | HIGHL | 300 | Solar Photovoltaic | SUN | PV | (U) Under construction, less than or equal to 50 percent complete | 300
1 | 2024 | 4 | 63289 | Key Capture Energy | IPP | TX10 Hummingbird Storage | TX | 65693 | TX10 | 100 | Batteries | MWH | BA | (U) Under construction, less than or equal to 50 percent complete | 100
1 | 2024 | 4 | 65592 | Moonshot Solar, LLC | IPP | Moonshot | MS | 66544 | PGRMS | 78.5 | Solar Photovoltaic | SUN | PV | (V) Under construction, more than 50 percent complete | 78.5
1 | 2024 | 4 | 64507 | North Haven Solar One, LLC | IPP | North Haven Solar One | CT | 65109 | VCP11 | 1.6 | Solar Photovoltaic | SUN | PV | (P) Planned for installation, but regulatory approvals not initiated | 1.6
1 | 2024 | 4 | 64743 | PPM Solar LLC | IPP | Highpeak Solar 1 | TX | 66572 | HPKS1 | 10 | Solar Photovoltaic | SUN | PV | (T) Regulatory approvals received. Not under construction | 10
1 | 2024 | 4 | 63082 | ProEnergy Services | IPP | Remy Jade Power Station | TX | 66604 | CTG-1 | 44.5 | Natural Gas Fired Combustion Turbine | NG | GT | (U) Under construction, less than or equal to 50 percent complete | 60.5
1 | 2024 | 4 | 63082 | ProEnergy Services | IPP | Remy Jade Power Station | TX | 66604 | CTG-2 | 44.5 | Natural Gas Fired Combustion Turbine | NG | GT | (U) Under construction, less than or equal to 50 percent complete | 60.5
1 | 2024 | 4 | 63082 | ProEnergy Services | IPP | Remy Jade Power Station | TX | 66604 | CTG-3 | 44.5 | Natural Gas Fired Combustion Turbine | NG | GT | (U) Under construction, less than or equal to 50 percent complete | 60.5
1 | 2024 | 4 | 63082 | ProEnergy Services | IPP | Remy Jade Power Station | TX | 66604 | CTG-4 | 44.5 | Natural Gas Fired Combustion Turbine | NG | GT | (U) Under construction, less than or equal to 50 percent complete | 60.5
1 | 2024 | 4 | 63082 | ProEnergy Services | IPP | Remy Jade Power Station | TX | 66604 | CTG-5 | 44.5 | Natural Gas Fired Combustion Turbine | NG | GT | (U) Under construction, less than or equal to 50 percent complete | 60.5
1 | 2024 | 4 | 63082 | ProEnergy Services | IPP | Remy Jade Power Station | TX | 66604 | CTG-6 | 44.5 | Natural Gas Fired Combustion Turbine | NG | GT | (U) Under construction, less than or equal to 50 percent complete | 60.5
1 | 2024 | 4 | 63082 | ProEnergy Services | IPP | Remy Jade Power Station | TX | 66604 | CTG-7 | 44.5 | Natural Gas Fired Combustion Turbine | NG | GT | (U) Under construction, less than or equal to 50 percent complete | 60.5
1 | 2024 | 4 | 63082 | ProEnergy Services | IPP | Remy Jade Power Station | TX | 66604 | CTG-8 | 44.5 | Natural Gas Fired Combustion Turbine | NG | GT | (U) Under construction, less than or equal to 50 percent complete | 60.5
1 | 2024 | 4 | 65775 | RPCA Solar 1, LLC | IPP | Avenue 26 Solar | CA | 66809 | A26P1 | 2.6 | Solar Photovoltaic | SUN | PV | (L) Regulatory approvals pending. Not under construction | 2.6
1 | 2024 | 4 | 65775 | RPCA Solar 1, LLC | IPP | Avenue 26 Solar | CA | 66809 | A26P2 | 5 | Solar Photovoltaic | SUN | PV | (L) Regulatory approvals pending. Not under construction | 5
1 | 2024 | 4 | 16609 | San Diego Gas & Electric Co | Electric Utility | Dark Sky Energy Center | CA | 66599 | 1 | 7.1 | Batteries | MWH | BA | (U) Under construction, less than or equal to 50 percent complete | 7.3
1 | 2024 | 4 | 16609 | San Diego Gas & Electric Co | Electric Utility | Dark Sky Energy Center | CA | 66599 | 2 | 0.3 |  | H2 | FC | (U) Under construction, less than or equal to 50 percent complete | 0.3
1 | 2024 | 4 | 63257 | Solar Carver 1, LLC | IPP | Solar Carver 1 Hybrid | MA | 63541 | BCRV1 | 2 | Batteries | MWH | BA | (U) Under construction, less than or equal to 50 percent complete | 2
1 | 2024 | 4 | 63257 | Solar Carver 1, LLC | IPP | Solar Carver 1 Hybrid | MA | 63541 | SCRV1 | 2 | Solar Photovoltaic | SUN | PV | (U) Under construction, less than or equal to 50 percent complete | 2
1 | 2024 | 4 | 63243 | Solar Carver 3, LLC | IPP | Solar Carver 3 Hybrid | MA | 63506 | BCRV3 | 1 | Batteries | MWH | BA | (U) Under construction, less than or equal to 50 percent complete | 1
1 | 2024 | 4 | 63243 | Solar Carver 3, LLC | IPP | Solar Carver 3 Hybrid | MA | 63506 | SCRV3 | 1 | Solar Photovoltaic | SUN | PV | (U) Under construction, less than or equal to 50 percent complete | 1
1 | 2024 | 4 | 63515 | Sparta Solar, LLC | IPP | Sparta Solar | TX | 63840 | 1111 | 250 | Solar Photovoltaic | SUN | PV | (V) Under construction, more than 50 percent complete | 250
1 | 2024 | 4 | 65625 | Sunlight Storage II | IPP | Sunlight Storage II | CA | 66575 | SUNS2 | 230 | Batteries | MWH | BA | (U) Under construction, less than or equal to 50 percent complete | 230
1 | 2024 | 4 | 64932 | Texas Solar Nova 2, LLC | IPP | Texas Solar Nova 2 | TX | 65660 | TSN2 | 200 | Solar Photovoltaic | SUN | PV | (V) Under construction, more than 50 percent complete | 200
1 | 2024 | 4 | 65754 | VESI 12 LLC | IPP | Bottleneck Energy Storage | CA | 66757 | BN1 | 80 | Batteries | MWH | BA | (U) Under construction, less than or equal to 50 percent complete | 80
1 | 2024 | 4 | 20856 | Wisconsin Power & Light Co | Electric Utility | Grant County | WI | 65007 | PV1 | 200 | Solar Photovoltaic | SUN | PV | (U) Under construction, less than or equal to 50 percent complete | 200
1 | 2024 | 5 | 64904 | AES Clean Energy | IPP | McFarland B Solar and Storage | AZ | 66637 | BESS | 150 | Batteries | MWH | BA | (V) Under construction, more than 50 percent complete | 150
1 | 2024 | 5 | 64904 | AES Clean Energy | IPP | McFarland B Solar and Storage | AZ | 66637 | MCFRB | 300 | Solar Photovoltaic | SUN | PV | (V) Under construction, more than 50 percent complete | 300
1 | 2024 | 5 | 61012 | AES Distributed Energy | IPP | AES Maui Kuihelani Solar Hybrid | HI | 64256 | KLNIB | 60 | Batteries | MWH | BA | (V) Under construction, more than 50 percent complete | 60
1 | 2024 | 5 | 61012 | AES Distributed Energy | IPP | AES Maui Kuihelani Solar Hybrid | HI | 64256 | KULNI | 60 | Solar Photovoltaic | SUN | PV | (V) Under construction, more than 50 percent complete | 60
1 | 2024 | 5 | 65646 | AFTW Storage, LLC | IPP | AFTW Storage, LLC | CA | 66619 | AFTW | 1.2 | Batteries | MWH | BA | (L) Regulatory approvals pending. Not under construction | 1.2
1 | 2024 | 5 | 65600 | AP Sunray LLC | IPP | AP Sunray LLC | TX | 64258 | OCISR | 200 | Solar Photovoltaic | SUN | PV | (U) Under construction, less than or equal to 50 percent complete | 200
1 | 2024 | 5 | 65657 | Adams Solar LLC (PA) | IPP | Adams Solar LLC PA | PA | 66634 | ENX20 | 80 | Solar Photovoltaic | SUN | PV | (U) Under construction, less than or equal to 50 percent complete | 80
1 | 2024 | 5 | 65700 | Atrisco Energy Storage LLC | IPP | Atrisco Energy Storage | NM | 66694 | ATRES | 300 | Solar Photovoltaic | SUN | PV | (T) Regulatory approvals received. Not under construction | 300
1 | 2024 | 5 | 65293 | Bartonsville Energy Facility, LLC | IPP | Bartonsville Energy Facility, LLC | VA | 66133 | BTS | 130 | Solar Photovoltaic | SUN | PV | (V) Under construction, more than 50 percent complete | 130
1 | 2024 | 5 | 65765 | Borden County Battery Energy Storage System LLC | IPP | Borden County BESS | TX | 66804 | 1 | 150 | Batteries | MWH | BA | (T) Regulatory approvals received. Not under construction | 150
1 | 2024 | 5 | 65694 | Bright Arrow Solar, LLC | IPP | Bright Arrow Solar, LLC | TX | 66688 | BASS | 300 | Solar Photovoltaic | SUN | PV | (U) Under construction, less than or equal to 50 percent complete | 300
1 | 2024 | 5 | 65694 | Bright Arrow Solar, LLC | IPP | Bright Arrow Solar, LLC | TX | 66688 | BASS1 | 103.6 | Batteries | MWH | BA | (U) Under construction, less than or equal to 50 percent complete | 103.6
1 | 2024 | 5 | 65361 | CT Cutlass II Solar LLC | IPP | Rowland Solar II | TX | 66262 | SAREN | 200 | Solar Photovoltaic | SUN | PV | (V) Under construction, more than 50 percent complete | 202.8
1 | 2024 | 5 | 65643 | Cald BESS LLC | IPP | Cald BESS | CA | 66617 | 1 | 100 | Batteries | MWH | BA | (U) Under construction, less than or equal to 50 percent complete | 100
1 | 2024 | 5 | 56769 | Consolidated Edison Development Inc. | IPP | Alamo 3 BESS 2 | TX | 66293 | A3BS2 | 100 | Batteries | MWH | BA | (P) Planned for installation, but regulatory approvals not initiated | 100
1 | 2024 | 5 | 56769 | Consolidated Edison Development Inc. | IPP | Alamo 4 BESS | TX | 66294 | A4BS1 | 100 | Batteries | MWH | BA | (P) Planned for installation, but regulatory approvals not initiated | 100
1 | 2024 | 5 | 56769 | Consolidated Edison Development Inc. | IPP | Alamo 5 BESS 1 | TX | 66295 | A5BS1 | 100 | Batteries | MWH | BA | (P) Planned for installation, but regulatory approvals not initiated | 100
1 | 2024 | 5 | 56769 | Consolidated Edison Development Inc. | IPP | Alamo 5 BESS 2 | TX | 66296 | A5BS2 | 100 | Batteries | MWH | BA | (P) Planned for installation, but regulatory approvals not initiated | 100
1 | 2024 | 5 | 56769 | Consolidated Edison Development Inc. | IPP | Alamo 7 BESS 1 | TX | 66297 | A7BS1 | 150 | Batteries | MWH | BA | (P) Planned for installation, but regulatory approvals not initiated | 150
1 | 2024 | 5 | 56769 | Consolidated Edison Development Inc. | IPP | Alamo 7 BESS 2 | TX | 66298 | A7BS2 | 150 | Batteries | MWH | BA | (P) Planned for installation, but regulatory approvals not initiated | 150
1 | 2024 | 5 | 56769 | Consolidated Edison Development Inc. | IPP | Crane 2 BESS 2 | TX | 66300 | CRBS2 | 150 | Batteries | MWH | BA | (P) Planned for installation, but regulatory approvals not initiated | 150
1 | 2024 | 5 | 56769 | Consolidated Edison Development Inc. | IPP | Upton BESS 2 | TX | 66303 | UPBS2 | 150 | Batteries | MWH | BA | (P) Planned for installation, but regulatory approvals not initiated | 150
1 | 2024 | 5 | 56769 | Consolidated Edison Development Inc. | IPP | Uvalde 2 BESS 1 | TX | 66304 | UVBS1 | 75 | Batteries | MWH | BA | (P) Planned for installation, but regulatory approvals not initiated | 75
1 | 2024 | 5 | 56769 | Consolidated Edison Development Inc. | IPP | Uvalde 2 BESS 2 | TX | 66305 | UVBS2 | 150 | Batteries | MWH | BA | (P) Planned for installation, but regulatory approvals not initiated | 150
1 | 2024 | 5 | 56769 | Consolidated Edison Development Inc. | IPP | Uvalde Solar 2 | TX | 66309 | UVPV2 | 300 | Solar Photovoltaic | SUN | PV | (P) Planned for installation, but regulatory approvals not initiated | 300
1 | 2024 | 5 | 65832 | Cottonwood Bayou Solar, LLC | IPP | Cottonwood Bayou Solar | TX | 66915 | CTW | 350 | Solar Photovoltaic | SUN | PV | (U) Under construction, less than or equal to 50 percent complete | 350
1 | 2024 | 5 | 65831 | Danish Fields Solar, LLC | IPP | Danish Fields Solar, LLC | TX | 66914 | DAN | 600 | Solar Photovoltaic | SUN | PV | (U) Under construction, less than or equal to 50 percent complete | 600
1 | 2024 | 5 | 61610 | Delaware River Solar, LLC | IPP | State Route 64N Community Solar Farm | NY | 62520 | 1089 | 1.2 | Solar Photovoltaic | SUN | PV | (T) Regulatory approvals received. Not under construction | 1.2
1 | 2024 | 5 | 64872 | Distributed Solar Development, LLC | IPP | Caesar's Atlantic City - POI 1 (Colosseu | NJ | 66813 | P5377 | 1.4 | Solar Photovoltaic | SUN | PV | (V) Under construction, more than 50 percent complete | 1.4
1 | 2024 | 5 | 64872 | Distributed Solar Development, LLC | IPP | Harrah's Atlantic City - POI 1 (Meeting | NJ | 66830 | P5376 | 2.3 | Solar Photovoltaic | SUN | PV | (U) Under construction, less than or equal to 50 percent complete | 2.3
1 | 2024 | 5 | 64609 | ENGIE Solidago Solar LLC | IPP | ENGIE Solidago Solar Project - Hybrid | DE | 65304 | BESS | 12.5 | Batteries | MWH | BA | (P) Planned for installation, but regulatory approvals not initiated | 12.5
1 | 2024 | 5 | 7140 | Georgia Power Co | Electric Utility | Mossy Branch Battery Facility | GA | 65018 | BESS | 65 | Batteries | MWH | BA | (U) Under construction, less than or equal to 50 percent complete | 65
1 | 2024 | 5 | 65016 | High River Energy Center, LLC | IPP | High River Energy Center, LLC | NY | 65765 | HR01 | 90 | Solar Photovoltaic | SUN | PV | (L) Regulatory approvals pending. Not under construction | 90
1 | 2024 | 5 | 65281 | Horus Louisiana 1, LLC | IPP | Elizabeth Solar Plant | LA | 66111 | US199 | 125 | Solar Photovoltaic | SUN | PV | (P) Planned for installation, but regulatory approvals not initiated | 125
1 | 2024 | 5 | 49893 | Invenergy Services LLC | IPP | Delilah Solar Energy LLC | TX | 63194 | GEN1 | 300 | Solar Photovoltaic | SUN | PV | (TS) Construction complete, but not yet in commercial operation | 300
1 | 2024 | 5 | 65627 | NRG THW GT LLC | IPP | NRG THW GT Electric Generating Station | TX | 66601 | GT61 | 204 | Natural Gas Fired Combustion Turbine | NG | GT | (T) Regulatory approvals received. Not under construction | 188.7
1 | 2024 | 5 | 65627 | NRG THW GT LLC | IPP | NRG THW GT Electric Generating Station | TX | 66601 | GT62 | 204 | Natural Gas Fired Combustion Turbine | NG | GT | (T) Regulatory approvals received. Not under construction | 188.7
1 | 2024 | 5 | 65796 | North Fork Solar Project, LLC | IPP | North Fork Solar Project | OK | 66866 | NFORK | 120 | Solar Photovoltaic | SUN | PV | (T) Regulatory approvals received. Not under construction | 120
1 | 2024 | 5 | 63720 | Ocean Wind, LLC | IPP | Ocean Wind | NJ | 64082 | OCW01 | 1215 | Offshore Wind Turbine | WND | WS | (L) Regulatory approvals pending. Not under construction | 1215
1 | 2024 | 5 | 64743 | PPM Solar LLC | IPP | BKV Ponder Solar 1 | TX | 66571 | BKVP1 | 2.5 | Solar Photovoltaic | SUN | PV | (T) Regulatory approvals received. Not under construction | 2.5
1 | 2024 | 5 | 65347 | Pearl River Solar Park, LLC | IPP | Pearl River Solar Park LLC | MS | 66239 | GEN01 | 175 | Solar Photovoltaic | SUN | PV | (V) Under construction, more than 50 percent complete | 175
1 | 2024 | 5 | 64610 | Powells Creek Farm Solar, LLC | IPP | Powells Creek Solar - Hybrid | VA | 65305 | BESS | 17.5 | Batteries | MWH | BA | (P) Planned for installation, but regulatory approvals not initiated | 17.5
1 | 2024 | 5 | 63359 | REA Investments, LLC | IPP | Novel Brock Solar LLC | MN | 65024 | BROCK | 1 | Solar Photovoltaic | SUN | PV | (T) Regulatory approvals received. Not under construction | 1
1 | 2024 | 5 | 63359 | REA Investments, LLC | IPP | Novel Swenson Solar LLC | MN | 65025 | SWNSN | 1 | Solar Photovoltaic | SUN | PV | (T) Regulatory approvals received. Not under construction | 1
1 | 2024 | 5 | 64607 | Salt City Solar LLC | IPP | Salt City Solar Project - Hybrid | OH | 65302 | BESS | 12.5 | Batteries | MWH | BA | (P) Planned for installation, but regulatory approvals not initiated | 12.5
1 | 2024 | 5 | 60531 | Standard Solar | IPP | Woodville Solar | RI | 64530 | 1 | 4.5 | Solar Photovoltaic | SUN | PV | (U) Under construction, less than or equal to 50 percent complete | 4.5
1 | 2024 | 5 | 64612 | Sunnybrook Farm Solar, LLC | IPP | Sunnybrook Solar Project - Hybrid | VA | 65307 | SUNB | 12.5 | Batteries | MWH | BA | (P) Planned for installation, but regulatory approvals not initiated | 12.5
1 | 2024 | 5 | 65863 | Three Corners Solar, LLC | IPP | Three Corners Solar | ME | 66955 | 18099 | 110 | Solar Photovoltaic | SUN | PV | (U) Under construction, less than or equal to 50 percent complete | 110
1 | 2024 | 5 | 65173 | United States Solar Corporation | IPP | Spring Prairie Solar LLC | MN | 66972 | SPRPR | 1 | Solar Photovoltaic | SUN | PV | (T) Regulatory approvals received. Not under construction | 1
1 | 2024 | 5 | 65173 | United States Solar Corporation | IPP | USS Cogburn Solar LLC | CO | 66436 | USCOG | 2.4 | Solar Photovoltaic | SUN | PV | (T) Regulatory approvals received. Not under construction | 2.4
1 | 2024 | 5 | 65173 | United States Solar Corporation | IPP | USS Fruita Solar LLC | CO | 66432 | USGBS | 2 | Solar Photovoltaic | SUN | PV | (T) Regulatory approvals received. Not under construction | 2
1 | 2024 | 5 | 65640 | Vineyard Wind 1 LLC | IPP | Vineyard Wind 1 | MA | 63093 | VW01 | 800 | Offshore Wind Turbine | WND | WS | (L) Regulatory approvals pending. Not under construction | 800
1 | 2024 | 6 | 64904 | AES Clean Energy | IPP | Baldy Mesa 2_Silver Peak Hybrid | CA | 66885 | SPKBS | 25 | Batteries | MWH | BA | (V) Under construction, more than 50 percent complete | 25
1 | 2024 | 6 | 64904 | AES Clean Energy | IPP | Baldy Mesa 2_Silver Peak Hybrid | CA | 66885 | SPKPV | 50 | Solar Photovoltaic | SUN | PV | (V) Under construction, more than 50 percent complete | 50
1 | 2024 | 6 | 61012 | AES Distributed Energy | IPP | AES Mountain View Solar | HI | 66002 | MVSBA | 7 | Batteries | MWH | BA | (V) Under construction, more than 50 percent complete | 7
1 | 2024 | 6 | 61012 | AES Distributed Energy | IPP | AES Mountain View Solar | HI | 66002 | MVSPV | 7 | Solar Photovoltaic | SUN | PV | (V) Under construction, more than 50 percent complete | 7
1 | 2024 | 6 | 59474 | BQ Energy LLC | IPP | Yeoman Creek | IL | 61910 | YEOM | 8.8 | Solar Photovoltaic | SUN | PV | (L) Regulatory approvals pending. Not under construction | 8.8
1 | 2024 | 6 | 65280 | Babbitt Ranch Energy Center, LLC | IPP | Babbitt Ranch Energy Center | AZ | 66110 | BREC1 | 163 | Onshore Wind Turbine | WND | WT | (U) Under construction, less than or equal to 50 percent complete | 163
1 | 2024 | 6 | 65654 | Birch Creek Development | IPP | Altona Solar, LLC | MO | 66628 | PV | 30 | Solar Photovoltaic | SUN | PV | (U) Under construction, less than or equal to 50 percent complete | 30
1 | 2024 | 6 | 65654 | Birch Creek Development | IPP | Salt Creek Township Solar, LLC | IL | 66633 | PV | 50 | Solar Photovoltaic | SUN | PV | (T) Regulatory approvals received. Not under construction | 50
1 | 2024 | 6 | 65270 | Blue Elk I Solar, LLC | IPP | Blue Elk I Solar, LLC | MI | 66107 | BEI | 20 | Solar Photovoltaic | SUN | PV | (U) Under construction, less than or equal to 50 percent complete | 20
1 | 2024 | 6 | 65696 | Brazos Bend BESS, LLC | IPP | Brazos Bend BESS, LLC | TX | 66690 | BEND | 100 | Batteries | MWH | BA | (U) Under construction, less than or equal to 50 percent complete | 100
1 | 2024 | 6 | 63883 | Broad Reach Power | IPP | Crockett | TX | 65488 | CROKT | 9.9 | Batteries | MWH | BA | (L) Regulatory approvals pending. Not under construction | 9.9
1 | 2024 | 6 | 63883 | Broad Reach Power | IPP | Octans | TX | 65590 | OCTNS | 125 | Batteries | MWH | BA | (L) Regulatory approvals pending. Not under construction | 125
1 | 2024 | 6 | 65658 | Caden Energix Axton LLC | IPP | Caden Energix Axton LLC | VA | 66635 | ENX20 | 66 | Solar Photovoltaic | SUN | PV | (U) Under construction, less than or equal to 50 percent complete | 66
1 | 2024 | 6 | 65428 | Callisto I Energy Center | IPP | Callisto I Energy Center | TX | 66338 | CALL1 | 100 | Batteries | MWH | BA | (P) Planned for installation, but regulatory approvals not initiated | 101.6
1 | 2024 | 6 | 64624 | Cedar Creek Wind, LLC | IPP | Cedar Creek Wind, LLC | ID | 65311 | CDCRK | 160 | Onshore Wind Turbine | WND | WT | (V) Under construction, more than 50 percent complete | 160
1 | 2024 | 6 | 1148 | City of Baldwin City- (KS) | Electric Utility | Baldwin City Plant No 2 | KS | 8020 | 10 | 2 | Petroleum Liquids | DFO | IC | (U) Under construction, less than or equal to 50 percent complete | 2.2
1 | 2024 | 6 | 1148 | City of Baldwin City- (KS) | Electric Utility | Baldwin City Plant No 2 | KS | 8020 | 9 | 2 | Petroleum Liquids | DFO | IC | (U) Under construction, less than or equal to 50 percent complete | 2.2
1 | 2024 | 6 | 65780 | Clearwater Wind III, LLC | IPP | Clearwater Wind III | MT | 66811 | CW3 | 100 | Onshore Wind Turbine | WND | WT | (U) Under construction, less than or equal to 50 percent complete | 100
1 | 2024 | 6 | 64843 | Dakota County, MN | Electric Utility | Byllesby | MN | 50328 | NOR-1 | 2 | Conventional Hydroelectric | WAT | HY | (V) Under construction, more than 50 percent complete | 2
1 | 2024 | 6 | 64843 | Dakota County, MN | Electric Utility | Byllesby | MN | 50328 | SOU-2 | 2 | Conventional Hydroelectric | WAT | HY | (V) Under construction, more than 50 percent complete | 2
1 | 2024 | 6 | 61610 | Delaware River Solar, LLC | IPP | Route 5 & 20 Community Solar Farm | NY | 62523 | 1093 | 2.3 | Solar Photovoltaic | SUN | PV | (L) Regulatory approvals pending. Not under construction | 2.3
1 | 2024 | 6 | 65677 | Dimension Energy LLC | IPP | Kings CSG 3 LLC | CA | 66676 | KING3 | 3 | Solar Photovoltaic | SUN | PV | (P) Planned for installation, but regulatory approvals not initiated | 3
1 | 2024 | 6 | 5248 | Dominion Energy Inc. | Electric Utility | Bookers Mill Solar | VA | 66314 | BMSO | 127 | Solar Photovoltaic | SUN | PV | (U) Under construction, less than or equal to 50 percent complete | 127
1 | 2024 | 6 | 5248 | Dominion Energy Inc. | IPP | Madison Solar | VA | 66316 | MDSO | 62.5 | Solar Photovoltaic | SUN | PV | (T) Regulatory approvals received. Not under construction | 62.5
0 | 2024 | 6 | 5347 | Dow Chemical Co | Industrial | Plaquemine Cogeneration Plant | LA | 55419 | ST6 | 48.9 | Natural Gas Fired Combined Cycle | NG | CA | (U) Under construction, less than or equal to 50 percent complete | 48.9
1 | 2024 | 6 | 61785 | EDP Renewables North America LLC | IPP | Scarlet Solar (CA) | CA | 64908 | GEN01 | 160 | Solar Photovoltaic | SUN | PV | (V) Under construction, more than 50 percent complete | 160
1 | 2024 | 6 | 61785 | EDP Renewables North America LLC | IPP | Scarlet Solar (CA) | CA | 64908 | GEN02 | 40 | Batteries | MWH | BA | (V) Under construction, more than 50 percent complete | 40
1 | 2024 | 6 | 64947 | EDPR CA Solar Park II LLC | IPP | Sandrini Solar 100 | CA | 65664 | GEN02 | 200 | Solar Photovoltaic | SUN | PV | (V) Under construction, more than 50 percent complete | 200
1 | 2024 | 6 | 64946 | EDPR CA Solar Park LLC | IPP | Sandrini Solar 200 | CA | 65663 | GEN01 | 100 | Solar Photovoltaic | SUN | PV | (V) Under construction, more than 50 percent complete | 100
1 | 2024 | 6 | 65859 | EDPR Scarlet II LLC | IPP | Scarlet II Hybrid | CA | 66951 | GEN03 | 200 | Solar Photovoltaic | SUN | PV | (L) Regulatory approvals pending. Not under construction | 200
1 | 2024 | 6 | 65859 | EDPR Scarlet II LLC | IPP | Scarlet II Hybrid | CA | 66951 | GEN04 | 150 | Batteries | MWH | BA | (L) Regulatory approvals pending. Not under construction | 150
1 | 2024 | 6 | 58970 | Ecoplexus, Inc | IPP | Willoughby PV1 | NC | 60003 | WILL1 | 20 | Solar Photovoltaic | SUN | PV | (L) Regulatory approvals pending. Not under construction | 20
1 | 2024 | 6 | 65368 | Eleven Mile Solar Center, LLC | IPP | Eleven Mile Solar Center | AZ | 66263 | 1111 | 300 | Solar Photovoltaic | SUN | PV | (U) Under construction, less than or equal to 50 percent complete | 300
0 | 2024 | 6 | 65641 | EnLink Processing Services, LLC | Industrial | Eunice LA Plant | LA | 66615 | STG01 | 4.6 | Natural Gas Steam Turbine | NG | ST | (L) Regulatory approvals pending. Not under construction | 4.7
1 | 2024 | 6 | 64458 | Enfield Solar One, LLC | IPP | Enfield Solar One | CT | 65047 | VCP07 | 4 | Solar Photovoltaic | SUN | PV | (P) Planned for installation, but regulatory approvals not initiated | 4
1 | 2024 | 6 | 65218 | Glover Creek Solar, LLC | IPP | Glover Creek Solar, LLC | KY | 66047 | GLOVE | 55 | Solar Photovoltaic | SUN | PV | (V) Under construction, more than 50 percent complete | 55
1 | 2024 | 6 | 65805 | GulfStar Power, LLC | IPP | GulfStar Power, LLC | TX | 66871 | BESS | 300 | Batteries | MWH | BA | (T) Regulatory approvals received. Not under construction | 300
1 | 2024 | 6 | 65805 | GulfStar Power, LLC | IPP | GulfStar Power, LLC | TX | 66871 | SOLAR | 451.6 | Solar Photovoltaic | SUN | PV | (T) Regulatory approvals received. Not under construction | 451.6
1 | 2024 | 6 | 65650 | Harvest Gold Solar Power, LLC | IPP | Harvest Gold Solar | MS | 66623 | HGS | 99 | Solar Photovoltaic | SUN | PV | (U) Under construction, less than or equal to 50 percent complete | 99
1 | 2024 | 6 | 63289 | Key Capture Energy | IPP | TX15 Limousin Oak Storage | TX | 65698 | TX15 | 100 | Batteries | MWH | BA | (U) Under construction, less than or equal to 50 percent complete | 100
1 | 2024 | 6 | 50123 | Leeward Asset Management, LLC | IPP | AVEP BESS | CA | 65591 | AVEPB | 126 | Batteries | MWH | BA | (U) Under construction, less than or equal to 50 percent complete | 126
1 | 2024 | 6 | 62842 | Lightsource Renewable Energy Asset Management, LLC | IPP | Honeysuckle Solar Farm | IN | 65936 | INHS1 | 150 | Solar Photovoltaic | SUN | PV | (V) Under construction, more than 50 percent complete | 150
1 | 2024 | 6 | 65131 | Mammoth North, LLC | IPP | Mammoth North Solar | IN | 65957 | GEN1 | 400 | Solar Photovoltaic | SUN | PV | (V) Under construction, more than 50 percent complete | 400
1 | 2024 | 6 | 64478 | Middletown Solar One, LLC | IPP | Middletown Solar One | CT | 65062 | VCP09 | 2 | Solar Photovoltaic | SUN | PV | (P) Planned for installation, but regulatory approvals not initiated | 2
1 | 2024 | 6 | 13402 | Nevada Irrigation District | IPP | Loma Rica Hydroelectric Powerhouse | CA | 60988 | HY1 | 1.4 | Conventional Hydroelectric | WAT | HY | (P) Planned for installation, but regulatory approvals not initiated | 1.4
1 | 2024 | 6 | 65550 | Nova Power, LLC | IPP | Menifee Power Bank | CA | 66494 | NOVA1 | 230 | Batteries | MWH | BA | (U) Under construction, less than or equal to 50 percent complete | 230
1 | 2024 | 6 | 65550 | Nova Power, LLC | IPP | Menifee Power Bank | CA | 66494 | NOVA2 | 230 | Batteries | MWH | BA | (U) Under construction, less than or equal to 50 percent complete | 230
1 | 2024 | 6 | 65778 | OE_CAB1 | IPP | OE_CAB1 | CA | 66808 | OCAB | 99.7 | Solar Photovoltaic | SUN | PV | (L) Regulatory approvals pending. Not under construction | 99.7
1 | 2024 | 6 | 63755 | Old 300 Solar Center, LLC | IPP | Old 300 Solar Center, LLC | TX | 64133 | 2222 | 430 | Solar Photovoltaic | SUN | PV | (V) Under construction, more than 50 percent complete | 430
1 | 2024 | 6 | 65648 | Prairie Mist Solar Project, LLC | IPP | Prairie Mist Solar | AR | 66625 | 78661 | 100 | Solar Photovoltaic | SUN | PV | (T) Regulatory approvals received. Not under construction | 109.2
1 | 2024 | 6 | 64953 | Putnam Meadow Solar Station, LLC | IPP | Putnam Meadow Solar Station | CT | 65710 | PTNM | 4 | Solar Photovoltaic | SUN | PV | (L) Regulatory approvals pending. Not under construction | 4
1 | 2024 | 6 | 65826 | Roadrunner Crossing Wind Farm, LLC | IPP | Roadrunner Wind Farm | TX | 66902 | 5317 | 256 | Onshore Wind Turbine | WND | WT | (U) Under construction, less than or equal to 50 percent complete | 256
1 | 2024 | 6 | 63778 | SR Litchfield, LLC | IPP | SR Litchfield | CT | 64161 | LITCH | 19.8 | Solar Photovoltaic | SUN | PV | (T) Regulatory approvals received. Not under construction | 19.8
1 | 2024 | 6 | 16534 | Sacramento Municipal Util Dist | Electric Utility | Solano Wind | CA | 7526 | 4 | 85.5 | Onshore Wind Turbine | WND | WT | (P) Planned for installation, but regulatory approvals not initiated | 85.5
1 | 2024 | 6 | 65418 | Sierra Estrella Energy Storage, LLC | IPP | Sierra Estrella Energy Storage | AZ | 66334 | BESS3 | 250 | Batteries | MWH | BA | (U) Under construction, less than or equal to 50 percent complete | 250
1 | 2024 | 6 | 64994 | SolRiver Capital LLC | IPP | Canyonville Solar LLC (CSG) | OR | 66340 | PV1 | 2.5 | Solar Photovoltaic | SUN | PV | (L) Regulatory approvals pending. Not under construction | 2.5
1 | 2024 | 6 | 64994 | SolRiver Capital LLC | IPP | Rhubarb One SC | SC | 59596 | PV1 | 9.6 | Solar Photovoltaic | SUN | PV | (L) Regulatory approvals pending. Not under construction | 9.6
1 | 2024 | 6 | 17609 | Southern California Edison Co | Electric Utility | Anode (Springville) BESS | CA | 65458 | ANOD1 | 112.5 | Batteries | MWH | BA | (V) Under construction, more than 50 percent complete | 112.5
1 | 2024 | 6 | 17609 | Southern California Edison Co | Electric Utility | Anode (Springville) BESS | CA | 65458 | ANOD2 | 112.5 | Batteries | MWH | BA | (V) Under construction, more than 50 percent complete | 112.5
1 | 2024 | 6 | 64778 | Strata Manager, LLC | IPP | Inland Empire Energy Storage | CA | 66726 | IEESS | 70 | Batteries | MWH | BA | (P) Planned for installation, but regulatory approvals not initiated | 70
1 | 2024 | 6 | 60970 | SunShare Management | IPP | Buffalo Sun CSG | MN | 66070 | BUFFS | 1 | Solar Photovoltaic | SUN | PV | (P) Planned for installation, but regulatory approvals not initiated | 1
1 | 2024 | 6 | 60970 | SunShare Management | IPP | Oster Sun CSG | MN | 66072 | OSTRS | 1 | Solar Photovoltaic | SUN | PV | (P) Planned for installation, but regulatory approvals not initiated | 1
1 | 2024 | 6 | 60970 | SunShare Management | IPP | Quarry Sun CSG | MN | 66073 | QURYS | 1 | Solar Photovoltaic | SUN | PV | (P) Planned for installation, but regulatory approvals not initiated | 1
1 | 2024 | 6 | 65419 | Superstition Energy Storage, LLC | IPP | Superstition Energy Storage | AZ | 66333 | BESS4 | 90 | Batteries | MWH | BA | (T) Regulatory approvals received. Not under construction | 90
1 | 2024 | 6 | 56789 | TBE Montgomery LLC | IPP | TBE-Montgomery LLC | NY | 57472 | CTG | 11.6 | Other Waste Biomass | OBG | CT | (U) Under construction, less than or equal to 50 percent complete | 12
1 | 2024 | 6 | 56789 | TBE Montgomery LLC | IPP | TBE-Montgomery LLC | NY | 57472 | STG | 7.4 | Other Waste Biomass | OBG | CA | (U) Under construction, less than or equal to 50 percent complete | 9
1 | 2024 | 6 | 65552 | Terra-Gen Operating Co-BESS 2 | IPP | Beaumont BESS | CA | 66461 | GEN1 | 100 | Batteries | MWH | BA | (U) Under construction, less than or equal to 50 percent complete | 116.6
1 | 2024 | 6 | 61950 | Terra-Gen Operating Co-Solar | IPP | Lockhart ESS, LLC | CA | 66946 | LHESS | 45 | Batteries | MWH | BA | (U) Under construction, less than or equal to 50 percent complete | 45
1 | 2024 | 6 | 65685 | Tumbleweed Energy Storage, LLC | IPP | Tumbleweed Energy Storage | CA | 66666 | TWES1 | 50 | Batteries | MWH | BA | (U) Under construction, less than or equal to 50 percent complete | 50
1 | 2024 | 6 | 64457 | VCP, LLC d/b/a Verogy | IPP | Emery Shute Solar One | ME | 65045 | VCP14 | 1.4 | Solar Photovoltaic | SUN | PV | (P) Planned for installation, but regulatory approvals not initiated | 1.4
1 | 2024 | 6 | 64457 | VCP, LLC d/b/a Verogy | IPP | Spencer Drive Solar One | ME | 65138 | VCP18 | 2 | Solar Photovoltaic | SUN | PV | (P) Planned for installation, but regulatory approvals not initiated | 2
1 | 2024 | 6 | 65555 | West Tambo Clean Power II | IPP | West Tambo Clean Power II | CA | 66506 | WEST2 | 2 | Solar Photovoltaic | SUN | PV | (U) Under construction, less than or equal to 50 percent complete | 2
1 | 2024 | 7 | 65684 | 549 Doles Ridge Rd Solar LLC | IPP | 549 Doles Ridge Rd Solar LLC | ME | 66665 | 549DR | 4.9 | Solar Photovoltaic | SUN | PV | (T) Regulatory approvals received. Not under construction | 4.9
1 | 2024 | 7 | 57416 | Acciona Energy USA Global, LLC | IPP | Red Tailed Hawk Solar LLC | TX | 66157 | GEN1 | 350 | Solar Photovoltaic | SUN | PV | (V) Under construction, more than 50 percent complete | 350
1 | 2024 | 7 | 65654 | Birch Creek Development | IPP | RIchland Township Solar, LLC | IL | 66630 | PV | 35 | Solar Photovoltaic | SUN | PV | (U) Under construction, less than or equal to 50 percent complete | 35
0 | 2024 | 7 | 5347 | Dow Chemical Co | Industrial | Plaquemine Cogeneration Plant | LA | 55419 | ST7 | 48.9 | Natural Gas Fired Combined Cycle | NG | CA | (U) Under construction, less than or equal to 50 percent complete | 48.9
1 | 2024 | 7 | 65594 | EnerSmart Storage | IPP | EnerSmart Mesa Heights Sub Station | CA | 66552 | MH162 | 3 | Batteries | MWH | BA | (L) Regulatory approvals pending. Not under construction | 3
1 | 2024 | 7 | 65620 | Fox Garden LLC | IPP | Fox Garden | MN | 66576 | MNC07 | 1 | Solar Photovoltaic | SUN | PV | (T) Regulatory approvals received. Not under construction | 1
1 | 2024 | 7 | 65381 | Gravel Pit Solar, LLC | IPP | Gravel Pit Solar, LLC | CT | 66268 | GPS03 | 70 | Solar Photovoltaic | SUN | PV | (U) Under construction, less than or equal to 50 percent complete | 70
1 | 2024 | 7 | 65829 | Hill Solar 1, LLC | IPP | Hill Solar 1, LLC | TX | 66912 | HS1 | 405 | Solar Photovoltaic | SUN | PV | (U) Under construction, less than or equal to 50 percent complete | 405
1 | 2024 | 7 | 9234 | Indiana Municipal Power Agency | Electric Utility | IMPA Veedersburg Solar Park | IN | 66938 | VEED | 1.4 | Solar Photovoltaic | SUN | PV | (T) Regulatory approvals received. Not under construction | 1.4
1 | 2024 | 7 | 9234 | Indiana Municipal Power Agency | Electric Utility | IMPA Winamac Solar Park | IN | 66939 | WINA | 2.9 | Solar Photovoltaic | SUN | PV | (T) Regulatory approvals received. Not under construction | 2.9
1 | 2024 | 7 | 13407 | Nevada Power Co | Electric Utility | Silverhawk | NV | 55841 | CT3 | 222.6 | Natural Gas Fired Combustion Turbine | NG | GT | (U) Under construction, less than or equal to 50 percent complete | 210.1
1 | 2024 | 7 | 13407 | Nevada Power Co | Electric Utility | Silverhawk | NV | 55841 | CT4 | 222.6 | Natural Gas Fired Combustion Turbine | NG | GT | (U) Under construction, less than or equal to 50 percent complete | 210.1
1 | 2024 | 7 | 64673 | Ross County Solar, LLC | IPP | Ross County Solar, LLC | OH | 65343 | ROSS | 120 | Solar Photovoltaic | SUN | PV | (P) Planned for installation, but regulatory approvals not initiated | 120
1 | 2024 | 7 | 65626 | San Juan Solar I, LLC | IPP | San Juan Solar I | NM | 66574 | SJSS | 100 | Batteries | MWH | BA | (U) Under construction, less than or equal to 50 percent complete | 100
1 | 2024 | 7 | 62936 | TREX US Red Holly LLC | IPP | TREX US Red Holly | TX | 63202 | 701-S | 50 | Batteries | MWH | BA | (L) Regulatory approvals pending. Not under construction | 50
1 | 2024 | 7 | 65685 | Tumbleweed Energy Storage, LLC | IPP | Tumbleweed Energy Storage | CA | 66666 | TWES2 | 75 | Batteries | MWH | BA | (U) Under construction, less than or equal to 50 percent complete | 75
1 | 2024 | 7 | 65173 | United States Solar Corporation | IPP | MN East Regal LLC | MN | 66973 | MNERL | 1 | Solar Photovoltaic | SUN | PV | (T) Regulatory approvals received. Not under construction | 1
1 | 2024 | 7 | 65777 | Urban Grid Solar | IPP | Foxglove Solar | VA | 66841 | FOXG1 | 75 | Solar Photovoltaic | SUN | PV | (U) Under construction, less than or equal to 50 percent complete | 75
1 | 2024 | 7 | 65645 | Wadley Solar, LLC | IPP | Wadley Solar | GA | 66626 | WADLE | 260 | Solar Photovoltaic | SUN | PV | (T) Regulatory approvals received. Not under construction | 260
1 | 2024 | 8 | 65788 | Ben Milam Solar 1 LLC | IPP | Orion I Solar Project | TX | 66859 | ORN1 | 200 | Solar Photovoltaic | SUN | PV | (T) Regulatory approvals received. Not under construction | 200
1 | 2024 | 8 | 65782 | Ben Milam Solar 3 LLC | IPP | Orion III Solar Project | TX | 66821 | ORN3 | 250 | Solar Photovoltaic | SUN | PV | (T) Regulatory approvals received. Not under construction | 250
0 | 2024 | 8 | 58416 | California State University, Northridge | Commercial | CSU Northridge Plant | CA | 58422 | G6PV | 0.7 | Solar Photovoltaic | SUN | PV | (P) Planned for installation, but regulatory approvals not initiated | 0.8
1 | 2024 | 8 | 56769 | Consolidated Edison Development Inc. | IPP | CED Denmark Solar Hybrid | ME | 63898 | DSBS | 2.3 | Batteries | MWH | BA | (L) Regulatory approvals pending. Not under construction | 2.3
1 | 2024 | 8 | 56769 | Consolidated Edison Development Inc. | IPP | CED Denmark Solar Hybrid | ME | 63898 | DSPV | 2.5 | Solar Photovoltaic | SUN | PV | (L) Regulatory approvals pending. Not under construction | 2.5
1 | 2024 | 8 | 59656 | Desert Quartzite LLC | IPP | Desert Quartzite | CA | 59871 | GEN01 | 300 | Solar Photovoltaic | SUN | PV | (U) Under construction, less than or equal to 50 percent complete | 300
1 | 2024 | 8 | 59656 | Desert Quartzite LLC | IPP | Desert Quartzite | CA | 59871 | GEN02 | 150 | Batteries | MWH | BA | (U) Under construction, less than or equal to 50 percent complete | 150
1 | 2024 | 8 | 17539 | Dominion Energy South Carolina, Inc | Electric Utility | Bushy Park Combustion Turbine Facility | SC | 66600 | CT1 | 40.3 | Natural Gas Fired Combustion Turbine | NG | GT | (U) Under construction, less than or equal to 50 percent complete | 65.4
1 | 2024 | 8 | 6455 | Duke Energy Florida, LLC | Electric Utility | Falmouth Renewable Energy Center | FL | 66639 | PV1 | 74.9 | Solar Photovoltaic | SUN | PV | (U) Under construction, less than or equal to 50 percent complete | 74.9
1 | 2024 | 8 | 65444 | Erie Solar, LLC | IPP | Erie Solar, LLC | PA | 66365 | ERIE | 20 | Solar Photovoltaic | SUN | PV | (L) Regulatory approvals pending. Not under construction | 20
1 | 2024 | 8 | 62842 | Lightsource Renewable Energy Asset Management, LLC | IPP | Prairie Ronde Solar Farm | LA | 65976 | LAPR1 | 135 | Solar Photovoltaic | SUN | PV | (L) Regulatory approvals pending. Not under construction | 135
1 | 2024 | 8 | 62842 | Lightsource Renewable Energy Asset Management, LLC | IPP | Second Division Solar | TX | 65981 | TXSD1 | 100 | Solar Photovoltaic | SUN | PV | (U) Under construction, less than or equal to 50 percent complete | 100
1 | 2024 | 8 | 13902 | NorthWestern Energy (MT Hydro) | Electric Utility | Hauser | MT | 2185 | HAU10 | 3.5 | Conventional Hydroelectric | WAT | HY | (P) Planned for installation, but regulatory approvals not initiated | 3.5
1 | 2024 | 8 | 65550 | Nova Power, LLC | IPP | Menifee Power Bank | CA | 66494 | NOVA3 | 50 | Batteries | MWH | BA | (T) Regulatory approvals received. Not under construction | 50
1 | 2024 | 8 | 65550 | Nova Power, LLC | IPP | Menifee Power Bank | CA | 66494 | NOVA4 | 110 | Batteries | MWH | BA | (U) Under construction, less than or equal to 50 percent complete | 110
1 | 2024 | 8 | 65398 | Peregrine Energy Storage, LLC | IPP | Peregrine Energy Storage LLC | CA | 66286 | PERE1 | 200 | Batteries | MWH | BA | (L) Regulatory approvals pending. Not under construction | 200
1 | 2024 | 8 | 65618 | Pickerel Garden LLC | IPP | Pickerel Garden | MN | 66578 | MNC03 | 1 | Solar Photovoltaic | SUN | PV | (T) Regulatory approvals received. Not under construction | 1
1 | 2024 | 8 | 65777 | Urban Grid Solar | IPP | Alton Post Office Solar | VA | 66837 | ALPT1 | 82.1 | Solar Photovoltaic | SUN | PV | (U) Under construction, less than or equal to 50 percent complete | 75.1
1 | 2024 | 8 | 64457 | VCP, LLC d/b/a Verogy | IPP | Moodus Solar One | CT | 65108 | VCP17 | 2 | Solar Photovoltaic | SUN | PV | (P) Planned for installation, but regulatory approvals not initiated | 2
1 | 2024 | 8 | 64457 | VCP, LLC d/b/a Verogy | IPP | Woodstock Solar One | CT | 65139 | VCP19 | 3 | Solar Photovoltaic | SUN | PV | (P) Planned for installation, but regulatory approvals not initiated | 3
1 | 2024 | 8 | 64966 | Vikings Energy Farm, LLC | IPP | Vikings Energy Farm | CA | 65711 | GEN1 | 136.8 | Solar Photovoltaic | SUN | PV | (U) Under construction, less than or equal to 50 percent complete | 136.8
1 | 2024 | 9 | 65654 | Birch Creek Development | IPP | Envoy Solar, LLC | MO | 66629 | PV | 50 | Solar Photovoltaic | SUN | PV | (T) Regulatory approvals received. Not under construction | 50
1 | 2024 | 9 | 63883 | Broad Reach Power | IPP | Noosa Energy Storage LLC | CA | 64531 | KOV4A | 99 | Batteries | MWH | BA | (T) Regulatory approvals received. Not under construction | 99
1 | 2024 | 9 | 65594 | EnerSmart Storage | IPP | EnerSmart El Cajon BESS | CA | 66754 | EC01 | 3 | Batteries | MWH | BA | (L) Regulatory approvals pending. Not under construction | 3
1 | 2024 | 9 | 65693 | Graceland Solar, LLC | IPP | Graceland Solar, LLC | TN | 66687 | GRA1 | 150 | Solar Photovoltaic | SUN | PV | (T) Regulatory approvals received. Not under construction | 150
1 | 2024 | 9 | 65381 | Gravel Pit Solar, LLC | IPP | Gravel Pit Solar, LLC | CT | 66268 | GPS04 | 50 | Solar Photovoltaic | SUN | PV | (U) Under construction, less than or equal to 50 percent complete | 50
1 | 2024 | 9 | 65808 | La Casa Wind, LLC | IPP | La Casa Wind | TX | 66919 | 5309 | 152 | Onshore Wind Turbine | WND | WT | (L) Regulatory approvals pending. Not under construction | 152
1 | 2024 | 9 | 50123 | Leeward Asset Management, LLC | IPP | Morrow Lake Solar | TX | 66775 | MLPV | 200 | Solar Photovoltaic | SUN | PV | (T) Regulatory approvals received. Not under construction | 200
1 | 2024 | 9 | 62842 | Lightsource Renewable Energy Asset Management, LLC | IPP | Starr Solar Ranch | TX | 65975 | TXST1 | 136 | Solar Photovoltaic | SUN | PV | (U) Under construction, less than or equal to 50 percent complete | 136
1 | 2024 | 9 | 65776 | RPCA Solar 7, LLC | IPP | East Cleveland Road Solar | CA | 66810 | ECLE | 3 | Solar Photovoltaic | SUN | PV | (L) Regulatory approvals pending. Not under construction | 3
1 | 2024 | 9 | 18454 | Tampa Electric Co | Electric Utility | Dover Solar | FL | 66129 | BESS1 | 15 | Batteries | MWH | BA | (P) Planned for installation, but regulatory approvals not initiated | 15
1 | 2024 | 9 | 65552 | Terra-Gen Operating Co-BESS 2 | IPP | Placerita ESS | CA | 66462 | GEN1 | 80 | Batteries | MWH | BA | (U) Under construction, less than or equal to 50 percent complete | 88
1 | 2024 | 9 | 65552 | Terra-Gen Operating Co-BESS 2 | IPP | Sagebrush Solar 2 ESS 40 | CA | 66949 | 1 | 40 | Batteries | MWH | BA | (V) Under construction, more than 50 percent complete | 40
1 | 2024 | 9 | 65552 | Terra-Gen Operating Co-BESS 2 | IPP | Sagebrush Solar 2 ESS 59 | CA | 66950 | 1 | 59 | Batteries | MWH | BA | (V) Under construction, more than 50 percent complete | 59
1 | 2024 | 9 | 64457 | VCP, LLC d/b/a Verogy | IPP | FedEx Middletown | CT | 65046 | VCP15 | 2 | Solar Photovoltaic | SUN | PV | (P) Planned for installation, but regulatory approvals not initiated | 2
1 | 2024 | 10 | 61222 | 174 Power Global Corp. | IPP | Black Hollow Sun, LLC | CO | 64745 | BHS01 | 150 | Solar Photovoltaic | SUN | PV | (P) Planned for installation, but regulatory approvals not initiated | 150
1 | 2024 | 10 | 63520 | 326FW 8me LLC | IPP | Arida Solar (Hybrid) | NV | 63841 | BESS | 185 | Batteries | MWH | BA | (P) Planned for installation, but regulatory approvals not initiated | 185
1 | 2024 | 10 | 61012 | AES Distributed Energy | IPP | AES Waiawa Phase 2 Solar | HI | 66066 | WAIBA | 30 | Batteries | MWH | BA | (V) Under construction, more than 50 percent complete | 30
1 | 2024 | 10 | 61012 | AES Distributed Energy | IPP | AES Waiawa Phase 2 Solar | HI | 66066 | WAIPV | 30 | Solar Photovoltaic | SUN | PV | (V) Under construction, more than 50 percent complete | 30
1 | 2024 | 10 | 65819 | Ables Springs Solar, LLC | IPP | Ables Springs Solar & Storage | TX | 66905 | BESS | 100 | Batteries | MWH | BA | (T) Regulatory approvals received. Not under construction | 100
1 | 2024 | 10 | 61514 | Agilitas Energy, LLC | IPP | Manorville II | NY | 64758 | MAN | 0.6 | Solar Photovoltaic | SUN | PV | (L) Regulatory approvals pending. Not under construction | 0.6
1 | 2024 | 10 | 61514 | Agilitas Energy, LLC | IPP | Manorville II | NY | 64758 | MANB | 0.8 | Batteries | MWH | BA | (L) Regulatory approvals pending. Not under construction | 0.8
1 | 2024 | 10 | 61514 | Agilitas Energy, LLC | IPP | Patchogue ESS | NY | 64761 | PAT | 2 | Batteries | MWH | BA | (L) Regulatory approvals pending. Not under construction | 2
1 | 2024 | 10 | 15399 | Avangrid Renewables LLC | IPP | Daybreak Solar | OR | 64974 | DBS1 | 140 | Solar Photovoltaic | SUN | PV | (U) Under construction, less than or equal to 50 percent complete | 140
1 | 2024 | 10 | 64744 | Boswell Wind, LLC | IPP | Boswell Wind | WY | 65403 | BOSWW | 329.8 | Onshore Wind Turbine | WND | WT | (U) Under construction, less than or equal to 50 percent complete | 329.8
1 | 2024 | 10 | 65651 | Double Back Diamond Solar Power, LLC | IPP | Double Back Diamond | IL | 66624 | DBD | 592.8 | Solar Photovoltaic | SUN | PV | (P) Planned for installation, but regulatory approvals not initiated | 592.8
1 | 2024 | 10 | 5416 | Duke Energy Carolinas, LLC | Electric Utility | Lincoln Combustion | NC | 7277 | 17 | 517 | Natural Gas Fired Combustion Turbine | NG | GT | (V) Under construction, more than 50 percent complete | 536.4
1 | 2024 | 10 | 62760 | EDPR CA Solar Park VI LLC | IPP | EDPR CA Solar Park VI LLC (CA) Hybrid | CA | 62892 | SONRI | 200 | Solar Photovoltaic | SUN | PV | (T) Regulatory approvals received. Not under construction | 201
1 | 2024 | 10 | 65799 | Enel Green Power Estonian Solar Project, LLC | IPP | Estonian Solar Project, LLC | TX | 66872 | BESS | 100 | Batteries | MWH | BA | (T) Regulatory approvals received. Not under construction | 100
1 | 2024 | 10 | 65799 | Enel Green Power Estonian Solar Project, LLC | IPP | Estonian Solar Project, LLC | TX | 66872 | SOLAR | 204.5 | Solar Photovoltaic | SUN | PV | (T) Regulatory approvals received. Not under construction | 204.5
1 | 2024 | 10 | 62008 | Hale Kuawehi Solar LLC | IPP | Hale Kuawehi Solar Hybrid | HI | 62529 | HKSOL | 30 | Solar Photovoltaic | SUN | PV | (U) Under construction, less than or equal to 50 percent complete | 30
1 | 2024 | 10 | 63416 | Ho'Ohana Solar 1 LLC | IPP | Ho'Ohana Solar 1 | HI | 63723 | H0001 | 52 | Solar Photovoltaic | SUN | PV | (U) Under construction, less than or equal to 50 percent complete | 52
1 | 2024 | 10 | 63416 | Ho'Ohana Solar 1 LLC | IPP | Ho'Ohana Solar 1 | HI | 63723 | HESS1 | 52 | Batteries | MWH | BA | (U) Under construction, less than or equal to 50 percent complete | 52
1 | 2024 | 10 | 63579 | Illinois Winds LLC | IPP | Panther Creek Wind Project | IL | 63907 | WTGE | 54.4 | Onshore Wind Turbine | WND | WT | (T) Regulatory approvals received. Not under construction | 54.4
1 | 2024 | 10 | 9234 | Indiana Municipal Power Agency | Electric Utility | IMPA Richmond 8 Solar Park | IN | 66748 | RICH8 | 6.3 | Solar Photovoltaic | SUN | PV | (T) Regulatory approvals received. Not under construction | 6.3
1 | 2024 | 10 | 62842 | Lightsource Renewable Energy Asset Management, LLC | IPP | Cottontail Solar 7 | PA | 66060 | PACS7 | 21.1 | Solar Photovoltaic | SUN | PV | (L) Regulatory approvals pending. Not under construction | 21.1
1 | 2024 | 10 | 62842 | Lightsource Renewable Energy Asset Management, LLC | IPP | Cottontail Solar 9 | PA | 66130 | PACT9 | 20 | Solar Photovoltaic | SUN | PV | (L) Regulatory approvals pending. Not under construction | 20
1 | 2024 | 10 | 62842 | Lightsource Renewable Energy Asset Management, LLC | IPP | Driver Solar | AR | 65736 | AKDR1 | 150 | Solar Photovoltaic | SUN | PV | (L) Regulatory approvals pending. Not under construction | 150
1 | 2024 | 10 | 62842 | Lightsource Renewable Energy Asset Management, LLC | IPP | Mountain Holly Solar | PA | 66556 | PAMH1 | 20 | Solar Photovoltaic | SUN | PV | (L) Regulatory approvals pending. Not under construction | 20
1 | 2024 | 10 | 62842 | Lightsource Renewable Energy Asset Management, LLC | IPP | White Trillium Solar | OH | 65904 | OHWT1 | 49.5 | Solar Photovoltaic | SUN | PV | (P) Planned for installation, but regulatory approvals not initiated | 49.5
1 | 2024 | 10 | 63756 | Lily Pond Solar, LLC | IPP | Lily Pond Solar, LLC | VA | 64134 | ENX09 | 80 | Solar Photovoltaic | SUN | PV | (L) Regulatory approvals pending. Not under construction | 80
1 | 2024 | 10 | 60720 | Martinsdale Wind Farm LLC | IPP | Martinsdale Wind Farm | MT | 61108 | MTD | 80 | Onshore Wind Turbine | WND | WT | (P) Planned for installation, but regulatory approvals not initiated | 80
1 | 2024 | 10 | 62036 | Paeahu Solar LLC | IPP | Paeahu Solar Hybrid | HI | 62534 | PHBA | 15 | Batteries | MWH | BA | (L) Regulatory approvals pending. Not under construction | 15
1 | 2024 | 10 | 62036 | Paeahu Solar LLC | IPP | Paeahu Solar Hybrid | HI | 62534 | PHSOL | 15 | Solar Photovoltaic | SUN | PV | (L) Regulatory approvals pending. Not under construction | 15
1 | 2024 | 10 | 65348 | Ragsdale Solar, LLC | IPP | Ragsdale Solar LLC | MS | 66240 | GEN01 | 100 | Solar Photovoltaic | SUN | PV | (P) Planned for installation, but regulatory approvals not initiated | 100
1 | 2024 | 10 | 64351 | Roxbury Solar, LLC | IPP | Roxbury Solar, LLC | ME | 64834 | ROX | 55 | Solar Photovoltaic | SUN | PV | (P) Planned for installation, but regulatory approvals not initiated | 55
1 | 2024 | 10 | 65079 | Solar Proponent LLC | IPP | Goldenrod Creek Solar and BESS SLF | TX | 65845 | GOLBS | 660 | Batteries | MWH | BA | (L) Regulatory approvals pending. Not under construction | 660
1 | 2024 | 10 | 65079 | Solar Proponent LLC | IPP | Goldenrod Creek Solar and BESS SLF | TX | 65845 | GOLPV | 660 | Solar Photovoltaic | SUN | PV | (L) Regulatory approvals pending. Not under construction | 660
1 | 2024 | 10 | 65079 | Solar Proponent LLC | IPP | Hollow Branch Creek 2 Solar and BESS SLF | TX | 65851 | HB2BS | 400 | Batteries | MWH | BA | (L) Regulatory approvals pending. Not under construction | 400
1 | 2024 | 10 | 65079 | Solar Proponent LLC | IPP | Hollow Branch Creek 2 Solar and BESS SLF | TX | 65851 | HB2PV | 700 | Solar Photovoltaic | SUN | PV | (L) Regulatory approvals pending. Not under construction | 700
1 | 2024 | 10 | 65079 | Solar Proponent LLC | IPP | Middlebrook Creek Solar and BESS | TX | 65853 | MIDBS | 302.9 | Batteries | MWH | BA | (L) Regulatory approvals pending. Not under construction | 302.9
1 | 2024 | 10 | 65079 | Solar Proponent LLC | IPP | Middlebrook Creek Solar and BESS | TX | 65853 | MIDPV | 609.1 | Solar Photovoltaic | SUN | PV | (L) Regulatory approvals pending. Not under construction | 609.1
1 | 2024 | 10 | 65179 | SolarGen of South Carolina, LLC | IPP | Brogdon Family Solar Park | SC | 66012 | BROGD | 100 | Solar Photovoltaic | SUN | PV | (L) Regulatory approvals pending. Not under construction | 100
1 | 2024 | 10 | 65082 | Talitha Energy Project, LLC | IPP | Talitha Energy Project, LLC | TX | 65891 | TALBS | 61 | Batteries | MWH | BA | (P) Planned for installation, but regulatory approvals not initiated | 60
0 | 2024 | 10 | 60947 | Tesla Inc. | Industrial | Austin TX GigaFactory | TX | 65070 | A04 | 1.9 | Solar Photovoltaic | SUN | PV | (U) Under construction, less than or equal to 50 percent complete | 1.9
1 | 2024 | 10 | 65777 | Urban Grid Solar | IPP | Jones Farm Solar | MD | 66842 | JONF1 | 64 | Solar Photovoltaic | SUN | PV | (T) Regulatory approvals received. Not under construction | 64
1 | 2024 | 11 | 61525 | 231RC 8me LLC | IPP | Norton Solar Farm | TX | 61967 | NSM01 | 125 | Solar Photovoltaic | SUN | PV | (P) Planned for installation, but regulatory approvals not initiated | 125
1 | 2024 | 11 | 60797 | 68SF 8me LLC | IPP | Eland Solar & Storage Center, Phase 1 Hybrid | CA | 61168 | 61168 | 150 | Batteries | MWH | BA | (U) Under construction, less than or equal to 50 percent complete | 150
1 | 2024 | 11 | 60797 | 68SF 8me LLC | IPP | Eland Solar & Storage Center, Phase 1 Hybrid | CA | 61168 | 68SF8 | 200 | Solar Photovoltaic | SUN | PV | (U) Under construction, less than or equal to 50 percent complete | 200
1 | 2024 | 11 | 60798 | 69SV 8me LLC | IPP | Eland Solar & Storage Center, Phase 2 Hybrid | CA | 61169 | 61169 | 150 | Batteries | MWH | BA | (T) Regulatory approvals received. Not under construction | 150
1 | 2024 | 11 | 60798 | 69SV 8me LLC | IPP | Eland Solar & Storage Center, Phase 2 Hybrid | CA | 61169 | 69SV8 | 200 | Solar Photovoltaic | SUN | PV | (T) Regulatory approvals received. Not under construction | 200
1 | 2024 | 11 | 65747 | AB Newark (Fund IV) Operating, LLC | IPP | AB Newark Solar | NJ | 66746 | PV1 | 5.6 | Solar Photovoltaic | SUN | PV | (T) Regulatory approvals received. Not under construction | 5.6
1 | 2024 | 11 | 65819 | Ables Springs Solar, LLC | IPP | Ables Springs Solar & Storage | TX | 66905 | SOLAR | 151 | Solar Photovoltaic | SUN | PV | (T) Regulatory approvals received. Not under construction | 151
1 | 2024 | 11 | 15399 | Avangrid Renewables LLC | IPP | Mohawk Solar | NY | 64253 | S1 | 90.5 | Solar Photovoltaic | SUN | PV | (L) Regulatory approvals pending. Not under construction | 90.5
1 | 2024 | 11 | 62709 | Bakerstand Solar LLC | IPP | Bakerstand Solar (NY) | NY | 62811 | BKSTD | 20 | Solar Photovoltaic | SUN | PV | (P) Planned for installation, but regulatory approvals not initiated | 20
1 | 2024 | 11 | 65852 | Ben Milam Solar 2 LLC | IPP | Orion II Solar Project | TX | 66941 | ORN2 | 250 | Solar Photovoltaic | SUN | PV | (T) Regulatory approvals received. Not under construction | 250
1 | 2024 | 11 | 65742 | Blue Bird Solar, LLC | IPP | Blue Bird Solar, LLC | MO | 66747 | BBS | 139 | Solar Photovoltaic | SUN | PV | (P) Planned for installation, but regulatory approvals not initiated | 139
1 | 2024 | 11 | 10623 | City of Lakeland - (FL) | Electric Utility | C D McIntosh Jr | FL | 676 | IC3 | 20 | Natural Gas Internal Combustion Engine | NG | IC | (U) Under construction, less than or equal to 50 percent complete | 20
1 | 2024 | 11 | 10623 | City of Lakeland - (FL) | Electric Utility | C D McIntosh Jr | FL | 676 | IC4 | 20 | Natural Gas Internal Combustion Engine | NG | IC | (U) Under construction, less than or equal to 50 percent complete | 20
1 | 2024 | 11 | 10623 | City of Lakeland - (FL) | Electric Utility | C D McIntosh Jr | FL | 676 | IC5 | 20 | Natural Gas Internal Combustion Engine | NG | IC | (U) Under construction, less than or equal to 50 percent complete | 20
1 | 2024 | 11 | 10623 | City of Lakeland - (FL) | Electric Utility | C D McIntosh Jr | FL | 676 | IC6 | 20 | Natural Gas Internal Combustion Engine | NG | IC | (U) Under construction, less than or equal to 50 percent complete | 20
1 | 2024 | 11 | 10623 | City of Lakeland - (FL) | Electric Utility | C D McIntosh Jr | FL | 676 | IC7 | 20 | Natural Gas Internal Combustion Engine | NG | IC | (U) Under construction, less than or equal to 50 percent complete | 20
1 | 2024 | 11 | 10623 | City of Lakeland - (FL) | Electric Utility | C D McIntosh Jr | FL | 676 | IC8 | 20 | Natural Gas Internal Combustion Engine | NG | IC | (U) Under construction, less than or equal to 50 percent complete | 20
1 | 2024 | 11 | 54803 | Dynegy Oakland, LLC | IPP | Dynegy Oakland Power Plant | CA | 6211 | GEN4 | 43.3 | Batteries | MWH | BA | (P) Planned for installation, but regulatory approvals not initiated | 43.3
1 | 2024 | 11 | 22500 | Evergy Kansas Central, Inc | Electric Utility | FreeState Stull Solar I | KS | 66884 | FSS1 | 1.3 | Solar Photovoltaic | SUN | PV | (V) Under construction, more than 50 percent complete | 1.3
1 | 2024 | 11 | 65478 | Gransolar Texas Fourteen, LLC | IPP | Eytcheson Solar | TX | 66398 | EYTCH | 76 | Solar Photovoltaic | SUN | PV | (P) Planned for installation, but regulatory approvals not initiated | 76
1 | 2024 | 11 | 62008 | Hale Kuawehi Solar LLC | IPP | Hale Kuawehi Solar Hybrid | HI | 62529 | HKBA | 30 | Batteries | MWH | BA | (U) Under construction, less than or equal to 50 percent complete | 30
1 | 2024 | 11 | 64941 | Hecate Energy Pulaski LLC | IPP | Hecate Energy Pulaski 1 | VA | 65665 | HEPU1 | 150 | Solar Photovoltaic | SUN | PV | (L) Regulatory approvals pending. Not under construction | 150
1 | 2024 | 11 | 9234 | Indiana Municipal Power Agency | Electric Utility | IMPA Tipton 2 Solar Park | IN | 66937 | TIPT2 | 2.7 | Solar Photovoltaic | SUN | PV | (T) Regulatory approvals received. Not under construction | 2.7
1 | 2024 | 11 | 50123 | Leeward Asset Management, LLC | IPP | Ridgely Energy Farm | TN | 65445 | RIGPV | 254 | Solar Photovoltaic | SUN | PV | (L) Regulatory approvals pending. Not under construction | 254
1 | 2024 | 11 | 50123 | Leeward Asset Management, LLC | IPP | Sandhill Solar 2 | GA | 65884 | SAHS0 | 200 | Solar Photovoltaic | SUN | PV | (T) Regulatory approvals received. Not under construction | 200
1 | 2024 | 11 | 62842 | Lightsource Renewable Energy Asset Management, LLC | IPP | Granite Hill Solar | PA | 66440 | PAGH1 | 70 | Solar Photovoltaic | SUN | PV | (L) Regulatory approvals pending. Not under construction | 70
1 | 2024 | 11 | 63969 | Placid Solar, LLC | IPP | Highland Solar North | FL | 64345 | 1112 | 74.9 | Solar Photovoltaic | SUN | PV | (L) Regulatory approvals pending. Not under construction | 74.9
1 | 2024 | 11 | 63969 | Placid Solar, LLC | IPP | Highland Solar South | FL | 64346 | 9999 | 74.9 | Solar Photovoltaic | SUN | PV | (L) Regulatory approvals pending. Not under construction | 74.9
1 | 2024 | 11 | 65626 | San Juan Solar I, LLC | IPP | San Juan Solar I | NM | 66574 | SANS | 200 | Solar Photovoltaic | SUN | PV | (P) Planned for installation, but regulatory approvals not initiated | 200
1 | 2024 | 11 | 65571 | Solitude Solar Dix Duvall Rd Microgrid, LLC | IPP | NY Beaver Dams Dix 1239 Duvall Rd Solar | NY | 66523 | 20149 | 5 | Solar Photovoltaic | SUN | PV | (L) Regulatory approvals pending. Not under construction | 5
1 | 2024 | 11 | 65092 | Springwater Solar, LLC | IPP | Springwater Solar, LLC | OH | 65900 | SPRIN | 155 | Solar Photovoltaic | SUN | PV | (L) Regulatory approvals pending. Not under construction | 155
1 | 2024 | 11 | 65777 | Urban Grid Solar | IPP | Aspen Road Solar | PA | 66838 | ASPR1 | 106 | Solar Photovoltaic | SUN | PV | (T) Regulatory approvals received. Not under construction | 100.1
1 | 2024 | 11 | 63726 | Vistra Zero LLC | IPP | Forest Grove - Dodd | TX | 64131 | FGPV1 | 400 | Solar Photovoltaic | SUN | PV | (P) Planned for installation, but regulatory approvals not initiated | 400.6
1 | 2024 | 11 | 63726 | Vistra Zero LLC | IPP | Oak Hill - Dry Creek | TX | 64132 | PV1 | 390 | Solar Photovoltaic | SUN | PV | (P) Planned for installation, but regulatory approvals not initiated | 390.9
1 | 2024 | 11 | 63492 | West River Solar, LLC | IPP | West River Solar, LLC | NC | 63806 | PGR28 | 40 | Solar Photovoltaic | SUN | PV | (P) Planned for installation, but regulatory approvals not initiated | 40
1 | 2024 | 11 | 20847 | Wisconsin Electric Power Co | Electric Utility | Darien Solar | WI | 64534 | 1 | 250 | Solar Photovoltaic | SUN | PV | (L) Regulatory approvals pending. Not under construction | 250
1 | 2024 | 11 | 20847 | Wisconsin Electric Power Co | Electric Utility | Darien Solar | WI | 64534 | 2 | 75 | Batteries | MWH | BA | (L) Regulatory approvals pending. Not under construction | 75
1 | 2024 | 12 | 61222 | 174 Power Global Corp. | IPP | Atlas | AZ | 63798 | ATL01 | 300 | Solar Photovoltaic | SUN | PV | (P) Planned for installation, but regulatory approvals not initiated | 300
1 | 2024 | 12 | 61222 | 174 Power Global Corp. | IPP | Atlas | AZ | 63798 | ATLB1 | 300 | Batteries | MWH | BA | (P) Planned for installation, but regulatory approvals not initiated | 300
1 | 2024 | 12 | 61222 | 174 Power Global Corp. | IPP | Pigeon Run Solar Project | VA | 64767 | TC001 | 60 | Solar Photovoltaic | SUN | PV | (P) Planned for installation, but regulatory approvals not initiated | 60
1 | 2024 | 12 | 61222 | 174 Power Global Corp. | IPP | Turkey Creek Solar Project | CO | 64744 | TC001 | 200 | Solar Photovoltaic | SUN | PV | (P) Planned for installation, but regulatory approvals not initiated | 200
1 | 2024 | 12 | 61222 | 174 Power Global Corp. | IPP | Zenith Solar | VA | 64768 | TC001 | 60 | Solar Photovoltaic | SUN | PV | (P) Planned for installation, but regulatory approvals not initiated | 60
1 | 2024 | 12 | 64247 | 20SD 8me LLC | IPP | Rexford Solar Farm | CA | 64633 | 20SD8 | 300 | Solar Photovoltaic | SUN | PV | (P) Planned for installation, but regulatory approvals not initiated | 300
1 | 2024 | 12 | 64244 | 92JT 8me, LLC | IPP | Big Rock Solar Farm | CA | 64636 | 92JTB | 200 | Batteries | MWH | BA | (P) Planned for installation, but regulatory approvals not initiated | 200
1 | 2024 | 12 | 64246 | 99MT 8me, LLC | IPP | Sienna Solar Farm | CA | 64632 | 99MTB | 200 | Batteries | MWH | BA | (P) Planned for installation, but regulatory approvals not initiated | 200
1 | 2024 | 12 | 63004 | Abundant Solar Power Inc. | IPP | Wheaton-STEU | NY | 63228 | 11410 | 5 | Solar Photovoltaic | SUN | PV | (P) Planned for installation, but regulatory approvals not initiated | 5
1 | 2024 | 12 | 59474 | BQ Energy LLC | IPP | Nottingham Solar | OH | 66658 | NOTT | 100 | Solar Photovoltaic | SUN | PV | (P) Planned for installation, but regulatory approvals not initiated | 100
1 | 2024 | 12 | 59474 | BQ Energy LLC | IPP | Steubenville Solar | OH | 66657 | STEUB | 50 | Solar Photovoltaic | SUN | PV | (P) Planned for installation, but regulatory approvals not initiated | 50
1 | 2024 | 12 | 63702 | Barbers Point Solar, LLC | IPP | Barbers Point Solar, LLC | HI | 64094 | BPBA | 15 | Batteries | MWH | BA | (P) Planned for installation, but regulatory approvals not initiated | 15
1 | 2024 | 12 | 63702 | Barbers Point Solar, LLC | IPP | Barbers Point Solar, LLC | HI | 64094 | BPSOL | 15 | Solar Photovoltaic | SUN | PV | (P) Planned for installation, but regulatory approvals not initiated | 15
1 | 2024 | 12 | 64842 | Baron Winds II | IPP | Baron Winds II | NY | 65513 | BRNW2 | 113.2 | Onshore Wind Turbine | WND | WT | (L) Regulatory approvals pending. Not under construction | 113.2
1 | 2024 | 12 | 63793 | Bear Branch Solar LLC | IPP | Bear Branch Solar | NC | 64168 | GEN | 35 | Solar Photovoltaic | SUN | PV | (L) Regulatory approvals pending. Not under construction | 35
1 | 2024 | 12 | 63883 | Broad Reach Power | IPP | Antlia | TX | 65588 | ANTLA | 70 | Batteries | MWH | BA | (L) Regulatory approvals pending. Not under construction | 70
1 | 2024 | 12 | 63883 | Broad Reach Power | IPP | Avila | TX | 65860 | AVILA | 160 | Batteries | MWH | BA | (L) Regulatory approvals pending. Not under construction | 160
1 | 2024 | 12 | 63883 | Broad Reach Power | IPP | Cachi | TX | 65861 | CACHI | 200 | Batteries | MWH | BA | (L) Regulatory approvals pending. Not under construction | 200
1 | 2024 | 12 | 63883 | Broad Reach Power | IPP | Carina | TX | 65589 | CARNA | 150 | Batteries | MWH | BA | (L) Regulatory approvals pending. Not under construction | 150
1 | 2024 | 12 | 63883 | Broad Reach Power | IPP | Castor | TX | 65870 | CASTR | 200 | Batteries | MWH | BA | (L) Regulatory approvals pending. Not under construction | 200
1 | 2024 | 12 | 63883 | Broad Reach Power | IPP | Desna | TX | 65876 | DESNA | 200 | Batteries | MWH | BA | (L) Regulatory approvals pending. Not under construction | 200
1 | 2024 | 12 | 63883 | Broad Reach Power | IPP | Zeya | TX | 65880 | ZEYA | 250 | Batteries | MWH | BA | (L) Regulatory approvals pending. Not under construction | 250
1 | 2024 | 12 | 64522 | CAA CT Solar One, LLC | IPP | CT Airport Authority Solar One | CT | 65146 | VCP16 | 4 | Solar Photovoltaic | SUN | PV | (P) Planned for installation, but regulatory approvals not initiated | 4
0 | 2024 | 12 | 61818 | CC Polymers LLC | Industrial | M&G Resins USA | TX | 60642 | 1 | 11.7 | All Other | WH | OT | (U) Under construction, less than or equal to 50 percent complete | 14.3
0 | 2024 | 12 | 61818 | CC Polymers LLC | Industrial | M&G Resins USA | TX | 60642 | 2 | 11.7 | All Other | WH | OT | (U) Under construction, less than or equal to 50 percent complete | 14.3
1 | 2024 | 12 | 64467 | CG Pike Creek LLC | IPP | Pike Creek Wind | IL | 65049 | CPCW1 | 202.5 | Onshore Wind Turbine | WND | WT | (P) Planned for installation, but regulatory approvals not initiated | 202.5
1 | 2024 | 12 | 64110 | Calhoun County Solar Project, LLC | IPP | Calhoun County Solar Project | MI | 64452 | GEN1 | 125 | Solar Photovoltaic | SUN | PV | (P) Planned for installation, but regulatory approvals not initiated | 125
1 | 2024 | 12 | 58391 | Chilocco Wind Farm LLC | IPP | Chilocco Wind Farm | OK | 58406 | 1 | 169.2 | Onshore Wind Turbine | WND | WT | (U) Under construction, less than or equal to 50 percent complete | 169.2
1 | 2024 | 12 | 60609 | Clean Focus Renewables, Inc. | IPP | Rugged Solar LLC | CA | 57960 | 1 | 80 | Solar Photovoltaic | SUN | PV | (L) Regulatory approvals pending. Not under construction | 80
1 | 2024 | 12 | 59432 | Clear Creek Power | IPP | Highland Park Project | CO | 59659 | HPWT | 200 | Onshore Wind Turbine | WND | WT | (P) Planned for installation, but regulatory approvals not initiated | 200
1 | 2024 | 12 | 64389 | ConnectGen Chautauqua County LLC | IPP | South Ripley Solar | NY | 64911 | CSRB1 | 20 | Batteries | MWH | BA | (L) Regulatory approvals pending. Not under construction | 20
1 | 2024 | 12 | 64389 | ConnectGen Chautauqua County LLC | IPP | South Ripley Solar | NY | 64911 | CSRS1 | 270 | Solar Photovoltaic | SUN | PV | (L) Regulatory approvals pending. Not under construction | 270
1 | 2024 | 12 | 56769 | Consolidated Edison Development Inc. | IPP | Arlington Valley Solar Energy I | AZ | 57679 | AVSE1 | 125 | Solar Photovoltaic | SUN | PV | (T) Regulatory approvals received. Not under construction | 127
1 | 2024 | 12 | 56769 | Consolidated Edison Development Inc. | IPP | Switchgrass Solar, LLC | VA | 66124 | SSPV | 70 | Solar Photovoltaic | SUN | PV | (P) Planned for installation, but regulatory approvals not initiated | 70
1 | 2024 | 12 | 64369 | Coyote Gulch Solar LLC | IPP | Coyote Gulch Solar | CO | 64857 | C0513 | 140 | Solar Photovoltaic | SUN | PV | (P) Planned for installation, but regulatory approvals not initiated | 140
1 | 2024 | 12 | 5109 | DTE Electric Company | Electric Utility | Wheeler Center Solar Park | MI | 65327 | WCTSP | 20 | Solar Photovoltaic | SUN | PV | (P) Planned for installation, but regulatory approvals not initiated | 20
1 | 2024 | 12 | 64523 | Deptford Solar One, LLC | IPP | Deptford Solar One | NJ | 65147 | VCP01 | 3 | Solar Photovoltaic | SUN | PV | (P) Planned for installation, but regulatory approvals not initiated | 3
1 | 2024 | 12 | 61951 | Dodge County Wind, LLC | IPP | Dodge County Wind | MN | 62437 | WT | 260 | Onshore Wind Turbine | WND | WT | (P) Planned for installation, but regulatory approvals not initiated | 260
1 | 2024 | 12 | 64368 | Dolores Canyon Solar LLC | IPP | Dolores Canyon Solar | CO | 64858 | C0497 | 110 | Solar Photovoltaic | SUN | PV | (P) Planned for installation, but regulatory approvals not initiated | 110
1 | 2024 | 12 | 5248 | Dominion Energy Inc. | Electric Utility | Dulles Solar and Storage | VA | 65043 | DUST | 50 | Batteries | MWH | BA | (L) Regulatory approvals pending. Not under construction | 50
1 | 2024 | 12 | 62760 | EDPR CA Solar Park VI LLC | IPP | EDPR CA Solar Park VI LLC (CA) Hybrid | CA | 62892 | SONR2 | 40 | Batteries | MWH | BA | (T) Regulatory approvals received. Not under construction | 40
1 | 2024 | 12 | 64524 | East Windsor Solar Two, LLC | IPP | East Windsor Solar Two | CT | 65149 | VCP05 | 4 | Solar Photovoltaic | SUN | PV | (P) Planned for installation, but regulatory approvals not initiated | 4
1 | 2024 | 12 | 64525 | Ellington Solar One, LLC | IPP | Ellington Solar One | CT | 65150 | VCP06 | 2 | Solar Photovoltaic | SUN | PV | (P) Planned for installation, but regulatory approvals not initiated | 2
1 | 2024 | 12 | 64689 | Emery Meadow Solar Station, LLC | IPP | Emery Meadow Solar Station | ME | 65366 | EMSS | 16.4 | Solar Photovoltaic | SUN | PV | (L) Regulatory approvals pending. Not under construction | 16.4
1 | 2024 | 12 | 65594 | EnerSmart Storage | IPP | EnerSmart Imperial Beach BESS | CA | 66551 | IB192 | 3 | Batteries | MWH | BA | (L) Regulatory approvals pending. Not under construction | 3
1 | 2024 | 12 | 65594 | EnerSmart Storage | IPP | EnerSmart Imperial Beach BESS | CA | 66551 | IB193 | 3 | Batteries | MWH | BA | (L) Regulatory approvals pending. Not under construction | 3
1 | 2024 | 12 | 65594 | EnerSmart Storage | IPP | EnerSmart Murray BESS | CA | 66755 | M01 | 3 | Batteries | MWH | BA | (P) Planned for installation, but regulatory approvals not initiated | 3
1 | 2024 | 12 | 65594 | EnerSmart Storage | IPP | EnerSmart Murray BESS | CA | 66755 | M02 | 3 | Batteries | MWH | BA | (P) Planned for installation, but regulatory approvals not initiated | 3
1 | 2024 | 12 | 65594 | EnerSmart Storage | IPP | EnerSmart Murray BESS | CA | 66755 | M03 | 3 | Batteries | MWH | BA | (P) Planned for installation, but regulatory approvals not initiated | 3
1 | 2024 | 12 | 65594 | EnerSmart Storage | IPP | EnerSmart Murray BESS | CA | 66755 | M04 | 3 | Batteries | MWH | BA | (P) Planned for installation, but regulatory approvals not initiated | 3
1 | 2024 | 12 | 65594 | EnerSmart Storage | IPP | EnerSmart Murray BESS | CA | 66755 | M05 | 3 | Batteries | MWH | BA | (P) Planned for installation, but regulatory approvals not initiated | 3
1 | 2024 | 12 | 65594 | EnerSmart Storage | IPP | EnerSmart Murray BESS | CA | 66755 | M06 | 3 | Batteries | MWH | BA | (P) Planned for installation, but regulatory approvals not initiated | 3
1 | 2024 | 12 | 65594 | EnerSmart Storage | IPP | EnerSmart Murray BESS | CA | 66755 | M07 | 3 | Batteries | MWH | BA | (P) Planned for installation, but regulatory approvals not initiated | 3
1 | 2024 | 12 | 65206 | Eureka North Solar LLC | IPP | Eureka North Solar | NY | 66042 | 63232 | 3.5 | Solar Photovoltaic | SUN | PV | (V) Under construction, more than 50 percent complete | 3.5
1 | 2024 | 12 | 65205 | Eureka South Solar LLC | IPP | Eureka South Solar | NY | 66041 | 63231 | 5 | Solar Photovoltaic | SUN | PV | (V) Under construction, more than 50 percent complete | 5
1 | 2024 | 12 | 64174 | FPS Cedar Creek Solar LLC | IPP | Cedar Creek Solar | DE | 64543 | 1 | 114 | Solar Photovoltaic | SUN | PV | (P) Planned for installation, but regulatory approvals not initiated | 114
1 | 2024 | 12 | 64176 | FPS Potic Solar LLC | IPP | Potic Solar | NY | 64541 | 1 | 4.9 | Solar Photovoltaic | SUN | PV | (P) Planned for installation, but regulatory approvals not initiated | 4.9
1 | 2024 | 12 | 62856 | Forefront Power, LLC | IPP | CA-Ventura County CCD-Ventura College | CA | 65527 | 17024 | 2.5 | Solar Photovoltaic | SUN | PV | (U) Under construction, less than or equal to 50 percent complete | 2.5
1 | 2024 | 12 | 63524 | Freepoint Commodities LLC | IPP | Shaftsbury Solar | VT | 64064 | SHAFT | 20 | Solar Photovoltaic | SUN | PV | (P) Planned for installation, but regulatory approvals not initiated | 20
1 | 2024 | 12 | 7140 | Georgia Power Co | Electric Utility | Georgia College & State University Solar | GA | 63282 | 1 | 3.5 | Solar Photovoltaic | SUN | PV | (U) Under construction, less than or equal to 50 percent complete | 3.5
1 | 2024 | 12 | 65575 | Grand Island Sunrise LLC | IPP | NY Grand Island 871 Whitehaven Rd Solar | NY | 66527 | 21011 | 5 | Solar Photovoltaic | SUN | PV | (L) Regulatory approvals pending. Not under construction | 5
1 | 2024 | 12 | 7570 | Great River Energy | Electric Utility | Cambridge CT Hybrid | MN | 2038 | BA1 | 0.8 | Batteries | MWH | BA | (P) Planned for installation, but regulatory approvals not initiated | 1
1 | 2024 | 12 | 61166 | Green Power Energy LLC | IPP | Cody Road Wind Farm | NY | 61592 | WT1 | 2.4 | Onshore Wind Turbine | WND | WT | (U) Under construction, less than or equal to 50 percent complete | 2.4
1 | 2024 | 12 | 61166 | Green Power Energy LLC | IPP | Cody Road Wind Farm | NY | 61592 | WT2 | 2.4 | Onshore Wind Turbine | WND | WT | (U) Under construction, less than or equal to 50 percent complete | 2.4
1 | 2024 | 12 | 61166 | Green Power Energy LLC | IPP | Cody Road Wind Farm | NY | 61592 | WT3 | 2.4 | Onshore Wind Turbine | WND | WT | (U) Under construction, less than or equal to 50 percent complete | 2.4
1 | 2024 | 12 | 61166 | Green Power Energy LLC | IPP | Cody Road Wind Farm | NY | 61592 | WT4 | 2.4 | Onshore Wind Turbine | WND | WT | (U) Under construction, less than or equal to 50 percent complete | 2.4
1 | 2024 | 12 | 61166 | Green Power Energy LLC | IPP | Cody Road Wind Farm | NY | 61592 | WT5 | 2.4 | Onshore Wind Turbine | WND | WT | (U) Under construction, less than or equal to 50 percent complete | 2.4
1 | 2024 | 12 | 60025 | Greenbacker Renewable Energy Corporation | IPP | Hogs Bay | ME | 66768 | 694 | 2 | Solar Photovoltaic | SUN | PV | (U) Under construction, less than or equal to 50 percent complete | 2
1 | 2024 | 12 | 65680 | Hanford BESS LLC | IPP | Lead BESS 1 | CA | 66660 | HAN | 99.4 | Batteries | MWH | BA | (P) Planned for installation, but regulatory approvals not initiated | 99.4
1 | 2024 | 12 | 65680 | Hanford BESS LLC | IPP | Lead BESS 2 | CA | 66662 | BIA | 32 | Batteries | MWH | BA | (P) Planned for installation, but regulatory approvals not initiated | 32
1 | 2024 | 12 | 65655 | Harquahala Sun Solar Project | IPP | Harquahala Sun Solar Project | AZ | 66670 | HARQ1 | 150 | Solar Photovoltaic | SUN | PV | (T) Regulatory approvals received. Not under construction | 150
1 | 2024 | 12 | 65681 | Henrietta BESS LLC | IPP | Electrolyte BESS | CA | 66661 | HEN | 99.4 | Batteries | MWH | BA | (P) Planned for installation, but regulatory approvals not initiated | 99.4
1 | 2024 | 12 | 64476 | Hope Solar One, LLC | IPP | Hope Solar One | RI | 65060 | VCP02 | 3.5 | Solar Photovoltaic | SUN | PV | (P) Planned for installation, but regulatory approvals not initiated | 3.5
1 | 2024 | 12 | 63792 | Hornet Solar LLC | IPP | Hornet Solar | NC | 64167 | GEN | 75 | Solar Photovoltaic | SUN | PV | (L) Regulatory approvals pending. Not under construction | 75
1 | 2024 | 12 | 61001 | Hu Honua Bioenergy, LLC | IPP | Hu Honua Bioenergy Facility | HI | 61364 | HHB | 32 | Other Waste Biomass | OBS | ST | (V) Under construction, more than 50 percent complete | 36
1 | 2024 | 12 | 63791 | Hunters Cove Solar LLC | IPP | Hunters Cove Solar | NC | 64166 | GEN | 50 | Solar Photovoltaic | SUN | PV | (L) Regulatory approvals pending. Not under construction | 50
1 | 2024 | 12 | 9273 | Indianapolis Power & Light Co | Electric Utility | Pike County Energy Storage | IN | 66881 | BAT2 | 200 | Batteries | MWH | BA | (L) Regulatory approvals pending. Not under construction | 200
1 | 2024 | 12 | 49893 | Invenergy Services LLC | IPP | Changing Winds | TX | 59243 | CHAN1 | 288 | Onshore Wind Turbine | WND | WT | (P) Planned for installation, but regulatory approvals not initiated | 288
1 | 2024 | 12 | 49893 | Invenergy Services LLC | IPP | Hardin Solar Energy II LLC | OH | 63828 | GEN1 | 150 | Solar Photovoltaic | SUN | PV | (U) Under construction, less than or equal to 50 percent complete | 150
1 | 2024 | 12 | 49893 | Invenergy Services LLC | IPP | Maple Flats | IL | 66191 | 65015 | 250 | Solar Photovoltaic | SUN | PV | (V) Under construction, more than 50 percent complete | 250
1 | 2024 | 12 | 49893 | Invenergy Services LLC | IPP | Yum Yum Solar LLC | TN | 63026 | GEN1 | 147 | Solar Photovoltaic | SUN | PV | (U) Under construction, less than or equal to 50 percent complete | 147
1 | 2024 | 12 | 63703 | Kahana Solar, LLC | IPP | Kahana Solar, LLC | HI | 64095 | KSBA | 20 | Batteries | MWH | BA | (P) Planned for installation, but regulatory approvals not initiated | 20
1 | 2024 | 12 | 63703 | Kahana Solar, LLC | IPP | Kahana Solar, LLC | HI | 64095 | KSSOL | 20 | Solar Photovoltaic | SUN | PV | (P) Planned for installation, but regulatory approvals not initiated | 20
1 | 2024 | 12 | 63289 | Key Capture Energy | IPP | NY2 Battery | NY | 63584 | NY2 | 169 | Batteries | MWH | BA | (P) Planned for installation, but regulatory approvals not initiated | 169
1 | 2024 | 12 | 65656 | Kiowa County Solar Project, LLC | IPP | Kiowa County Solar Project, LLC | OK | 66642 | USKWA | 100 | Solar Photovoltaic | SUN | PV | (P) Planned for installation, but regulatory approvals not initiated | 100
1 | 2024 | 12 | 50123 | Leeward Asset Management, LLC | IPP | Cradle Solar | TX | 65822 | CRAS0 | 225 | Solar Photovoltaic | SUN | PV | (U) Under construction, less than or equal to 50 percent complete | 225
1 | 2024 | 12 | 50123 | Leeward Asset Management, LLC | IPP | Honey Creek Solar | IN | 65821 | HNYBA | 20 | Batteries | MWH | BA | (L) Regulatory approvals pending. Not under construction | 20
1 | 2024 | 12 | 50123 | Leeward Asset Management, LLC | IPP | Honey Creek Solar | IN | 65821 | HNYSR | 200 | Solar Photovoltaic | SUN | PV | (L) Regulatory approvals pending. Not under construction | 200
1 | 2024 | 12 | 50123 | Leeward Asset Management, LLC | IPP | Parowan Solar | UT | 65823 | PARB | 58 | Batteries | MWH | BA | (L) Regulatory approvals pending. Not under construction | 58
1 | 2024 | 12 | 50123 | Leeward Asset Management, LLC | IPP | Parowan Solar | UT | 65823 | PARS0 | 58 | Solar Photovoltaic | SUN | PV | (L) Regulatory approvals pending. Not under construction | 58
1 | 2024 | 12 | 50123 | Leeward Asset Management, LLC | IPP | Ridgely Energy Farm | TN | 65445 | RBESS | 50 | Batteries | MWH | BA | (L) Regulatory approvals pending. Not under construction | 50
1 | 2024 | 12 | 50123 | Leeward Asset Management, LLC | IPP | White Wing Solar | AZ | 60572 | GEN01 | 175 | Solar Photovoltaic | SUN | PV | (T) Regulatory approvals received. Not under construction | 175
1 | 2024 | 12 | 62842 | Lightsource Renewable Energy Asset Management, LLC | IPP | Snowdrop Solar | PA | 66139 | PASD1 | 20 | Solar Photovoltaic | SUN | PV | (L) Regulatory approvals pending. Not under construction | 20
1 | 2024 | 12 | 62664 | Lock 14 Hydro Partners, LLC | IPP | Heidelberg Hydroelectric Project | KY | 62749 | 1 | 0.6 | Conventional Hydroelectric | WAT | HY | (U) Under construction, less than or equal to 50 percent complete | 0.6
1 | 2024 | 12 | 62664 | Lock 14 Hydro Partners, LLC | IPP | Heidelberg Hydroelectric Project | KY | 62749 | 2 | 0.6 | Conventional Hydroelectric | WAT | HY | (U) Under construction, less than or equal to 50 percent complete | 0.6
1 | 2024 | 12 | 62664 | Lock 14 Hydro Partners, LLC | IPP | Heidelberg Hydroelectric Project | KY | 62749 | 3 | 0.2 | Conventional Hydroelectric | WAT | HY | (U) Under construction, less than or equal to 50 percent complete | 0.2
1 | 2024 | 12 | 62664 | Lock 14 Hydro Partners, LLC | IPP | Heidelberg Hydroelectric Project | KY | 62749 | 4 | 0.2 | Conventional Hydroelectric | WAT | HY | (U) Under construction, less than or equal to 50 percent complete | 0.2
1 | 2024 | 12 | 62664 | Lock 14 Hydro Partners, LLC | IPP | Heidelberg Hydroelectric Project | KY | 62749 | 5 | 0.6 | Conventional Hydroelectric | WAT | HY | (U) Under construction, less than or equal to 50 percent complete | 0.6
1 | 2024 | 12 | 62664 | Lock 14 Hydro Partners, LLC | IPP | Heidelberg Hydroelectric Project | KY | 62749 | 6 | 0.6 | Conventional Hydroelectric | WAT | HY | (U) Under construction, less than or equal to 50 percent complete | 0.6
1 | 2024 | 12 | 65678 | Malaga BESS LLC | IPP | Acid BESS | CA | 66659 | MAL | 97 | Batteries | MWH | BA | (P) Planned for installation, but regulatory approvals not initiated | 97
1 | 2024 | 12 | 65671 | Martin County Solar Project, LLC | IPP | Martin County Solar Project, LLC | KY | 66646 | USMTC | 111 | Solar Photovoltaic | SUN | PV | (T) Regulatory approvals received. Not under construction | 111
1 | 2024 | 12 | 64477 | Meriden Solar One, LLC | IPP | Meriden Solar One | CT | 65061 | VCP08 | 1 | Solar Photovoltaic | SUN | PV | (P) Planned for installation, but regulatory approvals not initiated | 1
1 | 2024 | 12 | 64480 | Millstone Solar One, LLC | IPP | Millstone Solar One | NJ | 65064 | VCP03 | 2.8 | Solar Photovoltaic | SUN | PV | (P) Planned for installation, but regulatory approvals not initiated | 2.8
1 | 2024 | 12 | 63968 | Mockingbird Solar Center, LLC | IPP | Mockingbird Solar Center | TX | 64347 | 7777 | 471 | Solar Photovoltaic | SUN | PV | (L) Regulatory approvals pending. Not under construction | 471
1 | 2024 | 12 | 63467 | Naturgy Candela DevCo LLC | IPP | Mark Center Solar Project | OH | 65050 | MRC1 | 110 | Solar Photovoltaic | SUN | PV | (T) Regulatory approvals received. Not under construction | 110
1 | 2024 | 12 | 63238 | OE_ALC | IPP | AL Solar C LLC | AL | 63513 | OEALC | 80 | Solar Photovoltaic | SUN | PV | (T) Regulatory approvals received. Not under construction | 80
1 | 2024 | 12 | 65816 | OE_ESCL | IPP | OE_ESCL | NM | 66888 | OESCL | 200 | Solar Photovoltaic | SUN | PV | (L) Regulatory approvals pending. Not under construction | 200
1 | 2024 | 12 | 65081 | Oriana Solar LLC | IPP | Oriana Solar LLC | TX | 65849 | ORIBS | 61 | Batteries | MWH | BA | (P) Planned for installation, but regulatory approvals not initiated | 61
1 | 2024 | 12 | 65081 | Oriana Solar LLC | IPP | Oriana Solar LLC | TX | 65849 | ORIPV | 180 | Solar Photovoltaic | SUN | PV | (P) Planned for installation, but regulatory approvals not initiated | 180
1 | 2024 | 12 | 61301 | Plum Creek Wind Farm LLC | IPP | Plum Creek | MN | 61687 | PLMCK | 400 | Onshore Wind Turbine | WND | WT | (L) Regulatory approvals pending. Not under construction | 400
1 | 2024 | 12 | 65302 | Ponderosa Wind II, LLC | IPP | Ponderosa Wind II | OK | 66155 | GP01 | 358 | Onshore Wind Turbine | WND | WT | (P) Planned for installation, but regulatory approvals not initiated | 358
1 | 2024 | 12 | 63599 | Pure Hedge LLC | IPP | Pure Hedge LLC | CT | 50736 | FSS13 | 20 | Batteries | MWH | BA | (U) Under construction, less than or equal to 50 percent complete | 20
1 | 2024 | 12 | 63599 | Pure Hedge LLC | IPP | Pure Hedge LLC | CT | 50736 | FSS17 | 70 | Solar Photovoltaic | SUN | PV | (U) Under construction, less than or equal to 50 percent complete | 70
1 | 2024 | 12 | 60229 | Quail Holdings, LLC | IPP | Quail Holdings | NC | 60434 | PV1 | 25 | Solar Photovoltaic | SUN | PV | (L) Regulatory approvals pending. Not under construction | 25
1 | 2024 | 12 | 65093 | RPCA Storage 1, LLC | IPP | Industrial Parkway Storage | CA | 65897 | INPKY | 9.8 | Batteries | MWH | BA | (T) Regulatory approvals received. Not under construction | 9.8
1 | 2024 | 12 | 65101 | Redbud Run Solar, LLC | IPP | Redbud Run Solar | VA | 65930 | 10 | 30 | Solar Photovoltaic | SUN | PV | (P) Planned for installation, but regulatory approvals not initiated | 30
1 | 2024 | 12 | 64587 | Renegade Renewables, LLC | IPP | Renegade Solar Project (Dawn) | TX | 65310 | DAWN1 | 515 | Solar Photovoltaic | SUN | PV | (T) Regulatory approvals received. Not under construction | 515
1 | 2024 | 12 | 65304 | SR Ailey, LLC | IPP | SR Ailey | GA | 66173 | AILEY | 80 | Solar Photovoltaic | SUN | PV | (L) Regulatory approvals pending. Not under construction | 80
1 | 2024 | 12 | 65743 | SR Russellville, LLC | IPP | SR Russellville | KY | 66818 | RUSVL | 173 | Solar Photovoltaic | SUN | PV | (T) Regulatory approvals received. Not under construction | 173
1 | 2024 | 12 | 65072 | Sacramento Valley Energy Center, LLC | IPP | Sacramento Valley Energy Center, LLC | CA | 65808 | BSVEC | 100 | Batteries | MWH | BA | (L) Regulatory approvals pending. Not under construction | 100
1 | 2024 | 12 | 65072 | Sacramento Valley Energy Center, LLC | IPP | Sacramento Valley Energy Center, LLC | CA | 65808 | SVEC | 200 | Solar Photovoltaic | SUN | PV | (L) Regulatory approvals pending. Not under construction | 200
1 | 2024 | 12 | 64230 | Sanford ESS, LLC | IPP | Sanford ESS, LLC | ME | 64615 | 1 | 5 | Batteries | MWH | BA | (T) Regulatory approvals received. Not under construction | 5
1 | 2024 | 12 | 65071 | SloughHouse Solar, LLC | IPP | SloughHouse Solar, LLC | CA | 65807 | SHS | 50 | Solar Photovoltaic | SUN | PV | (L) Regulatory approvals pending. Not under construction | 50
1 | 2024 | 12 | 65079 | Solar Proponent LLC | IPP | Flag City Solar | TX | 65844 | FCSPV | 167.3 | Solar Photovoltaic | SUN | PV | (L) Regulatory approvals pending. Not under construction | 167.3
1 | 2024 | 12 | 65079 | Solar Proponent LLC | IPP | Lunis Creek Solar and BESS SLF | TX | 65852 | LUNBS | 621.4 | Batteries | MWH | BA | (L) Regulatory approvals pending. Not under construction | 621.4
1 | 2024 | 12 | 65079 | Solar Proponent LLC | IPP | Lunis Creek Solar and BESS SLF | TX | 65852 | LUNPV | 617.1 | Solar Photovoltaic | SUN | PV | (L) Regulatory approvals pending. Not under construction | 617.1
1 | 2024 | 12 | 64233 | South Portland ESS, LLC | IPP | South Portland ESS, LLC | ME | 64616 | 1 | 10 | Batteries | MWH | BA | (T) Regulatory approvals received. Not under construction | 10
1 | 2024 | 12 | 64783 | Spanish Peaks Solar LLC | IPP | Spanish Peaks Solar | CO | 62379 | 47301 | 140 | Solar Photovoltaic | SUN | PV | (P) Planned for installation, but regulatory approvals not initiated | 140
1 | 2024 | 12 | 65366 | Speedway Solar, LLC | IPP | Speedway Solar, LLC | IN | 66264 | SDS | 199 | Solar Photovoltaic | SUN | PV | (T) Regulatory approvals received. Not under construction | 199
1 | 2024 | 12 | 62700 | SunEast Clay Solar LLC | IPP | SunEast Clay Solar Project | NY | 62819 | Q669 | 20 | Solar Photovoltaic | SUN | PV | (P) Planned for installation, but regulatory approvals not initiated | 50
1 | 2024 | 12 | 62699 | SunEast Dog Corners Solar LLC | IPP | SunEast Dog Corners Solar Project | NY | 62823 | Q584 | 20 | Solar Photovoltaic | SUN | PV | (T) Regulatory approvals received. Not under construction | 20
1 | 2024 | 12 | 63539 | SunEast Fairway Solar LLC | IPP | SunEast Fariway Solar Project | NY | 63865 | Q#848 | 20 | Solar Photovoltaic | SUN | PV | (P) Planned for installation, but regulatory approvals not initiated | 20
1 | 2024 | 12 | 63551 | SunEast Flat Hill Solar LLC | IPP | SunEast Flat Hill Solar Project | NY | 63901 | Q#865 | 20 | Solar Photovoltaic | SUN | PV | (P) Planned for installation, but regulatory approvals not initiated | 20
1 | 2024 | 12 | 63537 | SunEast Grassy Knoll Solar LLC | IPP | SunEast Grassy Knoll Solar Project | NY | 63863 | Q#885 | 20 | Solar Photovoltaic | SUN | PV | (P) Planned for installation, but regulatory approvals not initiated | 20
1 | 2024 | 12 | 63540 | SunEast Highview Solar LLC | IPP | SunEast Highview Solar Project | NY | 63866 | Q#591 | 20 | Solar Photovoltaic | SUN | PV | (P) Planned for installation, but regulatory approvals not initiated | 20
1 | 2024 | 12 | 62757 | SunEast Hills Solar LLC | IPP | SunEast Hills Solar Project | NY | 62895 | Q581 | 20 | Solar Photovoltaic | SUN | PV | (T) Regulatory approvals received. Not under construction | 20
1 | 2024 | 12 | 63543 | SunEast Hilltop Solar LLC | IPP | SunEast Hilltop Solar Project | NY | 63868 | Q#807 | 20 | Solar Photovoltaic | SUN | PV | (P) Planned for installation, but regulatory approvals not initiated | 20
1 | 2024 | 12 | 63538 | SunEast Limestone Solar LLC | IPP | SunEast Limestone Solar Project | NY | 63864 | Q#806 | 20 | Solar Photovoltaic | SUN | PV | (P) Planned for installation, but regulatory approvals not initiated | 20
1 | 2024 | 12 | 63678 | SunEast Manchester Solar LLC | IPP | SunEast Manchester Solar Project | NY | 64037 | Q#913 | 20 | Solar Photovoltaic | SUN | PV | (P) Planned for installation, but regulatory approvals not initiated | 20
1 | 2024 | 12 | 62698 | SunEast Skyline Solar LLC | IPP | SunEast Skyline Solar Project | NY | 62816 | Q670 | 20 | Solar Photovoltaic | SUN | PV | (P) Planned for installation, but regulatory approvals not initiated | 20
1 | 2024 | 12 | 63541 | SunEast Tabletop Solar LLC | IPP | SunEast Tabletop Solar Project | NY | 63867 | Q#869 | 80 | Solar Photovoltaic | SUN | PV | (P) Planned for installation, but regulatory approvals not initiated | 80
1 | 2024 | 12 | 63536 | SunEast Valley Solar LLC | IPP | SunEast Valley Solar Project | NY | 63862 | Q#828 | 20 | Solar Photovoltaic | SUN | PV | (P) Planned for installation, but regulatory approvals not initiated | 20
1 | 2024 | 12 | 62756 | SunEast Watkins Road Solar LLC | IPP | SunEast Watkins Road Solar Project | NY | 62896 | Q586 | 20 | Solar Photovoltaic | SUN | PV | (P) Planned for installation, but regulatory approvals not initiated | 20
1 | 2024 | 12 | 65082 | Talitha Energy Project, LLC | IPP | Talitha Energy Project, LLC | TX | 65891 | TALPV | 131 | Solar Photovoltaic | SUN | PV | (P) Planned for installation, but regulatory approvals not initiated | 131
1 | 2024 | 12 | 18454 | Tampa Electric Co | Electric Utility | English Creek Solar | FL | 66921 | 1 | 23 | Solar Photovoltaic | SUN | PV | (P) Planned for installation, but regulatory approvals not initiated | 23
1 | 2024 | 12 | 18454 | Tampa Electric Co | Electric Utility | Lake Mabel Storage | FL | 66641 | BESS1 | 40 | Batteries | MWH | BA | (P) Planned for installation, but regulatory approvals not initiated | 40
1 | 2024 | 12 | 18454 | Tampa Electric Co | Electric Utility | MacDill Power Station | FL | 66920 | MPS01 | 18.8 | Natural Gas Internal Combustion Engine | NG | IC | (T) Regulatory approvals received. Not under construction | 18.8
1 | 2024 | 12 | 18454 | Tampa Electric Co | Electric Utility | MacDill Power Station | FL | 66920 | MPS02 | 18.8 | Natural Gas Internal Combustion Engine | NG | IC | (T) Regulatory approvals received. Not under construction | 18.8
1 | 2024 | 12 | 65427 | Tidwell Prairie | IPP | Tidwell Prairie Storage 1 | TX | 66337 | SGES1 | 200 | Batteries | MWH | BA | (P) Planned for installation, but regulatory approvals not initiated | 200
1 | 2024 | 12 | 63759 | Triple Oak Power LLC | IPP | Jawbone Wind Project | MT | 58175 | JWPI | 80 | Onshore Wind Turbine | WND | WT | (U) Under construction, less than or equal to 50 percent complete | 80
1 | 2024 | 12 | 64952 | Turner Meadow Solar Station, LLC | IPP | Turner Meadow Solar Station | ME | 65709 | TRNR | 20 | Solar Photovoltaic | SUN | PV | (L) Regulatory approvals pending. Not under construction | 20
1 | 2024 | 12 | 65777 | Urban Grid Solar | IPP | Egypt Road Solar | MD | 66840 | EGYR1 | 51.1 | Solar Photovoltaic | SUN | PV | (T) Regulatory approvals received. Not under construction | 51.1
1 | 2024 | 12 | 64457 | VCP, LLC d/b/a Verogy | IPP | Dollar Tree Solar One | CT | 65148 | VCP13 | 2 | Solar Photovoltaic | SUN | PV | (P) Planned for installation, but regulatory approvals not initiated | 2
1 | 2024 | 12 | 64657 | Vacherie Solar Energy Center, LLC | IPP | Vacherie Solar Energy Center, LLC | LA | 65345 | VSEC | 150 | Solar Photovoltaic | SUN | PV | (T) Regulatory approvals received. Not under construction | 150
1 | 2024 | 12 | 64545 | Vesper Energy Development LLC | IPP | Axton Solar | VA | 65462 | AXTON | 200 | Solar Photovoltaic | SUN | PV | (L) Regulatory approvals pending. Not under construction | 200
1 | 2024 | 12 | 64545 | Vesper Energy Development LLC | IPP | Hornet Solar (TX) | TX | 65463 | HRNET | 500 | Solar Photovoltaic | SUN | PV | (T) Regulatory approvals received. Not under construction | 500
1 | 2024 | 12 | 64515 | Waterbury Solar One, LLC | IPP | Waterbury Solar One | CT | 65137 | VCP12 | 2 | Solar Photovoltaic | SUN | PV | (P) Planned for installation, but regulatory approvals not initiated | 2
1 | 2024 | 12 | 64789 | West Memphis Solar, LLC | IPP | West Memphis Solar, LLC | AR | 65482 | WMEM1 | 180 | Solar Photovoltaic | SUN | PV | (P) Planned for installation, but regulatory approvals not initiated | 180
1 | 2024 | 12 | 63527 | Westlands Cherry, LLC | IPP | Cherry | CA | 63850 | CHERY | 249.7 | Solar Photovoltaic | SUN | PV | (T) Regulatory approvals received. Not under construction | 249.7
1 | 2024 | 12 | 63528 | Westlands Grape, LLC | IPP | Grape | CA | 63851 | GRAPE | 246.4 | Solar Photovoltaic | SUN | PV | (T) Regulatory approvals received. Not under construction | 246.4
1 | 2024 | 12 | 65601 | Wheatridge East Wind LLC | IPP | Wheatridge East Wind | OR | 66560 | WREW | 300 | Onshore Wind Turbine | WND | WT | (P) Planned for installation, but regulatory approvals not initiated | 300
1 | 2024 | 12 | 65703 | Winfield Solar I, LLC | IPP | Winfield Solar | MO | 66696 | WINSP | 162.8 | Solar Photovoltaic | SUN | PV | (T) Regulatory approvals received. Not under construction | 162.8
1 | 2024 | 12 | 20847 | Wisconsin Electric Power Co | Electric Utility | Paris Solar | WI | 65967 | PSLR1 | 100 | Solar Photovoltaic | SUN | PV | (T) Regulatory approvals received. Not under construction | 100
1 | 2024 | 12 | 20847 | Wisconsin Electric Power Co | Electric Utility | Paris Solar | WI | 65967 | PSLR2 | 100 | Solar Photovoltaic | SUN | PV | (T) Regulatory approvals received. Not under construction | 100
1 | 2024 | 12 | 65165 | ibV Energy Partners | IPP | Boulder Flats Solar | NV | 65977 | BF1PV | 131 | Solar Photovoltaic | SUN | PV | (V) Under construction, more than 50 percent complete | 113
1 | 2025 | 1 | 63825 | 45MG 8me LLC | IPP | Aratina Solar Center 2 | CA | 64215 | 45MGA | 200 | Solar Photovoltaic | SUN | PV | (P) Planned for installation, but regulatory approvals not initiated | 200
1 | 2025 | 1 | 57416 | Acciona Energy USA Global, LLC | IPP | AEUG Madison Solar, LLC | KY | 64659 | AMS | 100 | Solar Photovoltaic | SUN | PV | (L) Regulatory approvals pending. Not under construction | 100
1 | 2025 | 1 | 15399 | Avangrid Renewables LLC | IPP | Great Bear Solar, LLC | OH | 64073 | GBS | 46 | Solar Photovoltaic | SUN | PV | (P) Planned for installation, but regulatory approvals not initiated | 46
1 | 2025 | 1 | 2719 | CalWind Resources Inc | IPP | Tehachapi Wind Resource II | CA | 54909 | PLAN | 15.5 | Onshore Wind Turbine | WND | WT | (P) Planned for installation, but regulatory approvals not initiated | 15.5
1 | 2025 | 1 | 65442 | Cobalt Solar, LLC | IPP | Cobalt Solar, LLC | PA | 66364 | COBAL | 20 | Solar Photovoltaic | SUN | PV | (L) Regulatory approvals pending. Not under construction | 20
1 | 2025 | 1 | 61978 | Convergent Energy and Power LP | IPP | Bensonhurst Energy Storage 1 LLC | NY | 66497 | BHBA1 | 5 | Batteries | MWH | BA | (P) Planned for installation, but regulatory approvals not initiated | 5
1 | 2025 | 1 | 64810 | Eversource Energy | IPP | Revolution Wind | RI | 65500 | REVWD | 715 | Offshore Wind Turbine | WND | WS | (L) Regulatory approvals pending. Not under construction | 715
1 | 2025 | 1 | 6452 | Florida Power & Light Co | Electric Utility | Buttonwood | FL | 65920 | 1 | 74.5 | Solar Photovoltaic | SUN | PV | (U) Under construction, less than or equal to 50 percent complete | 74.5
1 | 2025 | 1 | 6452 | Florida Power & Light Co | Electric Utility | Fawn | FL | 65919 | 1 | 74.5 | Solar Photovoltaic | SUN | PV | (U) Under construction, less than or equal to 50 percent complete | 74.5
1 | 2025 | 1 | 6452 | Florida Power & Light Co | Electric Utility | Fox Trail | FL | 65916 | 1 | 74.5 | Solar Photovoltaic | SUN | PV | (U) Under construction, less than or equal to 50 percent complete | 74.5
1 | 2025 | 1 | 6452 | Florida Power & Light Co | Electric Utility | Green Pasture | FL | 65918 | 1 | 74.5 | Solar Photovoltaic | SUN | PV | (U) Under construction, less than or equal to 50 percent complete | 74.5
1 | 2025 | 1 | 6452 | Florida Power & Light Co | Electric Utility | Hog Bay | FL | 65915 | 1 | 74.5 | Solar Photovoltaic | SUN | PV | (U) Under construction, less than or equal to 50 percent complete | 74.5
1 | 2025 | 1 | 6452 | Florida Power & Light Co | Electric Utility | Holopaw | FL | 65922 | 1 | 74.5 | Solar Photovoltaic | SUN | PV | (U) Under construction, less than or equal to 50 percent complete | 74.5
1 | 2025 | 1 | 6452 | Florida Power & Light Co | Electric Utility | Honeybell | FL | 65921 | 1 | 74.5 | Solar Photovoltaic | SUN | PV | (U) Under construction, less than or equal to 50 percent complete | 74.5
1 | 2025 | 1 | 6452 | Florida Power & Light Co | Electric Utility | Redlands | FL | 65914 | 1 | 74.5 | Solar Photovoltaic | SUN | PV | (U) Under construction, less than or equal to 50 percent complete | 74.5
1 | 2025 | 1 | 6452 | Florida Power & Light Co | Electric Utility | Thomas Creek | FL | 65917 | 1 | 74.5 | Solar Photovoltaic | SUN | PV | (U) Under construction, less than or equal to 50 percent complete | 74.5
1 | 2025 | 1 | 12796 | Monongahela Power Co | Electric Utility | Marlowe Solar | WV | 66899 | MARS | 5.8 | Solar Photovoltaic | SUN | PV | (L) Regulatory approvals pending. Not under construction | 5.8
1 | 2025 | 1 | 12796 | Monongahela Power Co | Electric Utility | Rivesville Solar | WV | 66900 | RIVS | 5.5 | Solar Photovoltaic | SUN | PV | (L) Regulatory approvals pending. Not under construction | 5.5
1 | 2025 | 1 | 12796 | Monongahela Power Co | Electric Utility | Wylie Ridge Solar | WV | 66901 | WRS | 8.4 | Solar Photovoltaic | SUN | PV | (L) Regulatory approvals pending. Not under construction | 8.4
1 | 2025 | 1 | 60018 | NET Power, LLC | IPP | NET Power La Porte Station | TX | 60910 | NPLPS | 5 | Natural Gas Fired Combustion Turbine | NG | GT | (OT) Other | 25.5
1 | 2025 | 1 | 64265 | Notch Peak Solar LLC | IPP | Notch Peak Solar LLC | UT | 64669 | KOV4A | 324 | Solar Photovoltaic | SUN | PV | (T) Regulatory approvals received. Not under construction | 324
1 | 2025 | 1 | 63426 | RE Bravepost LLC | IPP | RE Bravepost LLC | TX | 63730 | BVPST | 200 | Solar Photovoltaic | SUN | PV | (L) Regulatory approvals pending. Not under construction | 200
1 | 2025 | 1 | 65091 | Rosebud Solar, LLC | IPP | Rosebud Solar, LLC | TX | 65899 | ROSEB | 132 | Solar Photovoltaic | SUN | PV | (P) Planned for installation, but regulatory approvals not initiated | 132
1 | 2025 | 2 | 7189 | Gila Bend Power Partners LLC | IPP | Gila Bend Power Generation Station | AZ | 55507 | 1 | 156 | Natural Gas Fired Combined Cycle | NG | CT | (L) Regulatory approvals pending. Not under construction | 170
1 | 2025 | 2 | 7189 | Gila Bend Power Partners LLC | IPP | Gila Bend Power Generation Station | AZ | 55507 | 2 | 156 | Natural Gas Fired Combined Cycle | NG | CT | (L) Regulatory approvals pending. Not under construction | 170
1 | 2025 | 2 | 7189 | Gila Bend Power Partners LLC | IPP | Gila Bend Power Generation Station | AZ | 55507 | 3 | 156 | Natural Gas Fired Combined Cycle | NG | CT | (L) Regulatory approvals pending. Not under construction | 170
1 | 2025 | 2 | 7189 | Gila Bend Power Partners LLC | IPP | Gila Bend Power Generation Station | AZ | 55507 | 4 | 390 | Natural Gas Fired Combined Cycle | NG | CA | (L) Regulatory approvals pending. Not under construction | 390
1 | 2025 | 2 | 62842 | Lightsource Renewable Energy Asset Management, LLC | IPP | Champion Solar I | IN | 66865 | INCS1 | 51.9 | Solar Photovoltaic | SUN | PV | (P) Planned for installation, but regulatory approvals not initiated | 51.9
1 | 2025 | 2 | 62842 | Lightsource Renewable Energy Asset Management, LLC | IPP | Merrillville Solar | IN | 66114 | INRD1 | 100 | Solar Photovoltaic | SUN | PV | (P) Planned for installation, but regulatory approvals not initiated | 100
1 | 2025 | 2 | 65088 | Nighthawk Energy Storage, LLC | IPP | Nighthawk Energy Storage, LLC | CA | 65889 | BESS | 300 | Batteries | MWH | BA | (P) Planned for installation, but regulatory approvals not initiated | 300
1 | 2025 | 2 | 18454 | Tampa Electric Co | Electric Utility | Wimauma Storage | FL | 66640 | BESS1 | 40 | Batteries | MWH | BA | (P) Planned for installation, but regulatory approvals not initiated | 40
1 | 2025 | 2 | 65396 | Viracocha Wind LLC | IPP | Sand Hill B | CA | 63652 | SNDHB | 17 | Onshore Wind Turbine | WND | WT | (P) Planned for installation, but regulatory approvals not initiated | 17
1 | 2025 | 2 | 65396 | Viracocha Wind LLC | IPP | Sand Hill C | CA | 63653 | SNDHC | 80 | Onshore Wind Turbine | WND | WT | (P) Planned for installation, but regulatory approvals not initiated | 80
1 | 2025 | 3 | 63825 | 45MG 8me LLC | IPP | Aratina Solar Center 2 | CA | 64215 | 45MGB | 200 | Batteries | MWH | BA | (P) Planned for installation, but regulatory approvals not initiated | 200
1 | 2025 | 3 | 15399 | Avangrid Renewables LLC | IPP | True North Solar, LLC | TX | 65998 | TNS1 | 240 | Solar Photovoltaic | SUN | PV | (P) Planned for installation, but regulatory approvals not initiated | 240
1 | 2025 | 3 | 65639 | Cross Town Energy Storage LLC | IPP | Cross Town Energy Storage | ME | 66606 | CROS1 | 175 | Batteries | MWH | BA | (P) Planned for installation, but regulatory approvals not initiated | 175
1 | 2025 | 3 | 6452 | Florida Power & Light Co | Electric Utility | Big Water | FL | 65912 | 1 | 74.5 | Solar Photovoltaic | SUN | PV | (U) Under construction, less than or equal to 50 percent complete | 74.5
1 | 2025 | 3 | 6452 | Florida Power & Light Co | Electric Utility | Crystal Mine | FL | 65913 | 1 | 74.5 | Solar Photovoltaic | SUN | PV | (U) Under construction, less than or equal to 50 percent complete | 74.5
1 | 2025 | 3 | 6452 | Florida Power & Light Co | Electric Utility | Georges Lake | FL | 65907 | 1 | 74.5 | Solar Photovoltaic | SUN | PV | (U) Under construction, less than or equal to 50 percent complete | 74.5
1 | 2025 | 3 | 6452 | Florida Power & Light Co | Electric Utility | Hendry Isles | FL | 65909 | 1 | 74.5 | Solar Photovoltaic | SUN | PV | (U) Under construction, less than or equal to 50 percent complete | 74.5
1 | 2025 | 3 | 6452 | Florida Power & Light Co | Electric Utility | Mitchell Creek | FL | 65911 | 1 | 74.5 | Solar Photovoltaic | SUN | PV | (U) Under construction, less than or equal to 50 percent complete | 74.5
1 | 2025 | 3 | 6452 | Florida Power & Light Co | Electric Utility | Norton Creek | FL | 65908 | 1 | 74.5 | Solar Photovoltaic | SUN | PV | (U) Under construction, less than or equal to 50 percent complete | 74.5
1 | 2025 | 3 | 65157 | Garcitas Creek Solar, LLC | IPP | Garcitas Creek Solar | TX | 65973 | GCS | 201.9 | Solar Photovoltaic | SUN | PV | (L) Regulatory approvals pending. Not under construction | 201.9
1 | 2025 | 3 | 64218 | Greens Corners Solar | IPP | Greens Corners Solar | NY | 64599 | GEN1 | 120 | Solar Photovoltaic | SUN | PV | (P) Planned for installation, but regulatory approvals not initiated | 120
1 | 2025 | 3 | 65789 | Marion County Solar Project, LLC | IPP | Marion County Solar Project | OH | 66860 | USMNC | 100 | Solar Photovoltaic | SUN | PV | (T) Regulatory approvals received. Not under construction | 100
1 | 2025 | 3 | 58489 | OCI Solar Power | IPP | Bexar ESS | TX | 66400 | OCBEX | 100 | Batteries | MWH | BA | (P) Planned for installation, but regulatory approvals not initiated | 100
1 | 2025 | 3 | 65456 | Ostrea Solar, LLC | IPP | Ostrea Solar, LLC | WA | 66384 | GEN1 | 80 | Solar Photovoltaic | SUN | PV | (L) Regulatory approvals pending. Not under construction | 80
1 | 2025 | 3 | 63612 | Perquimans Solar LLC | IPP | Perquimans Solar LLC | NC | 63955 | PERQU | 5 | Solar Photovoltaic | SUN | PV | (T) Regulatory approvals received. Not under construction | 5
1 | 2025 | 3 | 65079 | Solar Proponent LLC | IPP | Dogwood Creek Solar and BESS | TX | 65843 | DOGBS | 443.2 | Batteries | MWH | BA | (L) Regulatory approvals pending. Not under construction | 443.2
1 | 2025 | 3 | 65079 | Solar Proponent LLC | IPP | Dogwood Creek Solar and BESS | TX | 65843 | DOGPV | 435.5 | Solar Photovoltaic | SUN | PV | (L) Regulatory approvals pending. Not under construction | 435.5
1 | 2025 | 3 | 17633 | Southern Indiana Gas & Elec Co | Electric Utility | CrossTrack Solar | IN | 66781 | 1 | 130 | Solar Photovoltaic | SUN | PV | (L) Regulatory approvals pending. Not under construction | 130
1 | 2025 | 3 | 65104 | Vermillion Rise Solar, LLC | IPP | Vermillion Rise Solar | IN | 65935 | 14 | 225 | Solar Photovoltaic | SUN | PV | (P) Planned for installation, but regulatory approvals not initiated | 225
1 | 2025 | 3 | 65104 | Vermillion Rise Solar, LLC | IPP | Vermillion Rise Solar | IN | 65935 | BAT | 40 | Batteries | MWH | BA | (P) Planned for installation, but regulatory approvals not initiated | 40
1 | 2025 | 3 | 65396 | Viracocha Wind LLC | IPP | Rooney Ranch | CA | 63088 | ROONR | 21 | Onshore Wind Turbine | WND | WT | (L) Regulatory approvals pending. Not under construction | 21
1 | 2025 | 3 | 65396 | Viracocha Wind LLC | IPP | Sand Hill A | CA | 63126 | SNDHA | 13.5 | Onshore Wind Turbine | WND | WT | (L) Regulatory approvals pending. Not under construction | 13.5
1 | 2025 | 4 | 65673 | Blackwell Test Facility, LLC | IPP | Blackwell Test Facility, LLC | CA | 66648 | BLKWL | 2 | Batteries | MWH | BA | (L) Regulatory approvals pending. Not under construction | 2
1 | 2025 | 4 | 64518 | Deer Wood Energy, LLC | IPP | Deer Wood Energy, LLC | VA | 65144 | ENX11 | 50 | Solar Photovoltaic | SUN | PV | (P) Planned for installation, but regulatory approvals not initiated | 50
1 | 2025 | 4 | 64519 | Deer Wood Storage, LLC | IPP | Deer Wood Storage, LLC | VA | 65145 | ENX12 | 30 | Batteries | MWH | BA | (P) Planned for installation, but regulatory approvals not initiated | 30
1 | 2025 | 4 | 65676 | Long Lake Solar, LLC | IPP | Long Lake Solar, LLC | AR | 66649 | LLS | 200 | Solar Photovoltaic | SUN | PV | (P) Planned for installation, but regulatory approvals not initiated | 200
1 | 2025 | 4 | 18454 | Tampa Electric Co | Electric Utility | MacDill Storage | FL | 66869 | BESS1 | 20 | Batteries | MWH | BA | (P) Planned for installation, but regulatory approvals not initiated | 20
1 | 2025 | 5 | 62910 | 300MS 8me LLC | IPP | Southern Bighorn Solar Hybrid | NV | 63113 | SBS | 300 | Solar Photovoltaic | SUN | PV | (P) Planned for installation, but regulatory approvals not initiated | 300
1 | 2025 | 5 | 65410 | ACTX BESS Project LLC | IPP | Ash Creek BESS | TX | 66391 | BESS | 306 | Batteries | MWH | BA | (P) Planned for installation, but regulatory approvals not initiated | 306
1 | 2025 | 5 | 65687 | Accalia Point Solar, LLC | IPP | Accalia Point Solar, LLC | TX | 66673 | 66666 | 190.5 | Solar Photovoltaic | SUN | PV | (P) Planned for installation, but regulatory approvals not initiated | 190.5
1 | 2025 | 5 | 1307 | Basin Electric Power Coop | Electric Utility | Pioneer Generation Station | ND | 57881 | 05 | 210 | Natural Gas Fired Combustion Turbine | NG | GT | (L) Regulatory approvals pending. Not under construction | 235
1 | 2025 | 5 | 1307 | Basin Electric Power Coop | Electric Utility | Pioneer Generation Station | ND | 57881 | 31 | 17.8 | Natural Gas Internal Combustion Engine | NG | IC | (L) Regulatory approvals pending. Not under construction | 18.8
1 | 2025 | 5 | 1307 | Basin Electric Power Coop | Electric Utility | Pioneer Generation Station | ND | 57881 | 32 | 17.8 | Natural Gas Internal Combustion Engine | NG | IC | (L) Regulatory approvals pending. Not under construction | 18.8
1 | 2025 | 5 | 1307 | Basin Electric Power Coop | Electric Utility | Pioneer Generation Station | ND | 57881 | 33 | 17.8 | Natural Gas Internal Combustion Engine | NG | IC | (L) Regulatory approvals pending. Not under construction | 18.8
1 | 2025 | 5 | 1307 | Basin Electric Power Coop | Electric Utility | Pioneer Generation Station | ND | 57881 | 34 | 17.8 | Natural Gas Internal Combustion Engine | NG | IC | (L) Regulatory approvals pending. Not under construction | 18.8
1 | 2025 | 5 | 1307 | Basin Electric Power Coop | Electric Utility | Pioneer Generation Station | ND | 57881 | 35 | 17.8 | Natural Gas Internal Combustion Engine | NG | IC | (L) Regulatory approvals pending. Not under construction | 18.8
1 | 2025 | 5 | 1307 | Basin Electric Power Coop | Electric Utility | Pioneer Generation Station | ND | 57881 | 36 | 17.8 | Natural Gas Internal Combustion Engine | NG | IC | (L) Regulatory approvals pending. Not under construction | 18.8
1 | 2025 | 5 | 64435 | Beaver Creek Wind II, LLC | IPP | Beaver Creek II | MT | 65020 | BCW2 | 60 | Onshore Wind Turbine | WND | WT | (U) Under construction, less than or equal to 50 percent complete | 60
1 | 2025 | 5 | 64435 | Beaver Creek Wind II, LLC | IPP | Beaver Creek II | MT | 65020 | BCW2B | 20 | Batteries | MWH | BA | (U) Under construction, less than or equal to 50 percent complete | 20
1 | 2025 | 5 | 64436 | Beaver Creek Wind III, LLC | IPP | Beaver Creek III | MT | 65021 | BCW3 | 60 | Onshore Wind Turbine | WND | WT | (U) Under construction, less than or equal to 50 percent complete | 60
1 | 2025 | 5 | 64436 | Beaver Creek Wind III, LLC | IPP | Beaver Creek III | MT | 65021 | BCW3B | 20 | Batteries | MWH | BA | (U) Under construction, less than or equal to 50 percent complete | 20
1 | 2025 | 5 | 56769 | Consolidated Edison Development Inc. | IPP | Peregrine BESS 1 | TX | 66301 | PGBS1 | 150 | Batteries | MWH | BA | (P) Planned for installation, but regulatory approvals not initiated | 150
1 | 2025 | 5 | 56769 | Consolidated Edison Development Inc. | IPP | Peregrine BESS 2 | TX | 66302 | PGBS2 | 150 | Batteries | MWH | BA | (P) Planned for installation, but regulatory approvals not initiated | 150
1 | 2025 | 5 | 62733 | Cranberry Point Energy Storage LLC | IPP | Cranberry Point Energy Storage | MA | 62844 | NA | 150 | Batteries | MWH | BA | (P) Planned for installation, but regulatory approvals not initiated | 150
1 | 2025 | 5 | 61060 | Cypress Creek Renewables | IPP | High Top Solar | WA | 65325 | 98936 | 80 | Solar Photovoltaic | SUN | PV | (T) Regulatory approvals received. Not under construction | 80
1 | 2025 | 5 | 65814 | GGS Energy LLC | IPP | Indigo Solar & Storage | TX | 66891 | 245BS | 50 | Batteries | MWH | BA | (P) Planned for installation, but regulatory approvals not initiated | 50
1 | 2025 | 5 | 65814 | GGS Energy LLC | IPP | Indigo Solar & Storage | TX | 66891 | IS245 | 125 | Solar Photovoltaic | SUN | PV | (P) Planned for installation, but regulatory approvals not initiated | 125
1 | 2025 | 5 | 57045 | Guadalupe Power Partners LP | IPP | Guadalupe Generating Station | TX | 55153 | CTGP1 | 160 | Natural Gas Fired Combustion Turbine | NG | GT | (T) Regulatory approvals received. Not under construction | 160
1 | 2025 | 5 | 57045 | Guadalupe Power Partners LP | IPP | Guadalupe Generating Station | TX | 55153 | CTGP2 | 160 | Natural Gas Fired Combustion Turbine | NG | GT | (T) Regulatory approvals received. Not under construction | 160
1 | 2025 | 5 | 65454 | Healing Springs Solar, LLC | IPP | Healing Springs Solar, LLC | NC | 66382 | GEN1 | 55 | Solar Photovoltaic | SUN | PV | (L) Regulatory approvals pending. Not under construction | 55
1 | 2025 | 5 | 49893 | Invenergy Services LLC | IPP | Alle-Catt Wind Energy LLC | NY | 62954 | GEN1 | 340 | Onshore Wind Turbine | WND | WT | (U) Under construction, less than or equal to 50 percent complete | 340
1 | 2025 | 5 | 62842 | Lightsource Renewable Energy Asset Management, LLC | IPP | Mountain Daisy | CO | 66557 | COMD1 | 161.7 | Solar Photovoltaic | SUN | PV | (P) Planned for installation, but regulatory approvals not initiated | 161.7
1 | 2025 | 5 | 11269 | Lower Colorado River Authority | Electric Utility | Maxwell Peaker Plant | TX | 66335 | G1 | 18.4 | Natural Gas Internal Combustion Engine | NG | IC | (L) Regulatory approvals pending. Not under construction | 18.8
1 | 2025 | 5 | 11269 | Lower Colorado River Authority | Electric Utility | Maxwell Peaker Plant | TX | 66335 | G10 | 18.4 | Natural Gas Internal Combustion Engine | NG | IC | (L) Regulatory approvals pending. Not under construction | 18.8
1 | 2025 | 5 | 11269 | Lower Colorado River Authority | Electric Utility | Maxwell Peaker Plant | TX | 66335 | G2 | 18.4 | Natural Gas Internal Combustion Engine | NG | IC | (L) Regulatory approvals pending. Not under construction | 18.8
1 | 2025 | 5 | 11269 | Lower Colorado River Authority | Electric Utility | Maxwell Peaker Plant | TX | 66335 | G3 | 18.4 | Natural Gas Internal Combustion Engine | NG | IC | (L) Regulatory approvals pending. Not under construction | 18.8
1 | 2025 | 5 | 11269 | Lower Colorado River Authority | Electric Utility | Maxwell Peaker Plant | TX | 66335 | G4 | 18.4 | Natural Gas Internal Combustion Engine | NG | IC | (L) Regulatory approvals pending. Not under construction | 18.8
1 | 2025 | 5 | 11269 | Lower Colorado River Authority | Electric Utility | Maxwell Peaker Plant | TX | 66335 | G5 | 18.4 | Natural Gas Internal Combustion Engine | NG | IC | (L) Regulatory approvals pending. Not under construction | 18.8
1 | 2025 | 5 | 11269 | Lower Colorado River Authority | Electric Utility | Maxwell Peaker Plant | TX | 66335 | G6 | 18.4 | Natural Gas Internal Combustion Engine | NG | IC | (L) Regulatory approvals pending. Not under construction | 18.8
1 | 2025 | 5 | 11269 | Lower Colorado River Authority | Electric Utility | Maxwell Peaker Plant | TX | 66335 | G7 | 18.4 | Natural Gas Internal Combustion Engine | NG | IC | (L) Regulatory approvals pending. Not under construction | 18.8
1 | 2025 | 5 | 11269 | Lower Colorado River Authority | Electric Utility | Maxwell Peaker Plant | TX | 66335 | G8 | 18.4 | Natural Gas Internal Combustion Engine | NG | IC | (L) Regulatory approvals pending. Not under construction | 18.8
1 | 2025 | 5 | 11269 | Lower Colorado River Authority | Electric Utility | Maxwell Peaker Plant | TX | 66335 | G9 | 18.4 | Natural Gas Internal Combustion Engine | NG | IC | (L) Regulatory approvals pending. Not under construction | 18.8
1 | 2025 | 5 | 65445 | MRG Goody Solar Project, LLC | IPP | MRG Goody Solar Project Hybrid | TX | 66390 | GDYES | 50.4 | Batteries | MWH | BA | (P) Planned for installation, but regulatory approvals not initiated | 50.4
1 | 2025 | 5 | 65445 | MRG Goody Solar Project, LLC | IPP | MRG Goody Solar Project Hybrid | TX | 66390 | GDYPV | 171.7 | Solar Photovoltaic | SUN | PV | (P) Planned for installation, but regulatory approvals not initiated | 171.7
1 | 2025 | 5 | 65751 | RE Papago LLC | IPP | Papago Energy Storage | AZ | 66779 | PPABA | 300 | Solar Photovoltaic | SUN | PV | (L) Regulatory approvals pending. Not under construction | 300
1 | 2025 | 5 | 65114 | Rocking R Solar, LLC | IPP | Rocking R Solar, LLC | LA | 65941 | RRS | 72.5 | Solar Photovoltaic | SUN | PV | (L) Regulatory approvals pending. Not under construction | 72.5
1 | 2025 | 5 | 65079 | Solar Proponent LLC | IPP | Rowdy Creek Solar and BESS | TX | 65854 | RDYBS | 350 | Batteries | MWH | BA | (L) Regulatory approvals pending. Not under construction | 350
1 | 2025 | 5 | 65079 | Solar Proponent LLC | IPP | Rowdy Creek Solar and BESS | TX | 65854 | RDYPV | 700 | Solar Photovoltaic | SUN | PV | (L) Regulatory approvals pending. Not under construction | 700
1 | 2025 | 5 | 17633 | Southern Indiana Gas & Elec Co | Electric Utility | A B Brown | IN | 6137 | 6 | 226.5 | Natural Gas Fired Combustion Turbine | NG | GT | (U) Under construction, less than or equal to 50 percent complete | 248.3
1 | 2025 | 5 | 17633 | Southern Indiana Gas & Elec Co | Electric Utility | A B Brown | IN | 6137 | 7 | 226.5 | Natural Gas Fired Combustion Turbine | NG | GT | (U) Under construction, less than or equal to 50 percent complete | 248.3
1 | 2025 | 5 | 17633 | Southern Indiana Gas & Elec Co | Electric Utility | Posey Solar | IN | 66780 | 1 | 191 | Solar Photovoltaic | SUN | PV | (L) Regulatory approvals pending. Not under construction | 191
1 | 2025 | 6 | 64245 | 90FI 8me, LLC | IPP | Kingsley Solar Farm | CA | 64634 | 90FIB | 360 | Batteries | MWH | BA | (P) Planned for installation, but regulatory approvals not initiated | 360
1 | 2025 | 6 | 60796 | 91MC 8me LLC | IPP | Aratina Solar Center 1 Hybrid | CA | 61167 | 91MC8 | 200 | Solar Photovoltaic | SUN | PV | (P) Planned for installation, but regulatory approvals not initiated | 200
1 | 2025 | 6 | 60796 | 91MC 8me LLC | IPP | Aratina Solar Center 1 Hybrid | CA | 61167 | BESS | 50 | Batteries | MWH | BA | (P) Planned for installation, but regulatory approvals not initiated | 50
1 | 2025 | 6 | 65759 | Ash Creek | IPP | Ash Creek Solar | TX | 66774 | 78663 | 408.9 | Solar Photovoltaic | SUN | PV | (T) Regulatory approvals received. Not under construction | 408.9
1 | 2025 | 6 | 15399 | Avangrid Renewables LLC | IPP | Powell Creek Solar | OH | 65997 | PCS1 | 150 | Solar Photovoltaic | SUN | PV | (P) Planned for installation, but regulatory approvals not initiated | 150
1 | 2025 | 6 | 64787 | Axial Basin Solar LLC | IPP | Axial Basin Solar | CO | 65480 | CO505 | 145 | Solar Photovoltaic | SUN | PV | (P) Planned for installation, but regulatory approvals not initiated | 145
1 | 2025 | 6 | 64217 | Bald Mountain Solar LLC | IPP | Bald Mountain Solar | NY | 64598 | GEN1 | 20 | Solar Photovoltaic | SUN | PV | (P) Planned for installation, but regulatory approvals not initiated | 20
1 | 2025 | 6 | 64739 | Black Walnut Energy Storage LLC | IPP | Black Walnut Energy Storage LLC | CA | 65396 | BW1 | 15 | Batteries | MWH | BA | (L) Regulatory approvals pending. Not under construction | 15
1 | 2025 | 6 | 4254 | Consumers Energy Co | Electric Utility | Muskegon Solar | MI | 65572 | MSP | 250 | Solar Photovoltaic | SUN | PV | (U) Under construction, less than or equal to 50 percent complete | 250
1 | 2025 | 6 | 58970 | Ecoplexus, Inc | IPP | Grifton PV2 | NC | 63568 | GRFT2 | 56 | Solar Photovoltaic | SUN | PV | (L) Regulatory approvals pending. Not under construction | 56
1 | 2025 | 6 | 65084 | Eldora Energy LLC | IPP | Eldora Energy LLC | TX | 65847 | ELDBS | 200 | Batteries | MWH | BA | (P) Planned for installation, but regulatory approvals not initiated | 200
1 | 2025 | 6 | 65084 | Eldora Energy LLC | IPP | Eldora Energy LLC | TX | 65847 | ELDPV | 200 | Solar Photovoltaic | SUN | PV | (P) Planned for installation, but regulatory approvals not initiated | 200
1 | 2025 | 6 | 65762 | Elevate Middletown, LLC | IPP | Elevate Middletown | CT | 66786 | ELVMT | 275 | Batteries | MWH | BA | (P) Planned for installation, but regulatory approvals not initiated | 275
1 | 2025 | 6 | 65080 | Elio Energy LLC | IPP | Elio Energy LLC | TX | 65850 | ELIBS | 300 | Batteries | MWH | BA | (P) Planned for installation, but regulatory approvals not initiated | 300
1 | 2025 | 6 | 65080 | Elio Energy LLC | IPP | Elio Energy LLC | TX | 65850 | ELIPV | 160 | Solar Photovoltaic | SUN | PV | (P) Planned for installation, but regulatory approvals not initiated | 160
1 | 2025 | 6 | 58766 | FGE Texas II LLC | IPP | FGE Texas II | TX | 58930 | CA1 | 249.9 | Natural Gas Fired Combined Cycle | NG | CA | (T) Regulatory approvals received. Not under construction | 265.2
1 | 2025 | 6 | 58766 | FGE Texas II LLC | IPP | FGE Texas II | TX | 58930 | GT1 | 226.7 | Natural Gas Fired Combined Cycle | NG | CT | (T) Regulatory approvals received. Not under construction | 238.9
1 | 2025 | 6 | 58766 | FGE Texas II LLC | IPP | FGE Texas II | TX | 58930 | GT2 | 226.7 | Natural Gas Fired Combined Cycle | NG | CT | (T) Regulatory approvals received. Not under construction | 238.9
1 | 2025 | 6 | 63524 | Freepoint Commodities LLC | IPP | Raceway Solar | DE | 63846 | RACE | 50 | Solar Photovoltaic | SUN | PV | (T) Regulatory approvals received. Not under construction | 50
1 | 2025 | 6 | 65761 | GB Arthur Kill Storage LLC | IPP | Elevate Arthur Kill | NY | 66785 | ELVAK | 15.1 | Batteries | MWH | BA | (P) Planned for installation, but regulatory approvals not initiated | 15.1
1 | 2025 | 6 | 63474 | Hecate Energy Gedney Hill LLC | IPP | Hecate Energy Gedney Hill | NY | 63815 | GEDNY | 20 | Solar Photovoltaic | SUN | PV | (P) Planned for installation, but regulatory approvals not initiated | 20
1 | 2025 | 6 | 64970 | Hecate Grid Humidor Storage 1 LLC | IPP | Humidor Storage I | CA | 65703 | HEHUM | 300 | Batteries | MWH | BA | (L) Regulatory approvals pending. Not under construction | 300
1 | 2025 | 6 | 50123 | Leeward Asset Management, LLC | IPP | Union Ridge Solar | OH | 65338 | UNIS1 | 108 | Solar Photovoltaic | SUN | PV | (T) Regulatory approvals received. Not under construction | 108
1 | 2025 | 6 | 63576 | MEC North | IPP | MEC North | MI | 63911 | MECN | 500 | Natural Gas Fired Combined Cycle | NG | CS | (T) Regulatory approvals received. Not under construction | 500
1 | 2025 | 6 | 63577 | MEC South | IPP | MEC South | MI | 63912 | MECS | 500 | Natural Gas Fired Combined Cycle | NG | CS | (L) Regulatory approvals pending. Not under construction | 500
1 | 2025 | 6 | 64684 | Mulligan Solar | IPP | Mulligan Solar, LLC | IL | 65349 | MLGA2 | 40 | Batteries | MWH | BA | (P) Planned for installation, but regulatory approvals not initiated | 40
1 | 2025 | 6 | 58489 | OCI Solar Power | IPP | OCI Stillhouse Solar | TX | 65894 | OCISS | 210 | Solar Photovoltaic | SUN | PV | (L) Regulatory approvals pending. Not under construction | 210
1 | 2025 | 6 | 58489 | OCI Solar Power | IPP | OCI SunRoper | TX | 65893 | OCIES | 260 | Batteries | MWH | BA | (L) Regulatory approvals pending. Not under construction | 260
1 | 2025 | 6 | 58489 | OCI Solar Power | IPP | OCI SunRoper | TX | 65893 | OCIRO | 260 | Solar Photovoltaic | SUN | PV | (L) Regulatory approvals pending. Not under construction | 260
1 | 2025 | 6 | 64387 | Sandy Creek Solar LLC | IPP | Sandy Creek Solar | NY | 64913 | GEN1 | 20 | Solar Photovoltaic | SUN | PV | (P) Planned for installation, but regulatory approvals not initiated | 20
1 | 2025 | 6 | 64355 | Solariant Capital, LLC | IPP | Wildcat Solar Power Plant LLC | NM | 64849 | WILDC | 90 | Solar Photovoltaic | SUN | PV | (P) Planned for installation, but regulatory approvals not initiated | 90
1 | 2025 | 6 | 65815 | Sunraycer Assets I LLC | IPP | Albatross Solar, LLC | TX | 66894 | ALBBA | 50.4 | Batteries | MWH | BA | (P) Planned for installation, but regulatory approvals not initiated | 50.4
1 | 2025 | 6 | 65815 | Sunraycer Assets I LLC | IPP | Albatross Solar, LLC | TX | 66894 | ALBPV | 101 | Solar Photovoltaic | SUN | PV | (P) Planned for installation, but regulatory approvals not initiated | 101
1 | 2025 | 6 | 63626 | Two Rivers Wind LLC | IPP | Two Rivers Wind Facility | WY | 63972 | TR1 | 6.1 | Onshore Wind Turbine | WND | WT | (L) Regulatory approvals pending. Not under construction | 6.1
1 | 2025 | 6 | 65777 | Urban Grid Solar | IPP | Beaver Creek Solar | PA | 66850 | BEAC1 | 34.2 | Solar Photovoltaic | SUN | PV | (L) Regulatory approvals pending. Not under construction | 34.2
1 | 2025 | 6 | 65777 | Urban Grid Solar | IPP | Morgnec Solar | MD | 66843 | MORG1 | 55.8 | Solar Photovoltaic | SUN | PV | (T) Regulatory approvals received. Not under construction | 55.8
1 | 2025 | 6 | 65329 | Yaupon Solar, LLC | IPP | Yaupon Solar Project (Hybrid) | TX | 66216 | BESS | 100 | Batteries | MWH | BA | (P) Planned for installation, but regulatory approvals not initiated | 100
1 | 2025 | 6 | 65329 | Yaupon Solar, LLC | IPP | Yaupon Solar Project (Hybrid) | TX | 66216 | SOL | 200 | Solar Photovoltaic | SUN | PV | (P) Planned for installation, but regulatory approvals not initiated | 200
1 | 2025 | 7 | 61012 | AES Distributed Energy | IPP | Glen Canyon Solar A, LLC | UT | 66484 | GCA | 95 | Solar Photovoltaic | SUN | PV | (U) Under construction, less than or equal to 50 percent complete | 95
0 | 2025 | 7 | 13157 | City of Omaha | Commercial | Papillion Creek Wastewater | NE | 55027 | 1600C | 2.4 | Natural Gas Internal Combustion Engine | NG | IC | (L) Regulatory approvals pending. Not under construction | 2.5
0 | 2025 | 7 | 13157 | City of Omaha | Commercial | Papillion Creek Wastewater | NE | 55027 | 1600D | 2.4 | Natural Gas Internal Combustion Engine | NG | IC | (L) Regulatory approvals pending. Not under construction | 2.5
1 | 2025 | 7 | 17539 | Dominion Energy South Carolina, Inc | Electric Utility | Parr GT | SC | 3291 | GT5 | 40.3 | Natural Gas Fired Combustion Turbine | NG | GT | (T) Regulatory approvals received. Not under construction | 65.4
1 | 2025 | 7 | 17539 | Dominion Energy South Carolina, Inc | Electric Utility | Parr GT | SC | 3291 | GT6 | 40.3 | Natural Gas Fired Combustion Turbine | NG | GT | (T) Regulatory approvals received. Not under construction | 65.4
1 | 2025 | 7 | 65096 | Hatchery Solar, LLC | IPP | Hatchery Solar | NY | 65901 | 6 | 20 | Solar Photovoltaic | SUN | PV | (P) Planned for installation, but regulatory approvals not initiated | 20
1 | 2025 | 7 | 11208 | Los Angeles Department of Water & Power | Electric Utility | Intermountain Power Project | UT | 6481 | 3 | 420 | Natural Gas Fired Combined Cycle | NG | CS | (P) Planned for installation, but regulatory approvals not initiated | 420
1 | 2025 | 7 | 11208 | Los Angeles Department of Water & Power | Electric Utility | Intermountain Power Project | UT | 6481 | 4 | 420 | Natural Gas Fired Combined Cycle | NG | CS | (P) Planned for installation, but regulatory approvals not initiated | 420
1 | 2025 | 7 | 58489 | OCI Solar Power | IPP | OCI Lone Sun | TX | 66399 | OCILS | 100 | Solar Photovoltaic | SUN | PV | (P) Planned for installation, but regulatory approvals not initiated | 100
1 | 2025 | 7 | 65079 | Solar Proponent LLC | IPP | Tehuacana Creek 1 Solar and BESS | TX | 65855 | TE1BS | 418 | Batteries | MWH | BA | (L) Regulatory approvals pending. Not under construction | 418
1 | 2025 | 7 | 65079 | Solar Proponent LLC | IPP | Tehuacana Creek 1 Solar and BESS | TX | 65855 | TE1PV | 836.8 | Solar Photovoltaic | SUN | PV | (L) Regulatory approvals pending. Not under construction | 836.8
1 | 2025 | 8 | 65476 | Gransolar Texas Eight, LLC | IPP | Tokio Solar | TX | 66397 | TOKIO | 158.1 | Solar Photovoltaic | SUN | PV | (P) Planned for installation, but regulatory approvals not initiated | 175
1 | 2025 | 8 | 63832 | Hecate Energy Harley Hand Solar LLC | IPP | Hecate Energy Harley Hand Solar LLC | TX | 64234 | 19936 | 514 | Solar Photovoltaic | SUN | PV | (P) Planned for installation, but regulatory approvals not initiated | 514
1 | 2025 | 8 | 62842 | Lightsource Renewable Energy Asset Management, LLC | IPP | Big Elk Solar | NE | 66113 | NEBE1 | 100 | Solar Photovoltaic | SUN | PV | (L) Regulatory approvals pending. Not under construction | 100
1 | 2025 | 8 | 65815 | Sunraycer Assets I LLC | IPP | Midpoint Solar, LLC | TX | 66897 | MIDBA | 52.2 | Batteries | MWH | BA | (P) Planned for installation, but regulatory approvals not initiated | 52.2
1 | 2025 | 8 | 65815 | Sunraycer Assets I LLC | IPP | Midpoint Solar, LLC | TX | 66897 | MIDPV | 104 | Solar Photovoltaic | SUN | PV | (P) Planned for installation, but regulatory approvals not initiated | 104
0 | 2025 | 8 | 62650 | Victorville Energy Center, LLC | Industrial | Victorville Energy Center, LLC (CA) | CA | 62726 | 1 | 20.1 | All Other | WH | ST | (P) Planned for installation, but regulatory approvals not initiated | 20.1
1 | 2025 | 9 | 60799 | 33UI 8me LLC | IPP | Gale 1 Solar | UT | 61170 | 33UI8 | 300 | Solar Photovoltaic | SUN | PV | (P) Planned for installation, but regulatory approvals not initiated | 300
1 | 2025 | 9 | 64172 | Arevon Asset Management | IPP | Elliot Solar LLC | IN | 64904 | 1 | 200 | Solar Photovoltaic | SUN | PV | (U) Under construction, less than or equal to 50 percent complete | 200
1 | 2025 | 9 | 63965 | Badger Wind , LLC | IPP | Badger Wind, LLC | ND | 64342 | 5555 | 252 | Onshore Wind Turbine | WND | WT | (T) Regulatory approvals received. Not under construction | 252
1 | 2025 | 9 | 64434 | Beaver Creek Wind I, LLC | IPP | Beaver Creek I | MT | 65019 | BCW1 | 50 | Onshore Wind Turbine | WND | WT | (U) Under construction, less than or equal to 50 percent complete | 50
1 | 2025 | 9 | 64434 | Beaver Creek Wind I, LLC | IPP | Beaver Creek I | MT | 65019 | BCW1B | 30 | Batteries | MWH | BA | (U) Under construction, less than or equal to 50 percent complete | 30
1 | 2025 | 9 | 64437 | Beaver Creek Wind IV, LLC | IPP | Beaver Creek IV | MT | 65023 | BCW4 | 50 | Onshore Wind Turbine | WND | WT | (U) Under construction, less than or equal to 50 percent complete | 50
1 | 2025 | 9 | 64437 | Beaver Creek Wind IV, LLC | IPP | Beaver Creek IV | MT | 65023 | BCW4B | 30 | Batteries | MWH | BA | (U) Under construction, less than or equal to 50 percent complete | 30
1 | 2025 | 9 | 63421 | Biggs Ford Solar Center, LLC | IPP | Biggs Ford Solar Center | MD | 61321 | BFSC | 15 | Solar Photovoltaic | SUN | PV | (L) Regulatory approvals pending. Not under construction | 15
1 | 2025 | 9 | 65102 | Clear View Solar, LLC | IPP | Clear View Solar | NY | 65931 | 3 | 20 | Solar Photovoltaic | SUN | PV | (P) Planned for installation, but regulatory approvals not initiated | 20
1 | 2025 | 9 | 61421 | LeGore Bridge Solar Center, LLC | IPP | LeGore Bridge Solar Center | MD | 61796 | LGBSC | 20 | Solar Photovoltaic | SUN | PV | (L) Regulatory approvals pending. Not under construction | 20
1 | 2025 | 9 | 65439 | Lotus Infrastructure Global Operations, LLC | IPP | Grover Hill Wind, LLC | OH | 66359 | GHW | 150 | Onshore Wind Turbine | WND | WT | (T) Regulatory approvals received. Not under construction | 150
1 | 2025 | 9 | 58783 | Marseilles Land and Water Company | IPP | Marseilles Lock and Dam Hydro | IL | 58903 | UNIT1 | 2.6 | Conventional Hydroelectric | WAT | HY | (U) Under construction, less than or equal to 50 percent complete | 2.6
1 | 2025 | 9 | 58783 | Marseilles Land and Water Company | IPP | Marseilles Lock and Dam Hydro | IL | 58903 | UNIT2 | 2.6 | Conventional Hydroelectric | WAT | HY | (U) Under construction, less than or equal to 50 percent complete | 2.6
1 | 2025 | 9 | 58783 | Marseilles Land and Water Company | IPP | Marseilles Lock and Dam Hydro | IL | 58903 | UNIT3 | 2.6 | Conventional Hydroelectric | WAT | HY | (U) Under construction, less than or equal to 50 percent complete | 2.6
1 | 2025 | 9 | 58783 | Marseilles Land and Water Company | IPP | Marseilles Lock and Dam Hydro | IL | 58903 | UNIT4 | 2.6 | Conventional Hydroelectric | WAT | HY | (U) Under construction, less than or equal to 50 percent complete | 2.6
1 | 2025 | 9 | 64674 | Noria Hondo Solar LLC | IPP | Noria Hondo Solar (Hybrid) | TX | 65344 | 66148 | 145 | Solar Photovoltaic | SUN | PV | (L) Regulatory approvals pending. Not under construction | 145
1 | 2025 | 9 | 64674 | Noria Hondo Solar LLC | IPP | Noria Hondo Solar (Hybrid) | TX | 65344 | 66149 | 75 | Batteries | MWH | BA | (L) Regulatory approvals pending. Not under construction | 75
1 | 2025 | 9 | 65695 | Seven Flags BESS LLC | IPP | Seven Flags BESS LLC | TX | 66689 | 7FLAG | 100 | Batteries | MWH | BA | (T) Regulatory approvals received. Not under construction | 100
1 | 2025 | 9 | 63140 | Three Rivers Solar Power, LLC | IPP | Three Rivers Solar Power, LLC | ME | 63386 | 3RIVS | 100 | Solar Photovoltaic | SUN | PV | (U) Under construction, less than or equal to 50 percent complete | 100
1 | 2025 | 9 | 5504 | Vistra Corp | IPP | Newton Solar BESS LLC | IL | 65401 | BA | 2 | Batteries | MWH | BA | (P) Planned for installation, but regulatory approvals not initiated | 2
1 | 2025 | 9 | 5504 | Vistra Corp | IPP | Newton Solar BESS LLC | IL | 65401 | PV | 52 | Solar Photovoltaic | SUN | PV | (P) Planned for installation, but regulatory approvals not initiated | 52
1 | 2025 | 10 | 64904 | AES Clean Energy | IPP | Baldy Mesa Solar & Storage | CA | 66598 | BDMSS | 75 | Batteries | MWH | BA | (V) Under construction, more than 50 percent complete | 75
1 | 2025 | 10 | 64904 | AES Clean Energy | IPP | Baldy Mesa Solar & Storage | CA | 66598 | BLDMS | 150 | Solar Photovoltaic | SUN | PV | (V) Under construction, more than 50 percent complete | 150
1 | 2025 | 10 | 56769 | Consolidated Edison Development Inc. | IPP | Burt County Wind | NE | 61511 | BCNE | 75 | Onshore Wind Turbine | WND | WT | (L) Regulatory approvals pending. Not under construction | 75
1 | 2025 | 10 | 61785 | EDP Renewables North America LLC | IPP | Saddle Mountain East Wind Farm | WA | 62263 | GEN1 | 126 | Onshore Wind Turbine | WND | WT | (P) Planned for installation, but regulatory approvals not initiated | 126
1 | 2025 | 10 | 65475 | Gransolar Texas Fifteen, LLC | IPP | Naduah Solar | TX | 66396 | NDUAH | 180.6 | Solar Photovoltaic | SUN | PV | (P) Planned for installation, but regulatory approvals not initiated | 181.6
1 | 2025 | 10 | 65103 | Highbanks Solar, LLC | IPP | Highbanks Solar | NY | 65934 | 7 | 20 | Solar Photovoltaic | SUN | PV | (P) Planned for installation, but regulatory approvals not initiated | 20
0 | 2025 | 10 | 49805 | Kennecott Utah Copper | Industrial | Copperton Solar Plant No. 1 | UT | 64427 | CSP2 | 11.5 | Solar Photovoltaic | SUN | PV | (P) Planned for installation, but regulatory approvals not initiated | 25
1 | 2025 | 10 | 65105 | Peeler Solar, LLC | IPP | Peeler Solar, LLC | TX | 65932 | PEEL2 | 100 | Batteries | MWH | BA | (P) Planned for installation, but regulatory approvals not initiated | 100
1 | 2025 | 10 | 65124 | Plum Nellie Wind Farm LLC | IPP | Plum Nellie Wind Farm LLC | KS | 65948 | PNW01 | 201.6 | Onshore Wind Turbine | WND | WT | (P) Planned for installation, but regulatory approvals not initiated | 201.6
1 | 2025 | 10 | 64347 | Silver Queen Wind Farm, LLC | IPP | Silver Queen Wind Farm | IA | 64835 | NA | 258 | Onshore Wind Turbine | WND | WT | (L) Regulatory approvals pending. Not under construction | 258
1 | 2025 | 10 | 65562 | TJA Off South Main St. Lanesboro, LLC | IPP | MA Lanesboro S. Main St. | MA | 66514 | 18233 | 4.2 | Solar Photovoltaic | SUN | PV | (P) Planned for installation, but regulatory approvals not initiated | 4.2
1 | 2025 | 10 | 65562 | TJA Off South Main St. Lanesboro, LLC | IPP | MA Lanesboro S. Main St. | MA | 66514 | B8233 | 2.5 | Batteries | MWH | BA | (P) Planned for installation, but regulatory approvals not initiated | 2.5
0 | 2025 | 10 | 58113 | Texas A&M, Utilities & Energy Services | Commercial | Central Utility Plant - Texas A&M | TX | 58151 | STG03 | 5 | Natural Gas Fired Combined Cycle | NG | CA | (P) Planned for installation, but regulatory approvals not initiated | 5
1 | 2025 | 10 | 65777 | Urban Grid Solar | IPP | Spring Grove Solar 2 | VA | 66844 | SPRG2 | 194.9 | Solar Photovoltaic | SUN | PV | (T) Regulatory approvals received. Not under construction | 150
1 | 2025 | 10 | 63726 | Vistra Zero LLC | IPP | Forest Grove - Dodd | TX | 64131 | ESS1 | 100 | Batteries | MWH | BA | (P) Planned for installation, but regulatory approvals not initiated | 100.2
1 | 2025 | 10 | 64951 | Warren Meadow Solar Station, LLC | IPP | Warren Meadow Solar Station | ME | 65708 | WMSS | 74.5 | Solar Photovoltaic | SUN | PV | (L) Regulatory approvals pending. Not under construction | 74.5
1 | 2025 | 11 | 65691 | Branch Solar, LLC | IPP | Branch Solar Project | MI | 66697 | BS1 | 200 | Solar Photovoltaic | SUN | PV | (L) Regulatory approvals pending. Not under construction | 200
1 | 2025 | 11 | 64388 | ConnectGen Montgomery County LLC | IPP | Mill Point Solar | NY | 64912 | CMPS1 | 250 | Solar Photovoltaic | SUN | PV | (P) Planned for installation, but regulatory approvals not initiated | 250
1 | 2025 | 11 | 65116 | Discovery Wind, LLC | IPP | Discovery Wind, LLC | ND | 65944 | DISC | 400 | Onshore Wind Turbine | WND | WT | (L) Regulatory approvals pending. Not under construction | 400
1 | 2025 | 11 | 63966 | Emerick Wind, LLC | IPP | Emerick Wind | NE | 64344 | 9999 | 396.3 | Onshore Wind Turbine | WND | WT | (P) Planned for installation, but regulatory approvals not initiated | 396.3
1 | 2025 | 11 | 61797 | Hecate Energy LLC | IPP | Hecate Energy Columbia County Solar | NY | 62273 | HECC1 | 60 | Solar Photovoltaic | SUN | PV | (P) Planned for installation, but regulatory approvals not initiated | 60
1 | 2025 | 11 | 62842 | Lightsource Renewable Energy Asset Management, LLC | IPP | Jones City 1 Solar | TX | 66559 | TXJC1 | 215 | Solar Photovoltaic | SUN | PV | (L) Regulatory approvals pending. Not under construction | 215
1 | 2025 | 11 | 62842 | Lightsource Renewable Energy Asset Management, LLC | IPP | Trinity River Solar 1 | TX | 66132 | TXTR1 | 150 | Solar Photovoltaic | SUN | PV | (P) Planned for installation, but regulatory approvals not initiated | 150
1 | 2025 | 11 | 62842 | Lightsource Renewable Energy Asset Management, LLC | IPP | Trinity River Solar 1 | TX | 66132 | TXTR2 | 75 | Batteries | MWH | BA | (P) Planned for installation, but regulatory approvals not initiated | 75
1 | 2025 | 11 | 55983 | Luminant Generation Company LLC | IPP | Jayhawk | TX | 59806 | SOLAR | 101 | Solar Photovoltaic | SUN | PV | (L) Regulatory approvals pending. Not under construction | 101
1 | 2025 | 11 | 65686 | Samsung C&T Renewables, LLC | IPP | Conez Solar, LLC | GA | 66671 | CONEZ | 150 | Solar Photovoltaic | SUN | PV | (P) Planned for installation, but regulatory approvals not initiated | 150
0 | 2025 | 11 | 58846 | Southeast Renewable Fuels, LLC | Industrial | SRF Pulp Processing Facility | FL | 58997 | G1001 | 20 | Wood/Wood Waste Biomass | WDS | ST | (U) Under construction, less than or equal to 50 percent complete | 20
1 | 2025 | 11 | 64690 | Topsham Meadow Solar Station LLC | IPP | Topsham Meadow Solar Station | ME | 65369 | TMSS | 17.2 | Solar Photovoltaic | SUN | PV | (L) Regulatory approvals pending. Not under construction | 17.2
1 | 2025 | 11 | 64691 | West Baldwin Solar Station LLC | IPP | West Baldwin Solar Station | ME | 65371 | WBSS | 17.1 | Solar Photovoltaic | SUN | PV | (L) Regulatory approvals pending. Not under construction | 17.1
1 | 2025 | 12 | 61222 | 174 Power Global Corp. | IPP | Boulder Solar III LLC | NV | 65141 | BS301 | 127.9 | Solar Photovoltaic | SUN | PV | (P) Planned for installation, but regulatory approvals not initiated | 127.9
1 | 2025 | 12 | 61222 | 174 Power Global Corp. | IPP | Boulder Solar III LLC | NV | 65141 | BS3ES | 58 | Batteries | MWH | BA | (P) Planned for installation, but regulatory approvals not initiated | 58
1 | 2025 | 12 | 63520 | 326FW 8me LLC | IPP | Arida Solar (Hybrid) | NV | 63841 | ARIDA | 370 | Solar Photovoltaic | SUN | PV | (P) Planned for installation, but regulatory approvals not initiated | 370
1 | 2025 | 12 | 63805 | 50LW 8me LLC | IPP | Bellefield Solar and Energy Storage Farm | CA | 64210 | 50LWA | 500 | Solar Photovoltaic | SUN | PV | (P) Planned for installation, but regulatory approvals not initiated | 500
1 | 2025 | 12 | 63805 | 50LW 8me LLC | IPP | Bellefield Solar and Energy Storage Farm | CA | 64210 | 50LWB | 500 | Batteries | MWH | BA | (P) Planned for installation, but regulatory approvals not initiated | 500
1 | 2025 | 12 | 64245 | 90FI 8me, LLC | IPP | Kingsley Solar Farm | CA | 64634 | 90FI8 | 360 | Solar Photovoltaic | SUN | PV | (P) Planned for installation, but regulatory approvals not initiated | 360
1 | 2025 | 12 | 64615 | Antares Group Inc | IPP | Elm Spring Solar 1 | VA | 65313 | ES | 3 | Solar Photovoltaic | SUN | PV | (P) Planned for installation, but regulatory approvals not initiated | 3
1 | 2025 | 12 | 64615 | Antares Group Inc | IPP | Shenvalee Solar | VA | 65312 | SV | 3 | Solar Photovoltaic | SUN | PV | (P) Planned for installation, but regulatory approvals not initiated | 3
1 | 2025 | 12 | 15399 | Avangrid Renewables LLC | IPP | Sunset Solar | OR | 65326 | SS1 | 103 | Solar Photovoltaic | SUN | PV | (P) Planned for installation, but regulatory approvals not initiated | 103
1 | 2025 | 12 | 65824 | BT Hickerson Solar, LLC | IPP | BT Hickerson Solar, LLC | TX | 66903 | 5105 | 310 | Solar Photovoltaic | SUN | PV | (L) Regulatory approvals pending. Not under construction | 310
1 | 2025 | 12 | 64858 | Balanced Rock Power, LLC | IPP | Windhub Solar B, LLC | CA | 59969 | GEN01 | 20 | Solar Photovoltaic | SUN | PV | (L) Regulatory approvals pending. Not under construction | 20
1 | 2025 | 12 | 65697 | Briggs Solar, LLC | IPP | Briggs Solar, LLC | TX | 66691 | BRIGG | 305 | Solar Photovoltaic | SUN | PV | (L) Regulatory approvals pending. Not under construction | 305
1 | 2025 | 12 | 65697 | Briggs Solar, LLC | IPP | Briggs Solar, LLC | TX | 66691 | BRUGG | 70 | Batteries | MWH | BA | (L) Regulatory approvals pending. Not under construction | 70
1 | 2025 | 12 | 64475 | CG Leon County II LLC | IPP | Pecan Prairie North Solar | TX | 64999 | CPNS1 | 360 | Solar Photovoltaic | SUN | PV | (L) Regulatory approvals pending. Not under construction | 360
1 | 2025 | 12 | 64410 | CG Leon County LLC | IPP | Pecan Prairie South Solar | TX | 64981 | CPSS1 | 135 | Solar Photovoltaic | SUN | PV | (L) Regulatory approvals pending. Not under construction | 135
1 | 2025 | 12 | 64578 | Caden Energix Piney River LLC | IPP | Caden Energix Piney River LLC | VA | 65286 | ENX18 | 50 | Solar Photovoltaic | SUN | PV | (L) Regulatory approvals pending. Not under construction | 50
1 | 2025 | 12 | 64934 | Chiquito Grid, LLC | IPP | Chiquito Grid, LLC | CA | 65655 | HECHQ | 80 | Batteries | MWH | BA | (L) Regulatory approvals pending. Not under construction | 80
1 | 2025 | 12 | 64186 | Chuckwalla Solar, LLC | IPP | Chuckwalla Solar, LLC | NV | 64558 | CHW | 200 | Solar Photovoltaic | SUN | PV | (P) Planned for installation, but regulatory approvals not initiated | 200
1 | 2025 | 12 | 64186 | Chuckwalla Solar, LLC | IPP | Chuckwalla Solar, LLC | NV | 64558 | CHW1 | 180 | Batteries | MWH | BA | (P) Planned for installation, but regulatory approvals not initiated | 180
1 | 2025 | 12 | 64357 | ConnectGen Albany County LLC | IPP | Rail Tie Wind | WY | 64847 | CRTW1 | 504 | Onshore Wind Turbine | WND | WT | (L) Regulatory approvals pending. Not under construction | 504
1 | 2025 | 12 | 65543 | Desert Vine Solar LLC | IPP | Desert Vine Solar | TX | 66493 | DVS | 121.3 | Solar Photovoltaic | SUN | PV | (L) Regulatory approvals pending. Not under construction | 121.3
1 | 2025 | 12 | 65516 | ECG Utah Solar1, LLC | IPP | Utah Solar 1 | UT | 66426 | 1EUS | 300 | Solar Photovoltaic | SUN | PV | (P) Planned for installation, but regulatory approvals not initiated | 300
1 | 2025 | 12 | 58970 | Ecoplexus, Inc | IPP | CSP Solano | CA | 65181 | CSLNO | 5.1 | Solar Photovoltaic | SUN | PV | (V) Under construction, more than 50 percent complete | 5.1
1 | 2025 | 12 | 58970 | Ecoplexus, Inc | IPP | Westminister NC | NC | 63567 | WSMTR | 75 | Solar Photovoltaic | SUN | PV | (T) Regulatory approvals received. Not under construction | 75
1 | 2025 | 12 | 65672 | Elkhart County Solar Project, LLC | IPP | Elkhart County Solar Project | IN | 66647 | USELT | 100 | Solar Photovoltaic | SUN | PV | (T) Regulatory approvals received. Not under construction | 100
1 | 2025 | 12 | 58765 | FGE Texas I LLC | IPP | FGE Texas I | TX | 58931 | CA1 | 249.9 | Natural Gas Fired Combined Cycle | NG | CA | (T) Regulatory approvals received. Not under construction | 265.2
1 | 2025 | 12 | 58765 | FGE Texas I LLC | IPP | FGE Texas I | TX | 58931 | GT1 | 226.7 | Natural Gas Fired Combined Cycle | NG | CT | (T) Regulatory approvals received. Not under construction | 238.9
1 | 2025 | 12 | 58765 | FGE Texas I LLC | IPP | FGE Texas I | TX | 58931 | GT2 | 226.7 | Natural Gas Fired Combined Cycle | NG | CT | (T) Regulatory approvals received. Not under construction | 238.9
1 | 2025 | 12 | 65586 | GEG PA Solar LLC | IPP | Goonies Solar Project | PA | 66547 | GOONS | 106.7 | Solar Photovoltaic | SUN | PV | (L) Regulatory approvals pending. Not under construction | 194
1 | 2025 | 12 | 58880 | Gallegos Wind Farm LLC | IPP | Gallegos Wind Farm, Phase 1 | NM | 59047 | GEN 1 | 190 | Onshore Wind Turbine | WND | WT | (P) Planned for installation, but regulatory approvals not initiated | 190
1 | 2025 | 12 | 65740 | Genesee Solar Energy, LLC | IPP | Genesee Solar Project | MI | 66756 | GS1 | 50 | Solar Photovoltaic | SUN | PV | (P) Planned for installation, but regulatory approvals not initiated | 51
1 | 2025 | 12 | 65113 | Grey Fox Wind | IPP | Grey Fox Wind | IL | 65939 | WINDG | 400 | Onshore Wind Turbine | WND | WT | (L) Regulatory approvals pending. Not under construction | 400
1 | 2025 | 12 | 65741 | Hart Solar Partners, LLC | IPP | Hart Solar Project | MI | 66778 | HS1 | 100 | Solar Photovoltaic | SUN | PV | (P) Planned for installation, but regulatory approvals not initiated | 104
1 | 2025 | 12 | 63782 | Hecate Energy Cider Solar LLC | IPP | Hecate Energy Cider Solar LLC | NY | 64163 | 11111 | 500 | Solar Photovoltaic | SUN | PV | (P) Planned for installation, but regulatory approvals not initiated | 500
1 | 2025 | 12 | 65483 | Hecate Energy Ramsey Storage, LLC | IPP | Hecate Energy Ramsey Storage | TX | 66414 | RMSY | 500 | Batteries | MWH | BA | (P) Planned for installation, but regulatory approvals not initiated | 500
1 | 2025 | 12 | 65485 | Hecate Grid East Valley Storage, LLC | IPP | Hecate Grid East Valley Storage | TX | 66411 | RMSY | 255 | Batteries | MWH | BA | (P) Planned for installation, but regulatory approvals not initiated | 255
1 | 2025 | 12 | 62765 | High Bridge Wind, LLC | IPP | High Bridge Wind Project | NY | 62894 | HBBSF | 7 | Batteries | MWH | BA | (P) Planned for installation, but regulatory approvals not initiated | 7
1 | 2025 | 12 | 62765 | High Bridge Wind, LLC | IPP | High Bridge Wind Project | NY | 62894 | WT | 103.2 | Onshore Wind Turbine | WND | WT | (P) Planned for installation, but regulatory approvals not initiated | 103.2
1 | 2025 | 12 | 65701 | Horsepen Branch Solar | IPP | Horsepen Branch Solar | VA | 66695 | HRSPN | 25 | Solar Photovoltaic | SUN | PV | (P) Planned for installation, but regulatory approvals not initiated | 25
1 | 2025 | 12 | 65682 | IP Aramis, LLC | IPP | Aramis I Solar Project | CA | 66678 | IPAR1 | 100 | Solar Photovoltaic | SUN | PV | (L) Regulatory approvals pending. Not under construction | 100
1 | 2025 | 12 | 63137 | Idemitsu Renewables | IPP | Azalea (CA) | CA | 66890 | AZAL | 60 | Solar Photovoltaic | SUN | PV | (P) Planned for installation, but regulatory approvals not initiated | 60
1 | 2025 | 12 | 49893 | Invenergy Services LLC | IPP | Crescent Valley Solar | NV | 62888 | GEN1 | 149 | Solar Photovoltaic | SUN | PV | (U) Under construction, less than or equal to 50 percent complete | 149
1 | 2025 | 12 | 49893 | Invenergy Services LLC | IPP | Horseshoe Solar Energy | NY | 63096 | GEN1 | 180 | Solar Photovoltaic | SUN | PV | (U) Under construction, less than or equal to 50 percent complete | 180
1 | 2025 | 12 | 49893 | Invenergy Services LLC | IPP | Lovelock Solar | NV | 62934 | GEN1 | 190 | Solar Photovoltaic | SUN | PV | (U) Under construction, less than or equal to 50 percent complete | 190
1 | 2025 | 12 | 63289 | Key Capture Energy | IPP | KCE NY 10, LLC | NY | 66682 | NY10 | 20 | Batteries | MWH | BA | (P) Planned for installation, but regulatory approvals not initiated | 20
1 | 2025 | 12 | 63289 | Key Capture Energy | IPP | KCE NY 29, LLC | NY | 66862 | NY29 | 150 | Batteries | MWH | BA | (P) Planned for installation, but regulatory approvals not initiated | 150
1 | 2025 | 12 | 63289 | Key Capture Energy | IPP | TX 14 Venus Mill Storage | TX | 65788 | TX14 | 100 | Batteries | MWH | BA | (P) Planned for installation, but regulatory approvals not initiated | 100
1 | 2025 | 12 | 65739 | Lake Iris Solar, LLC | IPP | Lake Iris Solar Project | MI | 66745 | LIS1 | 100 | Solar Photovoltaic | SUN | PV | (P) Planned for installation, but regulatory approvals not initiated | 107.7
1 | 2025 | 12 | 50123 | Leeward Asset Management, LLC | IPP | Barilla Solar | TX | 58710 | BARBA | 20 | Batteries | MWH | BA | (P) Planned for installation, but regulatory approvals not initiated | 20
1 | 2025 | 12 | 50123 | Leeward Asset Management, LLC | IPP | Blackford Solar | IN | 66960 | BLKSL | 150 | Solar Photovoltaic | SUN | PV | (L) Regulatory approvals pending. Not under construction | 150
1 | 2025 | 12 | 50123 | Leeward Asset Management, LLC | IPP | Northern Prairie 1 | WI | 66958 | NOPR1 | 101 | Solar Photovoltaic | SUN | PV | (T) Regulatory approvals received. Not under construction | 101
1 | 2025 | 12 | 50123 | Leeward Asset Management, LLC | IPP | Rose Gold Solar | IN | 65471 | RGS01 | 150 | Solar Photovoltaic | SUN | PV | (T) Regulatory approvals received. Not under construction | 150
1 | 2025 | 12 | 62842 | Lightsource Renewable Energy Asset Management, LLC | IPP | Mayapple Solar 1 | IN | 66138 | INMA1 | 224 | Solar Photovoltaic | SUN | PV | (P) Planned for installation, but regulatory approvals not initiated | 224
1 | 2025 | 12 | 62842 | Lightsource Renewable Energy Asset Management, LLC | IPP | Sycamore Trail Solar | PA | 66196 | PAST1 | 20 | Solar Photovoltaic | SUN | PV | (P) Planned for installation, but regulatory approvals not initiated | 20
1 | 2025 | 12 | 65587 | Mammoth Central LLC | IPP | Mammoth Central Solar Project | IN | 66546 | MMTHC | 300 | Solar Photovoltaic | SUN | PV | (T) Regulatory approvals received. Not under construction | 300
1 | 2025 | 12 | 65587 | Mammoth Central LLC | IPP | Mammoth Central Solar Project | IN | 66546 | MTHC2 | 300 | Solar Photovoltaic | SUN | PV | (T) Regulatory approvals received. Not under construction | 300
1 | 2025 | 12 | 65588 | Mammoth South LLC | IPP | Mammoth South Solar Project | IN | 66545 | MMTHS | 300 | Solar Photovoltaic | SUN | PV | (U) Under construction, less than or equal to 50 percent complete | 300
1 | 2025 | 12 | 64800 | Nolin Hills Wind, LLC | IPP | Nolin Hills | OR | 60070 | GEN | 300 | Onshore Wind Turbine | WND | WT | (L) Regulatory approvals pending. Not under construction | 300
1 | 2025 | 12 | 63217 | Obsidian Solar Center LLC | IPP | Obsidian Solar Center | OR | 63488 | OBSLR | 400 | Solar Photovoltaic | SUN | PV | (P) Planned for installation, but regulatory approvals not initiated | 400
1 | 2025 | 12 | 63463 | Palomino Solar, LLC | IPP | Palomino Solar | OH | 63784 | PLMNO | 200 | Solar Photovoltaic | SUN | PV | (P) Planned for installation, but regulatory approvals not initiated | 200
1 | 2025 | 12 | 63501 | Panther Grove Wind, LLC | IPP | Panther Grove Wind, LLC | IL | 63818 | 78787 | 400 | Onshore Wind Turbine | WND | WT | (P) Planned for installation, but regulatory approvals not initiated | 400
1 | 2025 | 12 | 65144 | Samsung Solar Energy 2, LLC | IPP | Eagle Springs Hybrid | TX | 66341 | EGSB | 61.5 | Batteries | MWH | BA | (P) Planned for installation, but regulatory approvals not initiated | 55.1
1 | 2025 | 12 | 65144 | Samsung Solar Energy 2, LLC | IPP | Eagle Springs Hybrid | TX | 66341 | EGSS | 150 | Solar Photovoltaic | SUN | PV | (P) Planned for installation, but regulatory approvals not initiated | 110.1
1 | 2025 | 12 | 65144 | Samsung Solar Energy 2, LLC | IPP | Gaia Hybrid | TX | 66342 | GAIAB | 76.8 | Batteries | MWH | BA | (P) Planned for installation, but regulatory approvals not initiated | 76.8
1 | 2025 | 12 | 65144 | Samsung Solar Energy 2, LLC | IPP | Gaia Hybrid | TX | 66342 | GAIAS | 152.7 | Solar Photovoltaic | SUN | PV | (P) Planned for installation, but regulatory approvals not initiated | 152.7
1 | 2025 | 12 | 65343 | Sculpin Solar LLC | IPP | Sculpin Solar | IN | 66238 | 1SPS | 180 | Solar Photovoltaic | SUN | PV | (P) Planned for installation, but regulatory approvals not initiated | 180
1 | 2025 | 12 | 63954 | Shepherd's Run Solar | IPP | Shepherd's Run Solar | NY | 64188 | PV | 60 | Solar Photovoltaic | SUN | PV | (P) Planned for installation, but regulatory approvals not initiated | 60
1 | 2025 | 12 | 62023 | Skeleton Creek Energy Center | IPP | Skeleton Creek Energy Center Hybrid | OK | 62494 | SCBAT | 200 | Batteries | MWH | BA | (P) Planned for installation, but regulatory approvals not initiated | 200
1 | 2025 | 12 | 62023 | Skeleton Creek Energy Center | IPP | Skeleton Creek Energy Center Hybrid | OK | 62494 | SCSOL | 250 | Solar Photovoltaic | SUN | PV | (P) Planned for installation, but regulatory approvals not initiated | 250
1 | 2025 | 12 | 64994 | SolRiver Capital LLC | IPP | Washington Solar | NC | 60948 | PV1 | 5 | Solar Photovoltaic | SUN | PV | (P) Planned for installation, but regulatory approvals not initiated | 5
1 | 2025 | 12 | 65079 | Solar Proponent LLC | IPP | Clear Fork Creek Solar and BESS SLF | TX | 65842 | CFCBS | 600 | Batteries | MWH | BA | (L) Regulatory approvals pending. Not under construction | 600
1 | 2025 | 12 | 65079 | Solar Proponent LLC | IPP | Clear Fork Creek Solar and BESS SLF | TX | 65842 | CFCPV | 600 | Solar Photovoltaic | SUN | PV | (L) Regulatory approvals pending. Not under construction | 600
1 | 2025 | 12 | 65079 | Solar Proponent LLC | IPP | Hollow Branch Creek 1 Solar | TX | 65846 | HB1PV | 700 | Solar Photovoltaic | SUN | PV | (L) Regulatory approvals pending. Not under construction | 700
1 | 2025 | 12 | 65561 | TJA 540R Main St. Acushnet, LLC | IPP | MA Acushnet 540R Main St | MA | 66513 | 18229 | 4 | Solar Photovoltaic | SUN | PV | (L) Regulatory approvals pending. Not under construction | 4
1 | 2025 | 12 | 65561 | TJA 540R Main St. Acushnet, LLC | IPP | MA Acushnet 540R Main St | MA | 66513 | B8229 | 2 | Batteries | MWH | BA | (L) Regulatory approvals pending. Not under construction | 2
1 | 2025 | 12 | 59056 | Tri Global Energy, LLC | IPP | Cone Renewable Energy Project, LLC | TX | 60272 | WT1 | 150 | Onshore Wind Turbine | WND | WT | (P) Planned for installation, but regulatory approvals not initiated | 150
1 | 2025 | 12 | 59056 | Tri Global Energy, LLC | IPP | Crosby County Wind Farm, LLC | TX | 60273 | WT1 | 150 | Onshore Wind Turbine | WND | WT | (P) Planned for installation, but regulatory approvals not initiated | 150
1 | 2025 | 12 | 59056 | Tri Global Energy, LLC | IPP | Easter | TX | 59971 | ESTR1 | 150 | Onshore Wind Turbine | WND | WT | (P) Planned for installation, but regulatory approvals not initiated | 150
1 | 2025 | 12 | 65777 | Urban Grid Solar | IPP | Fairview Solar (AR) | AR | 66851 | FAIR1 | 75 | Solar Photovoltaic | SUN | PV | (L) Regulatory approvals pending. Not under construction | 75
1 | 2025 | 12 | 64354 | Wilkes Solar, LLC | IPP | Wilkes Solar, LLC | NC | 64850 | WS | 75 | Solar Photovoltaic | SUN | PV | (P) Planned for installation, but regulatory approvals not initiated | 75
0 | 2026 | 1 | 65384 | Cartier Energy, LLC | Commercial | Hartford Hospital Cogeneration | CT | 52061 | GEN5 | 5.4 | Natural Gas Fired Combined Cycle | NG | CC | (P) Planned for installation, but regulatory approvals not initiated | 5.5
1 | 2026 | 1 | 65835 | Clean Energy Future - Trumbull, LLC. | IPP | Trumbull Energy Center | OH | 66918 | GT11 | 350 | Natural Gas Fired Combined Cycle | NG | CT | (U) Under construction, less than or equal to 50 percent complete | 350
1 | 2026 | 1 | 65835 | Clean Energy Future - Trumbull, LLC. | IPP | Trumbull Energy Center | OH | 66918 | GT12 | 350 | Natural Gas Fired Combined Cycle | NG | CT | (U) Under construction, less than or equal to 50 percent complete | 350
1 | 2026 | 1 | 65835 | Clean Energy Future - Trumbull, LLC. | IPP | Trumbull Energy Center | OH | 66918 | STG | 250 | Natural Gas Fired Combined Cycle | NG | CA | (U) Under construction, less than or equal to 50 percent complete | 250
1 | 2026 | 1 | 65699 | Coati Solar, LLC | IPP | Coati Solar, LLC | TX | 66693 | COAT | 285 | Solar Photovoltaic | SUN | PV | (L) Regulatory approvals pending. Not under construction | 285
1 | 2026 | 1 | 65699 | Coati Solar, LLC | IPP | Coati Solar, LLC | TX | 66693 | COATI | 140 | Batteries | MWH | BA | (L) Regulatory approvals pending. Not under construction | 140
1 | 2026 | 1 | 5248 | Dominion Energy Inc. | Electric Utility | Dulles Solar and Storage | VA | 65043 | DUSO | 100 | Solar Photovoltaic | SUN | PV | (L) Regulatory approvals pending. Not under construction | 100
1 | 2026 | 1 | 11241 | Entergy Louisiana LLC | Electric Utility | Sterlington Solar | LA | 66681 | STS | 49 | Solar Photovoltaic | SUN | PV | (P) Planned for installation, but regulatory approvals not initiated | 49
1 | 2026 | 1 | 6452 | Florida Power & Light Co | Electric Utility | Boardwalk | FL | 65885 | 1 | 74.5 | Solar Photovoltaic | SUN | PV | (U) Under construction, less than or equal to 50 percent complete | 74.5
1 | 2026 | 1 | 6452 | Florida Power & Light Co | Electric Utility | Kayak | FL | 65888 | 1 | 74.5 | Solar Photovoltaic | SUN | PV | (U) Under construction, less than or equal to 50 percent complete | 74.5
1 | 2026 | 1 | 6452 | Florida Power & Light Co | Electric Utility | Long Creek | FL | 65906 | 1 | 74.5 | Solar Photovoltaic | SUN | PV | (U) Under construction, less than or equal to 50 percent complete | 74.5
1 | 2026 | 1 | 6452 | Florida Power & Light Co | Electric Utility | Mare Branch | FL | 65905 | 1 | 74.5 | Solar Photovoltaic | SUN | PV | (U) Under construction, less than or equal to 50 percent complete | 74.5
1 | 2026 | 1 | 6452 | Florida Power & Light Co | Electric Utility | North Orange | FL | 65883 | 1 | 74.5 | Solar Photovoltaic | SUN | PV | (U) Under construction, less than or equal to 50 percent complete | 74.5
1 | 2026 | 1 | 6452 | Florida Power & Light Co | Electric Utility | Price Creek | FL | 65887 | 1 | 74.5 | Solar Photovoltaic | SUN | PV | (U) Under construction, less than or equal to 50 percent complete | 74.5
1 | 2026 | 1 | 6452 | Florida Power & Light Co | Electric Utility | Tenmile Creek | FL | 65886 | 1 | 74.5 | Solar Photovoltaic | SUN | PV | (U) Under construction, less than or equal to 50 percent complete | 74.5
1 | 2026 | 1 | 65482 | Gransolar Texas Thirteen, LLC | IPP | Despain Solar | TX | 66421 | GRS13 | 236.2 | Solar Photovoltaic | SUN | PV | (L) Regulatory approvals pending. Not under construction | 236.2
1 | 2026 | 1 | 49893 | Invenergy Services LLC | IPP | Canisteo Wind Farm | NY | 62947 | GEN1 | 290.7 | Onshore Wind Turbine | WND | WT | (V) Under construction, more than 50 percent complete | 290.7
1 | 2026 | 1 | 60349 | Juneau Hydropower, Inc | IPP | Sweetheart Lake Hydroelectric Facility | AK | 60588 | JHI01 | 6.6 | Conventional Hydroelectric | WAT | HY | (P) Planned for installation, but regulatory approvals not initiated | 6.6
1 | 2026 | 1 | 60349 | Juneau Hydropower, Inc | IPP | Sweetheart Lake Hydroelectric Facility | AK | 60588 | JHI02 | 6.6 | Conventional Hydroelectric | WAT | HY | (P) Planned for installation, but regulatory approvals not initiated | 6.6
1 | 2026 | 1 | 60349 | Juneau Hydropower, Inc | IPP | Sweetheart Lake Hydroelectric Facility | AK | 60588 | JHI03 | 6.6 | Conventional Hydroelectric | WAT | HY | (P) Planned for installation, but regulatory approvals not initiated | 6.6
1 | 2026 | 1 | 62842 | Lightsource Renewable Energy Asset Management, LLC | IPP | Jones City 2 Solar | TX | 66893 | TXJC2 | 185 | Solar Photovoltaic | SUN | PV | (P) Planned for installation, but regulatory approvals not initiated | 185
1 | 2026 | 1 | 62842 | Lightsource Renewable Energy Asset Management, LLC | IPP | Mowata Solar | LA | 66558 | LAMO1 | 150 | Solar Photovoltaic | SUN | PV | (P) Planned for installation, but regulatory approvals not initiated | 150
1 | 2026 | 1 | 12796 | Monongahela Power Co | Electric Utility | Davis Solar (WV) | WV | 66870 | DAVS | 11.5 | Solar Photovoltaic | SUN | PV | (L) Regulatory approvals pending. Not under construction | 11.5
1 | 2026 | 2 | 65644 | Fish Lake Geothermal LLC | IPP | Fish Lake Geothermal | NV | 66618 | FL1 | 4 | Geothermal | GEO | ST | (P) Planned for installation, but regulatory approvals not initiated | 5
1 | 2026 | 2 | 65644 | Fish Lake Geothermal LLC | IPP | Fish Lake Geothermal | NV | 66618 | FL2 | 4 | Geothermal | GEO | ST | (P) Planned for installation, but regulatory approvals not initiated | 5
1 | 2026 | 2 | 65644 | Fish Lake Geothermal LLC | IPP | Fish Lake Geothermal | NV | 66618 | FL3 | 4 | Geothermal | GEO | ST | (P) Planned for installation, but regulatory approvals not initiated | 5
1 | 2026 | 2 | 65644 | Fish Lake Geothermal LLC | IPP | Fish Lake Geothermal | NV | 66618 | FL4 | 4 | Geothermal | GEO | ST | (P) Planned for installation, but regulatory approvals not initiated | 5
1 | 2026 | 2 | 65092 | Springwater Solar, LLC | IPP | Springwater Solar, LLC | OH | 65900 | SPRI2 | 75 | Batteries | MWH | BA | (P) Planned for installation, but regulatory approvals not initiated | 75
1 | 2026 | 3 | 1307 | Basin Electric Power Coop | Electric Utility | Pioneer Generation Station | ND | 57881 | 04 | 210 | Natural Gas Fired Combustion Turbine | NG | GT | (L) Regulatory approvals pending. Not under construction | 235
1 | 2026 | 3 | 62842 | Lightsource Renewable Energy Asset Management, LLC | IPP | Crossvine Solar | IN | 66441 | INCV1 | 100 | Solar Photovoltaic | SUN | PV | (P) Planned for installation, but regulatory approvals not initiated | 100
1 | 2026 | 3 | 60971 | NYC Energy LLC | IPP | NISA Electric Generation Project | NY | 61331 | BA1 | 79.9 | Batteries | MWH | BA | (T) Regulatory approvals received. Not under construction | 79.9
1 | 2026 | 3 | 60971 | NYC Energy LLC | IPP | NISA Electric Generation Project | NY | 61331 | BA2 | 220.1 | Batteries | MWH | BA | (T) Regulatory approvals received. Not under construction | 220.1
1 | 2026 | 3 | 65715 | Strata Clean Energy | IPP | Longwing Solar | TX | 66705 | 11105 | 140 | Solar Photovoltaic | SUN | PV | (P) Planned for installation, but regulatory approvals not initiated | 140
1 | 2026 | 3 | 65715 | Strata Clean Energy | IPP | Peri Peri Solar | TX | 66708 | 11104 | 115 | Solar Photovoltaic | SUN | PV | (P) Planned for installation, but regulatory approvals not initiated | 115
1 | 2026 | 4 | 5248 | Dominion Energy Inc. | Electric Utility | Moon Corner Solar | VA | 66313 | MOCO | 60 | Solar Photovoltaic | SUN | PV | (L) Regulatory approvals pending. Not under construction | 60
1 | 2026 | 4 | 7490 | Grand River Dam Authority | Electric Utility | GREC | OK | 165 | 4 | 444 | Natural Gas Fired Combustion Turbine | NG | GT | (P) Planned for installation, but regulatory approvals not initiated | 450
1 | 2026 | 4 | 64776 | Wolf Pit Branch Solar, LLC | IPP | Wolf Pit Branch Solar, LLC | SC | 65437 | PGB38 | 15.5 | Batteries | MWH | BA | (L) Regulatory approvals pending. Not under construction | 15.5
1 | 2026 | 4 | 64776 | Wolf Pit Branch Solar, LLC | IPP | Wolf Pit Branch Solar, LLC | SC | 65437 | PGR38 | 62 | Solar Photovoltaic | SUN | PV | (L) Regulatory approvals pending. Not under construction | 62
1 | 2026 | 5 | 62910 | 300MS 8me LLC | IPP | Southern Bighorn Solar Hybrid | NV | 63113 | BESS | 135 | Batteries | MWH | BA | (P) Planned for installation, but regulatory approvals not initiated | 135
1 | 2026 | 5 | 65689 | Alfred Oaks Solar, LLC | IPP | Alfred Oaks Solar, LLC | NY | 66675 | ALOAK | 115.2 | Solar Photovoltaic | SUN | PV | (P) Planned for installation, but regulatory approvals not initiated | 115.2
1 | 2026 | 5 | 65689 | Alfred Oaks Solar, LLC | IPP | Alfred Oaks Solar, LLC | NY | 66675 | BA | 20 | Batteries | MWH | BA | (P) Planned for installation, but regulatory approvals not initiated | 20
1 | 2026 | 5 | 56769 | Consolidated Edison Development Inc. | IPP | Uvalde Solar 1 | TX | 66306 | UVPV1 | 150 | Solar Photovoltaic | SUN | PV | (P) Planned for installation, but regulatory approvals not initiated | 150
1 | 2026 | 6 | 63826 | 201LC 8me LLC | IPP | Rockmont Solar and Storage Project | NM | 64216 | 201LC | 100 | Solar Photovoltaic | SUN | PV | (P) Planned for installation, but regulatory approvals not initiated | 100
1 | 2026 | 6 | 63826 | 201LC 8me LLC | IPP | Rockmont Solar and Storage Project | NM | 64216 | 309SJ | 30 | Batteries | MWH | BA | (P) Planned for installation, but regulatory approvals not initiated | 30
1 | 2026 | 6 | 57416 | Acciona Energy USA Global, LLC | IPP | AEUG Fleming Solar, LLC | KY | 64658 | AFS | 188.5 | Solar Photovoltaic | SUN | PV | (L) Regulatory approvals pending. Not under construction | 188.5
1 | 2026 | 6 | 61713 | B & K Solar | IPP | B & K Solar | SC | 62181 | 23 | 74.9 | Solar Photovoltaic | SUN | PV | (T) Regulatory approvals received. Not under construction | 74.9
1 | 2026 | 6 | 64356 | Bedington Energy Facility, LLC | IPP | Bedington Energy Facility, LLC | WV | 64848 | BEF1 | 50 | Solar Photovoltaic | SUN | PV | (P) Planned for installation, but regulatory approvals not initiated | 50
1 | 2026 | 6 | 61716 | Big Fork Solar | IPP | Big Fork Solar | SC | 62184 | 26 | 74.9 | Solar Photovoltaic | SUN | PV | (T) Regulatory approvals received. Not under construction | 74.9
0 | 2026 | 6 | 60395 | California Ethanol Power, LLC | Industrial | CE&P Imperial Valley 1 | CA | 60670 | 1 | 50 | All Other | OTH | CC | (T) Regulatory approvals received. Not under construction | 50
1 | 2026 | 6 | 63465 | Candela Renewables, LLC | IPP | Rough Hat | NV | 63782 | RH1 | 400 | Solar Photovoltaic | SUN | PV | (P) Planned for installation, but regulatory approvals not initiated | 400
1 | 2026 | 6 | 63465 | Candela Renewables, LLC | IPP | Rough Hat 2 | NV | 63783 | RH2 | 400 | Solar Photovoltaic | SUN | PV | (P) Planned for installation, but regulatory approvals not initiated | 400
0 | 2026 | 6 | 65384 | Cartier Energy, LLC | Commercial | Hartford Hospital Cogeneration | CT | 52061 | GEN6 | 6 | Natural Gas Fired Combustion Turbine | NG | GT | (P) Planned for installation, but regulatory approvals not initiated | 6
1 | 2026 | 6 | 61718 | Chapman Solar | IPP | Chapman Solar | SC | 62186 | 28 | 2 | Solar Photovoltaic | SUN | PV | (V) Under construction, more than 50 percent complete | 2
1 | 2026 | 6 | 61719 | Clark Solar | IPP | Clark Solar | SC | 62187 | 29 | 2 | Solar Photovoltaic | SUN | PV | (T) Regulatory approvals received. Not under construction | 2
1 | 2026 | 6 | 61720 | Colleton Solar | IPP | Colleton Solar | SC | 62188 | 30 | 74.9 | Solar Photovoltaic | SUN | PV | (T) Regulatory approvals received. Not under construction | 74.9
1 | 2026 | 6 | 61721 | Collins Farm Solar | IPP | Collins Farm Solar | SC | 62189 | 31 | 5.4 | Solar Photovoltaic | SUN | PV | (T) Regulatory approvals received. Not under construction | 5.4
1 | 2026 | 6 | 61722 | Crossroads Solar | IPP | Crossroads Solar | SC | 62190 | 32 | 50 | Solar Photovoltaic | SUN | PV | (T) Regulatory approvals received. Not under construction | 50
1 | 2026 | 6 | 61729 | Culpepper Solar | IPP | Culpepper Solar | SC | 62221 | 33 | 74.9 | Solar Photovoltaic | SUN | PV | (T) Regulatory approvals received. Not under construction | 74.9
1 | 2026 | 6 | 58970 | Ecoplexus, Inc | IPP | OAKBORO PV1 | NC | 63162 | OAKPV | 40 | Solar Photovoltaic | SUN | PV | (P) Planned for installation, but regulatory approvals not initiated | 40
1 | 2026 | 6 | 55937 | Entergy Texas Inc. | Electric Utility | Orange County Advanced Power Station | TX | 66621 | 1A | 396.6 | Natural Gas Fired Combined Cycle | NG | CT | (T) Regulatory approvals received. Not under construction | 453
1 | 2026 | 6 | 55937 | Entergy Texas Inc. | Electric Utility | Orange County Advanced Power Station | TX | 66621 | 1B | 396.6 | Natural Gas Fired Combined Cycle | NG | CT | (T) Regulatory approvals received. Not under construction | 453
1 | 2026 | 6 | 55937 | Entergy Texas Inc. | Electric Utility | Orange County Advanced Power Station | TX | 66621 | 1C | 365 | Natural Gas Fired Combined Cycle | NG | CA | (T) Regulatory approvals received. Not under construction | 400
1 | 2026 | 6 | 61735 | Foreman Solar | IPP | Foreman Solar | SC | 62215 | 39 | 6.4 | Solar Photovoltaic | SUN | PV | (T) Regulatory approvals received. Not under construction | 6.4
1 | 2026 | 6 | 61737 | GEB Solar | IPP | GEB Solar | SC | 62217 | 40 | 60 | Solar Photovoltaic | SUN | PV | (T) Regulatory approvals received. Not under construction | 60
1 | 2026 | 6 | 65481 | Hecate Grid Gwent Storage 1, LLC | IPP | Hecate Grid Gwent Storage 1 | CA | 66409 | GWNT | 135 | Batteries | MWH | BA | (P) Planned for installation, but regulatory approvals not initiated | 135
1 | 2026 | 6 | 63838 | Hecate Grid Swiftsure LLC | IPP | Swiftsure | NY | 64235 | SWFTS | 650 | Batteries | MWH | BA | (P) Planned for installation, but regulatory approvals not initiated | 650
1 | 2026 | 6 | 61746 | Holliday Solar I | IPP | Holliday Solar I | SC | 62229 | 43 | 74 | Solar Photovoltaic | SUN | PV | (T) Regulatory approvals received. Not under construction | 74
1 | 2026 | 6 | 64741 | Homestead Energy Storage, LLC | IPP | Homestead Energy Storage LLC | CA | 65398 | HMSD1 | 14 | Batteries | MWH | BA | (T) Regulatory approvals received. Not under construction | 14
1 | 2026 | 6 | 61751 | Juniper Solar | IPP | Juniper Solar | SC | 62234 | 48 | 74.9 | Solar Photovoltaic | SUN | PV | (T) Regulatory approvals received. Not under construction | 74.9
1 | 2026 | 6 | 50123 | Leeward Asset Management, LLC | IPP | Portal Ridge Solar A, LLC | CA | 60309 | GEN01 | 19 | Solar Photovoltaic | SUN | PV | (L) Regulatory approvals pending. Not under construction | 19
1 | 2026 | 6 | 61596 | Lincoln Land Energy Center LLC | IPP | Lincoln Land Energy Center | IL | 62022 | GEN1 | 520 | Natural Gas Fired Combined Cycle | NG | CS | (P) Planned for installation, but regulatory approvals not initiated | 638.4
1 | 2026 | 6 | 61596 | Lincoln Land Energy Center LLC | IPP | Lincoln Land Energy Center | IL | 62022 | GEN2 | 520 | Natural Gas Fired Combined Cycle | NG | CS | (P) Planned for installation, but regulatory approvals not initiated | 638.4
1 | 2026 | 6 | 61753 | Luz Solar | IPP | Luz Solar | SC | 62236 | 50 | 2 | Solar Photovoltaic | SUN | PV | (T) Regulatory approvals received. Not under construction | 2
1 | 2026 | 6 | 61789 | McClain Solar | IPP | McClain Solar | SC | 62278 | 56 | 17.3 | Solar Photovoltaic | SUN | PV | (T) Regulatory approvals received. Not under construction | 17.3
1 | 2026 | 6 | 61791 | Melsam Solar | IPP | Melsam Solar | SC | 62280 | 58 | 60 | Solar Photovoltaic | SUN | PV | (T) Regulatory approvals received. Not under construction | 60
1 | 2026 | 6 | 13902 | NorthWestern Energy (MT Hydro) | Electric Utility | Hauser | MT | 2185 | HAU12 | 3.5 | Conventional Hydroelectric | WAT | HY | (P) Planned for installation, but regulatory approvals not initiated | 3.5
1 | 2026 | 6 | 56545 | Pattern Operators LP | IPP | SunZia Wind North | NM | 66924 | SZW-N | 1089 | Onshore Wind Turbine | WND | WT | (T) Regulatory approvals received. Not under construction | 1089
1 | 2026 | 6 | 56545 | Pattern Operators LP | IPP | SunZia Wind South | NM | 66923 | SZW-S | 2426.4 | Onshore Wind Turbine | WND | WT | (T) Regulatory approvals received. Not under construction | 2426.4
1 | 2026 | 6 | 65764 | Pier S Energy Storage LLC | IPP | Elevate Pier S | CA | 66787 | ELVPS | 70 | Batteries | MWH | BA | (P) Planned for installation, but regulatory approvals not initiated | 70
1 | 2026 | 6 | 61805 | Pruger Solar II | IPP | Pruger Solar II | SC | 62293 | 64 | 2 | Solar Photovoltaic | SUN | PV | (T) Regulatory approvals received. Not under construction | 2
1 | 2026 | 6 | 61807 | Quest Solar | IPP | Quest Solar | SC | 62299 | 66 | 40 | Solar Photovoltaic | SUN | PV | (T) Regulatory approvals received. Not under construction | 40
1 | 2026 | 6 | 61808 | Rollins Solar | IPP | Rollins Solar | SC | 62295 | 67 | 74.9 | Solar Photovoltaic | SUN | PV | (T) Regulatory approvals received. Not under construction | 74.9
1 | 2026 | 6 | 61809 | Ross Solar | IPP | Ross Solar | SC | 62296 | 68 | 74.9 | Solar Photovoltaic | SUN | PV | (T) Regulatory approvals received. Not under construction | 74.9
1 | 2026 | 6 | 63488 | Shady Hills Energy Center, LLC | IPP | Shady Hills Combined Cycle Facility | FL | 63802 | G001 | 546 | Natural Gas Fired Combined Cycle | NG | CS | (U) Under construction, less than or equal to 50 percent complete | 573
1 | 2026 | 6 | 61830 | Shining Sun Solar | IPP | Shining Sun Solar | SC | 62309 | 73 | 74.4 | Solar Photovoltaic | SUN | PV | (T) Regulatory approvals received. Not under construction | 74
1 | 2026 | 6 | 61831 | Shorthorn Solar | IPP | Shorthorn Solar | SC | 62310 | 74 | 60 | Solar Photovoltaic | SUN | PV | (T) Regulatory approvals received. Not under construction | 60
1 | 2026 | 6 | 61833 | Southard Solar | IPP | Southard Solar | SC | 62312 | 76 | 6 | Solar Photovoltaic | SUN | PV | (T) Regulatory approvals received. Not under construction | 6
1 | 2026 | 6 | 61834 | Stamey Solar | IPP | Stamey Solar | SC | 62313 | 77 | 2 | Solar Photovoltaic | SUN | PV | (T) Regulatory approvals received. Not under construction | 2
1 | 2026 | 6 | 65815 | Sunraycer Assets I LLC | IPP | Lupinus Solar 1, LLC | TX | 66895 | LP1BA | 83 | Batteries | MWH | BA | (P) Planned for installation, but regulatory approvals not initiated | 83
1 | 2026 | 6 | 65815 | Sunraycer Assets I LLC | IPP | Lupinus Solar 1, LLC | TX | 66895 | LP1PV | 165 | Solar Photovoltaic | SUN | PV | (P) Planned for installation, but regulatory approvals not initiated | 165
1 | 2026 | 6 | 61862 | Thomas Solar | IPP | Thomas Solar | SC | 62352 | 81 | 2 | Solar Photovoltaic | SUN | PV | (V) Under construction, more than 50 percent complete | 2
1 | 2026 | 7 | 5248 | Dominion Energy Inc. | Electric Utility | Courthouse Solar | VA | 66312 | CHSL | 167 | Solar Photovoltaic | SUN | PV | (L) Regulatory approvals pending. Not under construction | 167
0 | 2026 | 7 | 12869 | Monterey Regional Waste Mgmt | Commercial | Marina Landfill Gas | CA | 10748 | FUTR1 | 1.6 | Landfill Gas | LFG | IC | (P) Planned for installation, but regulatory approvals not initiated | 1.6
0 | 2026 | 7 | 12869 | Monterey Regional Waste Mgmt | Commercial | Marina Landfill Gas | CA | 10748 | FUTR2 | 1.6 | Landfill Gas | LFG | IC | (P) Planned for installation, but regulatory approvals not initiated | 1.6
0 | 2026 | 7 | 12869 | Monterey Regional Waste Mgmt | Commercial | Marina Landfill Gas | CA | 10748 | FUTR3 | 1.6 | Landfill Gas | LFG | IC | (P) Planned for installation, but regulatory approvals not initiated | 1.6
0 | 2026 | 7 | 12869 | Monterey Regional Waste Mgmt | Commercial | Marina Landfill Gas | CA | 10748 | FUTR4 | 1.6 | Landfill Gas | LFG | IC | (P) Planned for installation, but regulatory approvals not initiated | 1.6
1 | 2026 | 7 | 58489 | OCI Solar Power | IPP | OCI Hillsboro | TX | 66401 | OHLBS | 200 | Batteries | MWH | BA | (P) Planned for installation, but regulatory approvals not initiated | 200
1 | 2026 | 7 | 58489 | OCI Solar Power | IPP | OCI Hillsboro | TX | 66401 | OHLPV | 200 | Solar Photovoltaic | SUN | PV | (P) Planned for installation, but regulatory approvals not initiated | 200
1 | 2026 | 7 | 65144 | Samsung Solar Energy 2, LLC | IPP | Ursa Solar, LLC | WI | 65964 | URSA | 200 | Solar Photovoltaic | SUN | PV | (P) Planned for installation, but regulatory approvals not initiated | 200
1 | 2026 | 8 | 64077 | JVR Energy Park LLC | IPP | JVR Energy Park LLC | CA | 64428 | JVR1A | 90 | Solar Photovoltaic | SUN | PV | (T) Regulatory approvals received. Not under construction | 90
1 | 2026 | 8 | 64077 | JVR Energy Park LLC | IPP | JVR Energy Park LLC | CA | 64428 | JVR1B | 70 | Batteries | MWH | BA | (T) Regulatory approvals received. Not under construction | 70
1 | 2026 | 9 | 5248 | Dominion Energy Inc. | Electric Utility | Clover Creek Solar | VA | 66315 | CCSO | 90 | Solar Photovoltaic | SUN | PV | (T) Regulatory approvals received. Not under construction | 90
1 | 2026 | 9 | 65837 | Freestone Solar LLC | IPP | Timber Cove Solar | TX | 66922 | 59957 | 100 | Solar Photovoltaic | SUN | PV | (P) Planned for installation, but regulatory approvals not initiated | 100
1 | 2026 | 9 | 65470 | Lock+ Hydro Friends Fund XLII, LLC | IPP | Braddock Lock and Dam | PA | 59091 | GEN1 | 5.3 | Conventional Hydroelectric | WAT | HY | (L) Regulatory approvals pending. Not under construction | 5.3
1 | 2026 | 9 | 64545 | Vesper Energy Development LLC | IPP | Kingwood Solar | OH | 65425 | KWOOD | 175 | Solar Photovoltaic | SUN | PV | (L) Regulatory approvals pending. Not under construction | 175
1 | 2026 | 10 | 65511 | Aragon Energy Storage LLC | IPP | Aragon Energy Storage | GA | 66431 | ARAG1 | 150 | Batteries | MWH | BA | (P) Planned for installation, but regulatory approvals not initiated | 150
1 | 2026 | 10 | 65440 | Bear Point Solar, LLC | IPP | Bear Point Solar, LLC | NC | 66362 | GEN1 | 73.9 | Solar Photovoltaic | SUN | PV | (L) Regulatory approvals pending. Not under construction | 73.9
1 | 2026 | 10 | 65728 | Brenneman Solar LLC | IPP | Brenneman Solar Project | GA | 66744 | BRNMN | 150 | Solar Photovoltaic | SUN | PV | (T) Regulatory approvals received. Not under construction | 168
1 | 2026 | 10 | 65698 | Holly Branch Solar, LLC | IPP | Holly Branch Solar, LLC | TX | 66692 | HOLLY | 230 | Solar Photovoltaic | SUN | PV | (L) Regulatory approvals pending. Not under construction | 230
1 | 2026 | 10 | 65698 | Holly Branch Solar, LLC | IPP | Holly Branch Solar, LLC | TX | 66692 | HOLY | 100 | Batteries | MWH | BA | (L) Regulatory approvals pending. Not under construction | 100
1 | 2026 | 10 | 56939 | Lexington Chenoa Wind Farm II LLC | IPP | Bright Stalk Wind Farm II | IL | 57622 | GEN1 | 205.2 | Onshore Wind Turbine | WND | WT | (P) Planned for installation, but regulatory approvals not initiated | 205.2
1 | 2026 | 10 | 65105 | Peeler Solar, LLC | IPP | Peeler Solar, LLC | TX | 65932 | PEELR | 200 | Solar Photovoltaic | SUN | PV | (L) Regulatory approvals pending. Not under construction | 200
1 | 2026 | 10 | 65110 | Winding Stair Wind | IPP | Winding Stair Wind | IA | 65938 | WINDG | 212 | Onshore Wind Turbine | WND | WT | (L) Regulatory approvals pending. Not under construction | 212
1 | 2026 | 11 | 63806 | 26SB 8me LLC | IPP | Bellefield 2 Solar & Energy Storage Farm | CA | 64209 | 26SBA | 500 | Solar Photovoltaic | SUN | PV | (P) Planned for installation, but regulatory approvals not initiated | 500
1 | 2026 | 11 | 63806 | 26SB 8me LLC | IPP | Bellefield 2 Solar & Energy Storage Farm | CA | 64209 | 26SBB | 500 | Batteries | MWH | BA | (P) Planned for installation, but regulatory approvals not initiated | 500
1 | 2026 | 11 | 65455 | Hyco Solar, LLC | IPP | Hyco Solar LLC | NC | 66383 | GEN1 | 80 | Solar Photovoltaic | SUN | PV | (L) Regulatory approvals pending. Not under construction | 80
1 | 2026 | 11 | 65493 | Navajo Transitional Energy Company | Electric Utility | NTEC Gas Plant | NM | 66478 | GEN1 | 38.5 | Natural Gas Fired Combustion Turbine | NG | GT | (P) Planned for installation, but regulatory approvals not initiated | 44.1
1 | 2026 | 11 | 65493 | Navajo Transitional Energy Company | Electric Utility | NTEC Gas Plant | NM | 66478 | GEN2 | 38.5 | Natural Gas Fired Combustion Turbine | NG | GT | (P) Planned for installation, but regulatory approvals not initiated | 44.1
1 | 2026 | 11 | 65493 | Navajo Transitional Energy Company | Electric Utility | NTEC Gas Plant | NM | 66478 | GEN3 | 38.5 | Natural Gas Fired Combustion Turbine | NG | GT | (P) Planned for installation, but regulatory approvals not initiated | 44.1
1 | 2026 | 11 | 65457 | Panther Branch Solar, LLC | IPP | Panther Branch Solar, LLC | NC | 66385 | GEN1 | 80 | Solar Photovoltaic | SUN | PV | (L) Regulatory approvals pending. Not under construction | 80
1 | 2026 | 12 | 64246 | 99MT 8me, LLC | IPP | Sienna Solar Farm | CA | 64632 | 99MT8 | 200 | Solar Photovoltaic | SUN | PV | (P) Planned for installation, but regulatory approvals not initiated | 200
1 | 2026 | 12 | 65661 | Arco Wind, LLC | IPP | Arco Wind and Solar Project | ID | 66651 | 37565 | 360 | Onshore Wind Turbine | WND | WT | (T) Regulatory approvals received. Not under construction | 360
1 | 2026 | 12 | 65441 | Black Walnut Solar, LLC | IPP | Black Walnut Solar, LLC | NC | 66363 | GEN1 | 80 | Solar Photovoltaic | SUN | PV | (L) Regulatory approvals pending. Not under construction | 80
1 | 2026 | 12 | 65708 | Buffalo Branch Wind and Solar LLC | IPP | Buffalo Branch Wind and Solar LLC | MO | 66701 | BB1 | 247 | Onshore Wind Turbine | WND | WT | (P) Planned for installation, but regulatory approvals not initiated | 247
1 | 2026 | 12 | 65180 | Cedar Island Solar LLC | IPP | Cedar Island Solar LLC | OR | 66011 | PV1 | 800 | Solar Photovoltaic | SUN | PV | (L) Regulatory approvals pending. Not under construction | 800
1 | 2026 | 12 | 65113 | Grey Fox Wind | IPP | Grey Fox Wind | IL | 65939 | WNDG2 | 150 | Batteries | MWH | BA | (P) Planned for installation, but regulatory approvals not initiated | 150
1 | 2026 | 12 | 63839 | Hecate Grid Clermont 1 LLC | IPP | Clermont | NY | 64236 | CLRMT | 100 | Batteries | MWH | BA | (P) Planned for installation, but regulatory approvals not initiated | 100
1 | 2026 | 12 | 58804 | Lake Erie Energy Development Corp | IPP | Icebreaker Offshore Wind Farm | OH | 58941 | WTG1 | 3.4 | Offshore Wind Turbine | WND | WS | (P) Planned for installation, but regulatory approvals not initiated | 3.4
1 | 2026 | 12 | 58804 | Lake Erie Energy Development Corp | IPP | Icebreaker Offshore Wind Farm | OH | 58941 | WTG2 | 3.4 | Offshore Wind Turbine | WND | WS | (P) Planned for installation, but regulatory approvals not initiated | 3.4
1 | 2026 | 12 | 58804 | Lake Erie Energy Development Corp | IPP | Icebreaker Offshore Wind Farm | OH | 58941 | WTG3 | 3.4 | Offshore Wind Turbine | WND | WS | (P) Planned for installation, but regulatory approvals not initiated | 3.4
1 | 2026 | 12 | 58804 | Lake Erie Energy Development Corp | IPP | Icebreaker Offshore Wind Farm | OH | 58941 | WTG4 | 3.4 | Offshore Wind Turbine | WND | WS | (P) Planned for installation, but regulatory approvals not initiated | 3.4
1 | 2026 | 12 | 58804 | Lake Erie Energy Development Corp | IPP | Icebreaker Offshore Wind Farm | OH | 58941 | WTG5 | 3.4 | Offshore Wind Turbine | WND | WS | (P) Planned for installation, but regulatory approvals not initiated | 3.4
1 | 2026 | 12 | 58804 | Lake Erie Energy Development Corp | IPP | Icebreaker Offshore Wind Farm | OH | 58941 | WTG6 | 3.4 | Offshore Wind Turbine | WND | WS | (P) Planned for installation, but regulatory approvals not initiated | 3.4
1 | 2026 | 12 | 50123 | Leeward Asset Management, LLC | IPP | Buena Vista Energy LLC | CA | 56446 | BVBAT | 100 | Batteries | MWH | BA | (P) Planned for installation, but regulatory approvals not initiated | 100
1 | 2026 | 12 | 62663 | Lock 13 Hydro Partners | IPP | Evelyn Hydroelectric Project | KY | 62748 | 1 | 0.6 | Conventional Hydroelectric | WAT | HY | (T) Regulatory approvals received. Not under construction | 0.6
1 | 2026 | 12 | 62663 | Lock 13 Hydro Partners | IPP | Evelyn Hydroelectric Project | KY | 62748 | 2 | 0.6 | Conventional Hydroelectric | WAT | HY | (T) Regulatory approvals received. Not under construction | 0.6
1 | 2026 | 12 | 62663 | Lock 13 Hydro Partners | IPP | Evelyn Hydroelectric Project | KY | 62748 | 3 | 0.2 | Conventional Hydroelectric | WAT | HY | (T) Regulatory approvals received. Not under construction | 0.2
1 | 2026 | 12 | 62663 | Lock 13 Hydro Partners | IPP | Evelyn Hydroelectric Project | KY | 62748 | 4 | 0.2 | Conventional Hydroelectric | WAT | HY | (T) Regulatory approvals received. Not under construction | 0.2
1 | 2026 | 12 | 62663 | Lock 13 Hydro Partners | IPP | Evelyn Hydroelectric Project | KY | 62748 | 5 | 0.6 | Conventional Hydroelectric | WAT | HY | (T) Regulatory approvals received. Not under construction | 0.6
1 | 2026 | 12 | 62663 | Lock 13 Hydro Partners | IPP | Evelyn Hydroelectric Project | KY | 62748 | 6 | 0.6 | Conventional Hydroelectric | WAT | HY | (T) Regulatory approvals received. Not under construction | 0.6
1 | 2026 | 12 | 64800 | Nolin Hills Wind, LLC | IPP | Nolin Hills | OR | 60070 | GEN2 | 300 | Solar Photovoltaic | SUN | PV | (L) Regulatory approvals pending. Not under construction | 300
1 | 2026 | 12 | 56215 | RWE Renewables Americas, LLC | IPP | Pinckard Solar | AL | 62787 | PCKND | 79.7 | Solar Photovoltaic | SUN | PV | (P) Planned for installation, but regulatory approvals not initiated | 85.1
1 | 2026 | 12 | 63721 | Skipjack Offshore Energy, LLC | IPP | Skipjack Wind Farm | MD | 64083 | SJW01 | 120 | Offshore Wind Turbine | WND | WS | (L) Regulatory approvals pending. Not under construction | 120
1 | 2026 | 12 | 63721 | Skipjack Offshore Energy, LLC | IPP | Skipjack Wind Farm Phase 2 | MD | 65388 | SJW02 | 846 | Offshore Wind Turbine | WND | WS | (L) Regulatory approvals pending. Not under construction | 846
1 | 2026 | 12 | 62935 | TREX US Green Holly LLC | IPP | TREX US Green Holly | TX | 63201 | 705 | 400 | Solar Photovoltaic | SUN | PV | (L) Regulatory approvals pending. Not under construction | 400
1 | 2026 | 12 | 62935 | TREX US Green Holly LLC | IPP | TREX US Green Holly | TX | 63201 | 705-S | 5 | Batteries | MWH | BA | (L) Regulatory approvals pending. Not under construction | 5
1 | 2026 | 12 | 62936 | TREX US Red Holly LLC | IPP | TREX US Red Holly | TX | 63202 | 701 | 250 | Solar Photovoltaic | SUN | PV | (L) Regulatory approvals pending. Not under construction | 250
1 | 2026 | 12 | 59056 | Tri Global Energy, LLC | IPP | Water Valley Wind Energy | TX | 62846 | WWE1 | 180 | Onshore Wind Turbine | WND | WT | (P) Planned for installation, but regulatory approvals not initiated | 180
1 | 2026 | 12 | 65777 | Urban Grid Solar | IPP | Hillsboro Solar 3 | AL | 66852 | HILL3 | 200 | Solar Photovoltaic | SUN | PV | (L) Regulatory approvals pending. Not under construction | 200
1 | 2026 | 12 | 65777 | Urban Grid Solar | IPP | Porter Mill Solar | MD | 66854 | PORM1 | 46 | Solar Photovoltaic | SUN | PV | (L) Regulatory approvals pending. Not under construction | 46
0 | 2027 | 1 | 1182 | BASF Corporation | Industrial | Geismar | LA | 10319 | GEN4 | 42 | Natural Gas Fired Combustion Turbine | NG | GT | (P) Planned for installation, but regulatory approvals not initiated | 45
0 | 2027 | 1 | 1182 | BASF Corporation | Industrial | Geismar | LA | 10319 | GEN5 | 25 | Natural Gas Steam Turbine | NG | ST | (P) Planned for installation, but regulatory approvals not initiated | 25
1 | 2027 | 1 | 5248 | Dominion Energy Inc. | Electric Utility | Coastal Virginia Offshore Wind (CVOW) Commercial Project | VA | 64550 | CVOWC | 1265 | Offshore Wind Turbine | WND | WS | (T) Regulatory approvals received. Not under construction | 2640
1 | 2027 | 3 | 65686 | Samsung C&T Renewables, LLC | IPP | Stark Solar, LLC | OH | 66672 | AG239 | 150 | Solar Photovoltaic | SUN | PV | (P) Planned for installation, but regulatory approvals not initiated | 150
1 | 2027 | 3 | 65715 | Strata Clean Energy | IPP | Austin Creek Solar | IL | 66703 | 11103 | 140 | Solar Photovoltaic | SUN | PV | (P) Planned for installation, but regulatory approvals not initiated | 140
1 | 2027 | 3 | 65715 | Strata Clean Energy | IPP | Patoka Solar | IN | 66706 | 11101 | 250 | Solar Photovoltaic | SUN | PV | (P) Planned for installation, but regulatory approvals not initiated | 250
1 | 2027 | 3 | 65715 | Strata Clean Energy | IPP | Prairie Oak Solar | IL | 66707 | 11102 | 250 | Solar Photovoltaic | SUN | PV | (P) Planned for installation, but regulatory approvals not initiated | 250
1 | 2027 | 3 | 63786 | Tygart LLC | IPP | Tygart Hydropower | WV | 64171 | 1 | 3 | Conventional Hydroelectric | WAT | HY | (L) Regulatory approvals pending. Not under construction | 10
1 | 2027 | 3 | 63786 | Tygart LLC | IPP | Tygart Hydropower | WV | 64171 | 2 | 3 | Conventional Hydroelectric | WAT | HY | (L) Regulatory approvals pending. Not under construction | 10
1 | 2027 | 3 | 63786 | Tygart LLC | IPP | Tygart Hydropower | WV | 64171 | 3 | 3 | Conventional Hydroelectric | WAT | HY | (L) Regulatory approvals pending. Not under construction | 10
1 | 2027 | 4 | 64138 | Birch Creek Development, LLC (NC) | IPP | Friesian Holdings | NC | 60692 | PV1 | 75 | Solar Photovoltaic | SUN | PV | (P) Planned for installation, but regulatory approvals not initiated | 75
1 | 2027 | 4 | 59966 | ESC Harrison County Power | IPP | ESC Harrison County Power | WV | 60206 | HCCA1 | 205.4 | Natural Gas Fired Combined Cycle | NG | CA | (P) Planned for installation, but regulatory approvals not initiated | 207.4
1 | 2027 | 4 | 59966 | ESC Harrison County Power | IPP | ESC Harrison County Power | WV | 60206 | HCCT1 | 319.1 | Natural Gas Fired Combined Cycle | NG | CT | (P) Planned for installation, but regulatory approvals not initiated | 371.5
1 | 2027 | 5 | 63807 | 302PN 8me LLC | IPP | Red Antelope Solar & Energy Storage Farm | AZ | 64208 | 30PNA | 400 | Solar Photovoltaic | SUN | PV | (P) Planned for installation, but regulatory approvals not initiated | 400
1 | 2027 | 5 | 63807 | 302PN 8me LLC | IPP | Red Antelope Solar & Energy Storage Farm | AZ | 64208 | 30PNB | 300 | Batteries | MWH | BA | (P) Planned for installation, but regulatory approvals not initiated | 300
1 | 2027 | 5 | 63289 | Key Capture Energy | IPP | KCE CT 1, LLC | CT | 66879 | CT1 | 105 | Batteries | MWH | BA | (P) Planned for installation, but regulatory approvals not initiated | 105
1 | 2027 | 6 | 58597 | Enviromission, Inc | IPP | La Paz Solar Tower | AZ | 58652 | 1 | 200 | Solar Thermal without Energy Storage | SUN | OT | (P) Planned for installation, but regulatory approvals not initiated | 200
1 | 2027 | 6 | 64514 | Royalston Solar One, LLC | IPP | Royalston Solar One | MA | 65136 | VCP04 | 5 | Solar Photovoltaic | SUN | PV | (P) Planned for installation, but regulatory approvals not initiated | 5
1 | 2027 | 6 | 64514 | Royalston Solar One, LLC | IPP | Royalston Solar One | MA | 65136 | VCPS1 | 2.5 | Batteries | MWH | BA | (P) Planned for installation, but regulatory approvals not initiated | 2.5
1 | 2027 | 7 | 58881 | Apex Bethel Energy Center | IPP | Apex Bethel Energy Center | TX | 59048 | ABEC1 | 158.5 | Natural Gas with Compressed Air Storage | NG | CE | (P) Planned for installation, but regulatory approvals not initiated | 158.5
1 | 2027 | 7 | 58881 | Apex Bethel Energy Center | IPP | Apex Bethel Energy Center | TX | 59048 | ABEC2 | 158.5 | Natural Gas with Compressed Air Storage | NG | CE | (P) Planned for installation, but regulatory approvals not initiated | 158.5
1 | 2027 | 7 | 59686 | Coronado Power Ventures LLC | IPP | Aegle Power | TX | 59924 | CTG-1 | 430 | Natural Gas Fired Combined Cycle | NG | CT | (P) Planned for installation, but regulatory approvals not initiated | 430
1 | 2027 | 7 | 59686 | Coronado Power Ventures LLC | IPP | Aegle Power | TX | 59924 | CTG-2 | 430 | Natural Gas Fired Combined Cycle | NG | CT | (P) Planned for installation, but regulatory approvals not initiated | 430
1 | 2027 | 7 | 59686 | Coronado Power Ventures LLC | IPP | Aegle Power | TX | 59924 | STG-1 | 422 | Natural Gas Fired Combined Cycle | NG | CA | (P) Planned for installation, but regulatory approvals not initiated | 422
1 | 2027 | 7 | 65690 | Premium Energy Holdings | IPP | Whale Rock Pumped Storage Hydro Project | CA | 66685 | WH001 | 200 | Hydroelectric Pumped Storage | WAT | PS | (P) Planned for installation, but regulatory approvals not initiated | 200
1 | 2027 | 7 | 65690 | Premium Energy Holdings | IPP | Whale Rock Pumped Storage Hydro Project | CA | 66685 | WH002 | 200 | Hydroelectric Pumped Storage | WAT | PS | (P) Planned for installation, but regulatory approvals not initiated | 200
1 | 2027 | 7 | 65690 | Premium Energy Holdings | IPP | Whale Rock Pumped Storage Hydro Project | CA | 66685 | WH003 | 200 | Hydroelectric Pumped Storage | WAT | PS | (P) Planned for installation, but regulatory approvals not initiated | 200
1 | 2027 | 7 | 64726 | Rivers Electric, LLC | IPP | Mill Pond Hydro | NY | 65399 | U3 | 0.5 | Conventional Hydroelectric | WAT | HY | (P) Planned for installation, but regulatory approvals not initiated | 0.5
1 | 2027 | 7 | 65777 | Urban Grid Solar | IPP | Spring Valley Solar 2 | AL | 66858 | SPRV2 | 200 | Solar Photovoltaic | SUN | PV | (L) Regulatory approvals pending. Not under construction | 200
1 | 2027 | 9 | 63467 | Naturgy Candela DevCo LLC | IPP | Chill Sun Solar Project | NV | 65895 | CS1 | 2250 | Solar Photovoltaic | SUN | PV | (L) Regulatory approvals pending. Not under construction | 2250
1 | 2027 | 10 | 63553 | Haymaker Energy Project LLC | IPP | Haymaker Hybrid | MT | 63878 | HAY | 600 | Onshore Wind Turbine | WND | WT | (P) Planned for installation, but regulatory approvals not initiated | 600
1 | 2027 | 10 | 60221 | North Slope LLC | IPP | North Slope, LLC | NY | 60420 | NSPV | 50 | Onshore Wind Turbine | WND | WT | (L) Regulatory approvals pending. Not under construction | 50
1 | 2027 | 10 | 61906 | Rye Development | IPP | Emsworth L&D Hydroelectric Project | PA | 62433 | NA1 | 5 | Conventional Hydroelectric | WAT | HY | (P) Planned for installation, but regulatory approvals not initiated | 6.8
1 | 2027 | 11 | 64452 | EDF Renewables Development, Inc. | IPP | Homer Solar Energy Center | NY | 65052 | HSEC | 90 | Solar Photovoltaic | SUN | PV | (L) Regulatory approvals pending. Not under construction | 90
1 | 2027 | 11 | 64452 | EDF Renewables Development, Inc. | IPP | Tracy Solar Energy Center | NY | 65051 | TSEC | 119 | Solar Photovoltaic | SUN | PV | (L) Regulatory approvals pending. Not under construction | 119
1 | 2027 | 11 | 61906 | Rye Development | IPP | Allegheny L&D2 Hydroelectric Project | PA | 62401 | NA1 | 2.5 | Conventional Hydroelectric | WAT | HY | (P) Planned for installation, but regulatory approvals not initiated | 4.5
1 | 2027 | 11 | 61906 | Rye Development | IPP | Emsworth BC Hydroelectric Project | PA | 62434 | NA1 | 3 | Conventional Hydroelectric | WAT | HY | (P) Planned for installation, but regulatory approvals not initiated | 6
1 | 2027 | 11 | 61906 | Rye Development | IPP | Emsworth L&D Hydroelectric Project | PA | 62433 | NA2 | 5 | Conventional Hydroelectric | WAT | HY | (P) Planned for installation, but regulatory approvals not initiated | 6.8
1 | 2027 | 12 | 64904 | AES Clean Energy | IPP | Empire Solar (NY) | NY | 66663 | EMPIR | 125 | Solar Photovoltaic | SUN | PV | (P) Planned for installation, but regulatory approvals not initiated | 125
1 | 2027 | 12 | 64736 | Beartooth Energy Storage, LLC | IPP | Beartooth Energy Storage LLC | MT | 65407 | BEAR1 | 50 | Batteries | MWH | BA | (L) Regulatory approvals pending. Not under construction | 50
1 | 2027 | 12 | 64452 | EDF Renewables Development, Inc. | IPP | Bonanza Solar and Storage Project | NV | 66908 | BZES | 195 | Batteries | MWH | BA | (L) Regulatory approvals pending. Not under construction | 195
1 | 2027 | 12 | 64452 | EDF Renewables Development, Inc. | IPP | Bonanza Solar and Storage Project | NV | 66908 | BZPV | 300 | Solar Photovoltaic | SUN | PV | (L) Regulatory approvals pending. Not under construction | 300
1 | 2027 | 12 | 64452 | EDF Renewables Development, Inc. | IPP | Lycan Solar Project | CA | 66805 | LYCAN | 400 | Solar Photovoltaic | SUN | PV | (L) Regulatory approvals pending. Not under construction | 400
1 | 2027 | 12 | 60223 | Ketchikan Electric Company | Electric Utility | Mahoney Lake Hydroelectric | AK | 59027 | GEN 1 | 9.6 | Conventional Hydroelectric | WAT | HY | (P) Planned for installation, but regulatory approvals not initiated | 9.6
1 | 2027 | 12 | 50123 | Leeward Asset Management, LLC | IPP | Rose Gold Solar | IN | 65471 | RGS23 | 100 | Solar Photovoltaic | SUN | PV | (L) Regulatory approvals pending. Not under construction | 100
1 | 2027 | 12 | 65812 | Lumberton PV I, LLC | IPP | Lumberton PV I, LLC | TX | 66904 | LBTN | 200 | Solar Photovoltaic | SUN | PV | (P) Planned for installation, but regulatory approvals not initiated | 200
1 | 2027 | 12 | 61331 | Popular Camp Wind Farm LLC | IPP | Poplar Camp Wind Farm | VA | 61111 | PC1 | 72 | Onshore Wind Turbine | WND | WT | (P) Planned for installation, but regulatory approvals not initiated | 72
1 | 2027 | 12 | 58842 | Power Company of Wyoming LLC | IPP | Chokecherry and Sierra Madre Wind | WY | 58987 | I-A | 500 | Onshore Wind Turbine | WND | WT | (U) Under construction, less than or equal to 50 percent complete | 500
1 | 2027 | 12 | 58842 | Power Company of Wyoming LLC | IPP | Chokecherry and Sierra Madre Wind | WY | 58987 | I-B | 500 | Onshore Wind Turbine | WND | WT | (U) Under construction, less than or equal to 50 percent complete | 500
1 | 2027 | 12 | 58842 | Power Company of Wyoming LLC | IPP | Chokecherry and Sierra Madre Wind | WY | 58987 | I-C | 500 | Onshore Wind Turbine | WND | WT | (U) Under construction, less than or equal to 50 percent complete | 500
1 | 2027 | 12 | 61906 | Rye Development | IPP | Allegheny L&D2 Hydroelectric Project | PA | 62401 | NA2 | 2.5 | Conventional Hydroelectric | WAT | HY | (P) Planned for installation, but regulatory approvals not initiated | 4.5
1 | 2027 | 12 | 61906 | Rye Development | IPP | Emsworth BC Hydroelectric Project | PA | 62434 | NA2 | 4 | Conventional Hydroelectric | WAT | HY | (P) Planned for installation, but regulatory approvals not initiated | 6
1 | 2027 | 12 | 61906 | Rye Development | IPP | Emsworth BC Hydroelectric Project | PA | 62434 | NA3 | 5 | Conventional Hydroelectric | WAT | HY | (P) Planned for installation, but regulatory approvals not initiated | 6.8
1 | 2027 | 12 | 61906 | Rye Development | IPP | Emsworth L&D Hydroelectric Project | PA | 62433 | NA3 | 5 | Conventional Hydroelectric | WAT | HY | (P) Planned for installation, but regulatory approvals not initiated | 6.8
1 | 2027 | 12 | 65716 | Scioto Farms Solar Project, LLC | IPP | Scioto Farms Solar | OH | 66702 | SF1 | 110 | Solar Photovoltaic | SUN | PV | (L) Regulatory approvals pending. Not under construction | 110
1 | 2027 | 12 | 64606 | Steward Creek Solar, LLC | IPP | Steward Creek Solar Phase 1 | IL | 65301 | SC1 | 600 | Solar Photovoltaic | SUN | PV | (P) Planned for installation, but regulatory approvals not initiated | 600
1 | 2027 | 12 | 65815 | Sunraycer Assets I LLC | IPP | Lupinus Solar 2, LLC | TX | 66896 | LP2BA | 122.9 | Batteries | MWH | BA | (P) Planned for installation, but regulatory approvals not initiated | 122.9
1 | 2027 | 12 | 65815 | Sunraycer Assets I LLC | IPP | Lupinus Solar 2, LLC | TX | 66896 | LP2PV | 244 | Solar Photovoltaic | SUN | PV | (P) Planned for installation, but regulatory approvals not initiated | 244
1 | 2027 | 12 | 64540 | TransAlta Corporation | IPP | Prairie Violet Wind LLC | IL | 66343 | PVLET | 135 | Onshore Wind Turbine | WND | WT | (P) Planned for installation, but regulatory approvals not initiated | 135
1 | 2028 | 1 | 65688 | Cold Creek Solar, LLC | IPP | Cold Creek Solar | NY | 66674 | CCBA | 20 | Batteries | MWH | BA | (P) Planned for installation, but regulatory approvals not initiated | 20
1 | 2028 | 1 | 65688 | Cold Creek Solar, LLC | IPP | Cold Creek Solar | NY | 66674 | CCSOL | 108 | Solar Photovoltaic | SUN | PV | (P) Planned for installation, but regulatory approvals not initiated | 108
1 | 2028 | 3 | 63697 | BD Solar Auburn LLC | IPP | Auburn PV - BD Solar Auburn LLC | ME | 64067 | AUBPV | 5 | Solar Photovoltaic | SUN | PV | (L) Regulatory approvals pending. Not under construction | 5
1 | 2028 | 3 | 63701 | BD Solar Lewiston Junction LLC | IPP | Lewiston Jn PV - BD Solar Lewiston Jn LLC | ME | 64071 | LJNPV | 5 | Solar Photovoltaic | SUN | PV | (L) Regulatory approvals pending. Not under construction | 5
1 | 2028 | 4 | 61906 | Rye Development | IPP | Grenada Lake Hydroelectric Project | MS | 62430 | NA1 | 4 | Conventional Hydroelectric | WAT | HY | (P) Planned for installation, but regulatory approvals not initiated | 5
1 | 2028 | 5 | 61906 | Rye Development | IPP | Grenada Lake Hydroelectric Project | MS | 62430 | NA2 | 4 | Conventional Hydroelectric | WAT | HY | (P) Planned for installation, but regulatory approvals not initiated | 5
1 | 2028 | 6 | 50123 | Leeward Asset Management, LLC | IPP | Owens Creek Solar | IL | 65446 | OCS | 500 | Solar Photovoltaic | SUN | PV | (L) Regulatory approvals pending. Not under construction | 500
1 | 2028 | 6 | 13902 | NorthWestern Energy (MT Hydro) | Electric Utility | Hauser | MT | 2185 | HAU9 | 3.5 | Conventional Hydroelectric | WAT | HY | (P) Planned for installation, but regulatory approvals not initiated | 3.5
1 | 2028 | 6 | 61906 | Rye Development | IPP | Arkabutla Lake Hydroelectric Project | MS | 62402 | NA1 | 1.5 | Conventional Hydroelectric | WAT | HY | (P) Planned for installation, but regulatory approvals not initiated | 2.5
1 | 2028 | 6 | 61906 | Rye Development | IPP | Grays Landing L&D Hydroelectric Project | PA | 62388 | NA1 | 4.5 | Conventional Hydroelectric | WAT | HY | (P) Planned for installation, but regulatory approvals not initiated | 6
1 | 2028 | 6 | 61906 | Rye Development | IPP | Overton Hydroelectric Project | LA | 62391 | NA1 | 5.5 | Conventional Hydroelectric | WAT | HY | (P) Planned for installation, but regulatory approvals not initiated | 8.1
1 | 2028 | 6 | 61906 | Rye Development | IPP | Overton Hydroelectric Project | LA | 62391 | NA2 | 5.5 | Conventional Hydroelectric | WAT | HY | (P) Planned for installation, but regulatory approvals not initiated | 8.1
1 | 2028 | 7 | 65821 | Hecate Grid Intrepid 1 LLC | IPP | Hecate Grid Intrepid | NY | 66911 | HGIN1 | 250 | Batteries | MWH | BA | (P) Planned for installation, but regulatory approvals not initiated | 250
1 | 2028 | 7 | 65821 | Hecate Grid Intrepid 1 LLC | IPP | Hecate Grid Intrepid | NY | 66911 | HGIN6 | 50 | Batteries | MWH | BA | (P) Planned for installation, but regulatory approvals not initiated | 50
1 | 2028 | 7 | 65690 | Premium Energy Holdings | IPP | Haiwee Pumped Storage Project | CA | 66686 | HL001 | 250 | Hydroelectric Pumped Storage | WAT | PS | (P) Planned for installation, but regulatory approvals not initiated | 250
1 | 2028 | 7 | 65690 | Premium Energy Holdings | IPP | Haiwee Pumped Storage Project | CA | 66686 | HL002 | 250 | Hydroelectric Pumped Storage | WAT | PS | (P) Planned for installation, but regulatory approvals not initiated | 250
1 | 2028 | 7 | 65690 | Premium Energy Holdings | IPP | Haiwee Pumped Storage Project | CA | 66686 | HL003 | 250 | Hydroelectric Pumped Storage | WAT | PS | (P) Planned for installation, but regulatory approvals not initiated | 250
1 | 2028 | 7 | 65690 | Premium Energy Holdings | IPP | Haiwee Pumped Storage Project | CA | 66686 | HL004 | 250 | Hydroelectric Pumped Storage | WAT | PS | (P) Planned for installation, but regulatory approvals not initiated | 250
1 | 2028 | 7 | 65690 | Premium Energy Holdings | IPP | Intermountain Pumped Storage Project | UT | 66684 | HL001 | 250 | Hydroelectric Pumped Storage | WAT | PS | (P) Planned for installation, but regulatory approvals not initiated | 250
1 | 2028 | 7 | 65690 | Premium Energy Holdings | IPP | Intermountain Pumped Storage Project | UT | 66684 | HL002 | 250 | Hydroelectric Pumped Storage | WAT | PS | (P) Planned for installation, but regulatory approvals not initiated | 250
1 | 2028 | 7 | 65690 | Premium Energy Holdings | IPP | Intermountain Pumped Storage Project | UT | 66684 | HL003 | 250 | Hydroelectric Pumped Storage | WAT | PS | (P) Planned for installation, but regulatory approvals not initiated | 250
1 | 2028 | 7 | 65690 | Premium Energy Holdings | IPP | Intermountain Pumped Storage Project | UT | 66684 | HL004 | 250 | Hydroelectric Pumped Storage | WAT | PS | (P) Planned for installation, but regulatory approvals not initiated | 250
1 | 2028 | 7 | 61906 | Rye Development | IPP | Arkabutla Lake Hydroelectric Project | MS | 62402 | NA2 | 1.5 | Conventional Hydroelectric | WAT | HY | (P) Planned for installation, but regulatory approvals not initiated | 2.5
1 | 2028 | 7 | 61906 | Rye Development | IPP | Grays Landing L&D Hydroelectric Project | PA | 62388 | NA2 | 4.5 | Conventional Hydroelectric | WAT | HY | (P) Planned for installation, but regulatory approvals not initiated | 6
1 | 2028 | 7 | 61906 | Rye Development | IPP | Overton Hydroelectric Project | LA | 62391 | NA3 | 5.5 | Conventional Hydroelectric | WAT | HY | (P) Planned for installation, but regulatory approvals not initiated | 8.1
1 | 2028 | 7 | 61906 | Rye Development | IPP | Overton Hydroelectric Project | LA | 62391 | NA4 | 5.5 | Conventional Hydroelectric | WAT | HY | (P) Planned for installation, but regulatory approvals not initiated | 8.1
1 | 2028 | 8 | 61906 | Rye Development | IPP | Morgantown L&D Hydroelectric Project | WV | 62387 | NA1 | 1.5 | Conventional Hydroelectric | WAT | HY | (P) Planned for installation, but regulatory approvals not initiated | 2.5
1 | 2028 | 8 | 61906 | Rye Development | IPP | Opekiska L&D Hydroelectric Project | WV | 62386 | NA1 | 2 | Conventional Hydroelectric | WAT | HY | (P) Planned for installation, but regulatory approvals not initiated | 3
1 | 2028 | 8 | 61906 | Rye Development | IPP | Overton Hydroelectric Project | LA | 62391 | NA5 | 5.5 | Conventional Hydroelectric | WAT | HY | (P) Planned for installation, but regulatory approvals not initiated | 8.1
1 | 2028 | 8 | 61906 | Rye Development | IPP | Overton Hydroelectric Project | LA | 62391 | NA6 | 5.5 | Conventional Hydroelectric | WAT | HY | (P) Planned for installation, but regulatory approvals not initiated | 8.1
1 | 2028 | 9 | 61906 | Rye Development | IPP | Morgantown L&D Hydroelectric Project | WV | 62387 | NA2 | 1.5 | Conventional Hydroelectric | WAT | HY | (P) Planned for installation, but regulatory approvals not initiated | 2.5
1 | 2028 | 9 | 61906 | Rye Development | IPP | Opekiska L&D Hydroelectric Project | WV | 62386 | NA2 | 2 | Conventional Hydroelectric | WAT | HY | (P) Planned for installation, but regulatory approvals not initiated | 3
1 | 2028 | 10 | 61906 | Rye Development | IPP | Beverly L&D Hydroelectric Project | OH | 62403 | NA1 | 1.2 | Conventional Hydroelectric | WAT | HY | (P) Planned for installation, but regulatory approvals not initiated | 1.5
1 | 2028 | 10 | 61906 | Rye Development | IPP | Devola L&D Hydroelectric Project | OH | 62435 | NA1 | 1 | Conventional Hydroelectric | WAT | HY | (P) Planned for installation, but regulatory approvals not initiated | 2
1 | 2028 | 10 | 61906 | Rye Development | IPP | Enid Lake Hydroelectric Project | MS | 62432 | NA1 | 1.5 | Conventional Hydroelectric | WAT | HY | (P) Planned for installation, but regulatory approvals not initiated | 2.5
1 | 2028 | 10 | 61906 | Rye Development | IPP | KY No. 11 L&D Hydroelectric Project | KY | 62390 | NA1 | 0.3 | Conventional Hydroelectric | WAT | HY | (P) Planned for installation, but regulatory approvals not initiated | 0.5
1 | 2028 | 10 | 61906 | Rye Development | IPP | Lowell L&D Hydroelectric Project | OH | 62429 | NA1 | 2 | Conventional Hydroelectric | WAT | HY | (P) Planned for installation, but regulatory approvals not initiated | 2.5
1 | 2028 | 10 | 61906 | Rye Development | IPP | Monongahela L&D4 Hydroelectric Project | PA | 62404 | NA1 | 4.5 | Conventional Hydroelectric | WAT | HY | (P) Planned for installation, but regulatory approvals not initiated | 6
1 | 2028 | 10 | 61906 | Rye Development | IPP | Montgomery L&D Hydroelectric Project | PA | 62400 | NA1 | 5.5 | Conventional Hydroelectric | WAT | HY | (P) Planned for installation, but regulatory approvals not initiated | 6.8
1 | 2028 | 10 | 61906 | Rye Development | IPP | Philo L&D Hydroelectric Project | OH | 62427 | NA1 | 1.2 | Conventional Hydroelectric | WAT | HY | (P) Planned for installation, but regulatory approvals not initiated | 1.5
1 | 2028 | 10 | 61906 | Rye Development | IPP | Rokeby L&D Hydroelectric Project | OH | 62426 | NA1 | 1.5 | Conventional Hydroelectric | WAT | HY | (P) Planned for installation, but regulatory approvals not initiated | 2
1 | 2028 | 10 | 61906 | Rye Development | IPP | Sardis Lake Hydroelectric Project | MS | 62425 | NA1 | 5.5 | Conventional Hydroelectric | WAT | HY | (P) Planned for installation, but regulatory approvals not initiated | 7.5
1 | 2028 | 11 | 61906 | Rye Development | IPP | Beverly L&D Hydroelectric Project | OH | 62403 | NA2 | 1.2 | Conventional Hydroelectric | WAT | HY | (P) Planned for installation, but regulatory approvals not initiated | 1.5
1 | 2028 | 11 | 61906 | Rye Development | IPP | Devola L&D Hydroelectric Project | OH | 62435 | NA2 | 1 | Conventional Hydroelectric | WAT | HY | (P) Planned for installation, but regulatory approvals not initiated | 2
1 | 2028 | 11 | 61906 | Rye Development | IPP | Enid Lake Hydroelectric Project | MS | 62432 | NA2 | 1.5 | Conventional Hydroelectric | WAT | HY | (P) Planned for installation, but regulatory approvals not initiated | 2.5
1 | 2028 | 11 | 61906 | Rye Development | IPP | KY No. 11 L&D Hydroelectric Project | KY | 62390 | NA2 | 0.3 | Conventional Hydroelectric | WAT | HY | (P) Planned for installation, but regulatory approvals not initiated | 0.5
1 | 2028 | 11 | 61906 | Rye Development | IPP | KY No. 11 L&D Hydroelectric Project | KY | 62390 | NA3 | 0.3 | Conventional Hydroelectric | WAT | HY | (P) Planned for installation, but regulatory approvals not initiated | 0.5
1 | 2028 | 11 | 61906 | Rye Development | IPP | KY No. 11 L&D Hydroelectric Project | KY | 62390 | NA4 | 0.3 | Conventional Hydroelectric | WAT | HY | (P) Planned for installation, but regulatory approvals not initiated | 0.5
1 | 2028 | 11 | 61906 | Rye Development | IPP | KY No. 11 L&D Hydroelectric Project | KY | 62390 | NA5 | 0.3 | Conventional Hydroelectric | WAT | HY | (P) Planned for installation, but regulatory approvals not initiated | 0.5
1 | 2028 | 11 | 61906 | Rye Development | IPP | Lowell L&D Hydroelectric Project | OH | 62429 | NA2 | 2 | Conventional Hydroelectric | WAT | HY | (P) Planned for installation, but regulatory approvals not initiated | 2.5
1 | 2028 | 11 | 61906 | Rye Development | IPP | Malta L&D Hydroelectric Project | OH | 62428 | NA1 | 1 | Conventional Hydroelectric | WAT | HY | (P) Planned for installation, but regulatory approvals not initiated | 2
1 | 2028 | 11 | 61906 | Rye Development | IPP | Malta L&D Hydroelectric Project | OH | 62428 | NA2 | 1 | Conventional Hydroelectric | WAT | HY | (P) Planned for installation, but regulatory approvals not initiated | 2
1 | 2028 | 11 | 61906 | Rye Development | IPP | Maxwell L&D Hydroelectric Project | PA | 62385 | NA1 | 4.5 | Conventional Hydroelectric | WAT | HY | (P) Planned for installation, but regulatory approvals not initiated | 6
1 | 2028 | 11 | 61906 | Rye Development | IPP | Monongahela L&D4 Hydroelectric Project | PA | 62404 | NA2 | 4.5 | Conventional Hydroelectric | WAT | HY | (P) Planned for installation, but regulatory approvals not initiated | 6
1 | 2028 | 11 | 61906 | Rye Development | IPP | Montgomery L&D Hydroelectric Project | PA | 62400 | NA2 | 5.5 | Conventional Hydroelectric | WAT | HY | (P) Planned for installation, but regulatory approvals not initiated | 6.8
1 | 2028 | 11 | 61906 | Rye Development | IPP | Philo L&D Hydroelectric Project | OH | 62427 | NA2 | 1.2 | Conventional Hydroelectric | WAT | HY | (P) Planned for installation, but regulatory approvals not initiated | 1.5
1 | 2028 | 11 | 61906 | Rye Development | IPP | Point Marion L&D Hydroelectric Project | PA | 62384 | NA1 | 1.5 | Conventional Hydroelectric | WAT | HY | (P) Planned for installation, but regulatory approvals not initiated | 2.5
1 | 2028 | 11 | 61906 | Rye Development | IPP | Rokeby L&D Hydroelectric Project | OH | 62426 | NA2 | 1.5 | Conventional Hydroelectric | WAT | HY | (P) Planned for installation, but regulatory approvals not initiated | 2
1 | 2028 | 11 | 61906 | Rye Development | IPP | Sardis Lake Hydroelectric Project | MS | 62425 | NA2 | 5.5 | Conventional Hydroelectric | WAT | HY | (P) Planned for installation, but regulatory approvals not initiated | 7.5
1 | 2028 | 12 | 61817 | Collard Holdings, LLC | IPP | Collard Holdings Solar | NC | 62317 | PV | 10 | Solar Photovoltaic | SUN | PV | (L) Regulatory approvals pending. Not under construction | 10
1 | 2028 | 12 | 58842 | Power Company of Wyoming LLC | IPP | Chokecherry and Sierra Madre Wind | WY | 58987 | II-A | 750 | Onshore Wind Turbine | WND | WT | (U) Under construction, less than or equal to 50 percent complete | 750
1 | 2028 | 12 | 61784 | Rolling Upland Wind Farm LLC | IPP | Rolling Upland Wind Farm LLC | NY | 62262 | GEN1 | 71.4 | Onshore Wind Turbine | WND | WT | (P) Planned for installation, but regulatory approvals not initiated | 71.4
1 | 2028 | 12 | 61906 | Rye Development | IPP | Maxwell L&D Hydroelectric Project | PA | 62385 | NA2 | 4.5 | Conventional Hydroelectric | WAT | HY | (P) Planned for installation, but regulatory approvals not initiated | 6
1 | 2028 | 12 | 61906 | Rye Development | IPP | Montgomery L&D Hydroelectric Project | PA | 62400 | NA3 | 5.5 | Conventional Hydroelectric | WAT | HY | (P) Planned for installation, but regulatory approvals not initiated | 6.8
1 | 2028 | 12 | 61906 | Rye Development | IPP | Point Marion L&D Hydroelectric Project | PA | 62384 | NA2 | 1.5 | Conventional Hydroelectric | WAT | HY | (P) Planned for installation, but regulatory approvals not initiated | 2.5
1 | 2029 | 1 | 64720 | Orsted North America Inc. | IPP | Ocean Wind II | NJ | 65394 | OCWII | 1148 | Offshore Wind Turbine | WND | WS | (P) Planned for installation, but regulatory approvals not initiated | 1148
1 | 2029 | 12 | 63448 | Aiya Solar CEI, LLC | IPP | Aiya Solar Project | NV | 59869 | GEN01 | 100 | Solar Photovoltaic | SUN | PV | (P) Planned for installation, but regulatory approvals not initiated | 100
1 | 2029 | 12 | 58842 | Power Company of Wyoming LLC | IPP | Chokecherry and Sierra Madre Wind | WY | 58987 | II-B | 750 | Onshore Wind Turbine | WND | WT | (U) Under construction, less than or equal to 50 percent complete | 750
1 | 2029 | 12 | 40575 | Utah Associated Mun Power Sys | Electric Utility | UAMPS Carbon Free Power Plant | ID | 61075 | NPM1 | 72.7 | Nuclear | NUC | ST | (P) Planned for installation, but regulatory approvals not initiated | 77
1 | 2030 | 1 | 55983 | Luminant Generation Company LLC | IPP | Alira | TX | 63193 | UNIT1 | 222.8 | Solar Photovoltaic | SUN | PV | (L) Regulatory approvals pending. Not under construction | 222.8
1 | 2030 | 3 | 40575 | Utah Associated Mun Power Sys | Electric Utility | UAMPS Carbon Free Power Plant | ID | 61075 | NPM2 | 72.7 | Nuclear | NUC | ST | (P) Planned for installation, but regulatory approvals not initiated | 77
1 | 2030 | 5 | 40575 | Utah Associated Mun Power Sys | Electric Utility | UAMPS Carbon Free Power Plant | ID | 61075 | NPM3 | 72.7 | Nuclear | NUC | ST | (P) Planned for installation, but regulatory approvals not initiated | 77
1 | 2030 | 7 | 40575 | Utah Associated Mun Power Sys | Electric Utility | UAMPS Carbon Free Power Plant | ID | 61075 | NPM4 | 72.7 | Nuclear | NUC | ST | (P) Planned for installation, but regulatory approvals not initiated | 77
1 | 2030 | 9 | 40575 | Utah Associated Mun Power Sys | Electric Utility | UAMPS Carbon Free Power Plant | ID | 61075 | NPM5 | 72.7 | Nuclear | NUC | ST | (P) Planned for installation, but regulatory approvals not initiated | 77
1 | 2030 | 11 | 40575 | Utah Associated Mun Power Sys | Electric Utility | UAMPS Carbon Free Power Plant | ID | 61075 | NPM6 | 72.7 | Nuclear | NUC | ST | (P) Planned for installation, but regulatory approvals not initiated | 77
1 | NOTES: Capacity from facilities with a total generator nameplate capacity less than 1 MW are excluded from this table. Entity ID and Plant ID are official, unique identification numbers assigned by EIA; Generator IDs are assigned by plant owners and/or operators. Descriptions for the Energy Source Codes and the Prime Mover Codes listed in the table can be found in the Technical Notes. Sources: U.S. Energy Information Administration, Form EIA-860, 'Annual Electric Generator Report' and Form EIA-860M, 'Monthly Update to the Annual Electric Generator Report.'

## Table 4_06 2022
Table 4.6. Utility-Scale Capacity Additions, Retirements and Changes by Energy Source, 2022 (Count, Megawatts)
| Generator Additions |  |  |  | Generator Retirements
Energy Source | Number of Generators | Generator Nameplate Capacity | Net Summer Capacity | Net Winter Capacity | Number of Generators | Generator Nameplate Capacity | Net Summer Capacity | Net Winter Capacity
Coal | -- | -- | -- | -- | 41 | 15124.6 | 13679.8 | 13854.8
Petroleum | 32 | 52.7 | 52.6 | 52.7 | 61 | 680.1 | 568.2 | 634.9
Natural Gas | 96 | 7042.9 | 6210.1 | 6299.7 | 55 | 2329.6 | 2350.5 | 2549.2
Other Gases | 1 | 70 | 69.3 | 60 | 1 | 5.5 | 5.3 | 5.3
Nuclear | -- | -- | -- | -- | 1 | 811.8 | 768.5 | 815.6
Hydroelectric Conventional | 4 | 14.2 | 14.2 | 14.2 | 9 | 10.4 | 9.4 | 9.8
Wind | 41 | 9174.5 | 9154.5 | 9154.5 | 8 | 234.6 | 234.5 | 234.7
Solar Thermal and Photovoltaic | 410 | 11058.3 | 11053.2 | 10963.1 | 3 | 4 | 4 | 3.2
Wood and Wood-Derived Fuels | 1 | 12.6 | 12 | 12 | 3 | 47.6 | 38.5 | 39.4
Geothermal | 9 | 134.3 | 96.6 | 134.3 | 15 | 58.5 | 44.7 | 53.2
Other Biomass | 5 | 8.3 | 7.4 | 7.4 | 60 | 187 | 149.4 | 153.1
Hydroelectric Pumped Storage | -- | -- | -- | -- | -- | -- | -- | --
Other Energy Sources | 108 | 4124.5 | 4109.6 | 4108.4 | 7 | 89.6 | 86.3 | 86.3
Total | 707 | 31692.3 | 30779.5 | 30806.3 | 264 | 19583.3 | 17939.1 | 18439.5
Other Changes to Existing Capacity
Energy Source |  | Generator Nameplate Capacity | Net Summer Capacity | Net Winter Capacity
Coal |  | -7921.1 | -7284 | -7172
Petroleum |  | -382.6 | -532.7 | -74.3
Natural Gas |  | 2731 | 5321.5 | 5225.6 | natural gas combined cycle
Other Gases |  | -337.3 | -223.8 | -239.8
Nuclear |  | 286.5 | -119 | -24
Hydroelectric Conventional |  | -123.6 | 55 | -5.4 | hydro
Wind |  | -573.3 | -370.2 | -258
Solar Thermal and Photovoltaic |  | 94.1 | 107.6 | 123 | solar PV
Wood and Wood-Derived Fuels |  | -104.5 | -92.2 | -87.3
Geothermal |  | -- | -- | --
Other Biomass |  | -5.6 | -9.7 | -9.7
Hydroelectric Pumped Storage |  | -- | 36.2 | -40.1
Other Energy Sources |  | 52.6 | 40.5 | 40.6
Total |  | -6283.8 | -3070.8 | -2521.4
Notes: Coal includes anthracite, bituminous, subbituminous, lignite, and waste coal, coal synfuel, refined coal, and coal-derived synthesis gas. Petroleum includes distillate fuel oil (all diesel and No. 1, No. 2, and No. 4 fuel oils), residual fuel oil (No. 5 and No. 6 fuel oils and bunker C fuel oil), jet fuel, kerosene, petroleum coke (converted to liquid petroleum, see Technical Notes for conversion methodology), waste oil, synthetic gas, and propane. Other Gases also includes blast furnace gas and other manufactured and waste gases derived from fossil fuels. Hydroelectric Conventional capacity includes conventional hydroelectric power excluding pumped storage facilities. Wood and wood-derived fuels include wood/wood waste solids (including paper pellets, railroad ties, utility poles, wood chips, bark, and wood waste solids), wood waste liquids (red liquor, sludge wood, spent sulfite liquor, and other wood-based liquids), and black liquor. Other Biomass include municipal solid waste, landfill gas, sludge waste, agricultural byproducts, other biomass solids, other biomass liquids, and other biomass gases (including digester gases, methane, and other biomass gases). Other Energy Sources include batteries, hydrogen, purchased steam, sulfur, tire-derived fuels and other miscellaneous energy sources. Capacity by energy source is based on the capacity associated with the energy source reported as the most predominant (primary) one, where more than one energy source is associated with a generator. In the case of some wind, solar and wave energy sites, the capacity for multiple generators is reported in a single generator record and is presented as a single generator in the generator count. Other Changes to Existing Capacity reflect uprates, derates, repowerings, and changes to previously reported generator capacity. * = Value is less than half of the smallest unit of measure. Source: U.S. Energy Information Administration, Form EIA-860, 'Annual Electric Generator Report.'

## Table 4_06 2021
Table 4.6. Utility-Scale Capacity Additions, Retirements and Changes by Energy Source, 2021 (Count, Megawatts)
| Generator Additions |  |  |  | Generator Retirements
Energy Source | Number of Generators | Generator Nameplate Capacity | Net Summer Capacity | Net Winter Capacity | Number of Generators | Generator Nameplate Capacity | Net Summer Capacity | Net Winter Capacity
Coal | -- | -- | -- | -- | 24 | 6398 | 5561.8 | 5699.9
Petroleum | 22 | 35.4 | 34.5 | 34.6 | 58 | 838.5 | 695.7 | 761.6
Natural Gas | 197 | 7297.5 | 6613.1 | 6870.5 | 57 | 1083.4 | 933.8 | 972.5
Other Gases | -- | -- | -- | -- | 2 | 25 | 25 | 25
Nuclear | -- | -- | -- | -- | 1 | 1012 | 1039.4 | 1038.3
Hydroelectric Conventional | 10 | 65.1 | 64.9 | 64.9 | 10 | 9 | 8.8 | 8.8
Wind | 80 | 14961.8 | 14931.4 | 14764.4 | 6 | 234.3 | 234.3 | 234.3
Solar Thermal and Photovoltaic | 563 | 13467.9 | 13418.3 | 13311 | 7 | 274.6 | 270 | 246
Wood and Wood-Derived Fuels | 1 | 5 | 5 | 5 | 6 | 228.5 | 167.9 | 167.9
Geothermal | 1 | 24.8 | 24.8 | 24.8 | -- | -- | -- | --
Other Biomass | 6 | 8.8 | 8.6 | 8.6 | 50 | 102.5 | 86.2 | 87.7
Hydroelectric Pumped Storage | -- | -- | -- | -- | -- | -- | -- | --
Other Energy Sources | 115 | 3252.4 | 3253.1 | 3252.7 | 5 | 12 | 12 | 12
Total | 995 | 39118.7 | 38353.7 | 38336.5 | 226 | 10217.8 | 9034.9 | 9254
Other Changes to Existing Capacity
Energy Source |  | Generator Nameplate Capacity | Net Summer Capacity | Net Winter Capacity
Coal |  | -256.8 | -621.1 | -788.1
Petroleum |  | -2749.2 | -2313.1 | -2481.3
Natural Gas |  | -2188.4 | -961.9 | -421.2
Other Gases |  | -429 | -362.2 | -349.7
Nuclear |  | 73.5 | 85.2 | 184.9 | nuclear
Hydroelectric Conventional |  | -68.3 | -168.8 | -124.6
Wind |  | -120.8 | -421.4 | -344.5
Solar Thermal and Photovoltaic |  | 200.5 | 193.1 | 252.9 | solar PV
Wood and Wood-Derived Fuels |  | -253.9 | -240.4 | -244.7
Geothermal |  | -- | -- | --
Other Biomass |  | -92.9 | -81.3 | -81.1
Hydroelectric Pumped Storage |  | 38.8 | -8.5 | 152.6
Other Energy Sources |  | -46 | -39.6 | -39
Total |  | -5892.5 | -4940 | -4283.8
Notes: Coal includes anthracite, bituminous, subbituminous, lignite, and waste coal, coal synfuel, refined coal, and coal-derived synthesis gas. Petroleum includes distillate fuel oil (all diesel and No. 1, No. 2, and No. 4 fuel oils), residual fuel oil (No. 5 and No. 6 fuel oils and bunker C fuel oil), jet fuel, kerosene, petroleum coke (converted to liquid petroleum, see Technical Notes for conversion methodology), waste oil, synthetic gas, and propane. Other Gases also includes blast furnace gas and other manufactured and waste gases derived from fossil fuels. Hydroelectric Conventional capacity includes conventional hydroelectric power excluding pumped storage facilities. Wood and wood-derived fuels include wood/wood waste solids (including paper pellets, railroad ties, utility poles, wood chips, bark, and wood waste solids), wood waste liquids (red liquor, sludge wood, spent sulfite liquor, and other wood-based liquids), and black liquor. Other Biomass include municipal solid waste, landfill gas, sludge waste, agricultural byproducts, other biomass solids, other biomass liquids, and other biomass gases (including digester gases, methane, and other biomass gases). Other Energy Sources include batteries, hydrogen, purchased steam, sulfur, tire-derived fuels and other miscellaneous energy sources. Capacity by energy source is based on the capacity associated with the energy source reported as the most predominant (primary) one, where more than one energy source is associated with a generator. In the case of some wind, solar and wave energy sites, the capacity for multiple generators is reported in a single generator record and is presented as a single generator in the generator count. Other Changes to Existing Capacity reflect uprates, derates, repowerings, and changes to previously reported generator capacity. * = Value is less than half of the smallest unit of measure. Source: U.S. Energy Information Administration, Form EIA-860, 'Annual Electric Generator Report.'

## Calculations
2023-01-23
Status | (All)
Plant Producer Type | (All)
Include? | 1
Model Energy Source
Sum of Net Summer Capacity (MW) | Column Labels
Row Labels | 2023 | 2024 | 2025 | 2026 | 2027
Batteries | 4172.1 | 14847.1 | 8507.1 | 3042.5 | 652.5 | NA
Conventional Hydroelectric | 6.4 | 16.8 | 10.4 | 31.4 | 41.1 | hydro
Geothermal |  |  |  | 16 |  | geothermal
Landfill Gas | 1.6 | 3 |  |  |  | biomass
Natural Gas Fired Combined Cycle | 685 |  | 4104.6 | 3694.2 | 1806.5 | natural gas combined cycle
Natural Gas Fired Combustion Turbine | 372.8 | 2208.7 | 1068.6 | 769.5 |  | natural gas peaker
Natural Gas Internal Combustion Engine | 98.8 | 308.8 | 290.8 |  |  | natural gas peaker
Natural Gas with Compressed Air Storage |  |  |  |  | 317 | natural gas steam turbine
Nuclear |  | 1114 |  |  |  | nuclear
Offshore Wind Turbine | 130 | 2015 | 715 | 986.4 | 1265 | offshore wind
Onshore Wind Turbine | 5290 | 4482.1 | 4919.2 | 5010.3 | 2222 | onshore wind
Other Natural Gas | 14 |  |  |  |  | natural gas nonpeaker
Other Waste Biomass | 2.2 | 55.6 |  |  |  | biomass
Petroleum Liquids | 16.5 | 4 |  |  |  | petroleum
Solar Photovoltaic | 14080.1 | 36589.5 | 23154.9 | 9324.3 | 5054 | solar PV
Solar Thermal without Energy Storage |  |  |  |  | 200 | solar thermal
|  | 0.3 |  |  |  | NA
Hydroelectric Pumped Storage |  |  |  |  | 600 | NA

## Offshore Wind Target
Name | Average retail price (cents/kWh) | Net summer capacity (MW) | Net generation (MWh) | Total retail sales (MWh) |  | 2050 Target Calculations |  |  |  | Targets |  |  |  | Calibration Adjustment Factor to Align 2030 Value |  | Calibration Adjustment Factor to Align 2050 Value
Alabama | 9.84 | 28739 | 137542702 | 83395605 | coastal |  | Target (GW) | Percent of National Load |  | 2022 | 2030 | 2050 |  | 0.55 |  | 0.85
Alaska | 19.82 | 2767 | 6276441 | 5917577 |  | CA | 20 | 0.048184 |  | 0 | 16.5 | 180.0704
Arizona | 10.44 | 27115 | 109305057 | 81960074 |  | all coastal states | 211.8476 | 0.51039
Arkansas | 8.32 | 14835 | 54641259 | 45851003
California | 18 | 78055 | 193074930 | 250174672 | coastal | Extrapolated
Colorado | 10.27 | 17632 | 54115011 | 56050264 |  |  | 2020 | 2021 | 2022 | 2023 | 2024 | 2025 | 2026 | 2027 | 2028 | 2029 | 2030 | 2031 | 2032 | 2033 | 2034 | 2035 | 2036 | 2037 | 2038 | 2039 | 2040 | 2041 | 2042 | 2043 | 2044 | 2045 | 2046 | 2047 | 2048 | 2049 | 2050
Connecticut | 19.13 | 10276 | 41190572 | 27113673 | coastal | trajectory (GW) | 0 | 0 | 0 | 2.0625 | 4.125 | 6.1875 | 8.25 | 10.3125 | 12.375 | 14.4375 | 16.5 | 24.6785 | 32.857 | 41.0356 | 49.2141 | 57.3926 | 65.5711 | 73.7497 | 81.9282 | 90.1067 | 98.2852 | 106.4637 | 114.6423 | 122.8208 | 130.9993 | 139.1778 | 147.3563 | 155.5349 | 163.7134 | 171.8919 | 180.0704
Delaware | 10.24 | 3372 | 5205372 | 11129051 | coastal | added annually (MW) | 0 | 0 | 0 | 2062.5 | 2062.5 | 2062.5 | 2062.5 | 2062.5 | 2062.5 | 2062.5 | 2062.5 | 8178.5216 | 8178.5216 | 8178.5216 | 8178.5216 | 8178.5216 | 8178.5216 | 8178.5216 | 8178.5216 | 8178.5216 | 8178.5216 | 8178.5216 | 8178.5216 | 8178.5216 | 8178.5216 | 8178.5216 | 8178.5216 | 8178.5216 | 8178.5216 | 8178.5216 | 8178.5216
District of Columbia | 11.9 | 42 | 201104 | 9785775
Florida | 10.06 | 61833 | 250827799 | 242440171 | coastal
Georgia | 9.93 | 37279 | 120126001 | 133470142 | coastal
Hawaii | 27.55 | 2994 | 9079019 | 8796761
Idaho | 7.99 | 5213 | 17686135 | 24461352
Illinois | 9.75 | 44442 | 173394525 | 132469277
Indiana | 9.92 | 27314 | 89956915 | 97155744
Iowa | 8.97 | 21333 | 59636671 | 50639862
Kansas | 10.38 | 16981 | 54541831 | 39483946
Kentucky | 8.58 | 17599 | 63539007 | 71800399
Louisiana | 7.51 | 25579 | 100773771 | 89126685 | coastal
Maine | 13.54 | 4875 | 10001870 | 11346740 | coastal
Maryland | 11.15 | 13809 | 36029204 | 57629040 | coastal
Massachusetts | 18.19 | 13002 | 18214141 | 50009341 | coastal
Michigan | 12.21 | 29603 | 106624721 | 97011906
Minnesota | 10.57 | 17944 | 56510143 | 64054606
Mississippi | 9.13 | 14603 | 66581788 | 46482040 | coastal
Missouri | 9.64 | 21994 | 72567869 | 75725712
Montana | 9.13 | 5866 | 23353290 | 14584179
Nebraska | 8.97 | 9846 | 36848681 | 31171536
Nevada | 8.33 | 12103 | 40424745 | 38233899
New Hampshire | 16.63 | 4478 | 16350578 | 10693529 | coastal
New Jersey | 13.63 | 17424 | 61106458 | 71998221 | coastal
New Mexico | 9.33 | 9098 | 34075584 | 24777155
New York | 14.87 | 40243 | 129430271 | 140406632
North Carolina | 9.43 | 35141 | 124363443 | 130390980 | coastal
North Dakota | 8.53 | 9187 | 42176424 | 21819452
Ohio | 9.44 | 27032 | 120992733 | 142615199
Oklahoma | 7.63 | 28657 | 82297832 | 62299305
Oregon | 8.82 | 16739 | 63624782 | 51019313 | coastal
Pennsylvania | 9.7 | 48855 | 230143279 | 139720837
Rhode Island | 18.54 | 2129 | 8894940 | 7351541 | coastal
South Carolina | 9.9 | 24122 | 98528797 | 76737176 | coastal
South Dakota | 10.06 | 5422 | 14146539 | 12695845
Tennessee | 9.52 | 21397 | 80566010 | 95003888
Texas | 8.36 | 128947 | 473514913 | 426863267 | coastal
Utah | 8.27 | 9263 | 37087309 | 31663157
Vermont | 16.33 | 829 | 2156407 | 5331458
Virginia | 9.16 | 27943 | 103056183 | 117254388 | coastal
Washington | 8.33 | 30669 | 116114468 | 86706144 | coastal
West Virginia | 8.75 | 14920 | 56661533 | 32076583
Wisconsin | 10.82 | 16544 | 61448545 | 67448361
Wyoming | 8.27 | 9599 | 42010989 | 15331018
U.S. Total | 10.59 | 1115682 | 4007018595 | 3717674481

## PMCCS
Mandated Construction (MW) | 2021 | 2022 | 2023 | 2024 | 2025 | 2026 | 2027 | 2028 | 2029 | 2030 | 2031 | 2032 | 2033 | 2034 | 2035 | 2036 | 2037 | 2038 | 2039 | 2040 | 2041 | 2042 | 2043 | 2044 | 2045 | 2046 | 2047 | 2048 | 2049 | 2050
hard coal | 0 | 0 | 0 | 0 | 0 | 0 | 0 | 0 | 0 | 0 | 0 | 0 | 0 | 0 | 0 | 0 | 0 | 0 | 0 | 0 | 0 | 0 | 0 | 0 | 0 | 0 | 0 | 0 | 0 | 0
natural gas steam turbine | 0 | 0 | 0 | 0 | 0 | 0 | 317 | 0 | 0 | 0 | 0 | 0 | 0 | 0 | 0 | 0 | 0 | 0 | 0 | 0 | 0 | 0 | 0 | 0 | 0 | 0 | 0 | 0 | 0 | 0
natural gas combined cycle | 4077.7 | 10172.6 | 685 | 0 | 4104.6 | 3694.2 | 1806.5 | 0 | 0 | 0 | 0 | 0 | 0 | 0 | 0 | 0 | 0 | 0 | 0 | 0 | 0 | 0 | 0 | 0 | 0 | 0 | 0 | 0 | 0 | 0
nuclear | 85.2 | 0 | 0 | 1114 | 0 | 0 | 0 | 0 | 0 | 0 | 0 | 0 | 0 | 0 | 0 | 0 | 0 | 0 | 0 | 0 | 0 | 0 | 0 | 0 | 0 | 0 | 0 | 0 | 0 | 0
hydro | 77.2 | 66.7 | 6.4 | 16.8 | 10.4 | 31.4 | 41.1 | 0 | 0 | 0 | 0 | 0 | 0 | 0 | 0 | 0 | 0 | 0 | 0 | 0 | 0 | 0 | 0 | 0 | 0 | 0 | 0 | 0 | 0 | 0
onshore wind | 14431.9 | 9083.6 | 5290 | 4482.1 | 4919.2 | 5010.3 | 2222 | 0 | 0 | 0 | 0 | 0 | 0 | 0 | 0 | 0 | 0 | 0 | 0 | 0 | 0 | 0 | 0 | 0 | 0 | 0 | 0 | 0 | 0 | 0
solar PV | 13704.1 | 11102.6 | 14080.1 | 36589.5 | 23154.9 | 9324.3 | 5054 | 0 | 0 | 0 | 0 | 0 | 0 | 0 | 0 | 0 | 0 | 0 | 0 | 0 | 0 | 0 | 0 | 0 | 0 | 0 | 0 | 0 | 0 | 0
solar thermal | 0 | 0 | 0 | 0 | 0 | 0 | 200 | 0 | 0 | 0 | 0 | 0 | 0 | 0 | 0 | 0 | 0 | 0 | 0 | 0 | 0 | 0 | 0 | 0 | 0 | 0 | 0 | 0 | 0 | 0
biomass | 15.2 | 19.4 | 3.8 | 58.6 | 0 | 0 | 0 | 0 | 0 | 0 | 0 | 0 | 0 | 0 | 0 | 0 | 0 | 0 | 0 | 0 | 0 | 0 | 0 | 0 | 0 | 0 | 0 | 0 | 0 | 0
geothermal | 24.8 | 96.6 | 0 | 0 | 0 | 16 | 0 | 0 | 0 | 0 | 0 | 0 | 0 | 0 | 0 | 0 | 0 | 0 | 0 | 0 | 0 | 0 | 0 | 0 | 0 | 0 | 0 | 0 | 0 | 0
petroleum | 32.7 | 45.2 | 16.5 | 4 | 0 | 0 | 0 | 0 | 0 | 0 | 0 | 0 | 0 | 0 | 0 | 0 | 0 | 0 | 0 | 0 | 0 | 0 | 0 | 0 | 0 | 0 | 0 | 0 | 0 | 0
natural gas peaker | 2133.6 | 1240 | 471.6 | 2517.5 | 1359.4 | 769.5 | 0 | 0 | 0 | 0 | 0 | 0 | 0 | 0 | 0 | 0 | 0 | 0 | 0 | 0 | 0 | 0 | 0 | 0 | 0 | 0 | 0 | 0 | 0 | 0
lignite | 0 | 0 | 0 | 0 | 0 | 0 | 0 | 0 | 0 | 0 | 0 | 0 | 0 | 0 | 0 | 0 | 0 | 0 | 0 | 0 | 0 | 0 | 0 | 0 | 0 | 0 | 0 | 0 | 0 | 0
offshore wind | 12 | 0 | 130 | 4077.5 | 2777.5 | 3048.9 | 3327.5 | 2062.5 | 2062.5 | 2062.5 | 8178.5216 | 8178.5216 | 8178.5216 | 8178.5216 | 8178.5216 | 8178.5216 | 8178.5216 | 8178.5216 | 8178.5216 | 8178.5216 | 8178.5216 | 8178.5216 | 8178.5216 | 8178.5216 | 8178.5216 | 8178.5216 | 8178.5216 | 8178.5216 | 8178.5216 | 8178.5216
crude oil | 0 | 0 | 0 | 0 | 0 | 0 | 0 | 0 | 0 | 0 | 0 | 0 | 0 | 0 | 0 | 0 | 0 | 0 | 0 | 0 | 0 | 0 | 0 | 0 | 0 | 0 | 0 | 0 | 0 | 0
heavy or residual fuel oil | 0 | 0 | 0 | 0 | 0 | 0 | 0 | 0 | 0 | 0 | 0 | 0 | 0 | 0 | 0 | 0 | 0 | 0 | 0 | 0 | 0 | 0 | 0 | 0 | 0 | 0 | 0 | 0 | 0 | 0
municipal solid waste | 0 | 0 | 0 | 0 | 0 | 0 | 0 | 0 | 0 | 0 | 0 | 0 | 0 | 0 | 0 | 0 | 0 | 0 | 0 | 0 | 0 | 0 | 0 | 0 | 0 | 0 | 0 | 0 | 0 | 0
hard coal w CCS | 0 | 0 | 0 | 0 | 0 | 0 | 0 | 0 | 0 | 0 | 0 | 0 | 0 | 0 | 0 | 0 | 0 | 0 | 0 | 0 | 0 | 0 | 0 | 0 | 0 | 0 | 0 | 0 | 0 | 0
natural gas combined cycle w CCS | 0 | 0 | 0 | 0 | 0 | 0 | 0 | 0 | 0 | 0 | 0 | 0 | 0 | 0 | 0 | 0 | 0 | 0 | 0 | 0 | 0 | 0 | 0 | 0 | 0 | 0 | 0 | 0 | 0 | 0
biomass w CCS | 0 | 0 | 0 | 0 | 0 | 0 | 0 | 0 | 0 | 0 | 0 | 0 | 0 | 0 | 0 | 0 | 0 | 0 | 0 | 0 | 0 | 0 | 0 | 0 | 0 | 0 | 0 | 0 | 0 | 0
lignite w CCS | 0 | 0 | 0 | 0 | 0 | 0 | 0 | 0 | 0 | 0 | 0 | 0 | 0 | 0 | 0 | 0 | 0 | 0 | 0 | 0 | 0 | 0 | 0 | 0 | 0 | 0 | 0 | 0 | 0 | 0
small modular reactor | 0 | 0 | 0 | 0 | 0 | 0 | 0 | 0 | 0 | 0 | 0 | 0 | 0 | 0 | 0 | 0 | 0 | 0 | 0 | 0 | 0 | 0 | 0 | 0 | 0 | 0 | 0 | 0 | 0 | 0
hydrogen combustion turbine | 0 | 0 | 0 | 0 | 0 | 0 | 0 | 0 | 0 | 0 | 0 | 0 | 0 | 0 | 0 | 0 | 0 | 0 | 0 | 0 | 0 | 0 | 0 | 0 | 0 | 0 | 0 | 0 | 0 | 0
hydrogen combined cycle | 0 | 0 | 0 | 0 | 0 | 0 | 0 | 0 | 0 | 0 | 0 | 0 | 0 | 0 | 0 | 0 | 0 | 0 | 0 | 0 | 0 | 0 | 0 | 0 | 0 | 0 | 0 | 0 | 0 | 0