## About
BCRbQ BAU Capacity Retirements before Quantization
Sources: | Historical and Projected Retirements
Environmental Protection Agency
NEEDS Database
https://www.epa.gov/power-sector-modeling/national-electric-energy-data-system-needs
NEEDS rev 08-07-2023 (xlsx)
Notes
This variable represents BAU planned capacity retirements and expected capacity
retirements due to the Inflation Reduction Act (see corresponding tab).
It does not represent any other projected economic retirements.
Quantization
The EPS retires (and builds) power plants in increments of the minimum power plant size,
specified in elec/MPPC. If the BAU retirements you get when running the model do not
match those specified in this variable, this may be because your values here are not
even multiples of the values in elec/MPPC. If you wish to ensure your retirement schedule
is followed precisely, make sure that retirements specified here are even multiples of the
values in elec/MPPC. You can reduce the values in elec/MPPC if helpful.

## Crosswalk
PlantType | EPS plant type
Hydro | hydro
O/G Steam | natural gas steam turbine
Coal Steam | hard coal
Combined Cycle | natural gas combined cycle
Combustion Turbine | naturla gas peaker
Nuclear | nuclear
Pumped Storage
Solar PV | solar pv
Geothermal | geothermal
Energy Storage
Onshore Wind | onshore wind
Biomass | biomass
IGCC | hard coal
Fossil Waste | hard coal
Landfill Gas | biomass
Non-Fossil Waste | municial solid waste
Municipal Solid Waste | municial solid waste
Solar Thermal | solar thermal
Tires | municipal solid waste
Fuel Cell
Offshore Wind | offshore wind

## NEEDS_Summer2023_Active
Plant Name | UniqueID_Final | ORIS Plant Code | Boiler/Generator/Committed Unit | Unit ID | CAMD Database UnitID | PlantType | Combustion Turbine/IC Engine | Region Name | State Name | State Code | County | County Code | FIPS5 | Capacity (MW) | Heat Rate (Btu/kWh) | On Line Year | Retirement Year | Firing | Bottom | Cogen? | Modeled Fuels | Wet/DryScrubber | Scrubber_Online_Year | Scrubber Efficiency | NOx Comb Control | NOx Post-Comb Control | SCR_Online_Year | SNCR_Online_Year | PM Control | FlueGasConditioning_Flag | Mercury_Controls | ACI_Online_Year | Mercury_Controls Efficiency | SO2 Permit Rate (lbs/mmBtu) | Mode 1 NOx Rate (lbs/mmBtu) | Mode 2 NOx Rate (lbs/mmBtu) | Mode 3 NOx Rate (lbs/mmBtu) | Mode 4 NOx Rate (lbs/mmBtu) | Hg EMF for BIT | Hg EMF for SUB | Hg EMF for LIG | HCL Removal | DSI Unit | DSI Online Year | CCS | CCS Removal | C2G | C2G Online Year | BART Affected Unit | Owner Name | Owner Percent | Holding Company | Holding Company Percent
Bankhead Dam | 2_G_1 | 2 | G | 1 |  | Hydro |  | S_SOU | Alabama | 1 | Tuscaloosa | 125 | 01125 | 53 | 0 | 1963 | 9999 |  |  | N | Hydro | [13 empty] | 0 | 0 | 0 | 0 | [11 empty] | Alabama Power Co | 100 | Southern Co | 100
Barry | 3_B_1 | 3 | B | 1 | 1 | O/G Steam |  | S_SOU | Alabama | 1 | Mobile | 97 | 01097 | 56 | 11267 | 1954 | 9999 | tangential | dry | N | Natural Gas |  |  |  | LNC1 | SNCR | [8 empty] | 0.05876 | 0.05876 | 0.05876 | 0.05876 | [11 empty] | Alabama Power Co | 100 | Southern Co | 100
Barry | 3_B_2 | 3 | B | 2 | 2 | O/G Steam |  | S_SOU | Alabama | 1 | Mobile | 97 | 01097 | 56 | 11291 | 1954 | 9999 | tangential | dry | N | Natural Gas |  |  |  | LNC1 | SNCR | [8 empty] | 0.06242 | 0.06242 | 0.06242 | 0.06242 | [11 empty] | Alabama Power Co | 100 | Southern Co | 100
Barry | 3_B_4 | 3 | B | 4 | 4 | Coal Steam |  | S_SOU | Alabama | 1 | Mobile | 97 | 01097 | 362 | 10088 | 1969 | 9999 | tangential | dry | N | Bituminous |  |  | 0.0876 | LNC2 | SNCR |  | 2006 | ESPC | Yes | ACI | 2016 |  | 1.8 | 0.32455 | 0.2575 | 0.1469 | 0.11655 | 0.1 | 0.1 | 0.1 | 0.98 | Yes | 2016 |  |  | C2G | 2023 |  | Alabama Power Co | 100 | Southern Co | 100
Barry | 3_B_5 | 3 | B | 5 | 5 | Coal Steam |  | S_SOU | Alabama | 1 | Mobile | 97 | 01097 | 756 | 10141 | 1971 | 9999 | tangential | dry | N | Bituminous | Wet Scrubber | 2010 | 0.95 | LNC2 | SCR | 2008 |  | ESPC + WS | Yes | ACI | 2016 |  | 1.8 | 0.3085 | 0.06842 | 0.3085 | 0.06842 | 0.05 | 0.1 | 0.1 | 0.99 | [7 empty] | Alabama Power Co | 100 | Southern Co | 100
Barry | 3_G_A1CT | 3 | G | A1CT | 6 | Combined Cycle |  | S_SOU | Alabama | 1 | Mobile | 97 | 01097 | 175.6 | 7050 | 2000 | 9999 |  |  | N | Natural Gas |  |  |  | DLNB | SCR | [7 empty] | 0.001 | 0.0077676 | 0.0077676 | 0.0077676 | 0.0077676 | [11 empty] | Alabama Power Co | 100 | Southern Co | 100
Barry | 3_G_A1CT2 | 3 | G | A1CT2 | 7 | Combined Cycle |  | S_SOU | Alabama | 1 | Mobile | 97 | 01097 | 175.6 | 7050 | 2000 | 9999 |  |  | N | Natural Gas |  |  |  | DLNB | SCR | [8 empty] | 0.0077676 | 0.0077676 | 0.0077676 | 0.0077676 | [11 empty] | Alabama Power Co | 100 | Southern Co | 100
Barry | 3_G_A1ST | 3 | G | A1ST | 6 | Combined Cycle |  | S_SOU | Alabama | 1 | Mobile | 97 | 01097 | 200 | 7050 | 2000 | 9999 |  |  | N | Natural Gas |  |  |  | LNB | SCR | [7 empty] | 0.001 | 0.0077676 | 0.0077676 | 0.0077676 | 0.0077676 | [11 empty] | Alabama Power Co | 100 | Southern Co | 100
Barry | 3_G_A2C1 | 3 | G | A2C1 | 8 | Combined Cycle |  | S_SOU | Alabama | 1 | Mobile | 97 | 01097 | 178.6 | 7050 | 2000 | 9999 |  |  | N | Natural Gas |  |  |  | DLNB | SCR | [7 empty] | 0.001 | 0.0081107 | 0.0081107 | 0.0081107 | 0.0081107 | [11 empty] | Alabama Power Co | 100 | Southern Co | 100
Barry | 3_G_A2C2 | 3 | G | A2C2 | 9 | Combined Cycle |  | S_SOU | Alabama | 1 | Mobile | 97 | 01097 | 178.6 | 7050 | 2000 | 9999 |  |  | N | Natural Gas |  |  |  | DLNB | SCR | [7 empty] | 0.001 | 0.0081107 | 0.0081107 | 0.0081107 | 0.0081107 | [11 empty] | Alabama Power Co | 100 | Southern Co | 100
Barry | 3_G_A2ST | 3 | G | A2ST | 8 | Combined Cycle |  | S_SOU | Alabama | 1 | Mobile | 97 | 01097 | 200 | 7050 | 2000 | 9999 |  |  | N | Natural Gas |  |  |  | LNB | SCR | [7 empty] | 0.001 | 0.0081107 | 0.0081107 | 0.0081107 | 0.0081107 | [11 empty] | Alabama Power Co | 100 | Southern Co | 100
Walter Bouldin Dam | 4_G_1 | 4 | G | 1 |  | Hydro |  | S_SOU | Alabama | 1 | Elmore | 51 | 01051 | 74.7 | 0 | 1967 | 9999 |  |  | N | Hydro | [13 empty] | 0 | 0 | 0 | 0 | [11 empty] | Alabama Power Co | 100 | Southern Co | 100
Walter Bouldin Dam | 4_G_2 | 4 | G | 2 |  | Hydro |  | S_SOU | Alabama | 1 | Elmore | 51 | 01051 | 74.7 | 0 | 1967 | 9999 |  |  | N | Hydro | [13 empty] | 0 | 0 | 0 | 0 | [11 empty] | Alabama Power Co | 100 | Southern Co | 100
Walter Bouldin Dam | 4_G_3 | 4 | G | 3 |  | Hydro |  | S_SOU | Alabama | 1 | Elmore | 51 | 01051 | 74.7 | 0 | 1967 | 9999 |  |  | N | Hydro | [13 empty] | 0 | 0 | 0 | 0 | [11 empty] | Alabama Power Co | 100 | Southern Co | 100
Copper | 9_G_1 | 9 | G | 1 | 90211 | Combustion Turbine |  | WECC_NM | Texas | 48 | El Paso | 141 | 48141 | 64 | 16930 | 1980 | 9999 |  |  | N | Natural Gas |  |  |  | H2O | [8 empty] | 3 | 0.24448 | 0.24448 | 0.24448 | 0.24448 | [11 empty] | El Paso Electric Co | 100 | JPMorgan Chase & Co | 100
Greene County | 10_G_GT3 | 10 | G | GT3 | 23 | Combustion Turbine |  | S_SOU | Alabama | 1 | Greene | 63 | 01063 | 82 | 13956 | 1995 | 9999 |  |  | N | Natural Gas, Distillate Fuel Oil |  |  |  | H2O | [8 empty] | 0.001 | 0.07141 | 0.07141 | 0.07141 | 0.07141 | [11 empty] | Alabama Power Co | 100 | Southern Co | 100
Greene County | 10_G_GT4 | 10 | G | GT4 | 24 | Combustion Turbine |  | S_SOU | Alabama | 1 | Greene | 63 | 01063 | 81 | 13956 | 1995 | 9999 |  |  | N | Natural Gas, Distillate Fuel Oil |  |  |  | H2O | [8 empty] | 0.001 | 0.07988 | 0.07988 | 0.07988 | 0.07988 | [11 empty] | Alabama Power Co | 100 | Southern Co | 100
Greene County | 10_G_GT5 | 10 | G | GT5 | 25 | Combustion Turbine |  | S_SOU | Alabama | 1 | Greene | 63 | 01063 | 82 | 13956 | 1995 | 9999 |  |  | N | Natural Gas, Distillate Fuel Oil |  |  |  | H2O | [8 empty] | 0.001 | 0.06087 | 0.06087 | 0.06087 | 0.06087 | [11 empty] | Alabama Power Co | 100 | Southern Co | 100
Greene County | 10_G_GT6 | 10 | G | GT6 | 26 | Combustion Turbine |  | S_SOU | Alabama | 1 | Greene | 63 | 01063 | 81 | 13956 | 1995 | 9999 |  |  | N | Natural Gas, Distillate Fuel Oil |  |  |  | H2O | [8 empty] | 0.001 | 0.06568 | 0.06568 | 0.06568 | 0.06568 | [11 empty] | Alabama Power Co | 100 | Southern Co | 100
Greene County | 10_G_GT7 | 10 | G | GT7 | 27 | Combustion Turbine |  | S_SOU | Alabama | 1 | Greene | 63 | 01063 | 80 | 13956 | 1995 | 9999 |  |  | N | Natural Gas, Distillate Fuel Oil |  |  |  | H2O | [8 empty] | 0.001 | 0.08329 | 0.08329 | 0.08329 | 0.08329 | [11 empty] | Alabama Power Co | 100 | Southern Co | 100
Greene County | 10_G_GT10 | 10 | G | GT10 | 21 | Combustion Turbine |  | S_SOU | Alabama | 1 | Greene | 63 | 01063 | 85 | 13956 | 1996 | 9999 |  |  | N | Natural Gas, Distillate Fuel Oil |  |  |  | H2O | [8 empty] | 0.001 | 0.07866 | 0.07866 | 0.07866 | 0.07866 | [11 empty] | Alabama Power Co | 100 | Southern Co | 100
Greene County | 10_G_GT2 | 10 | G | GT2 | 22 | Combustion Turbine |  | S_SOU | Alabama | 1 | Greene | 63 | 01063 | 84 | 13956 | 1996 | 9999 |  |  | N | Natural Gas, Distillate Fuel Oil |  |  |  | H2O | [8 empty] | 0.001 | 0.07281 | 0.07281 | 0.07281 | 0.07281 | [11 empty] | Alabama Power Co | 100 | Southern Co | 100
Greene County | 10_G_GT8 | 10 | G | GT8 | 28 | Combustion Turbine |  | S_SOU | Alabama | 1 | Greene | 63 | 01063 | 83 | 13956 | 1996 | 9999 |  |  | N | Natural Gas, Distillate Fuel Oil |  |  |  | H2O | [8 empty] | 0.001 | 0.06997 | 0.06997 | 0.06997 | 0.06997 | [11 empty] | Alabama Power Co | 100 | Southern Co | 100
Greene County | 10_G_GT9 | 10 | G | GT9 | 29 | Combustion Turbine |  | S_SOU | Alabama | 1 | Greene | 63 | 01063 | 82 | 13956 | 1996 | 9999 |  |  | N | Natural Gas, Distillate Fuel Oil |  |  |  | H2O | [8 empty] | 0.001 | 0.07007 | 0.07007 | 0.07007 | 0.07007 | [11 empty] | Alabama Power Co | 100 | Southern Co | 100
H Neely Henry Dam | 11_G_1 | 11 | G | 1 |  | Hydro |  | S_SOU | Alabama | 1 | Calhoun | 15 | 01015 | 23.7 | 0 | 1966 | 9999 |  |  | N | Hydro | [13 empty] | 0 | 0 | 0 | 0 | [11 empty] | Alabama Power Co | 100 | Southern Co | 100
H Neely Henry Dam | 11_G_2 | 11 | G | 2 |  | Hydro |  | S_SOU | Alabama | 1 | Calhoun | 15 | 01015 | 23.7 | 0 | 1966 | 9999 |  |  | N | Hydro | [13 empty] | 0 | 0 | 0 | 0 | [11 empty] | Alabama Power Co | 100 | Southern Co | 100
H Neely Henry Dam | 11_G_3 | 11 | G | 3 |  | Hydro |  | S_SOU | Alabama | 1 | Calhoun | 15 | 01015 | 23.7 | 0 | 1966 | 9999 |  |  | N | Hydro | [13 empty] | 0 | 0 | 0 | 0 | [11 empty] | Alabama Power Co | 100 | Southern Co | 100
Holt Dam | 12_G_1 | 12 | G | 1 |  | Hydro |  | S_SOU | Alabama | 1 | Tuscaloosa | 125 | 01125 | 48 | 0 | 1968 | 9999 |  |  | N | Hydro | [13 empty] | 0 | 0 | 0 | 0 | [11 empty] | Alabama Power Co | 100 | Southern Co | 100
Jordan Dam | 13_G_1 | 13 | G | 1 |  | Hydro |  | S_SOU | Alabama | 1 | Elmore | 51 | 01051 | 32.3 | 0 | 1929 | 9999 |  |  | N | Hydro | [13 empty] | 0 | 0 | 0 | 0 | [11 empty] | Alabama Power Co | 100 | Southern Co | 100
Jordan Dam | 13_G_2 | 13 | G | 2 |  | Hydro |  | S_SOU | Alabama | 1 | Elmore | 51 | 01051 | 32.3 | 0 | 1929 | 9999 |  |  | N | Hydro | [13 empty] | 0 | 0 | 0 | 0 | [11 empty] | Alabama Power Co | 100 | Southern Co | 100
Jordan Dam | 13_G_3 | 13 | G | 3 |  | Hydro |  | S_SOU | Alabama | 1 | Elmore | 51 | 01051 | 32.3 | 0 | 1929 | 9999 |  |  | N | Hydro | [13 empty] | 0 | 0 | 0 | 0 | [11 empty] | Alabama Power Co | 100 | Southern Co | 100
Jordan Dam | 13_G_4 | 13 | G | 4 |  | Hydro |  | S_SOU | Alabama | 1 | Elmore | 51 | 01051 | 32.3 | 0 | 1929 | 9999 |  |  | N | Hydro | [13 empty] | 0 | 0 | 0 | 0 | [11 empty] | Alabama Power Co | 100 | Southern Co | 100
Logan Martin Dam | 14_G_1 | 14 | G | 1 |  | Hydro |  | S_SOU | Alabama | 1 | Talladega | 121 | 01121 | 43 | 0 | 1964 | 9999 |  |  | N | Hydro | [13 empty] | 0 | 0 | 0 | 0 | [11 empty] | Alabama Power Co | 100 | Southern Co | 100
Logan Martin Dam | 14_G_2 | 14 | G | 2 |  | Hydro |  | S_SOU | Alabama | 1 | Talladega | 121 | 01121 | 43 | 0 | 1964 | 9999 |  |  | N | Hydro | [13 empty] | 0 | 0 | 0 | 0 | [11 empty] | Alabama Power Co | 100 | Southern Co | 100
Logan Martin Dam | 14_G_3 | 14 | G | 3 |  | Hydro |  | S_SOU | Alabama | 1 | Talladega | 121 | 01121 | 43 | 0 | 1964 | 9999 |  |  | N | Hydro | [13 empty] | 0 | 0 | 0 | 0 | [11 empty] | Alabama Power Co | 100 | Southern Co | 100
Lay Dam | 15_G_3 | 15 | G | 3 |  | Hydro |  | S_SOU | Alabama | 1 | Chilton | 21 | 01021 | 30 | 0 | 1967 | 9999 |  |  | N | Hydro | [13 empty] | 0 | 0 | 0 | 0 | [11 empty] | Alabama Power Co | 100 | Southern Co | 100
Lay Dam | 15_G_4 | 15 | G | 4 |  | Hydro |  | S_SOU | Alabama | 1 | Chilton | 21 | 01021 | 30 | 0 | 1967 | 9999 |  |  | N | Hydro | [13 empty] | 0 | 0 | 0 | 0 | [11 empty] | Alabama Power Co | 100 | Southern Co | 100
Lay Dam | 15_G_5 | 15 | G | 5 |  | Hydro |  | S_SOU | Alabama | 1 | Chilton | 21 | 01021 | 30 | 0 | 1967 | 9999 |  |  | N | Hydro | [13 empty] | 0 | 0 | 0 | 0 | [11 empty] | Alabama Power Co | 100 | Southern Co | 100
Lay Dam | 15_G_6 | 15 | G | 6 |  | Hydro |  | S_SOU | Alabama | 1 | Chilton | 21 | 01021 | 30 | 0 | 1967 | 9999 |  |  | N | Hydro | [13 empty] | 0 | 0 | 0 | 0 | [11 empty] | Alabama Power Co | 100 | Southern Co | 100
Lay Dam | 15_G_1 | 15 | G | 1 |  | Hydro |  | S_SOU | Alabama | 1 | Chilton | 21 | 01021 | 30 | 0 | 1968 | 9999 |  |  | N | Hydro | [13 empty] | 0 | 0 | 0 | 0 | [11 empty] | Alabama Power Co | 100 | Southern Co | 100
Lay Dam | 15_G_2 | 15 | G | 2 |  | Hydro |  | S_SOU | Alabama | 1 | Chilton | 21 | 01021 | 30 | 0 | 1968 | 9999 |  |  | N | Hydro | [13 empty] | 0 | 0 | 0 | 0 | [11 empty] | Alabama Power Co | 100 | Southern Co | 100
Martin Dam | 16_G_1 | 16 | G | 1 |  | Hydro |  | S_SOU | Alabama | 1 | Elmore | 51 | 01051 | 41.5 | 0 | 1927 | 9999 |  |  | N | Hydro | [13 empty] | 0 | 0 | 0 | 0 | [11 empty] | Alabama Power Co | 100 | Southern Co | 100
Martin Dam | 16_G_2 | 16 | G | 2 |  | Hydro |  | S_SOU | Alabama | 1 | Elmore | 51 | 01051 | 41.5 | 0 | 1927 | 9999 |  |  | N | Hydro | [13 empty] | 0 | 0 | 0 | 0 | [11 empty] | Alabama Power Co | 100 | Southern Co | 100
Martin Dam | 16_G_3 | 16 | G | 3 |  | Hydro |  | S_SOU | Alabama | 1 | Elmore | 51 | 01051 | 41.5 | 0 | 1927 | 9999 |  |  | N | Hydro | [13 empty] | 0 | 0 | 0 | 0 | [11 empty] | Alabama Power Co | 100 | Southern Co | 100
Martin Dam | 16_G_4 | 16 | G | 4 |  | Hydro |  | S_SOU | Alabama | 1 | Elmore | 51 | 01051 | 57.6 | 0 | 1952 | 9999 |  |  | N | Hydro | [13 empty] | 0 | 0 | 0 | 0 | [11 empty] | Alabama Power Co | 100 | Southern Co | 100
Mitchell Dam | 17_G_4 | 17 | G | 4 |  | Hydro |  | S_SOU | Alabama | 1 | Coosa | 37 | 01037 | 22.4 | 0 | 1949 | 9999 |  |  | N | Hydro | [13 empty] | 0 | 0 | 0 | 0 | [11 empty] | Alabama Power Co | 100 | Southern Co | 100
Mitchell Dam | 17_G_5 | 17 | G | 5 |  | Hydro |  | S_SOU | Alabama | 1 | Coosa | 37 | 01037 | 46.9 | 0 | 1985 | 9999 |  |  | N | Hydro | [13 empty] | 0 | 0 | 0 | 0 | [11 empty] | Alabama Power Co | 100 | Southern Co | 100
Mitchell Dam | 17_G_6 | 17 | G | 6 |  | Hydro |  | S_SOU | Alabama | 1 | Coosa | 37 | 01037 | 46.9 | 0 | 1985 | 9999 |  |  | N | Hydro | [13 empty] | 0 | 0 | 0 | 0 | [11 empty] | Alabama Power Co | 100 | Southern Co | 100
Mitchell Dam | 17_G_7 | 17 | G | 7 |  | Hydro |  | S_SOU | Alabama | 1 | Coosa | 37 | 01037 | 46.9 | 0 | 1985 | 9999 |  |  | N | Hydro | [13 empty] | 0 | 0 | 0 | 0 | [11 empty] | Alabama Power Co | 100 | Southern Co | 100
Lewis Smith Dam | 18_G_1 | 18 | G | 1 |  | Hydro |  | S_SOU | Alabama | 1 | Walker | 127 | 01127 | 89 | 0 | 1961 | 9999 |  |  | N | Hydro | [13 empty] | 0 | 0 | 0 | 0 | [11 empty] | Alabama Power Co | 100 | Southern Co | 100
Lewis Smith Dam | 18_G_2 | 18 | G | 2 |  | Hydro |  | S_SOU | Alabama | 1 | Walker | 127 | 01127 | 89 | 0 | 1962 | 9999 |  |  | N | Hydro | [13 empty] | 0 | 0 | 0 | 0 | [11 empty] | Alabama Power Co | 100 | Southern Co | 100
Thurlow Dam | 19_G_1 | 19 | G | 1 |  | Hydro |  | S_SOU | Alabama | 1 | Elmore | 51 | 01051 | 36.2 | 0 | 1931 | 9999 |  |  | N | Hydro | [13 empty] | 0 | 0 | 0 | 0 | [11 empty] | Alabama Power Co | 100 | Southern Co | 100
Thurlow Dam | 19_G_2 | 19 | G | 2 |  | Hydro |  | S_SOU | Alabama | 1 | Elmore | 51 | 01051 | 36.2 | 0 | 1931 | 9999 |  |  | N | Hydro | [13 empty] | 0 | 0 | 0 | 0 | [11 empty] | Alabama Power Co | 100 | Southern Co | 100
Thurlow Dam | 19_G_3 | 19 | G | 3 |  | Hydro |  | S_SOU | Alabama | 1 | Elmore | 51 | 01051 | 7.5 | 0 | 1931 | 9999 |  |  | N | Hydro | [13 empty] | 0 | 0 | 0 | 0 | [11 empty] | Alabama Power Co | 100 | Southern Co | 100
Weiss Dam | 20_G_2 | 20 | G | 2 |  | Hydro |  | S_SOU | Alabama | 1 | Cherokee | 19 | 01019 | 27 | 0 | 1961 | 9999 |  |  | N | Hydro | [13 empty] | 0 | 0 | 0 | 0 | [11 empty] | Alabama Power Co | 100 | Southern Co | 100
Weiss Dam | 20_G_3 | 20 | G | 3 |  | Hydro |  | S_SOU | Alabama | 1 | Cherokee | 19 | 01019 | 27 | 0 | 1961 | 9999 |  |  | N | Hydro | [13 empty] | 0 | 0 | 0 | 0 | [11 empty] | Alabama Power Co | 100 | Southern Co | 100
Weiss Dam | 20_G_1 | 20 | G | 1 |  | Hydro |  | S_SOU | Alabama | 1 | Cherokee | 19 | 01019 | 27 | 0 | 1962 | 9999 |  |  | N | Hydro | [13 empty] | 0 | 0 | 0 | 0 | [11 empty] | Alabama Power Co | 100 | Southern Co | 100
Yates Dam | 21_G_1 | 21 | G | 1 |  | Hydro |  | S_SOU | Alabama | 1 | Elmore | 51 | 01051 | 22 | 0 | 1928 | 9999 |  |  | N | Hydro | [13 empty] | 0 | 0 | 0 | 0 | [11 empty] | Alabama Power Co | 100 | Southern Co | 100
Yates Dam | 21_G_2 | 21 | G | 2 |  | Hydro |  | S_SOU | Alabama | 1 | Elmore | 51 | 01051 | 22 | 0 | 1928 | 9999 |  |  | N | Hydro | [13 empty] | 0 | 0 | 0 | 0 | [11 empty] | Alabama Power Co | 100 | Southern Co | 100
E C Gaston | 26_B_1 | 26 | B | 1 | 30 | O/G Steam |  | S_SOU | Alabama | 1 | Shelby | 117 | 01117 | 254 | 10458 | 1960 | 2029 | wall | dry | N | Natural Gas |  |  |  | LNB | [8 empty] | 3.8 | 0.11165 | 0.11165 | 0.11165 | 0.11165 | [11 empty] | Southern Electric Generating Co | 100 | Southern Co | 100
E C Gaston | 26_B_2 | 26 | B | 2 | 31 | O/G Steam |  | S_SOU | Alabama | 1 | Shelby | 117 | 01117 | 256 | 10492 | 1960 | 2029 | wall | dry | N | Natural Gas |  |  |  | LNB | [8 empty] | 3.8 | 0.11176 | 0.11176 | 0.11176 | 0.11176 | [11 empty] | Southern Electric Generating Co | 100 | Southern Co | 100
E C Gaston | 26_B_3 | 26 | B | 3 | 32 | O/G Steam |  | S_SOU | Alabama | 1 | Shelby | 117 | 01117 | 254 | 10542 | 1961 | 2029 | wall | dry | N | Natural Gas |  |  |  | LNB | [8 empty] | 3.8 | 0.12418 | 0.12418 | 0.12418 | 0.12418 | [11 empty] | Southern Electric Generating Co | 100 | Southern Co | 100
E C Gaston | 26_B_4 | 26 | B | 4 | 33 | O/G Steam |  | S_SOU | Alabama | 1 | Shelby | 117 | 01117 | 256 | 10434 | 1962 | 2029 | wall | dry | N | Natural Gas |  |  |  | LNB | [8 empty] | 3.8 | 0.12502 | 0.12502 | 0.12502 | 0.12502 | [11 empty] | Southern Electric Generating Co | 100 | Southern Co | 100
E C Gaston | 26_G_GT4 | 26 | G | GT4 |  | Combustion Turbine |  | S_SOU | Alabama | 1 | Shelby | 117 | 01117 | 16 | 22876 | 1970 | 2029 |  |  | N | Distillate Fuel Oil | [12 empty] | 0.5 | 0.8805 | 0.8805 | 0.8805 | 0.8805 | [11 empty] | Southern Electric Generating Co | 100 | Southern Co | 100
E C Gaston | 26_B_5 | 26 | B | 5 | 34 | Coal Steam |  | S_SOU | Alabama | 1 | Shelby | 117 | 01117 | 832 | 10254 | 1974 | 9999 | tangential | dry | N | Bituminous | Wet Scrubber | 2010 | 0.95 | LNC2 | SCR | 2006 |  | ESPH + B + WS | No | ACI | 2016 |  | 3.8 | 0.2397 | 0.1004 | 0.2397 | 0.1004 | 0.05 | 0.1 | 0.1 | 0.99 |  |  |  |  | C2G | 2028 |  | Alabama Power Co | 100 | Southern Co | 100
Madelia | 30_G_5 | 30 | G | 5 |  | Combustion Turbine | IC Engine | MIS_MNWI | Minnesota | 27 | Watonwan | 165 | 27165 | 1.1 | 12283 | 1954 | 9999 |  |  | N | Natural Gas, Distillate Fuel Oil | [13 empty] | 1.061 | 1.061 | 1.061 | 1.061 | [11 empty] | Madelia MN (City of) | 100 | Madelia MN (City of) | 100
Madelia | 30_G_3 | 30 | G | 3 |  | Combustion Turbine | IC Engine | MIS_MNWI | Minnesota | 27 | Watonwan | 165 | 27165 | 0.9 | 12283 | 1959 | 9999 |  |  | N | Natural Gas, Distillate Fuel Oil | [13 empty] | 1.061 | 1.061 | 1.061 | 1.061 | [11 empty] | Madelia MN (City of) | 100 | Madelia MN (City of) | 100
Madelia | 30_G_2 | 30 | G | 2 |  | Combustion Turbine | IC Engine | MIS_MNWI | Minnesota | 27 | Watonwan | 165 | 27165 | 1.5 | 12283 | 1965 | 9999 |  |  | N | Natural Gas, Distillate Fuel Oil | [13 empty] | 1.061 | 1.061 | 1.061 | 1.061 | [11 empty] | Madelia MN (City of) | 100 | Madelia MN (City of) | 100
Madelia | 30_G_4 | 30 | G | 4 |  | Combustion Turbine | IC Engine | MIS_MNWI | Minnesota | 27 | Watonwan | 165 | 27165 | 3.7 | 12283 | 1973 | 9999 |  |  | N | Natural Gas, Distillate Fuel Oil | [13 empty] | 1.061 | 1.061 | 1.061 | 1.061 | [11 empty] | Madelia MN (City of) | 100 | Madelia MN (City of) | 100
Madelia | 30_G_1 | 30 | G | 1 |  | Combustion Turbine | IC Engine | MIS_MNWI | Minnesota | 27 | Watonwan | 165 | 27165 | 3.1 | 12283 | 2001 | 9999 |  |  | N | Natural Gas, Distillate Fuel Oil | [13 empty] | 1.061 | 1.061 | 1.061 | 1.061 | [11 empty] | Madelia MN (City of) | 100 | Madelia MN (City of) | 100
Rollins | 34_G_1P | 34 | G | 1P |  | Hydro |  | WEC_CALN | California | 6 | Placer | 61 | 06061 | 12.1 | 0 | 1980 | 9999 |  |  | N | Hydro | [13 empty] | 0 | 0 | 0 | 0 | [11 empty] | Nevada Irrigation District | 100 | Nevada Irrigation District | 100
Millers Ferry | 38_G_1 | 38 | G | 1 |  | Hydro |  | S_SOU | Alabama | 1 | Wilcox | 131 | 01131 | 30 | 0 | 1970 | 9999 |  |  | N | Hydro | [13 empty] | 0 | 0 | 0 | 0 | [11 empty] | USACE Mobile District | 100 | U S Army Corps of Engineers | 100
Millers Ferry | 38_G_2 | 38 | G | 2 |  | Hydro |  | S_SOU | Alabama | 1 | Wilcox | 131 | 01131 | 30 | 0 | 1970 | 9999 |  |  | N | Hydro | [13 empty] | 0 | 0 | 0 | 0 | [11 empty] | USACE Mobile District | 100 | U S Army Corps of Engineers | 100
Millers Ferry | 38_G_3 | 38 | G | 3 |  | Hydro |  | S_SOU | Alabama | 1 | Wilcox | 131 | 01131 | 30 | 0 | 1970 | 9999 |  |  | N | Hydro | [13 empty] | 0 | 0 | 0 | 0 | [11 empty] | USACE Mobile District | 100 | U S Army Corps of Engineers | 100
Browns Ferry | 46_G_1 | 46 | G | 1 |  | Nuclear |  | S_C_TVA | Alabama | 1 | Limestone | 83 | 01083 | 1255.8 | 10456 | 1974 | 9999 |  |  | N | Nuclear Fuel | [13 empty] | 0 | 0 | 0 | 0 | [11 empty] | Tennessee Valley Authority | 100 | Tennessee Valley Authority | 100
Browns Ferry | 46_G_2 | 46 | G | 2 |  | Nuclear |  | S_C_TVA | Alabama | 1 | Limestone | 83 | 01083 | 1258.7 | 10456 | 1975 | 9999 |  |  | N | Nuclear Fuel | [13 empty] | 0 | 0 | 0 | 0 | [11 empty] | Tennessee Valley Authority | 100 | Tennessee Valley Authority | 100
Browns Ferry | 46_G_3 | 46 | G | 3 |  | Nuclear |  | S_C_TVA | Alabama | 1 | Limestone | 83 | 01083 | 1259.9 | 10456 | 1977 | 9999 |  |  | N | Nuclear Fuel | [13 empty] | 0 | 0 | 0 | 0 | [11 empty] | Tennessee Valley Authority | 100 | Tennessee Valley Authority | 100
Colbert | 47_G_GT1 | 47 | G | GT1 | 88150 | Combustion Turbine |  | S_C_TVA | Alabama | 1 | Colbert | 33 | 01033 | 45.4 | 14637 | 1972 | 9999 |  |  | N | Natural Gas, Distillate Fuel Oil | [12 empty] | 4 | 0.46686 | 0.46686 | 0.46686 | 0.46686 | [11 empty] | Tennessee Valley Authority | 100 | Tennessee Valley Authority | 100
Colbert | 47_G_GT2 | 47 | G | GT2 | 88151 | Combustion Turbine |  | S_C_TVA | Alabama | 1 | Colbert | 33 | 01033 | 45.4 | 14638 | 1972 | 9999 |  |  | N | Natural Gas, Distillate Fuel Oil | [12 empty] | 4 | 0.46179 | 0.46179 | 0.46179 | 0.46179 | [11 empty] | Tennessee Valley Authority | 100 | Tennessee Valley Authority | 100
Colbert | 47_G_GT3 | 47 | G | GT3 | 88152 | Combustion Turbine |  | S_C_TVA | Alabama | 1 | Colbert | 33 | 01033 | 45.4 | 14638 | 1972 | 9999 |  |  | N | Natural Gas, Distillate Fuel Oil | [12 empty] | 4 | 0.70011 | 0.70011 | 0.70011 | 0.70011 | [11 empty] | Tennessee Valley Authority | 100 | Tennessee Valley Authority | 100
Colbert | 47_G_GT4 | 47 | G | GT4 | 88153 | Combustion Turbine |  | S_C_TVA | Alabama | 1 | Colbert | 33 | 01033 | 45.4 | 14638 | 1972 | 9999 |  |  | N | Natural Gas, Distillate Fuel Oil | [12 empty] | 4 | 0.48169 | 0.48169 | 0.48169 | 0.48169 | [11 empty] | Tennessee Valley Authority | 100 | Tennessee Valley Authority | 100
Colbert | 47_G_GT5 | 47 | G | GT5 | 88154 | Combustion Turbine |  | S_C_TVA | Alabama | 1 | Colbert | 33 | 01033 | 45.4 | 14638 | 1972 | 9999 |  |  | N | Natural Gas, Distillate Fuel Oil | [12 empty] | 4 | 0.45544 | 0.45544 | 0.45544 | 0.45544 | [11 empty] | Tennessee Valley Authority | 100 | Tennessee Valley Authority | 100
Colbert | 47_G_GT6 | 47 | G | GT6 | 88155 | Combustion Turbine |  | S_C_TVA | Alabama | 1 | Colbert | 33 | 01033 | 45.4 | 14638 | 1972 | 9999 |  |  | N | Natural Gas, Distillate Fuel Oil | [12 empty] | 4 | 0.46212 | 0.46212 | 0.46212 | 0.46212 | [11 empty] | Tennessee Valley Authority | 100 | Tennessee Valley Authority | 100
Colbert | 47_G_GT7 | 47 | G | GT7 | 88156 | Combustion Turbine |  | S_C_TVA | Alabama | 1 | Colbert | 33 | 01033 | 45.4 | 14638 | 1972 | 9999 |  |  | N | Natural Gas, Distillate Fuel Oil | [12 empty] | 4 | 0.70114 | 0.70114 | 0.70114 | 0.70114 | [11 empty] | Tennessee Valley Authority | 100 | Tennessee Valley Authority | 100
Colbert | 47_G_GT8 | 47 | G | GT8 | 88157 | Combustion Turbine |  | S_C_TVA | Alabama | 1 | Colbert | 33 | 01033 | 45.4 | 14638 | 1972 | 9999 |  |  | N | Natural Gas, Distillate Fuel Oil | [12 empty] | 4 | 0.70033 | 0.70033 | 0.70033 | 0.70033 | [11 empty] | Tennessee Valley Authority | 100 | Tennessee Valley Authority | 100
Guntersville | 48_G_1 | 48 | G | 1 |  | Hydro |  | S_C_TVA | Alabama | 1 | Marshall | 95 | 01095 | 31 | 0 | 1939 | 9999 |  |  | N | Hydro | [13 empty] | 0 | 0 | 0 | 0 | [11 empty] | Tennessee Valley Authority | 100 | Tennessee Valley Authority | 100
Guntersville | 48_G_2 | 48 | G | 2 |  | Hydro |  | S_C_TVA | Alabama | 1 | Marshall | 95 | 01095 | 30.6 | 0 | 1939 | 9999 |  |  | N | Hydro | [13 empty] | 0 | 0 | 0 | 0 | [11 empty] | Tennessee Valley Authority | 100 | Tennessee Valley Authority | 100
Guntersville | 48_G_3 | 48 | G | 3 |  | Hydro |  | S_C_TVA | Alabama | 1 | Marshall | 95 | 01095 | 29.8 | 0 | 1939 | 9999 |  |  | N | Hydro | [13 empty] | 0 | 0 | 0 | 0 | [11 empty] | Tennessee Valley Authority | 100 | Tennessee Valley Authority | 100
Guntersville | 48_G_4 | 48 | G | 4 |  | Hydro |  | S_C_TVA | Alabama | 1 | Marshall | 95 | 01095 | 31.3 | 0 | 1952 | 9999 |  |  | N | Hydro | [13 empty] | 0 | 0 | 0 | 0 | [11 empty] | Tennessee Valley Authority | 100 | Tennessee Valley Authority | 100
Wheeler Dam | 49_G_1 | 49 | G | 1 |  | Hydro |  | S_C_TVA | Alabama | 1 | Lawrence | 79 | 01079 | 34.1 | 0 | 1936 | 9999 |  |  | N | Hydro | [13 empty] | 0 | 0 | 0 | 0 | [11 empty] | Tennessee Valley Authority | 100 | Tennessee Valley Authority | 100
Wheeler Dam | 49_G_2 | 49 | G | 2 |  | Hydro |  | S_C_TVA | Alabama | 1 | Lawrence | 79 | 01079 | 33.2 | 0 | 1937 | 9999 |  |  | N | Hydro | [13 empty] | 0 | 0 | 0 | 0 | [11 empty] | Tennessee Valley Authority | 100 | Tennessee Valley Authority | 100
Wheeler Dam | 49_G_3 | 49 | G | 3 |  | Hydro |  | S_C_TVA | Alabama | 1 | Lawrence | 79 | 01079 | 33.6 | 0 | 1941 | 9999 |  |  | N | Hydro | [13 empty] | 0 | 0 | 0 | 0 | [11 empty] | Tennessee Valley Authority | 100 | Tennessee Valley Authority | 100
Wheeler Dam | 49_G_4 | 49 | G | 4 |  | Hydro |  | S_C_TVA | Alabama | 1 | Lawrence | 79 | 01079 | 33.4 | 0 | 1941 | 9999 |  |  | N | Hydro | [13 empty] | 0 | 0 | 0 | 0 | [11 empty] | Tennessee Valley Authority | 100 | Tennessee Valley Authority | 100
Wheeler Dam | 49_G_5 | 49 | G | 5 |  | Hydro |  | S_C_TVA | Alabama | 1 | Lawrence | 79 | 01079 | 34.7 | 0 | 1948 | 9999 |  |  | N | Hydro | [13 empty] | 0 | 0 | 0 | 0 | [11 empty] | Tennessee Valley Authority | 100 | Tennessee Valley Authority | 100
Wheeler Dam | 49_G_6 | 49 | G | 6 |  | Hydro |  | S_C_TVA | Alabama | 1 | Lawrence | 79 | 01079 | 34.6 | 0 | 1949 | 9999 |  |  | N | Hydro | [13 empty] | 0 | 0 | 0 | 0 | [11 empty] | Tennessee Valley Authority | 100 | Tennessee Valley Authority | 100
Wheeler Dam | 49_G_7 | 49 | G | 7 |  | Hydro |  | S_C_TVA | Alabama | 1 | Lawrence | 79 | 01079 | 34.4 | 0 | 1949 | 9999 |  |  | N | Hydro | [13 empty] | 0 | 0 | 0 | 0 | [11 empty] | Tennessee Valley Authority | 100 | Tennessee Valley Authority | 100
Wheeler Dam | 49_G_8 | 49 | G | 8 |  | Hydro |  | S_C_TVA | Alabama | 1 | Lawrence | 79 | 01079 | 34.5 | 0 | 1950 | 9999 |  |  | N | Hydro | [13 empty] | 0 | 0 | 0 | 0 | [11 empty] | Tennessee Valley Authority | 100 | Tennessee Valley Authority | 100
Wheeler Dam | 49_G_9 | 49 | G | 9 |  | Hydro |  | S_C_TVA | Alabama | 1 | Lawrence | 79 | 01079 | 41.9 | 0 | 1962 | 9999 |  |  | N | Hydro | [13 empty] | 0 | 0 | 0 | 0 | [11 empty] | Tennessee Valley Authority | 100 | Tennessee Valley Authority | 100
Wheeler Dam | 49_G_10 | 49 | G | 10 |  | Hydro |  | S_C_TVA | Alabama | 1 | Lawrence | 79 | 01079 | 41.9 | 0 | 1963 | 9999 |  |  | N | Hydro | [13 empty] | 0 | 0 | 0 | 0 | [11 empty] | Tennessee Valley Authority | 100 | Tennessee Valley Authority | 100
Wheeler Dam | 49_G_11 | 49 | G | 11 |  | Hydro |  | S_C_TVA | Alabama | 1 | Lawrence | 79 | 01079 | 41.9 | 0 | 1963 | 9999 |  |  | N | Hydro | [13 empty] | 0 | 0 | 0 | 0 | [11 empty] | Tennessee Valley Authority | 100 | Tennessee Valley Authority | 100
Gantt | 53_G_3 | 53 | G | 3 |  | Hydro |  | S_SOU | Alabama | 1 | Covington | 39 | 01039 | 1 | 0 | 1926 | 9999 |  |  | N | Hydro | [13 empty] | 0 | 0 | 0 | 0 | [11 empty] | PowerSouth Energy Coop | 100 | PowerSouth Energy Coop | 100
Gantt | 53_G_4 | 53 | G | 4 |  | Hydro |  | S_SOU | Alabama | 1 | Covington | 39 | 01039 | 1.8 | 0 | 1985 | 9999 |  |  | N | Hydro | [13 empty] | 0 | 0 | 0 | 0 | [11 empty] | PowerSouth Energy Coop | 100 | PowerSouth Energy Coop | 100
J K Smith | 54_G_GT1 | 54 | G | GT1 | 50 | Combustion Turbine |  | PJM_West | Kentucky | 21 | Clark | 49 | 21049 | 104 | 12578 | 1999 | 9999 |  |  | N | Natural Gas, Distillate Fuel Oil |  |  |  | H2O | [9 empty] | 0.05603 | 0.05603 | 0.05603 | 0.05603 | [11 empty] | East Kentucky Power Coop | 100 | East Kentucky Power Coop | 100
J K Smith | 54_G_GT2 | 54 | G | GT2 | 51 | Combustion Turbine |  | PJM_West | Kentucky | 21 | Clark | 49 | 21049 | 104 | 12578 | 1999 | 9999 |  |  | N | Natural Gas, Distillate Fuel Oil |  |  |  | H2O | [9 empty] | 0.08005 | 0.08005 | 0.08005 | 0.08005 | [11 empty] | East Kentucky Power Coop | 100 | East Kentucky Power Coop | 100
J K Smith | 54_G_GT3 | 54 | G | GT3 | 52 | Combustion Turbine |  | PJM_West | Kentucky | 21 | Clark | 49 | 21049 | 104 | 12578 | 1999 | 9999 |  |  | N | Natural Gas, Distillate Fuel Oil |  |  |  | H2O | [9 empty] | 0.0755 | 0.0755 | 0.0755 | 0.0755 | [11 empty] | East Kentucky Power Coop | 100 | East Kentucky Power Coop | 100
J K Smith | 54_G_GT4 | 54 | G | GT4 | 9271 | Combustion Turbine |  | PJM_West | Kentucky | 21 | Clark | 49 | 21049 | 74 | 12578 | 2001 | 9999 |  |  | N | Natural Gas, Distillate Fuel Oil |  |  |  | DLNB + H2O | [9 empty] | 0.03337 | 0.03337 | 0.03337 | 0.03337 | [11 empty] | East Kentucky Power Coop | 100 | East Kentucky Power Coop | 100
J K Smith | 54_G_GT5 | 54 | G | GT5 | 9272 | Combustion Turbine |  | PJM_West | Kentucky | 21 | Clark | 49 | 21049 | 74 | 12578 | 2001 | 9999 |  |  | N | Natural Gas, Distillate Fuel Oil |  |  |  | DLNB + H2O | [9 empty] | 0.03396 | 0.03396 | 0.03396 | 0.03396 | [11 empty] | East Kentucky Power Coop | 100 | East Kentucky Power Coop | 100
J K Smith | 54_G_GT6 | 54 | G | GT6 | 89572 | Combustion Turbine |  | PJM_West | Kentucky | 21 | Clark | 49 | 21049 | 74 | 12578 | 2005 | 9999 |  |  | N | Natural Gas, Distillate Fuel Oil |  |  |  | DLNB + H2O | [9 empty] | 0.03624 | 0.03624 | 0.03624 | 0.03624 | [11 empty] | East Kentucky Power Coop | 100 | East Kentucky Power Coop | 100
J K Smith | 54_G_GT7 | 54 | G | GT7 | 89573 | Combustion Turbine |  | PJM_West | Kentucky | 21 | Clark | 49 | 21049 | 74 | 12578 | 2005 | 9999 |  |  | N | Natural Gas, Distillate Fuel Oil |  |  |  | DLNB + H2O | [9 empty] | 0.03237 | 0.03237 | 0.03237 | 0.03237 | [11 empty] | East Kentucky Power Coop | 100 | East Kentucky Power Coop | 100
J K Smith | 54_G_GT10 | 54 | G | GT10 | 90542 | Combustion Turbine |  | PJM_West | Kentucky | 21 | Clark | 49 | 21049 | 88 | 12578 | 2010 | 9999 |  |  | N | Natural Gas |  |  |  | H2O | SCR | [8 empty] | 0.01224 | 0.0118 | 0.01224 | 0.0118 | [11 empty] | East Kentucky Power Coop | 100 | East Kentucky Power Coop | 100
J K Smith | 54_G_GT9 | 54 | G | GT9 | 90541 | Combustion Turbine |  | PJM_West | Kentucky | 21 | Clark | 49 | 21049 | 88 | 12578 | 2010 | 9999 |  |  | N | Natural Gas |  |  |  | H2O | SCR | [8 empty] | 0.01307 | 0.01248 | 0.01307 | 0.01248 | [11 empty] | East Kentucky Power Coop | 100 | East Kentucky Power Coop | 100
Point A | 55_G_1 | 55 | G | 1 |  | Hydro |  | S_SOU | Alabama | 1 | Covington | 39 | 01039 | 1.8 | 0 | 1925 | 9999 |  |  | N | Hydro | [13 empty] | 0 | 0 | 0 | 0 | [11 empty] | PowerSouth Energy Coop | 100 | PowerSouth Energy Coop | 100
Point A | 55_G_2 | 55 | G | 2 |  | Hydro |  | S_SOU | Alabama | 1 | Covington | 39 | 01039 | 1.8 | 0 | 1925 | 9999 |  |  | N | Hydro | [13 empty] | 0 | 0 | 0 | 0 | [11 empty] | PowerSouth Energy Coop | 100 | PowerSouth Energy Coop | 100
Point A | 55_G_3 | 55 | G | 3 |  | Hydro |  | S_SOU | Alabama | 1 | Covington | 39 | 01039 | 1.8 | 0 | 1949 | 9999 |  |  | N | Hydro | [13 empty] | 0 | 0 | 0 | 0 | [11 empty] | PowerSouth Energy Coop | 100 | PowerSouth Energy Coop | 100
Platte | 59_B_1 | 59 | B | 1 | 56 | Coal Steam |  | SPP_NEBR | Nebraska | 31 | Hall | 79 | 31079 | 100 | 11578 | 1982 | 9999 | tangential | dry | N | Subbituminous | Dry Scrubber | 2014 | 0.913 | LNC3 |  |  |  | ESPH + B | No | ACI | 2016 |  | 0.745 | 0.17508 | 0.17508 | 0.17508 | 0.17508 | 0.1 | 0.1 | 0.1 | 0.963 | [7 empty] | Grand Island Utilities | 100 | Grand Island Utilities | 100
Whelan Energy Center | 60_B_1 | 60 | B | 1 | 57 | Coal Steam |  | SPP_NEBR | Nebraska | 31 | Adams | 1 | 31001 | 77 | 12708 | 1981 | 9999 | tangential | dry | N | Subbituminous |  |  | 0.01 | OFA |  |  |  | ESPC | No | ACI | 2016 |  | 0.696 | 0.16396 | 0.16396 | 0.1469 | 0.1469 | 0.1 | 0.1 | 0.1 | 0 | [7 empty] | Hastings Utilities (NE) | 100 | Hastings Utilities (NE) | 100
Whelan Energy Center | 60_B_2 | 60 | B | 2 | 90669 | Coal Steam |  | SPP_NEBR | Nebraska | 31 | Adams | 1 | 31001 | 232 | 12132 | 2011 | 9999 | wall | dry | N | Subbituminous | Dry Scrubber | 2011 | 0.905 | LNB + NH3 + OFA | SCR | 2011 |  | B | NA | ACI | 2015 |  | 0.12 | 0.07677 | 0.07677 | 0.07677 | 0.07677 | 0.1 | 0.1 | 0.1 | 0.955 | [7 empty] | Heartland Consumers Power District | 36.4 | Heartland Consumers Power District | 36.4
Venice Hydro | 72_G_1 | 72 | G | 1 |  | Hydro |  | WECC_SCE | California | 6 | Los Angeles | 37 | 06037 | 10.1 | 0 | 1982 | 9999 |  |  | N | Hydro | [13 empty] | 0 | 0 | 0 | 0 | [11 empty] | Metropolitan Water District | 100 | Metropolitan Water District | 100
Ashokan | 88_G_1 | 88 | G | 1 |  | Hydro |  | NY_Z_G-I | New York | 36 | Ulster | 111 | 36111 | 2.3 | 0 | 1982 | 9999 |  |  | N | Hydro | [13 empty] | 0 | 0 | 0 | 0 | [11 empty] | New York Power Authority | 100 | New York Power Authority | 100
Ashokan | 88_G_2 | 88 | G | 2 |  | Hydro |  | NY_Z_G-I | New York | 36 | Ulster | 111 | 36111 | 2.3 | 0 | 1982 | 9999 |  |  | N | Hydro | [13 empty] | 0 | 0 | 0 | 0 | [11 empty] | New York Power Authority | 100 | New York Power Authority | 100
Frederickson | 99_G_1 | 99 | G | 1 |  | Combustion Turbine |  | WECC_PNW | Washington | 53 | Pierce | 53 | 53053 | 67 | 25000 | 1981 | 9999 |  |  | N | Natural Gas, Distillate Fuel Oil | [12 empty] | 2.63 | 0.19683 | 0.19683 | 0.19683 | 0.19683 | [11 empty] | Puget Sound Energy Inc | 100 | Puget Energy Inc | 100
Frederickson | 99_G_2 | 99 | G | 2 |  | Combustion Turbine |  | WECC_PNW | Washington | 53 | Pierce | 53 | 53053 | 67 | 25000 | 1981 | 9999 |  |  | N | Natural Gas, Distillate Fuel Oil | [12 empty] | 2.63 | 0.1126 | 0.1126 | 0.1126 | 0.1126 | [11 empty] | Puget Sound Energy Inc | 100 | Puget Energy Inc | 100
South Consolidated | 100_G_SC1 | 100 | G | SC1 |  | Hydro |  | WECC_AZ | Arizona | 4 | Maricopa | 13 | 04013 | 1.4 | 0 | 1981 | 9999 |  |  | N | Hydro | [13 empty] | 0 | 0 | 0 | 0 | [11 empty] | Salt River Project | 100 | Salt River Project | 100
J S Eastwood | 104_G_1 | 104 | G | 1 |  | Pumped Storage |  | WEC_CALN | California | 6 | Fresno | 19 | 06019 | 95 | 0 | 1987 | 9999 |  |  | N | Pumped Storage | [13 empty] | 0 | 0 | 0 | 0 | [11 empty] | Southern California Edison Co | 100 | Edison International | 100
Holcomb | 108_B_SGU1 | 108 | B | SGU1 | 60 | Coal Steam |  | SPP_N | Kansas | 20 | Finney | 55 | 20055 | 359 | 10904 | 1983 | 9999 | wall | dry | N | Subbituminous | Dry Scrubber | 1983 | 0.8 | LNB + OFA |  |  |  | B | NA | ACI | 2016 |  | 0.48 | 0.18468 | 0.18468 | 0.18468 | 0.18468 | 0.1 | 0.1 | 0.1 | 0.85 | [7 empty] | Sunflower Electric Power Corp | 100 | Victory Electric Coop Association Inc | 100
Douglas | 114_G_1 | 114 | G | 1 |  | Combustion Turbine |  | WECC_AZ | Arizona | 4 | Cochise | 3 | 04003 | 15 | 25000 | 1972 | 9999 |  |  | N | Distillate Fuel Oil | [12 empty] | 1 | 1.01 | 1.01 | 1.01 | 1.01 | [11 empty] | Arizona Public Service Co | 100 | Pinnacle West Capital Corp | 100
Ocotillo | 116_G_GT1 | 116 | G | GT1 | 66 | Combustion Turbine |  | WECC_AZ | Arizona | 4 | Maricopa | 13 | 04013 | 50 | 21977 | 1972 | 9999 |  |  | N | Natural Gas | [12 empty] | 0.8 | 0.02815 | 0.02815 | 0.02815 | 0.02815 | [11 empty] | Arizona Public Service Co | 100 | Pinnacle West Capital Corp | 100
Ocotillo | 116_G_GT2 | 116 | G | GT2 | 67 | Combustion Turbine |  | WECC_AZ | Arizona | 4 | Maricopa | 13 | 04013 | 50 | 21978 | 1973 | 9999 |  |  | N | Natural Gas | [12 empty] | 0.8 | 0.09899 | 0.09899 | 0.09899 | 0.09899 | [11 empty] | Arizona Public Service Co | 100 | Pinnacle West Capital Corp | 100
Ocotillo | 116_G_GT3 | 116 | G | GT3 | 91277 | Combustion Turbine |  | WECC_AZ | Arizona | 4 | Maricopa | 13 | 04013 | 104.7 | 10745 | 2019 | 9999 |  |  | N | Natural Gas |  |  |  | H2O | SCR | [8 empty] | 0.00889 | 0.00889 | 0.00889 | 0.00889 | [11 empty] | Arizona Public Service Co | 100 | Pinnacle West Capital Corp | 100
Ocotillo | 116_G_GT4 | 116 | G | GT4 | 91278 | Combustion Turbine |  | WECC_AZ | Arizona | 4 | Maricopa | 13 | 04013 | 104.7 | 10745 | 2019 | 9999 |  |  | N | Natural Gas |  |  |  | H2O | SCR | [8 empty] | 0.00834 | 0.00834 | 0.00834 | 0.00834 | [11 empty] | Arizona Public Service Co | 100 | Pinnacle West Capital Corp | 100
Ocotillo | 116_G_GT5 | 116 | G | GT5 | 91279 | Combustion Turbine |  | WECC_AZ | Arizona | 4 | Maricopa | 13 | 04013 | 104.7 | 10745 | 2019 | 9999 |  |  | N | Natural Gas |  |  |  | H2O | SCR | [8 empty] | 0.00838 | 0.00838 | 0.00838 | 0.00838 | [11 empty] | Arizona Public Service Co | 100 | Pinnacle West Capital Corp | 100
Ocotillo | 116_G_GT6 | 116 | G | GT6 | 91280 | Combustion Turbine |  | WECC_AZ | Arizona | 4 | Maricopa | 13 | 04013 | 104.7 | 10745 | 2019 | 9999 |  |  | N | Natural Gas |  |  |  | H2O | SCR | [8 empty] | 0.0085 | 0.0085 | 0.0085 | 0.0085 | [11 empty] | Arizona Public Service Co | 100 | Pinnacle West Capital Corp | 100
Ocotillo | 116_G_GT7 | 116 | G | GT7 | 91281 | Combustion Turbine |  | WECC_AZ | Arizona | 4 | Maricopa | 13 | 04013 | 104.7 | 10745 | 2019 | 9999 |  |  | N | Natural Gas |  |  |  | H2O | SCR | [8 empty] | 0.00865 | 0.00865 | 0.00865 | 0.00865 | [11 empty] | Arizona Public Service Co | 100 | Pinnacle West Capital Corp | 100
West Phoenix | 117_G_GT1 | 117 | G | GT1 |  | Combustion Turbine |  | WECC_AZ | Arizona | 4 | Maricopa | 13 | 04013 | 50 | 22352 | 1972 | 9999 |  |  | N | Natural Gas | [12 empty] | 0.8 | 0.11274 | 0.11274 | 0.11274 | 0.11274 | [11 empty] | Arizona Public Service Co | 100 | Pinnacle West Capital Corp | 100
West Phoenix | 117_G_GT2 | 117 | G | GT2 |  | Combustion Turbine |  | WECC_AZ | Arizona | 4 | Maricopa | 13 | 04013 | 50 | 22353 | 1973 | 9999 |  |  | N | Natural Gas | [12 empty] | 0.8 | 0.11274 | 0.11274 | 0.11274 | 0.11274 | [11 empty] | Arizona Public Service Co | 100 | Pinnacle West Capital Corp | 100
West Phoenix | 117_G_1B | 117 | G | 1B |  | Combined Cycle |  | WECC_AZ | Arizona | 4 | Maricopa | 13 | 04013 | 85 | 10763 | 1976 | 9999 | other |  | N | Natural Gas | [13 empty] | 0.04147 | 0.04147 | 0.04147 | 0.04147 | [11 empty] | Arizona Public Service Co | 100 | Pinnacle West Capital Corp | 100
West Phoenix | 117_G_2B | 117 | G | 2B |  | Combined Cycle |  | WECC_AZ | Arizona | 4 | Maricopa | 13 | 04013 | 85 | 10818 | 1976 | 9999 | other |  | N | Natural Gas | [13 empty] | 0.04147 | 0.04147 | 0.04147 | 0.04147 | [11 empty] | Arizona Public Service Co | 100 | Pinnacle West Capital Corp | 100
West Phoenix | 117_G_3B | 117 | G | 3B |  | Combined Cycle |  | WECC_AZ | Arizona | 4 | Maricopa | 13 | 04013 | 85 | 10722 | 1976 | 9999 | other |  | N | Natural Gas | [13 empty] | 0.04147 | 0.04147 | 0.04147 | 0.04147 | [11 empty] | Arizona Public Service Co | 100 | Pinnacle West Capital Corp | 100
West Phoenix | 117_G_C4-1 | 117 | G | C4-1 | 70 | Combined Cycle |  | WECC_AZ | Arizona | 4 | Maricopa | 13 | 04013 | 68 | 8230 | 2001 | 9999 |  |  | N | Natural Gas |  |  |  | DLNB | [9 empty] | 0.028361 | 0.028361 | 0.028361 | 0.028361 | [11 empty] | Arizona Public Service Co | 100 | Pinnacle West Capital Corp | 100
West Phoenix | 117_G_C4-2 | 117 | G | C4-2 | 70 | Combined Cycle |  | WECC_AZ | Arizona | 4 | Maricopa | 13 | 04013 | 39 | 8230 | 2001 | 9999 |  |  | N | Natural Gas |  |  |  | LNB | [9 empty] | 0.028361 | 0.028361 | 0.028361 | 0.028361 | [11 empty] | Arizona Public Service Co | 100 | Pinnacle West Capital Corp | 100
West Phoenix | 117_G_C5-1 | 117 | G | C5-1 | 71 | Combined Cycle |  | WECC_AZ | Arizona | 4 | Maricopa | 13 | 04013 | 155 | 8230 | 2003 | 9999 |  |  | N | Natural Gas |  |  |  | DLNB | SCR | [8 empty] | 0.014709 | 0.014709 | 0.014709 | 0.014709 | [11 empty] | Arizona Public Service Co | 100 | Pinnacle West Capital Corp | 100
West Phoenix | 117_G_C5-2 | 117 | G | C5-2 | 88097 | Combined Cycle |  | WECC_AZ | Arizona | 4 | Maricopa | 13 | 04013 | 153 | 8230 | 2003 | 9999 |  |  | N | Natural Gas |  |  |  | DLNB | SCR | [8 empty] | 0.014709 | 0.014709 | 0.014709 | 0.014709 | [11 empty] | Arizona Public Service Co | 100 | Pinnacle West Capital Corp | 100
West Phoenix | 117_G_C5-3 | 117 | G | C5-3 | 71 | Combined Cycle |  | WECC_AZ | Arizona | 4 | Maricopa | 13 | 04013 | 150 | 8230 | 2003 | 9999 |  |  | N | Natural Gas |  |  |  | NH3 | SCR | [8 empty] | 0.014709 | 0.014709 | 0.014709 | 0.014709 | [11 empty] | Arizona Public Service Co | 100 | Pinnacle West Capital Corp | 100
Saguaro | 118_G_GT1 | 118 | G | GT1 |  | Combustion Turbine |  | WECC_AZ | Arizona | 4 | Pinal | 21 | 04021 | 50 | 15103 | 1972 | 9999 |  |  | N | Natural Gas | [12 empty] | 0.8 | 0.32 | 0.32 | 0.32 | 0.32 | [11 empty] | Arizona Public Service Co | 100 | Pinnacle West Capital Corp | 100
Saguaro | 118_G_GT2 | 118 | G | GT2 |  | Combustion Turbine |  | WECC_AZ | Arizona | 4 | Pinal | 21 | 04021 | 50 | 15103 | 1973 | 9999 |  |  | N | Natural Gas | [12 empty] | 0.8 | 0.02409 | 0.02409 | 0.02409 | 0.02409 | [11 empty] | Arizona Public Service Co | 100 | Pinnacle West Capital Corp | 100
Saguaro | 118_G_GE1 | 118 | G | GE1 | 8250 | Combustion Turbine |  | WECC_AZ | Arizona | 4 | Pinal | 21 | 04021 | 76 | 15103 | 2002 | 9999 |  |  | N | Natural Gas |  |  |  | DLNB | [8 empty] | 0.8 | 0.03809 | 0.03809 | 0.03809 | 0.03809 | [11 empty] | Arizona Public Service Co | 100 | Pinnacle West Capital Corp | 100
Yucca | 120_G_GT1 | 120 | G | GT1 |  | Combustion Turbine |  | WECC_AZ | Arizona | 4 | Yuma | 27 | 04027 | 18 | 11938 | 1971 | 9999 |  |  | N | Natural Gas, Distillate Fuel Oil |  |  |  |  | SCR | [7 empty] | 1 | 0.0279 | 0.0279 | 0.0279 | 0.0279 | [11 empty] | Arizona Public Service Co | 100 | Pinnacle West Capital Corp | 100
Yucca | 120_G_GT2 | 120 | G | GT2 |  | Combustion Turbine |  | WECC_AZ | Arizona | 4 | Yuma | 27 | 04027 | 18 | 11938 | 1971 | 9999 |  |  | N | Natural Gas, Distillate Fuel Oil |  |  |  |  | SCR | [7 empty] | 1 | 0.02555 | 0.02555 | 0.02555 | 0.02555 | [11 empty] | Arizona Public Service Co | 100 | Pinnacle West Capital Corp | 100
Yucca | 120_G_GT3 | 120 | G | GT3 |  | Combustion Turbine |  | WECC_AZ | Arizona | 4 | Yuma | 27 | 04027 | 52 | 11938 | 1973 | 9999 |  |  | N | Natural Gas |  |  |  |  | SCR | [7 empty] | 0.8 | 0.08118 | 0.08118 | 0.08118 | 0.08118 | [11 empty] | Arizona Public Service Co | 100 | Pinnacle West Capital Corp | 100
Yucca | 120_G_GT4 | 120 | G | GT4 |  | Combustion Turbine |  | WECC_AZ | Arizona | 4 | Yuma | 27 | 04027 | 51 | 11938 | 1974 | 9999 |  |  | N | Distillate Fuel Oil |  |  |  |  | SCR | [7 empty] | 0.8 | 0.08118 | 0.08118 | 0.08118 | 0.08118 | [11 empty] | Arizona Public Service Co | 100 | Pinnacle West Capital Corp | 100
Yucca | 120_B_1 | 120 | B | 1 | 74 | O/G Steam |  | WECC_AZ | Arizona | 4 | Yuma | 27 | 04027 | 75 | 11154 | 1978 | 9999 | tangential |  | N | Natural Gas | [12 empty] | 1 | 0.10483 | 0.10483 | 0.10483 | 0.10483 | [11 empty] | Imperial Irrigation District | 100 | Imperial Irrigation District | 100
Yucca | 120_G_GT21 | 120 | G | GT21 |  | Combustion Turbine |  | WECC_AZ | Arizona | 4 | Yuma | 27 | 04027 | 20 | 11938 | 1978 | 9999 |  |  | N | Distillate Fuel Oil |  |  |  |  | SCR | [7 empty] | 0.8 | 0.88 | 0.176 | 0.88 | 0.176 | [11 empty] | Imperial Irrigation District | 100 | Imperial Irrigation District | 100
Yucca | 120_G_GT5 | 120 | G | GT5 | 89724 | Combustion Turbine |  | WECC_AZ | Arizona | 4 | Yuma | 27 | 04027 | 47 | 11938 | 2008 | 9999 |  |  | N | Natural Gas |  |  |  |  | SCR | [8 empty] | 0.01024 | 0.01024 | 0.01024 | 0.01024 | [11 empty] | Arizona Public Service Co | 100 | Pinnacle West Capital Corp | 100
Yucca | 120_G_GT6 | 120 | G | GT6 | 89725 | Combustion Turbine |  | WECC_AZ | Arizona | 4 | Yuma | 27 | 04027 | 47 | 11938 | 2008 | 9999 |  |  | N | Natural Gas |  |  |  |  | SCR | [8 empty] | 0.01104 | 0.01104 | 0.01104 | 0.01104 | [11 empty] | Arizona Public Service Co | 100 | Pinnacle West Capital Corp | 100
Demoss Petrie | 124_G_GT2 | 124 | G | GT2 | 76 | Combustion Turbine |  | WECC_AZ | Arizona | 4 | Pima | 19 | 04019 | 75 | 10745 | 2001 | 9999 |  |  | N | Natural Gas |  |  |  | DLNB | [8 empty] | 0.8 | 0.03438 | 0.03438 | 0.03438 | 0.03438 | [11 empty] | Tucson Electric Power Co | 100 | Uns Energy Corp | 100
H Wilson Sundt Generating Station | 126_B_3 | 126 | B | 3 | 79 | O/G Steam |  | WECC_AZ | Arizona | 4 | Pima | 19 | 04019 | 104 | 11372 | 1962 | 9999 | tangential |  | N | Natural Gas | [12 empty] | 1 | 0.21977 | 0.21977 | 0.21977 | 0.21977 | [11 empty] | Tucson Electric Power Co | 100 | Uns Energy Corp | 100
H Wilson Sundt Generating Station | 126_B_4 | 126 | B | 4 | 80 | O/G Steam |  | WECC_AZ | Arizona | 4 | Pima | 19 | 04019 | 156 | 11020 | 1967 | 9999 | wall | dry | N | Natural Gas |  |  |  | LNBO | [8 empty] | 1 | 0.15131 | 0.15131 | 0.15131 | 0.15131 | [11 empty] | Tucson Electric Power Co | 100 | Uns Energy Corp | 100
H Wilson Sundt Generating Station | 126_G_GT1 | 126 | G | GT1 |  | Combustion Turbine |  | WECC_AZ | Arizona | 4 | Pima | 19 | 04019 | 24 | 13349 | 1972 | 9999 |  |  | N | Natural Gas, Distillate Fuel Oil | [12 empty] | 0.8 | 0.06357 | 0.06357 | 0.06357 | 0.06357 | [11 empty] | Tucson Electric Power Co | 100 | Uns Energy Corp | 100
H Wilson Sundt Generating Station | 126_G_GT2 | 126 | G | GT2 |  | Combustion Turbine |  | WECC_AZ | Arizona | 4 | Pima | 19 | 04019 | 24 | 13350 | 1972 | 9999 |  |  | N | Natural Gas, Distillate Fuel Oil | [12 empty] | 0.8 | 0.06357 | 0.06357 | 0.06357 | 0.06357 | [11 empty] | Tucson Electric Power Co | 100 | Uns Energy Corp | 100
H Wilson Sundt Generating Station | 126_G_RIC1 | 126 | G | RIC1 |  | Combustion Turbine | IC Engine | WECC_AZ | Arizona | 4 | Pima | 19 | 04019 | 18.2 | 10745 | 2020 | 9999 |  |  | N | Natural Gas | [13 empty] | 1.061 | 1.061 | 1.061 | 1.061 | [11 empty] | Tucson Electric Power Co | 100 | Uns Energy Corp | 100
H Wilson Sundt Generating Station | 126_G_RIC10 | 126 | G | RIC10 |  | Combustion Turbine | IC Engine | WECC_AZ | Arizona | 4 | Pima | 19 | 04019 | 18.2 | 10745 | 2020 | 9999 |  |  | N | Natural Gas | [13 empty] | 1.061 | 1.061 | 1.061 | 1.061 | [11 empty] | Tucson Electric Power Co | 100 | Uns Energy Corp | 100
H Wilson Sundt Generating Station | 126_G_RIC2 | 126 | G | RIC2 |  | Combustion Turbine | IC Engine | WECC_AZ | Arizona | 4 | Pima | 19 | 04019 | 18.2 | 10745 | 2020 | 9999 |  |  | N | Natural Gas | [13 empty] | 1.061 | 1.061 | 1.061 | 1.061 | [11 empty] | Tucson Electric Power Co | 100 | Uns Energy Corp | 100
H Wilson Sundt Generating Station | 126_G_RIC3 | 126 | G | RIC3 |  | Combustion Turbine | IC Engine | WECC_AZ | Arizona | 4 | Pima | 19 | 04019 | 18.2 | 10745 | 2020 | 9999 |  |  | N | Natural Gas | [13 empty] | 1.061 | 1.061 | 1.061 | 1.061 | [11 empty] | Tucson Electric Power Co | 100 | Uns Energy Corp | 100
H Wilson Sundt Generating Station | 126_G_RIC4 | 126 | G | RIC4 |  | Combustion Turbine | IC Engine | WECC_AZ | Arizona | 4 | Pima | 19 | 04019 | 18.2 | 10745 | 2020 | 9999 |  |  | N | Natural Gas | [13 empty] | 1.061 | 1.061 | 1.061 | 1.061 | [11 empty] | Tucson Electric Power Co | 100 | Uns Energy Corp | 100
H Wilson Sundt Generating Station | 126_G_RIC5 | 126 | G | RIC5 |  | Combustion Turbine | IC Engine | WECC_AZ | Arizona | 4 | Pima | 19 | 04019 | 18.2 | 10745 | 2020 | 9999 |  |  | Y | Natural Gas | [13 empty] | 1.061 | 1.061 | 1.061 | 1.061 | [11 empty] | Tucson Electric Power Co | 100 | Uns Energy Corp | 100
H Wilson Sundt Generating Station | 126_G_RIC6 | 126 | G | RIC6 |  | Combustion Turbine | IC Engine | WECC_AZ | Arizona | 4 | Pima | 19 | 04019 | 18.2 | 10745 | 2020 | 9999 |  |  | Y | Natural Gas | [13 empty] | 1.061 | 1.061 | 1.061 | 1.061 | [11 empty] | Tucson Electric Power Co | 100 | Uns Energy Corp | 100
H Wilson Sundt Generating Station | 126_G_RIC7 | 126 | G | RIC7 |  | Combustion Turbine | IC Engine | WECC_AZ | Arizona | 4 | Pima | 19 | 04019 | 18.2 | 10745 | 2020 | 9999 |  |  | N | Natural Gas | [13 empty] | 1.061 | 1.061 | 1.061 | 1.061 | [11 empty] | Tucson Electric Power Co | 100 | Uns Energy Corp | 100
H Wilson Sundt Generating Station | 126_G_RIC8 | 126 | G | RIC8 |  | Combustion Turbine | IC Engine | WECC_AZ | Arizona | 4 | Pima | 19 | 04019 | 18.2 | 10745 | 2020 | 9999 |  |  | N | Natural Gas | [13 empty] | 1.061 | 1.061 | 1.061 | 1.061 | [11 empty] | Tucson Electric Power Co | 100 | Uns Energy Corp | 100
H Wilson Sundt Generating Station | 126_G_RIC9 | 126 | G | RIC9 |  | Combustion Turbine | IC Engine | WECC_AZ | Arizona | 4 | Pima | 19 | 04019 | 18.2 | 10745 | 2020 | 9999 |  |  | N | Natural Gas | [13 empty] | 1.061 | 1.061 | 1.061 | 1.061 | [11 empty] | Tucson Electric Power Co | 100 | Uns Energy Corp | 100
Cross | 130_B_2 | 130 | B | 2 | 83 | Coal Steam |  | S_VACA | South Carolina | 45 | Berkeley | 15 | 45015 | 570 | 10475 | 1984 | 9999 | tangential | dry | N | Bituminous | Wet Scrubber | 1984 | 0.948 | LNC1 | SCR | 2003 |  | ESPC + WS | No |  |  |  | 0.26 | 0.0692 | 0.0692 | 0.0692 | 0.0692 | 0.05 | 0.1 | 0.56 | 0.99 | [7 empty] | Santee Cooper | 100 | Santee Cooper | 100
Cross | 130_B_1 | 130 | B | 1 | 82 | Coal Steam |  | S_VACA | South Carolina | 45 | Berkeley | 15 | 45015 | 580 | 10570 | 1995 | 9999 | wall | dry | N | Bituminous | Wet Scrubber | 1995 | 0.977 | LNBO | SCR | 2002 |  | ESPC + WS | No |  |  |  | 0.26 | 0.08232 | 0.08232 | 0.08232 | 0.08232 | 0.05 | 0.1 | 0.56 | 0.99 | [7 empty] | Santee Cooper | 100 | Santee Cooper | 100
Cross | 130_B_3 | 130 | B | 3 | 89490 | Coal Steam |  | S_VACA | South Carolina | 45 | Berkeley | 15 | 45015 | 600 | 9772 | 2007 | 9999 | tangential | dry | N | Bituminous | Wet Scrubber | 2007 | 0.983 | LNC3 | SCR | 2007 |  | ESPC + WS | No |  |  |  | 0.26 | 0.06333 | 0.06333 | 0.06333 | 0.06333 | 0.05 | 0.1 | 0.56 | 0.99 | [7 empty] | Santee Cooper | 100 | Santee Cooper | 100
Cross | 130_B_4 | 130 | B | 4 | 89491 | Coal Steam |  | S_VACA | South Carolina | 45 | Berkeley | 15 | 45015 | 600 | 9801 | 2008 | 9999 | tangential | dry | N | Bituminous | Wet Scrubber | 2008 | 0.984 | LNC3 | SCR | 2008 |  | ESPC + WS | No |  |  |  | 0.26 | 0.06517 | 0.06517 | 0.06517 | 0.06517 | 0.05 | 0.1 | 0.56 | 0.99 | [7 empty] | Santee Cooper | 100 | Santee Cooper | 100
Seminole (FL) | 136_B_2 | 136 | B | 2 | 85 | Coal Steam |  | FRCC | Florida | 12 | Putnam | 107 | 12107 | 657 | 9871 | 1984 | 9999 | wall | dry | N | Bituminous | Wet Scrubber | 1984 | 0.95 | LNBO | SCR | 2009 |  | ESPC | No |  |  |  | 0.2 | 0.4449 | 0.05939 | 0.4449 | 0.05939 | 0.05 | 0.1 | 0.56 | 0.99 | [6 empty] | Yes | Seminole Electric Coop Inc | 100 | Seminole Electric Coop Inc | 100
Agua Fria | 141_B_2 | 141 | B | 2 | 87 | O/G Steam |  | WECC_AZ | Arizona | 4 | Maricopa | 13 | 04013 | 113 | 12776 | 1957 | 9999 | wall | dry | N | Natural Gas | [12 empty] | 1 | 0.24557 | 0.24557 | 0.24557 | 0.24557 | [11 empty] | Salt River Project | 100 | Salt River Project | 100
Agua Fria | 141_B_1 | 141 | B | 1 | 86 | O/G Steam |  | WECC_AZ | Arizona | 4 | Maricopa | 13 | 04013 | 113 | 12852 | 1958 | 9999 | wall | dry | N | Natural Gas | [12 empty] | 1 | 0.26731 | 0.26731 | 0.26731 | 0.26731 | [11 empty] | Salt River Project | 100 | Salt River Project | 100
Agua Fria | 141_B_3 | 141 | B | 3 | 88 | O/G Steam |  | WECC_AZ | Arizona | 4 | Maricopa | 13 | 04013 | 181 | 11979 | 1961 | 9999 | wall | dry | N | Natural Gas | [12 empty] | 1 | 0.45588 | 0.45588 | 0.45588 | 0.45588 | [11 empty] | Salt River Project | 100 | Salt River Project | 100
Agua Fria | 141_G_AF5 | 141 | G | AF5 |  | Combustion Turbine |  | WECC_AZ | Arizona | 4 | Maricopa | 13 | 04013 | 73 | 25000 | 1974 | 9999 |  |  | N | Natural Gas, Distillate Fuel Oil | [12 empty] | 0.8 | 0.23721 | 0.23721 | 0.23721 | 0.23721 | [11 empty] | Salt River Project | 100 | Salt River Project | 100
Agua Fria | 141_G_AF6 | 141 | G | AF6 |  | Combustion Turbine |  | WECC_AZ | Arizona | 4 | Maricopa | 13 | 04013 | 73 | 25000 | 1974 | 9999 |  |  | N | Natural Gas, Distillate Fuel Oil | [12 empty] | 0.8 | 0.26998 | 0.26998 | 0.26998 | 0.26998 | [11 empty] | Salt River Project | 100 | Salt River Project | 100
Agua Fria | 141_G_AF4 | 141 | G | AF4 |  | Combustion Turbine |  | WECC_AZ | Arizona | 4 | Maricopa | 13 | 04013 | 73 | 25000 | 1975 | 9999 |  |  | N | Natural Gas, Distillate Fuel Oil | [12 empty] | 0.8 | 0.1391 | 0.1391 | 0.1391 | 0.1391 | [11 empty] | Salt River Project | 100 | Salt River Project | 100
Agua Fria | 141_G_PV-3 | 141 | G | PV-3 |  | Solar PV |  | WECC_AZ | Arizona | 4 | Maricopa | 13 | 04013 | 0.2 | 0 | 2001 | 9999 |  |  | N | Solar | [13 empty] | 0 | 0 | 0 | 0 | [11 empty] | Salt River Project | 100 | Salt River Project | 100
Horse Mesa | 145_G_HM1 | 145 | G | HM1 |  | Hydro |  | WECC_AZ | Arizona | 4 | Maricopa | 13 | 04013 | 10 | 0 | 1927 | 9999 |  |  | N | Hydro | [13 empty] | 0 | 0 | 0 | 0 | [11 empty] | Salt River Project | 100 | Salt River Project | 100
Horse Mesa | 145_G_HM2 | 145 | G | HM2 |  | Hydro |  | WECC_AZ | Arizona | 4 | Maricopa | 13 | 04013 | 10 | 0 | 1927 | 9999 |  |  | N | Hydro | [13 empty] | 0 | 0 | 0 | 0 | [11 empty] | Salt River Project | 100 | Salt River Project | 100
Horse Mesa | 145_G_HM3 | 145 | G | HM3 |  | Hydro |  | WECC_AZ | Arizona | 4 | Maricopa | 13 | 04013 | 10 | 0 | 1927 | 9999 |  |  | N | Hydro | [13 empty] | 0 | 0 | 0 | 0 | [11 empty] | Salt River Project | 100 | Salt River Project | 100
Horse Mesa | 145_G_HM4 | 145 | G | HM4 |  | Pumped Storage |  | WECC_AZ | Arizona | 4 | Maricopa | 13 | 04013 | 119 | 0 | 1972 | 9999 |  |  | N | Pumped Storage | [13 empty] | 0 | 0 | 0 | 0 | [11 empty] | Salt River Project | 100 | Salt River Project | 100
Kyrene | 147_G_KY4 | 147 | G | KY4 |  | Combustion Turbine |  | WECC_AZ | Arizona | 4 | Maricopa | 13 | 04013 | 59 | 24801 | 1971 | 9999 |  |  | N | Natural Gas, Distillate Fuel Oil | [12 empty] | 1 | 0.42278 | 0.42278 | 0.42278 | 0.42278 | [11 empty] | Salt River Project | 100 | Salt River Project | 100
Kyrene | 147_G_KY5 | 147 | G | KY5 |  | Combustion Turbine |  | WECC_AZ | Arizona | 4 | Maricopa | 13 | 04013 | 53 | 24796 | 1973 | 9999 |  |  | N | Natural Gas, Distillate Fuel Oil | [12 empty] | 0.8 | 0.42278 | 0.42278 | 0.42278 | 0.42278 | [11 empty] | Salt River Project | 100 | Salt River Project | 100
Kyrene | 147_G_KY6 | 147 | G | KY6 |  | Combustion Turbine |  | WECC_AZ | Arizona | 4 | Maricopa | 13 | 04013 | 53 | 24796 | 1973 | 9999 |  |  | N | Natural Gas, Distillate Fuel Oil | [12 empty] | 0.8 | 0.42278 | 0.42278 | 0.42278 | 0.42278 | [11 empty] | Salt River Project | 100 | Salt River Project | 100
Kyrene | 147_G_KY7 | 147 | G | KY7 | 91 | Combined Cycle |  | WECC_AZ | Arizona | 4 | Maricopa | 13 | 04013 | 148 | 7437 | 2002 | 9999 |  |  | N | Natural Gas |  |  |  | DLNB | SCR | [8 empty] | 0.009024 | 0.009024 | 0.009024 | 0.009024 | [11 empty] | Salt River Project | 100 | Salt River Project | 100
Kyrene | 147_G_KY7A | 147 | G | KY7A | 91 | Combined Cycle |  | WECC_AZ | Arizona | 4 | Maricopa | 13 | 04013 | 106 | 7437 | 2002 | 9999 |  |  | N | Natural Gas |  |  |  | LNB | SCR | [8 empty] | 0.009024 | 0.009024 | 0.009024 | 0.009024 | [11 empty] | Salt River Project | 100 | Salt River Project | 100
Mormon Flat | 148_G_MF1 | 148 | G | MF1 |  | Hydro |  | WECC_AZ | Arizona | 4 | Maricopa | 13 | 04013 | 11.5 | 0 | 1926 | 9999 |  |  | N | Hydro | [13 empty] | 0 | 0 | 0 | 0 | [11 empty] | Salt River Project | 100 | Salt River Project | 100
Mormon Flat | 148_G_MF2 | 148 | G | MF2 |  | Pumped Storage |  | WECC_AZ | Arizona | 4 | Maricopa | 13 | 04013 | 57.3 | 0 | 1971 | 9999 |  |  | N | Pumped Storage | [13 empty] | 0 | 0 | 0 | 0 | [11 empty] | Salt River Project | 100 | Salt River Project | 100
Roosevelt | 149_G_ROOS | 149 | G | ROOS |  | Hydro |  | WECC_AZ | Arizona | 4 | Maricopa | 13 | 04013 | 36 | 0 | 1973 | 9999 |  |  | N | Hydro | [13 empty] | 0 | 0 | 0 | 0 | [11 empty] | Salt River Project | 100 | Salt River Project | 100
Stewart Mountain | 150_G_SM | 150 | G | SM |  | Hydro |  | WECC_AZ | Arizona | 4 | Maricopa | 13 | 04013 | 13 | 0 | 1930 | 9999 |  |  | N | Hydro | [13 empty] | 0 | 0 | 0 | 0 | [11 empty] | Salt River Project | 100 | Salt River Project | 100
McClure | 151_G_1 | 151 | G | 1 |  | Combustion Turbine |  | WEC_BANC | California | 6 | Stanislaus | 99 | 06099 | 53.5 | 17486 | 1980 | 9999 |  |  | N | Natural Gas, Distillate Fuel Oil | [12 empty] | 4.9 | 0.05104 | 0.05104 | 0.05104 | 0.05104 | [11 empty] | Modesto Irrigation District | 100 | Modesto Irrigation District | 100
McClure | 151_G_2 | 151 | G | 2 |  | Combustion Turbine |  | WEC_BANC | California | 6 | Stanislaus | 99 | 06099 | 53.5 | 17490 | 1981 | 9999 |  |  | N | Natural Gas, Distillate Fuel Oil | [12 empty] | 4.9 | 0.05231 | 0.05231 | 0.05231 | 0.05231 | [11 empty] | Modesto Irrigation District | 100 | Modesto Irrigation District | 100
Davis Dam | 152_G_1 | 152 | G | 1 |  | Hydro |  | WECC_AZ | Arizona | 4 | Mohave | 15 | 04015 | 51.7 | 0 | 1951 | 9999 |  |  | N | Hydro | [13 empty] | 0 | 0 | 0 | 0 | [11 empty] | U S Bureau of Reclamation | 100 | U S Bureau of Reclamation | 100
Davis Dam | 152_G_2 | 152 | G | 2 |  | Hydro |  | WECC_AZ | Arizona | 4 | Mohave | 15 | 04015 | 51.7 | 0 | 1951 | 9999 |  |  | N | Hydro | [13 empty] | 0 | 0 | 0 | 0 | [11 empty] | U S Bureau of Reclamation | 100 | U S Bureau of Reclamation | 100
Davis Dam | 152_G_3 | 152 | G | 3 |  | Hydro |  | WECC_AZ | Arizona | 4 | Mohave | 15 | 04015 | 48 | 0 | 1951 | 9999 |  |  | N | Hydro | [13 empty] | 0 | 0 | 0 | 0 | [11 empty] | U S Bureau of Reclamation | 100 | U S Bureau of Reclamation | 100
Davis Dam | 152_G_4 | 152 | G | 4 |  | Hydro |  | WECC_AZ | Arizona | 4 | Mohave | 15 | 04015 | 51.7 | 0 | 1951 | 9999 |  |  | N | Hydro | [13 empty] | 0 | 0 | 0 | 0 | [11 empty] | U S Bureau of Reclamation | 100 | U S Bureau of Reclamation | 100
Davis Dam | 152_G_5 | 152 | G | 5 |  | Hydro |  | WECC_AZ | Arizona | 4 | Mohave | 15 | 04015 | 51.7 | 0 | 1951 | 9999 |  |  | N | Hydro | [13 empty] | 0 | 0 | 0 | 0 | [11 empty] | U S Bureau of Reclamation | 100 | U S Bureau of Reclamation | 100
Glen Canyon Dam | 153_G_1 | 153 | G | 1 |  | Hydro |  | WECC_AZ | Arizona | 4 | Coconino | 5 | 04005 | 165 | 0 | 1964 | 9999 |  |  | N | Hydro | [13 empty] | 0 | 0 | 0 | 0 | [11 empty] | U S Bureau of Reclamation | 100 | U S Bureau of Reclamation | 100
Glen Canyon Dam | 153_G_2 | 153 | G | 2 |  | Hydro |  | WECC_AZ | Arizona | 4 | Coconino | 5 | 04005 | 165 | 0 | 1964 | 9999 |  |  | N | Hydro | [13 empty] | 0 | 0 | 0 | 0 | [11 empty] | U S Bureau of Reclamation | 100 | U S Bureau of Reclamation | 100
Glen Canyon Dam | 153_G_3 | 153 | G | 3 |  | Hydro |  | WECC_AZ | Arizona | 4 | Coconino | 5 | 04005 | 165 | 0 | 1964 | 9999 |  |  | N | Hydro | [13 empty] | 0 | 0 | 0 | 0 | [11 empty] | U S Bureau of Reclamation | 100 | U S Bureau of Reclamation | 100
Glen Canyon Dam | 153_G_4 | 153 | G | 4 |  | Hydro |  | WECC_AZ | Arizona | 4 | Coconino | 5 | 04005 | 165 | 0 | 1965 | 9999 |  |  | N | Hydro | [13 empty] | 0 | 0 | 0 | 0 | [11 empty] | U S Bureau of Reclamation | 100 | U S Bureau of Reclamation | 100
Glen Canyon Dam | 153_G_5 | 153 | G | 5 |  | Hydro |  | WECC_AZ | Arizona | 4 | Coconino | 5 | 04005 | 165 | 0 | 1965 | 9999 |  |  | N | Hydro | [13 empty] | 0 | 0 | 0 | 0 | [11 empty] | U S Bureau of Reclamation | 100 | U S Bureau of Reclamation | 100
Glen Canyon Dam | 153_G_6 | 153 | G | 6 |  | Hydro |  | WECC_AZ | Arizona | 4 | Coconino | 5 | 04005 | 165 | 0 | 1965 | 9999 |  |  | N | Hydro | [13 empty] | 0 | 0 | 0 | 0 | [11 empty] | U S Bureau of Reclamation | 100 | U S Bureau of Reclamation | 100
Glen Canyon Dam | 153_G_7 | 153 | G | 7 |  | Hydro |  | WECC_AZ | Arizona | 4 | Coconino | 5 | 04005 | 157 | 0 | 1966 | 9999 |  |  | N | Hydro | [13 empty] | 0 | 0 | 0 | 0 | [11 empty] | U S Bureau of Reclamation | 100 | U S Bureau of Reclamation | 100
Glen Canyon Dam | 153_G_8 | 153 | G | 8 |  | Hydro |  | WECC_AZ | Arizona | 4 | Coconino | 5 | 04005 | 165 | 0 | 1966 | 9999 |  |  | N | Hydro | [13 empty] | 0 | 0 | 0 | 0 | [11 empty] | U S Bureau of Reclamation | 100 | U S Bureau of Reclamation | 100
Hoover Dam (NV) | 154_G_N0 | 154 | G | N0 |  | Hydro |  | WECC_SNV | Nevada | 32 | Clark | 3 | 32003 | 2.4 | 0 | 1936 | 9999 |  |  | N | Hydro | [13 empty] | 0 | 0 | 0 | 0 | [11 empty] | U S Bureau of Reclamation | 100 | U S Bureau of Reclamation | 100
Hoover Dam (NV) | 154_G_N1 | 154 | G | N1 |  | Hydro |  | WECC_SNV | Nevada | 32 | Clark | 3 | 32003 | 130 | 0 | 1936 | 9999 |  |  | N | Hydro | [13 empty] | 0 | 0 | 0 | 0 | [11 empty] | U S Bureau of Reclamation | 100 | U S Bureau of Reclamation | 100
Hoover Dam (NV) | 154_G_N2 | 154 | G | N2 |  | Hydro |  | WECC_SNV | Nevada | 32 | Clark | 3 | 32003 | 130 | 0 | 1936 | 9999 |  |  | N | Hydro | [13 empty] | 0 | 0 | 0 | 0 | [11 empty] | U S Bureau of Reclamation | 100 | U S Bureau of Reclamation | 100
Hoover Dam (NV) | 154_G_N4 | 154 | G | N4 |  | Hydro |  | WECC_SNV | Nevada | 32 | Clark | 3 | 32003 | 130 | 0 | 1936 | 9999 |  |  | N | Hydro | [13 empty] | 0 | 0 | 0 | 0 | [11 empty] | U S Bureau of Reclamation | 100 | U S Bureau of Reclamation | 100
Hoover Dam (NV) | 154_G_N3 | 154 | G | N3 |  | Hydro |  | WECC_SNV | Nevada | 32 | Clark | 3 | 32003 | 130 | 0 | 1937 | 9999 |  |  | N | Hydro | [13 empty] | 0 | 0 | 0 | 0 | [11 empty] | U S Bureau of Reclamation | 100 | U S Bureau of Reclamation | 100
Hoover Dam (NV) | 154_G_N5 | 154 | G | N5 |  | Hydro |  | WECC_SNV | Nevada | 32 | Clark | 3 | 32003 | 130 | 0 | 1938 | 9999 |  |  | N | Hydro | [13 empty] | 0 | 0 | 0 | 0 | [11 empty] | U S Bureau of Reclamation | 100 | U S Bureau of Reclamation | 100
Hoover Dam (NV) | 154_G_N6 | 154 | G | N6 |  | Hydro |  | WECC_SNV | Nevada | 32 | Clark | 3 | 32003 | 130 | 0 | 1938 | 9999 |  |  | N | Hydro | [13 empty] | 0 | 0 | 0 | 0 | [11 empty] | U S Bureau of Reclamation | 100 | U S Bureau of Reclamation | 100
Hoover Dam (NV) | 154_G_N7 | 154 | G | N7 |  | Hydro |  | WECC_SNV | Nevada | 32 | Clark | 3 | 32003 | 127 | 0 | 1944 | 9999 |  |  | N | Hydro | [13 empty] | 0 | 0 | 0 | 0 | [11 empty] | U S Bureau of Reclamation | 100 | U S Bureau of Reclamation | 100
Hoover Dam (NV) | 154_G_N8 | 154 | G | N8 |  | Hydro |  | WECC_SNV | Nevada | 32 | Clark | 3 | 32003 | 130 | 0 | 1961 | 9999 |  |  | N | Hydro | [13 empty] | 0 | 0 | 0 | 0 | [11 empty] | U S Bureau of Reclamation | 100 | U S Bureau of Reclamation | 100
Lake Creek Dam | 159_G_1 | 159 | G | 1 |  | Hydro |  | WECC_UT | Utah | 49 | Wasatch | 51 | 49051 | 1 | 0 | 1981 | 9999 |  |  | N | Hydro | [13 empty] | 0 | 0 | 0 | 0 | [11 empty] | Heber Light & Power Co | 100 | Heber Light & Power Co | 100
Apache Station | 160_G_GT1 | 160 | G | GT1 |  | Combustion Turbine |  | WECC_AZ | Arizona | 4 | Cochise | 3 | 04003 | 10 | 13017 | 1963 | 9999 |  |  | N | Natural Gas | [13 empty] | 0.05083 | 0.05083 | 0.05083 | 0.05083 | [11 empty] | Arizona Electric Power Coop Inc | 100 | Arizona Electric Power Coop Inc | 100
Apache Station | 160_G_GT2 | 160 | G | GT2 |  | Combustion Turbine |  | WECC_AZ | Arizona | 4 | Cochise | 3 | 04003 | 18.5 | 13017 | 1972 | 9999 |  |  | N | Natural Gas, Distillate Fuel Oil | [12 empty] | 1 | 0.05083 | 0.05083 | 0.05083 | 0.05083 | [11 empty] | Arizona Electric Power Coop Inc | 100 | Arizona Electric Power Coop Inc | 100
Apache Station | 160_G_GT3 | 160 | G | GT3 |  | Combustion Turbine |  | WECC_AZ | Arizona | 4 | Cochise | 3 | 04003 | 60 | 13017 | 1975 | 9999 |  |  | N | Natural Gas | [13 empty] | 0.05083 | 0.05083 | 0.05083 | 0.05083 | [11 empty] | Arizona Electric Power Coop Inc | 100 | Arizona Electric Power Coop Inc | 100
Apache Station | 160_B_1 | 160 | B | 1 | 92 | O/G Steam |  | WECC_AZ | Arizona | 4 | Cochise | 3 | 04003 | 72 | 10915 | 1979 | 9999 | wall | dry | N | Natural Gas |  |  |  | LNB | [8 empty] | 0.00064 | 0.04107 | 0.04107 | 0.04107 | 0.04107 | [10 empty] | Yes | Arizona Electric Power Coop Inc | 100 | Arizona Electric Power Coop Inc | 100
Apache Station | 160_B_2 | 160 | B | 2 | 93 | O/G Steam |  | WECC_AZ | Arizona | 4 | Cochise | 3 | 04003 | 175 | 11061 | 1979 | 9999 | wall | dry | N | Natural Gas |  |  |  | FR + LNB + OFA | [8 empty] | 0.00064 | 0.06674 | 0.06674 | 0.06674 | 0.06674 | [10 empty] | Yes | Arizona Electric Power Coop Inc | 100 | Arizona Electric Power Coop Inc | 100
Apache Station | 160_B_3 | 160 | B | 3 | 94 | Coal Steam |  | WECC_AZ | Arizona | 4 | Cochise | 3 | 04003 | 175 | 11040 | 1979 | 9999 | wall | dry | N | Bituminous, Subbituminous | Wet Scrubber | 1979 | 0.85 | LNB + OFA | SNCR |  | 2017 | ESPH | No | ACI | 2016 |  | 0.15 | 0.34043 | 0.18535 | 0.34043 | 0.18535 | 0.05 | 0.1 | 0.1 | 0.9 | [6 empty] | Yes | Arizona Electric Power Coop Inc | 100 | Arizona Electric Power Coop Inc | 100
Apache Station | 160_G_GT4 | 160 | G | GT4 | 88320 | Combustion Turbine |  | WECC_AZ | Arizona | 4 | Cochise | 3 | 04003 | 38 | 13017 | 2002 | 9999 |  |  | N | Natural Gas, Distillate Fuel Oil |  |  |  | H2O | SCR | 2002 | [6 empty] | 1 | 0.02383 | 0.02383 | 0.02383 | 0.02383 | [11 empty] | Arizona Electric Power Coop Inc | 100 | Arizona Electric Power Coop Inc | 100
Turlock Lake | 161_G_1 | 161 | G | 1 |  | Hydro |  | WEC_CALN | California | 6 | Stanislaus | 99 | 06099 | 1.1 | 0 | 1980 | 9999 |  |  | N | Hydro | [13 empty] | 0 | 0 | 0 | 0 | [11 empty] | Turlock Irrigation District | 100 | Turlock Irrigation District | 100
Turlock Lake | 161_G_2 | 161 | G | 2 |  | Hydro |  | WEC_CALN | California | 6 | Stanislaus | 99 | 06099 | 1.1 | 0 | 1980 | 9999 |  |  | N | Hydro | [13 empty] | 0 | 0 | 0 | 0 | [11 empty] | Turlock Irrigation District | 100 | Turlock Irrigation District | 100
Turlock Lake | 161_G_3 | 161 | G | 3 |  | Hydro |  | WEC_CALN | California | 6 | Stanislaus | 99 | 06099 | 1.1 | 0 | 1980 | 9999 |  |  | N | Hydro | [13 empty] | 0 | 0 | 0 | 0 | [11 empty] | Turlock Irrigation District | 100 | Turlock Irrigation District | 100
Hickman | 162_G_1 | 162 | G | 1 |  | Hydro |  | WEC_CALN | California | 6 | Stanislaus | 99 | 06099 | 0.5 | 0 | 1979 | 9999 |  |  | N | Hydro | [13 empty] | 0 | 0 | 0 | 0 | [11 empty] | Turlock Irrigation District | 100 | Turlock Irrigation District | 100
Hickman | 162_G_2 | 162 | G | 2 |  | Hydro |  | WEC_CALN | California | 6 | Stanislaus | 99 | 06099 | 0.5 | 0 | 1979 | 9999 |  |  | N | Hydro | [13 empty] | 0 | 0 | 0 | 0 | [11 empty] | Turlock Irrigation District | 100 | Turlock Irrigation District | 100
GREC | 165_B_2 | 165 | B | 2 | 96 | Coal Steam |  | SPP_WEST | Oklahoma | 40 | Mayes | 97 | 40097 | 492 | 12314 | 1982 | 9999 | wall | dry | N | Subbituminous | Dry Scrubber | 1986 | 0.85 | LNB + LNBO |  |  |  | B | NA | ACI | 2015 |  | 0.6 | 0.19884 | 0.19884 | 0.19884 | 0.19884 | 0.1 | 0.1 | 0.1 | 0.9 | [7 empty] | Grand River Dam Authority | 61.5 | Grand River Dam Authority | 61.5
GREC | 165_G_3CT | 165 | G | 3CT | 91186 | Combined Cycle |  | SPP_WEST | Oklahoma | 40 | Mayes | 97 | 40097 | 307 | 7050 | 2017 | 9999 |  |  | N | Natural Gas |  |  |  |  | SCR | [8 empty] | 0.02306 | 0.02306 | 0.02306 | 0.02306 | [11 empty] | Grand River Dam Authority | 100 | Grand River Dam Authority | 100
GREC | 165_G_3ST | 165 | G | 3ST | 91186 | Combined Cycle |  | SPP_WEST | Oklahoma | 40 | Mayes | 97 | 40097 | 160.5 | 7050 | 2017 | 9999 |  |  | N | Natural Gas |  |  |  |  | SCR | [8 empty] | 0.02306 | 0.02306 | 0.02306 | 0.02306 | [11 empty] | Grand River Dam Authority | 100 | Grand River Dam Authority | 100
Carpenter | 166_G_1 | 166 | G | 1 |  | Hydro |  | MIS_AR | Arkansas | 5 | Garland | 51 | 05051 | 30.9 | 0 | 1932 | 9999 |  |  | N | Hydro | [13 empty] | 0 | 0 | 0 | 0 | [11 empty] | Entergy Arkansas LLC | 100 | Entergy Corp | 100
Carpenter | 166_G_2 | 166 | G | 2 |  | Hydro |  | MIS_AR | Arkansas | 5 | Garland | 51 | 05051 | 30.8 | 0 | 1932 | 9999 |  |  | N | Hydro | [13 empty] | 0 | 0 | 0 | 0 | [11 empty] | Entergy Arkansas LLC | 100 | Entergy Corp | 100
Osceola (AR) | 172_G_9 | 172 | G | 9 |  | Combustion Turbine | IC Engine | MIS_AR | Arkansas | 5 | Mississippi | 93 | 05093 | 1.6 | 12283 | 1992 | 9999 |  |  | N | Distillate Fuel Oil | [13 empty] | 1.6498 | 1.6498 | 1.6498 | 1.6498 | [11 empty] | Osceola AR (City of) | 100 | Osceola AR (City of) | 100
Remmel | 174_G_1 | 174 | G | 1 |  | Hydro |  | MIS_AR | Arkansas | 5 | Hot Spring | 59 | 05059 | 3.9 | 0 | 1925 | 9999 |  |  | N | Hydro | [13 empty] | 0 | 0 | 0 | 0 | [11 empty] | Entergy Arkansas LLC | 100 | Entergy Corp | 100
Remmel | 174_G_2 | 174 | G | 2 |  | Hydro |  | MIS_AR | Arkansas | 5 | Hot Spring | 59 | 05059 | 3.7 | 0 | 1925 | 9999 |  |  | N | Hydro | [13 empty] | 0 | 0 | 0 | 0 | [11 empty] | Entergy Arkansas LLC | 100 | Entergy Corp | 100
Remmel | 174_G_3 | 174 | G | 3 |  | Hydro |  | MIS_AR | Arkansas | 5 | Hot Spring | 59 | 05059 | 3.8 | 0 | 1925 | 9999 |  |  | N | Hydro | [13 empty] | 0 | 0 | 0 | 0 | [11 empty] | Entergy Arkansas LLC | 100 | Entergy Corp | 100
Volta 2 | 180_G_1 | 180 | G | 1 |  | Hydro |  | WEC_CALN | California | 6 | Shasta | 89 | 06089 | 0.9 | 0 | 1981 | 9999 |  |  | N | Hydro | [13 empty] | 0 | 0 | 0 | 0 | [11 empty] | Pacific Gas & Electric Co | 100 | PG&E Corp | 100
Beaver Dam | 182_G_1 | 182 | G | 1 |  | Hydro |  | SPP_WEST | Arkansas | 5 | Carroll | 15 | 05015 | 64.4 | 0 | 1965 | 9999 |  |  | N | Hydro | [13 empty] | 0 | 0 | 0 | 0 | [11 empty] | USACE Little Rock District | 100 | U S Army Corps of Engineers | 100
Beaver Dam | 182_G_2 | 182 | G | 2 |  | Hydro |  | SPP_WEST | Arkansas | 5 | Carroll | 15 | 05015 | 64.4 | 0 | 1965 | 9999 |  |  | N | Hydro | [13 empty] | 0 | 0 | 0 | 0 | [11 empty] | USACE Little Rock District | 100 | U S Army Corps of Engineers | 100
Degray | 187_G_1 | 187 | G | 1 |  | Hydro |  | SPP_WEST | Arkansas | 5 | Clark | 19 | 05019 | 40 | 0 | 1972 | 9999 |  |  | N | Hydro | [13 empty] | 0 | 0 | 0 | 0 | [11 empty] | USACE Vicksburg District | 100 | U S Army Corps of Engineers | 100
Degray | 187_G_2 | 187 | G | 2 |  | Pumped Storage |  | SPP_WEST | Arkansas | 5 | Clark | 19 | 05019 | 28 | 0 | 1972 | 9999 |  |  | N | Pumped Storage | [13 empty] | 0 | 0 | 0 | 0 | [11 empty] | USACE Vicksburg District | 100 | U S Army Corps of Engineers | 100
Greers Ferry Lake | 188_G_1 | 188 | G | 1 |  | Hydro |  | SPP_WEST | Arkansas | 5 | Cleburne | 23 | 05023 | 50 | 0 | 1964 | 9999 |  |  | N | Hydro | [13 empty] | 0 | 0 | 0 | 0 | [11 empty] | USACE Little Rock District | 100 | U S Army Corps of Engineers | 100
Greers Ferry Lake | 188_G_2 | 188 | G | 2 |  | Hydro |  | SPP_WEST | Arkansas | 5 | Cleburne | 23 | 05023 | 40 | 0 | 1964 | 9999 |  |  | N | Hydro | [13 empty] | 0 | 0 | 0 | 0 | [11 empty] | USACE Little Rock District | 100 | U S Army Corps of Engineers | 100
Municipal Light | 193_G_2 | 193 | G | 2 |  | Combustion Turbine | IC Engine | SPP_WEST | Arkansas | 5 | Clay | 21 | 05021 | 0.6 | 12283 | 1952 | 9999 |  |  | N | Distillate Fuel Oil | [13 empty] | 1.6498 | 1.6498 | 1.6498 | 1.6498 | [11 empty] | Piggott Municipal Light Water & Sewer | 100 | Piggott Municipal Light Water & Sewer | 100
Municipal Light | 193_G_7 | 193 | G | 7 |  | Combustion Turbine | IC Engine | SPP_WEST | Arkansas | 5 | Clay | 21 | 05021 | 1.1 | 12283 | 1955 | 9999 |  |  | N | Distillate Fuel Oil | [13 empty] | 1.6498 | 1.6498 | 1.6498 | 1.6498 | [11 empty] | Piggott Municipal Light Water & Sewer | 100 | Piggott Municipal Light Water & Sewer | 100
Municipal Light | 193_G_6 | 193 | G | 6 |  | Combustion Turbine | IC Engine | SPP_WEST | Arkansas | 5 | Clay | 21 | 05021 | 1.3 | 12283 | 1959 | 9999 |  |  | N | Distillate Fuel Oil | [13 empty] | 1.6498 | 1.6498 | 1.6498 | 1.6498 | [11 empty] | Piggott Municipal Light Water & Sewer | 100 | Piggott Municipal Light Water & Sewer | 100
Municipal Light | 193_G_1 | 193 | G | 1 |  | Combustion Turbine | IC Engine | SPP_WEST | Arkansas | 5 | Clay | 21 | 05021 | 2 | 12283 | 1963 | 9999 |  |  | N | Distillate Fuel Oil | [13 empty] | 1.6498 | 1.6498 | 1.6498 | 1.6498 | [11 empty] | Piggott Municipal Light Water & Sewer | 100 | Piggott Municipal Light Water & Sewer | 100
Municipal Light | 193_G_4 | 193 | G | 4 |  | Combustion Turbine | IC Engine | SPP_WEST | Arkansas | 5 | Clay | 21 | 05021 | 2.2 | 12283 | 1976 | 9999 |  |  | N | Distillate Fuel Oil | [13 empty] | 1.6498 | 1.6498 | 1.6498 | 1.6498 | [11 empty] | Piggott Municipal Light Water & Sewer | 100 | Piggott Municipal Light Water & Sewer | 100
Narrows (AR) | 195_G_1 | 195 | G | 1 |  | Hydro |  | SPP_WEST | Arkansas | 5 | Pike | 109 | 05109 | 9.7 | 0 | 1950 | 9999 |  |  | N | Hydro | [13 empty] | 0 | 0 | 0 | 0 | [11 empty] | USACE Vicksburg District | 100 | U S Army Corps of Engineers | 100
Narrows (AR) | 195_G_2 | 195 | G | 2 |  | Hydro |  | SPP_WEST | Arkansas | 5 | Pike | 109 | 05109 | 9.7 | 0 | 1950 | 9999 |  |  | N | Hydro | [13 empty] | 0 | 0 | 0 | 0 | [11 empty] | USACE Vicksburg District | 100 | U S Army Corps of Engineers | 100
Narrows (AR) | 195_G_3 | 195 | G | 3 |  | Hydro |  | SPP_WEST | Arkansas | 5 | Pike | 109 | 05109 | 9.7 | 0 | 1969 | 9999 |  |  | N | Hydro | [13 empty] | 0 | 0 | 0 | 0 | [11 empty] | USACE Vicksburg District | 100 | U S Army Corps of Engineers | 100
Norfork | 196_G_2 | 196 | G | 2 |  | Hydro |  | SPP_WEST | Arkansas | 5 | Baxter | 5 | 05005 | 40 | 0 | 1944 | 9999 |  |  | N | Hydro | [13 empty] | 0 | 0 | 0 | 0 | [11 empty] | USACE Little Rock District | 100 | U S Army Corps of Engineers | 100
Norfork | 196_G_1 | 196 | G | 1 |  | Hydro |  | SPP_WEST | Arkansas | 5 | Baxter | 5 | 05005 | 40 | 0 | 1950 | 9999 |  |  | N | Hydro | [13 empty] | 0 | 0 | 0 | 0 | [11 empty] | USACE Little Rock District | 100 | U S Army Corps of Engineers | 100
Blakely Mountain | 197_G_1 | 197 | G | 1 |  | Hydro |  | MIS_AR | Arkansas | 5 | Garland | 51 | 05051 | 37.5 | 0 | 1955 | 9999 |  |  | N | Hydro | [13 empty] | 0 | 0 | 0 | 0 | [11 empty] | USACE Vicksburg District | 100 | U S Army Corps of Engineers | 100
Blakely Mountain | 197_G_2 | 197 | G | 2 |  | Hydro |  | MIS_AR | Arkansas | 5 | Garland | 51 | 05051 | 37.5 | 0 | 1955 | 9999 |  |  | N | Hydro | [13 empty] | 0 | 0 | 0 | 0 | [11 empty] | USACE Vicksburg District | 100 | U S Army Corps of Engineers | 100
Bull Shoals | 198_G_1 | 198 | G | 1 |  | Hydro |  | SPP_WEST | Arkansas | 5 | Marion | 89 | 05089 | 45 | 0 | 1952 | 9999 |  |  | N | Hydro | [13 empty] | 0 | 0 | 0 | 0 | [11 empty] | USACE Little Rock District | 100 | U S Army Corps of Engineers | 100
Bull Shoals | 198_G_2 | 198 | G | 2 |  | Hydro |  | SPP_WEST | Arkansas | 5 | Marion | 89 | 05089 | 45 | 0 | 1952 | 9999 |  |  | N | Hydro | [13 empty] | 0 | 0 | 0 | 0 | [11 empty] | USACE Little Rock District | 100 | U S Army Corps of Engineers | 100
Bull Shoals | 198_G_3 | 198 | G | 3 |  | Hydro |  | SPP_WEST | Arkansas | 5 | Marion | 89 | 05089 | 35 | 0 | 1952 | 9999 |  |  | N | Hydro | [13 empty] | 0 | 0 | 0 | 0 | [11 empty] | USACE Little Rock District | 100 | U S Army Corps of Engineers | 100
Bull Shoals | 198_G_4 | 198 | G | 4 |  | Hydro |  | SPP_WEST | Arkansas | 5 | Marion | 89 | 05089 | 45 | 0 | 1953 | 9999 |  |  | N | Hydro | [13 empty] | 0 | 0 | 0 | 0 | [11 empty] | USACE Little Rock District | 100 | U S Army Corps of Engineers | 100
Bull Shoals | 198_G_5 | 198 | G | 5 |  | Hydro |  | SPP_WEST | Arkansas | 5 | Marion | 89 | 05089 | 50 | 0 | 1962 | 9999 |  |  | N | Hydro | [13 empty] | 0 | 0 | 0 | 0 | [11 empty] | USACE Little Rock District | 100 | U S Army Corps of Engineers | 100
Bull Shoals | 198_G_6 | 198 | G | 6 |  | Hydro |  | SPP_WEST | Arkansas | 5 | Marion | 89 | 05089 | 50 | 0 | 1962 | 9999 |  |  | N | Hydro | [13 empty] | 0 | 0 | 0 | 0 | [11 empty] | USACE Little Rock District | 100 | U S Army Corps of Engineers | 100
Bull Shoals | 198_G_7 | 198 | G | 7 |  | Hydro |  | SPP_WEST | Arkansas | 5 | Marion | 89 | 05089 | 50 | 0 | 1963 | 9999 |  |  | N | Hydro | [13 empty] | 0 | 0 | 0 | 0 | [11 empty] | USACE Little Rock District | 100 | U S Army Corps of Engineers | 100
Bull Shoals | 198_G_8 | 198 | G | 8 |  | Hydro |  | SPP_WEST | Arkansas | 5 | Marion | 89 | 05089 | 50 | 0 | 1963 | 9999 |  |  | N | Hydro | [13 empty] | 0 | 0 | 0 | 0 | [11 empty] | USACE Little Rock District | 100 | U S Army Corps of Engineers | 100
Dardanelle | 199_G_1 | 199 | G | 1 |  | Hydro |  | SPP_WEST | Arkansas | 5 | Pope | 115 | 05115 | 35 | 0 | 1965 | 9999 |  |  | N | Hydro | [13 empty] | 0 | 0 | 0 | 0 | [11 empty] | USACE Little Rock District | 100 | U S Army Corps of Engineers | 100
Dardanelle | 199_G_2 | 199 | G | 2 |  | Hydro |  | SPP_WEST | Arkansas | 5 | Pope | 115 | 05115 | 35 | 0 | 1965 | 9999 |  |  | N | Hydro | [13 empty] | 0 | 0 | 0 | 0 | [11 empty] | USACE Little Rock District | 100 | U S Army Corps of Engineers | 100
Dardanelle | 199_G_3 | 199 | G | 3 |  | Hydro |  | SPP_WEST | Arkansas | 5 | Pope | 115 | 05115 | 35 | 0 | 1965 | 9999 |  |  | N | Hydro | [13 empty] | 0 | 0 | 0 | 0 | [11 empty] | USACE Little Rock District | 100 | U S Army Corps of Engineers | 100
Dardanelle | 199_G_4 | 199 | G | 4 |  | Hydro |  | SPP_WEST | Arkansas | 5 | Pope | 115 | 05115 | 35 | 0 | 1966 | 9999 |  |  | N | Hydro | [13 empty] | 0 | 0 | 0 | 0 | [11 empty] | USACE Little Rock District | 100 | U S Army Corps of Engineers | 100
Thomas Fitzhugh | 201_G_1 | 201 | G | 1 | 88375 | Combined Cycle |  | SPP_WEST | Arkansas | 5 | Franklin | 47 | 05047 | 61 | 8895 | 1963 | 9999 |  |  | N | Natural Gas, Distillate Fuel Oil |  |  |  | LNB | [9 empty] | 0.07885 | 0.07885 | 0.07885 | 0.07885 | [11 empty] | Arkansas Electric Coop Corp | 100 | Arkansas Electric Coop Corp | 100
Thomas Fitzhugh | 201_G_2 | 201 | G | 2 | 88375 | Combined Cycle |  | SPP_WEST | Arkansas | 5 | Franklin | 47 | 05047 | 101 | 8895 | 2002 | 9999 |  |  | N | Natural Gas, Distillate Fuel Oil |  |  |  | DLNB + H2O + LNB | [9 empty] | 0.07885 | 0.07885 | 0.07885 | 0.07885 | [11 empty] | Arkansas Electric Coop Corp | 100 | Arkansas Electric Coop Corp | 100
Carl Bailey | 202_B_01 | 202 | B | 01 | 111 | O/G Steam |  | MIS_AR | Arkansas | 5 | Woodruff | 147 | 05147 | 122 | 11635 | 1966 | 9999 | wall | dry | N | Natural Gas | [12 empty] | 3.682 | 0.17858 | 0.17858 | 0.17858 | 0.17858 | [10 empty] | Yes | Arkansas Electric Coop Corp | 100 | Arkansas Electric Coop Corp | 100
McClellan (AR) | 203_B_01 | 203 | B | 01 | 112 | O/G Steam |  | MIS_AR | Arkansas | 5 | Ouachita | 103 | 05103 | 134 | 12180 | 1972 | 9999 | wall | dry | N | Natural Gas | [12 empty] | 3.682 | 0.19106 | 0.19106 | 0.19106 | 0.19106 | [10 empty] | Yes | Arkansas Electric Coop Corp | 100 | Arkansas Electric Coop Corp | 100
Clinton Power Station | 204_G_1 | 204 | G | 1 |  | Nuclear |  | MIS_IL | Illinois | 17 | DeWitt | 39 | 17039 | 1065 | 10456 | 1987 | 9999 |  |  | N | Nuclear Fuel | [13 empty] | 0 | 0 | 0 | 0 | [11 empty] | Exelon Nuclear | 100 | Exelon Corp | 100
Wolf Creek Generating Station | 210_G_1 | 210 | G | 1 |  | Nuclear |  | SPP_N | Kansas | 20 | Coffey | 31 | 20031 | 1225 | 10456 | 1985 | 9999 |  |  | N | Nuclear Fuel | [13 empty] | 0 | 0 | 0 | 0 | [11 empty] | Evergy Kansas South Inc | 47 | Evergy Inc | 94
Alta Powerhouse | 214_G_1 | 214 | G | 1 |  | Hydro |  | WEC_CALN | California | 6 | Placer | 61 | 06061 | 1 | 0 | 1902 | 9999 |  |  | N | Hydro | [13 empty] | 0 | 0 | 0 | 0 | [11 empty] | Pacific Gas & Electric Co | 100 | PG&E Corp | 100
Angels | 215_G_1 | 215 | G | 1 |  | Hydro |  | WEC_CALN | California | 6 | Calaveras | 9 | 06009 | 0.7 | 0 | 1940 | 9999 |  |  | N | Hydro | [13 empty] | 0 | 0 | 0 | 0 | [11 empty] | Utica Power Authority | 100 | Utica Power Authority | 100
Balch 1 | 217_G_1 | 217 | G | 1 |  | Hydro |  | WEC_CALN | California | 6 | Fresno | 19 | 06019 | 34 | 0 | 1927 | 9999 |  |  | N | Hydro | [13 empty] | 0 | 0 | 0 | 0 | [11 empty] | Pacific Gas & Electric Co | 100 | PG&E Corp | 100
Balch 2 | 218_G_2 | 218 | G | 2 |  | Hydro |  | WEC_CALN | California | 6 | Fresno | 19 | 06019 | 52.5 | 0 | 1958 | 9999 |  |  | N | Hydro | [13 empty] | 0 | 0 | 0 | 0 | [11 empty] | Pacific Gas & Electric Co | 100 | PG&E Corp | 100
Balch 2 | 218_G_3 | 218 | G | 3 |  | Hydro |  | WEC_CALN | California | 6 | Fresno | 19 | 06019 | 52.5 | 0 | 1958 | 9999 |  |  | N | Hydro | [13 empty] | 0 | 0 | 0 | 0 | [11 empty] | Pacific Gas & Electric Co | 100 | PG&E Corp | 100
Belden | 219_G_1 | 219 | G | 1 |  | Hydro |  | WEC_CALN | California | 6 | Plumas | 63 | 06063 | 125 | 0 | 1969 | 9999 |  |  | N | Hydro | [13 empty] | 0 | 0 | 0 | 0 | [11 empty] | Pacific Gas & Electric Co | 100 | PG&E Corp | 100
Bucks Creek | 220_G_H1 | 220 | G | H1 |  | Hydro |  | WEC_CALN | California | 6 | Plumas | 63 | 06063 | 32.5 | 0 | 1928 | 9999 |  |  | N | Hydro | [13 empty] | 0 | 0 | 0 | 0 | [11 empty] | Pacific Gas & Electric Co | 100 | PG&E Corp | 100
Bucks Creek | 220_G_H2 | 220 | G | H2 |  | Hydro |  | WEC_CALN | California | 6 | Plumas | 63 | 06063 | 32.5 | 0 | 1928 | 9999 |  |  | N | Hydro | [13 empty] | 0 | 0 | 0 | 0 | [11 empty] | Pacific Gas & Electric Co | 100 | PG&E Corp | 100
Butt Valley | 221_G_1 | 221 | G | 1 |  | Hydro |  | WEC_CALN | California | 6 | Plumas | 63 | 06063 | 41 | 0 | 1958 | 9999 |  |  | N | Hydro | [13 empty] | 0 | 0 | 0 | 0 | [11 empty] | Pacific Gas & Electric Co | 100 | PG&E Corp | 100
Caribou 1 | 222_G_1 | 222 | G | 1 |  | Hydro |  | WEC_CALN | California | 6 | Plumas | 63 | 06063 | 25 | 0 | 1921 | 9999 |  |  | N | Hydro | [13 empty] | 0 | 0 | 0 | 0 | [11 empty] | Pacific Gas & Electric Co | 100 | PG&E Corp | 100
Caribou 1 | 222_G_2 | 222 | G | 2 |  | Hydro |  | WEC_CALN | California | 6 | Plumas | 63 | 06063 | 25 | 0 | 1921 | 9999 |  |  | N | Hydro | [13 empty] | 0 | 0 | 0 | 0 | [11 empty] | Pacific Gas & Electric Co | 100 | PG&E Corp | 100
Caribou 1 | 222_G_3 | 222 | G | 3 |  | Hydro |  | WEC_CALN | California | 6 | Plumas | 63 | 06063 | 25 | 0 | 1924 | 9999 |  |  | N | Hydro | [13 empty] | 0 | 0 | 0 | 0 | [11 empty] | Pacific Gas & Electric Co | 100 | PG&E Corp | 100
Caribou 2 | 223_G_4 | 223 | G | 4 |  | Hydro |  | WEC_CALN | California | 6 | Plumas | 63 | 06063 | 60 | 0 | 1958 | 9999 |  |  | N | Hydro | [13 empty] | 0 | 0 | 0 | 0 | [11 empty] | Pacific Gas & Electric Co | 100 | PG&E Corp | 100
Caribou 2 | 223_G_5 | 223 | G | 5 |  | Hydro |  | WEC_CALN | California | 6 | Plumas | 63 | 06063 | 60 | 0 | 1958 | 9999 |  |  | N | Hydro | [13 empty] | 0 | 0 | 0 | 0 | [11 empty] | Pacific Gas & Electric Co | 100 | PG&E Corp | 100
Chili Bar | 225_G_1 | 225 | G | 1 |  | Hydro |  | WEC_CALN | California | 6 | El Dorado | 17 | 06017 | 7 | 0 | 1965 | 9999 |  |  | N | Hydro | [13 empty] | 0 | 0 | 0 | 0 | [11 empty] | Pacific Gas & Electric Co | 100 | PG&E Corp | 100
Coleman PH | 227_G_1 | 227 | G | 1 |  | Hydro |  | WEC_CALN | California | 6 | Shasta | 89 | 06089 | 13 | 0 | 1979 | 9999 |  |  | N | Hydro | [13 empty] | 0 | 0 | 0 | 0 | [11 empty] | Pacific Gas & Electric Co | 100 | PG&E Corp | 100
Cresta | 231_G_1 | 231 | G | 1 |  | Hydro |  | WEC_CALN | California | 6 | Butte | 7 | 06007 | 35 | 0 | 1949 | 9999 |  |  | N | Hydro | [13 empty] | 0 | 0 | 0 | 0 | [11 empty] | Pacific Gas & Electric Co | 100 | PG&E Corp | 100
Cresta | 231_G_2 | 231 | G | 2 |  | Hydro |  | WEC_CALN | California | 6 | Butte | 7 | 06007 | 35 | 0 | 1950 | 9999 |  |  | N | Hydro | [13 empty] | 0 | 0 | 0 | 0 | [11 empty] | Pacific Gas & Electric Co | 100 | PG&E Corp | 100
De Sabla | 232_G_1 | 232 | G | 1 |  | Hydro |  | WEC_CALN | California | 6 | Butte | 7 | 06007 | 18.5 | 0 | 1963 | 9999 |  |  | N | Hydro | [13 empty] | 0 | 0 | 0 | 0 | [11 empty] | Pacific Gas & Electric Co | 100 | PG&E Corp | 100
Deer Creek PH | 233_G_1 | 233 | G | 1 |  | Hydro |  | WEC_CALN | California | 6 | Nevada | 57 | 06057 | 5.7 | 0 | 1908 | 9999 |  |  | N | Hydro | [13 empty] | 0 | 0 | 0 | 0 | [11 empty] | Pacific Gas & Electric Co | 100 | PG&E Corp | 100
Drum 1 | 235_G_1 | 235 | G | 1 |  | Hydro |  | WEC_CALN | California | 6 | Placer | 61 | 06061 | 13.2 | 0 | 1913 | 9999 |  |  | N | Hydro | [13 empty] | 0 | 0 | 0 | 0 | [11 empty] | Pacific Gas & Electric Co | 100 | PG&E Corp | 100
Drum 1 | 235_G_2 | 235 | G | 2 |  | Hydro |  | WEC_CALN | California | 6 | Placer | 61 | 06061 | 13.2 | 0 | 1913 | 9999 |  |  | N | Hydro | [13 empty] | 0 | 0 | 0 | 0 | [11 empty] | Pacific Gas & Electric Co | 100 | PG&E Corp | 100
Drum 1 | 235_G_3 | 235 | G | 3 |  | Hydro |  | WEC_CALN | California | 6 | Placer | 61 | 06061 | 13.2 | 0 | 1922 | 9999 |  |  | N | Hydro | [13 empty] | 0 | 0 | 0 | 0 | [11 empty] | Pacific Gas & Electric Co | 100 | PG&E Corp | 100
Drum 1 | 235_G_4 | 235 | G | 4 |  | Hydro |  | WEC_CALN | California | 6 | Placer | 61 | 06061 | 14.4 | 0 | 1928 | 9999 |  |  | N | Hydro | [13 empty] | 0 | 0 | 0 | 0 | [11 empty] | Pacific Gas & Electric Co | 100 | PG&E Corp | 100
Drum 2 | 236_G_5 | 236 | G | 5 |  | Hydro |  | WEC_CALN | California | 6 | Placer | 61 | 06061 | 49.5 | 0 | 1965 | 9999 |  |  | N | Hydro | [13 empty] | 0 | 0 | 0 | 0 | [11 empty] | Pacific Gas & Electric Co | 100 | PG&E Corp | 100
Dutch Flat | 237_G_1 | 237 | G | 1 |  | Hydro |  | WEC_CALN | California | 6 | Placer | 61 | 06061 | 22 | 0 | 1943 | 9999 |  |  | N | Hydro | [13 empty] | 0 | 0 | 0 | 0 | [11 empty] | Pacific Gas & Electric Co | 100 | PG&E Corp | 100
El Dorado | 238_G_1 | 238 | G | 1 |  | Hydro |  | WEC_CALN | California | 6 | El Dorado | 17 | 06017 | 10.4 | 0 | 1924 | 9999 |  |  | N | Hydro | [13 empty] | 0 | 0 | 0 | 0 | [11 empty] | El Dorado Irrigation District | 100 | El Dorado Irrigation District | 100
El Dorado | 238_G_2 | 238 | G | 2 |  | Hydro |  | WEC_CALN | California | 6 | El Dorado | 17 | 06017 | 10.4 | 0 | 1924 | 9999 |  |  | N | Hydro | [13 empty] | 0 | 0 | 0 | 0 | [11 empty] | El Dorado Irrigation District | 100 | El Dorado Irrigation District | 100
Electra | 239_G_1 | 239 | G | 1 |  | Hydro |  | WEC_CALN | California | 6 | Amador | 5 | 06005 | 30.7 | 0 | 1948 | 9999 |  |  | N | Hydro | [13 empty] | 0 | 0 | 0 | 0 | [11 empty] | Pacific Gas & Electric Co | 100 | PG&E Corp | 100
Electra | 239_G_2 | 239 | G | 2 |  | Hydro |  | WEC_CALN | California | 6 | Amador | 5 | 06005 | 30.7 | 0 | 1948 | 9999 |  |  | N | Hydro | [13 empty] | 0 | 0 | 0 | 0 | [11 empty] | Pacific Gas & Electric Co | 100 | PG&E Corp | 100
Electra | 239_G_3 | 239 | G | 3 |  | Hydro |  | WEC_CALN | California | 6 | Amador | 5 | 06005 | 36.6 | 0 | 1948 | 9999 |  |  | N | Hydro | [13 empty] | 0 | 0 | 0 | 0 | [11 empty] | Pacific Gas & Electric Co | 100 | PG&E Corp | 100
Haas | 240_G_H1 | 240 | G | H1 |  | Hydro |  | WEC_CALN | California | 6 | Fresno | 19 | 06019 | 72 | 0 | 1958 | 9999 |  |  | N | Hydro | [13 empty] | 0 | 0 | 0 | 0 | [11 empty] | Pacific Gas & Electric Co | 100 | PG&E Corp | 100
Haas | 240_G_H2 | 240 | G | H2 |  | Hydro |  | WEC_CALN | California | 6 | Fresno | 19 | 06019 | 72 | 0 | 1958 | 9999 |  |  | N | Hydro | [13 empty] | 0 | 0 | 0 | 0 | [11 empty] | Pacific Gas & Electric Co | 100 | PG&E Corp | 100
Halsey | 241_G_1 | 241 | G | 1 |  | Hydro |  | WEC_CALN | California | 6 | Placer | 61 | 06061 | 11 | 0 | 1916 | 9999 |  |  | N | Hydro | [13 empty] | 0 | 0 | 0 | 0 | [11 empty] | Pacific Gas & Electric Co | 100 | PG&E Corp | 100
Hamilton Branch | 242_G_2 | 242 | G | 2 |  | Hydro |  | WEC_CALN | California | 6 | Plumas | 63 | 06063 | 2.4 | 0 | 1921 | 9999 |  |  | N | Hydro | [13 empty] | 0 | 0 | 0 | 0 | [11 empty] | Pacific Gas & Electric Co | 100 | PG&E Corp | 100
Hat Creek 1 | 243_G_1 | 243 | G | 1 |  | Hydro |  | WEC_CALN | California | 6 | Shasta | 89 | 06089 | 8.5 | 0 | 1921 | 9999 |  |  | N | Hydro | [13 empty] | 0 | 0 | 0 | 0 | [11 empty] | Pacific Gas & Electric Co | 100 | PG&E Corp | 100
Hat Creek 2 | 244_G_1 | 244 | G | 1 |  | Hydro |  | WEC_CALN | California | 6 | Shasta | 89 | 06089 | 8.5 | 0 | 1921 | 9999 |  |  | N | Hydro | [13 empty] | 0 | 0 | 0 | 0 | [11 empty] | Pacific Gas & Electric Co | 100 | PG&E Corp | 100
Humboldt Bay | 246_G_IC1 | 246 | G | IC1 |  | Combustion Turbine | IC Engine | WEC_CALN | California | 6 | Humboldt | 23 | 06023 | 16.3 | 10745 | 2010 | 9999 |  |  | N | Natural Gas, Distillate Fuel Oil | [13 empty] | 0.01491 | 0.01491 | 0.01491 | 0.01491 | [11 empty] | Pacific Gas & Electric Co | 100 | PG&E Corp | 100
Humboldt Bay | 246_G_IC10 | 246 | G | IC10 |  | Combustion Turbine | IC Engine | WEC_CALN | California | 6 | Humboldt | 23 | 06023 | 16.3 | 10745 | 2010 | 9999 |  |  | N | Natural Gas, Distillate Fuel Oil | [13 empty] | 0.01491 | 0.01491 | 0.01491 | 0.01491 | [11 empty] | Pacific Gas & Electric Co | 100 | PG&E Corp | 100
Humboldt Bay | 246_G_IC2 | 246 | G | IC2 |  | Combustion Turbine | IC Engine | WEC_CALN | California | 6 | Humboldt | 23 | 06023 | 16.3 | 10745 | 2010 | 9999 |  |  | N | Natural Gas, Distillate Fuel Oil | [13 empty] | 0.01491 | 0.01491 | 0.01491 | 0.01491 | [11 empty] | Pacific Gas & Electric Co | 100 | PG&E Corp | 100
Humboldt Bay | 246_G_IC4 | 246 | G | IC4 |  | Combustion Turbine | IC Engine | WEC_CALN | California | 6 | Humboldt | 23 | 06023 | 16.3 | 10745 | 2010 | 9999 |  |  | N | Natural Gas, Distillate Fuel Oil | [13 empty] | 0.01491 | 0.01491 | 0.01491 | 0.01491 | [11 empty] | Pacific Gas & Electric Co | 100 | PG&E Corp | 100
Humboldt Bay | 246_G_IC5 | 246 | G | IC5 |  | Combustion Turbine | IC Engine | WEC_CALN | California | 6 | Humboldt | 23 | 06023 | 16.3 | 10745 | 2010 | 9999 |  |  | N | Natural Gas, Distillate Fuel Oil | [13 empty] | 0.01491 | 0.01491 | 0.01491 | 0.01491 | [11 empty] | Pacific Gas & Electric Co | 100 | PG&E Corp | 100
Humboldt Bay | 246_G_IC6 | 246 | G | IC6 |  | Combustion Turbine | IC Engine | WEC_CALN | California | 6 | Humboldt | 23 | 06023 | 16.3 | 10745 | 2010 | 9999 |  |  | N | Natural Gas, Distillate Fuel Oil | [13 empty] | 0.01491 | 0.01491 | 0.01491 | 0.01491 | [11 empty] | Pacific Gas & Electric Co | 100 | PG&E Corp | 100
Humboldt Bay | 246_G_IC7 | 246 | G | IC7 |  | Combustion Turbine | IC Engine | WEC_CALN | California | 6 | Humboldt | 23 | 06023 | 16.3 | 10745 | 2010 | 9999 |  |  | N | Natural Gas, Distillate Fuel Oil | [13 empty] | 0.01491 | 0.01491 | 0.01491 | 0.01491 | [11 empty] | Pacific Gas & Electric Co | 100 | PG&E Corp | 100
Humboldt Bay | 246_G_IC8 | 246 | G | IC8 |  | Combustion Turbine | IC Engine | WEC_CALN | California | 6 | Humboldt | 23 | 06023 | 16.3 | 10745 | 2010 | 9999 |  |  | N | Natural Gas, Distillate Fuel Oil | [13 empty] | 0.01491 | 0.01491 | 0.01491 | 0.01491 | [11 empty] | Pacific Gas & Electric Co | 100 | PG&E Corp | 100
Humboldt Bay | 246_G_IC9 | 246 | G | IC9 |  | Combustion Turbine | IC Engine | WEC_CALN | California | 6 | Humboldt | 23 | 06023 | 16.7 | 10745 | 2010 | 9999 |  |  | N | Natural Gas, Distillate Fuel Oil | [13 empty] | 0.01491 | 0.01491 | 0.01491 | 0.01491 | [11 empty] | Pacific Gas & Electric Co | 100 | PG&E Corp | 100
Humboldt Bay | 246_G_IC3 | 246 | G | IC3 |  | Combustion Turbine | IC Engine | WEC_CALN | California | 6 | Humboldt | 23 | 06023 | 16.3 | 10745 | 2011 | 9999 |  |  | N | Natural Gas, Distillate Fuel Oil | [13 empty] | 0.01491 | 0.01491 | 0.01491 | 0.01491 | [11 empty] | Pacific Gas & Electric Co | 100 | PG&E Corp | 100
Inskip | 248_G_1 | 248 | G | 1 |  | Hydro |  | WEC_CALN | California | 6 | Tehama | 103 | 06103 | 8 | 0 | 1979 | 9999 |  |  | N | Hydro | [13 empty] | 0 | 0 | 0 | 0 | [11 empty] | Pacific Gas & Electric Co | 100 | PG&E Corp | 100
James B Black | 249_G_2 | 249 | G | 2 |  | Hydro |  | WEC_CALN | California | 6 | Shasta | 89 | 06089 | 86 | 0 | 1965 | 9999 |  |  | N | Hydro | [13 empty] | 0 | 0 | 0 | 0 | [11 empty] | Pacific Gas & Electric Co | 100 | PG&E Corp | 100
James B Black | 249_G_1 | 249 | G | 1 |  | Hydro |  | WEC_CALN | California | 6 | Shasta | 89 | 06089 | 86 | 0 | 1966 | 9999 |  |  | N | Hydro | [13 empty] | 0 | 0 | 0 | 0 | [11 empty] | Pacific Gas & Electric Co | 100 | PG&E Corp | 100
Kings River PH | 254_G_H1 | 254 | G | H1 |  | Hydro |  | WEC_CALN | California | 6 | Fresno | 19 | 06019 | 52 | 0 | 1962 | 9999 |  |  | N | Hydro | [13 empty] | 0 | 0 | 0 | 0 | [11 empty] | Pacific Gas & Electric Co | 100 | PG&E Corp | 100
Lime Saddle | 255_G_1 | 255 | G | 1 |  | Hydro |  | WEC_CALN | California | 6 | Butte | 7 | 06007 | 1 | 0 | 1906 | 9999 |  |  | N | Hydro | [13 empty] | 0 | 0 | 0 | 0 | [11 empty] | Pacific Gas & Electric Co | 100 | PG&E Corp | 100
Lime Saddle | 255_G_2 | 255 | G | 2 |  | Hydro |  | WEC_CALN | California | 6 | Butte | 7 | 06007 | 1 | 0 | 1906 | 9999 |  |  | N | Hydro | [13 empty] | 0 | 0 | 0 | 0 | [11 empty] | Pacific Gas & Electric Co | 100 | PG&E Corp | 100
Merced Falls | 258_G_1 | 258 | G | 1 |  | Hydro |  | WEC_CALN | California | 6 | Merced | 47 | 06047 | 3.5 | 0 | 1930 | 9999 |  |  | N | Hydro | [13 empty] | 0 | 0 | 0 | 0 | [11 empty] | Pacific Gas & Electric Co | 100 | PG&E Corp | 100
Dynegy Moss Landing Power Plant | 260_G_CT1A | 260 | G | CT1A | 149 | Combined Cycle |  | WEC_CALN | California | 6 | Monterey | 53 | 06053 | 165 | 7181 | 2002 | 9999 |  |  | N | Natural Gas |  |  |  | DLNB | SCR | [8 empty] | 0.0093426 | 0.0093426 | 0.0093426 | 0.0093426 | [11 empty] | Dynegy Moss Landing LLC | 100 | Vistra Energy | 100
Dynegy Moss Landing Power Plant | 260_G_CT1B | 260 | G | CT1B | 150 | Combined Cycle |  | WEC_CALN | California | 6 | Monterey | 53 | 06053 | 165 | 7181 | 2002 | 9999 |  |  | N | Natural Gas |  |  |  | DLNB | SCR | [8 empty] | 0.0093426 | 0.0093426 | 0.0093426 | 0.0093426 | [11 empty] | Dynegy Moss Landing LLC | 100 | Vistra Energy | 100
Dynegy Moss Landing Power Plant | 260_G_CT2A | 260 | G | CT2A | 152 | Combined Cycle |  | WEC_CALN | California | 6 | Monterey | 53 | 06053 | 165 | 7181 | 2002 | 9999 |  |  | N | Natural Gas |  |  |  | DLNB | SCR | [8 empty] | 0.0089675 | 0.0089675 | 0.0089675 | 0.0089675 | [11 empty] | Dynegy Moss Landing LLC | 100 | Vistra Energy | 100
Dynegy Moss Landing Power Plant | 260_G_CT2B | 260 | G | CT2B | 153 | Combined Cycle |  | WEC_CALN | California | 6 | Monterey | 53 | 06053 | 165 | 7181 | 2002 | 9999 |  |  | N | Natural Gas |  |  |  | DLNB | SCR | [8 empty] | 0.0089675 | 0.0089675 | 0.0089675 | 0.0089675 | [11 empty] | Dynegy Moss Landing LLC | 100 | Vistra Energy | 100
Dynegy Moss Landing Power Plant | 260_G_ST1 | 260 | G | ST1 | 149 | Combined Cycle |  | WEC_CALN | California | 6 | Monterey | 53 | 06053 | 180 | 7181 | 2002 | 9999 | other |  | N | Natural Gas |  |  |  | NH3 | SCR | [8 empty] | 0.0093426 | 0.0093426 | 0.0093426 | 0.0093426 | [11 empty] | Dynegy Moss Landing LLC | 100 | Vistra Energy | 100
Dynegy Moss Landing Power Plant | 260_G_ST2 | 260 | G | ST2 | 152 | Combined Cycle |  | WEC_CALN | California | 6 | Monterey | 53 | 06053 | 180 | 7181 | 2002 | 9999 | other |  | N | Natural Gas |  |  |  | NH3 | SCR | [8 empty] | 0.0089675 | 0.0089675 | 0.0089675 | 0.0089675 | [11 empty] | Dynegy Moss Landing LLC | 100 | Vistra Energy | 100
Murphys | 261_G_1 | 261 | G | 1 |  | Hydro |  | WEC_CALN | California | 6 | Calaveras | 9 | 06009 | 1.7 | 0 | 1954 | 9999 |  |  | N | Hydro | [13 empty] | 0 | 0 | 0 | 0 | [11 empty] | Utica Power Authority | 100 | Utica Power Authority | 100
Narrows PH | 262_G_1 | 262 | G | 1 |  | Hydro |  | WEC_CALN | California | 6 | Nevada | 57 | 06057 | 12 | 0 | 1942 | 9999 |  |  | N | Hydro | [13 empty] | 0 | 0 | 0 | 0 | [11 empty] | Pacific Gas & Electric Co | 100 | PG&E Corp | 100
Phoenix | 264_G_1 | 264 | G | 1 |  | Hydro |  | WEC_CALN | California | 6 | Tuolumne | 109 | 06109 | 2 | 0 | 1940 | 9999 |  |  | N | Hydro | [13 empty] | 0 | 0 | 0 | 0 | [11 empty] | Pacific Gas & Electric Co | 100 | PG&E Corp | 100
Pit 1 | 265_G_H1 | 265 | G | H1 |  | Hydro |  | WEC_CALN | California | 6 | Shasta | 89 | 06089 | 30.5 | 0 | 1922 | 9999 |  |  | N | Hydro | [13 empty] | 0 | 0 | 0 | 0 | [11 empty] | Pacific Gas & Electric Co | 100 | PG&E Corp | 100
Pit 1 | 265_G_H2 | 265 | G | H2 |  | Hydro |  | WEC_CALN | California | 6 | Shasta | 89 | 06089 | 30.5 | 0 | 1922 | 9999 |  |  | N | Hydro | [13 empty] | 0 | 0 | 0 | 0 | [11 empty] | Pacific Gas & Electric Co | 100 | PG&E Corp | 100
Pit 3 | 266_G_H1 | 266 | G | H1 |  | Hydro |  | WEC_CALN | California | 6 | Shasta | 89 | 06089 | 23.3 | 0 | 1925 | 9999 |  |  | N | Hydro | [13 empty] | 0 | 0 | 0 | 0 | [11 empty] | Pacific Gas & Electric Co | 100 | PG&E Corp | 100
Pit 3 | 266_G_H2 | 266 | G | H2 |  | Hydro |  | WEC_CALN | California | 6 | Shasta | 89 | 06089 | 23.3 | 0 | 1925 | 9999 |  |  | N | Hydro | [13 empty] | 0 | 0 | 0 | 0 | [11 empty] | Pacific Gas & Electric Co | 100 | PG&E Corp | 100
Pit 3 | 266_G_H3 | 266 | G | H3 |  | Hydro |  | WEC_CALN | California | 6 | Shasta | 89 | 06089 | 23.3 | 0 | 1925 | 9999 |  |  | N | Hydro | [13 empty] | 0 | 0 | 0 | 0 | [11 empty] | Pacific Gas & Electric Co | 100 | PG&E Corp | 100
Pit 4 | 267_G_1 | 267 | G | 1 |  | Hydro |  | WEC_CALN | California | 6 | Shasta | 89 | 06089 | 47.5 | 0 | 1955 | 9999 |  |  | N | Hydro | [13 empty] | 0 | 0 | 0 | 0 | [11 empty] | Pacific Gas & Electric Co | 100 | PG&E Corp | 100
Pit 4 | 267_G_2 | 267 | G | 2 |  | Hydro |  | WEC_CALN | California | 6 | Shasta | 89 | 06089 | 47.5 | 0 | 1955 | 9999 |  |  | N | Hydro | [13 empty] | 0 | 0 | 0 | 0 | [11 empty] | Pacific Gas & Electric Co | 100 | PG&E Corp | 100
Pit 5 | 268_G_H1 | 268 | G | H1 |  | Hydro |  | WEC_CALN | California | 6 | Shasta | 89 | 06089 | 40 | 0 | 1944 | 9999 |  |  | N | Hydro | [13 empty] | 0 | 0 | 0 | 0 | [11 empty] | Pacific Gas & Electric Co | 100 | PG&E Corp | 100
Pit 5 | 268_G_H2 | 268 | G | H2 |  | Hydro |  | WEC_CALN | California | 6 | Shasta | 89 | 06089 | 40 | 0 | 1944 | 9999 |  |  | N | Hydro | [13 empty] | 0 | 0 | 0 | 0 | [11 empty] | Pacific Gas & Electric Co | 100 | PG&E Corp | 100
Pit 5 | 268_G_H3 | 268 | G | H3 |  | Hydro |  | WEC_CALN | California | 6 | Shasta | 89 | 06089 | 40 | 0 | 1944 | 9999 |  |  | N | Hydro | [13 empty] | 0 | 0 | 0 | 0 | [11 empty] | Pacific Gas & Electric Co | 100 | PG&E Corp | 100
Pit 5 | 268_G_H4 | 268 | G | H4 |  | Hydro |  | WEC_CALN | California | 6 | Shasta | 89 | 06089 | 40 | 0 | 1944 | 9999 |  |  | N | Hydro | [13 empty] | 0 | 0 | 0 | 0 | [11 empty] | Pacific Gas & Electric Co | 100 | PG&E Corp | 100
Pit 6 | 269_G_H1 | 269 | G | H1 |  | Hydro |  | WEC_CALN | California | 6 | Shasta | 89 | 06089 | 40 | 0 | 1965 | 9999 |  |  | N | Hydro | [13 empty] | 0 | 0 | 0 | 0 | [11 empty] | Pacific Gas & Electric Co | 100 | PG&E Corp | 100
Pit 6 | 269_G_H2 | 269 | G | H2 |  | Hydro |  | WEC_CALN | California | 6 | Shasta | 89 | 06089 | 40 | 0 | 1965 | 9999 |  |  | N | Hydro | [13 empty] | 0 | 0 | 0 | 0 | [11 empty] | Pacific Gas & Electric Co | 100 | PG&E Corp | 100
Pit 7 | 270_G_H1 | 270 | G | H1 |  | Hydro |  | WEC_CALN | California | 6 | Shasta | 89 | 06089 | 56 | 0 | 1965 | 9999 |  |  | N | Hydro | [13 empty] | 0 | 0 | 0 | 0 | [11 empty] | Pacific Gas & Electric Co | 100 | PG&E Corp | 100
Pit 7 | 270_G_H2 | 270 | G | H2 |  | Hydro |  | WEC_CALN | California | 6 | Shasta | 89 | 06089 | 57 | 0 | 1965 | 9999 |  |  | N | Hydro | [13 empty] | 0 | 0 | 0 | 0 | [11 empty] | Pacific Gas & Electric Co | 100 | PG&E Corp | 100
Poe | 272_G_1 | 272 | G | 1 |  | Hydro |  | WEC_CALN | California | 6 | Butte | 7 | 06007 | 60 | 0 | 1958 | 9999 |  |  | N | Hydro | [13 empty] | 0 | 0 | 0 | 0 | [11 empty] | Pacific Gas & Electric Co | 100 | PG&E Corp | 100
Poe | 272_G_2 | 272 | G | 2 |  | Hydro |  | WEC_CALN | California | 6 | Butte | 7 | 06007 | 60 | 0 | 1958 | 9999 |  |  | N | Hydro | [13 empty] | 0 | 0 | 0 | 0 | [11 empty] | Pacific Gas & Electric Co | 100 | PG&E Corp | 100
Potter Valley | 274_G_2 | 274 | G | 2 |  | Hydro |  | WEC_CALN | California | 6 | Mendocino | 45 | 06045 | 2 | 0 | 1910 | 9999 |  |  | N | Hydro | [13 empty] | 0 | 0 | 0 | 0 | [11 empty] | Pacific Gas & Electric Co | 100 | PG&E Corp | 100
Potter Valley | 274_G_3 | 274 | G | 3 |  | Hydro |  | WEC_CALN | California | 6 | Mendocino | 45 | 06045 | 2.7 | 0 | 1917 | 9999 |  |  | N | Hydro | [13 empty] | 0 | 0 | 0 | 0 | [11 empty] | Pacific Gas & Electric Co | 100 | PG&E Corp | 100
Potter Valley | 274_G_1 | 274 | G | 1 |  | Hydro |  | WEC_CALN | California | 6 | Mendocino | 45 | 06045 | 4.5 | 0 | 1939 | 9999 |  |  | N | Hydro | [13 empty] | 0 | 0 | 0 | 0 | [11 empty] | Pacific Gas & Electric Co | 100 | PG&E Corp | 100
Rock Creek | 275_G_H1 | 275 | G | H1 |  | Hydro |  | WEC_CALN | California | 6 | Plumas | 63 | 06063 | 63 | 0 | 1950 | 9999 |  |  | N | Hydro | [13 empty] | 0 | 0 | 0 | 0 | [11 empty] | Pacific Gas & Electric Co | 100 | PG&E Corp | 100
Rock Creek | 275_G_H2 | 275 | G | H2 |  | Hydro |  | WEC_CALN | California | 6 | Plumas | 63 | 06063 | 63 | 0 | 1950 | 9999 |  |  | N | Hydro | [13 empty] | 0 | 0 | 0 | 0 | [11 empty] | Pacific Gas & Electric Co | 100 | PG&E Corp | 100
San Joaquin 2 | 276_G_1 | 276 | G | 1 |  | Hydro |  | WEC_CALN | California | 6 | Madera | 39 | 06039 | 3.2 | 0 | 1917 | 9999 |  |  | N | Hydro | [13 empty] | 0 | 0 | 0 | 0 | [11 empty] | Pacific Gas & Electric Co | 100 | PG&E Corp | 100
Salt Springs | 279_G_1 | 279 | G | 1 |  | Hydro |  | WEC_CALN | California | 6 | Amador | 5 | 06005 | 11 | 0 | 1931 | 9999 |  |  | N | Hydro | [13 empty] | 0 | 0 | 0 | 0 | [11 empty] | Pacific Gas & Electric Co | 100 | PG&E Corp | 100
Salt Springs | 279_G_2 | 279 | G | 2 |  | Hydro |  | WEC_CALN | California | 6 | Amador | 5 | 06005 | 33 | 0 | 1953 | 9999 |  |  | N | Hydro | [13 empty] | 0 | 0 | 0 | 0 | [11 empty] | Pacific Gas & Electric Co | 100 | PG&E Corp | 100
South | 280_G_1 | 280 | G | 1 |  | Hydro |  | WEC_CALN | California | 6 | Tehama | 103 | 06103 | 7 | 0 | 1979 | 9999 |  |  | N | Hydro | [13 empty] | 0 | 0 | 0 | 0 | [11 empty] | Pacific Gas & Electric Co | 100 | PG&E Corp | 100
Spaulding 1 | 281_G_1 | 281 | G | 1 |  | Hydro |  | WEC_CALN | California | 6 | Nevada | 57 | 06057 | 7 | 0 | 1928 | 9999 |  |  | N | Hydro | [13 empty] | 0 | 0 | 0 | 0 | [11 empty] | Pacific Gas & Electric Co | 100 | PG&E Corp | 100
Spaulding 2 | 282_G_1 | 282 | G | 1 |  | Hydro |  | WEC_CALN | California | 6 | Nevada | 57 | 06057 | 4.4 | 0 | 1928 | 9999 |  |  | N | Hydro | [13 empty] | 0 | 0 | 0 | 0 | [11 empty] | Pacific Gas & Electric Co | 100 | PG&E Corp | 100
Spaulding 3 | 283_G_1 | 283 | G | 1 |  | Hydro |  | WEC_CALN | California | 6 | Nevada | 57 | 06057 | 5.8 | 0 | 1929 | 9999 |  |  | N | Hydro | [13 empty] | 0 | 0 | 0 | 0 | [11 empty] | Pacific Gas & Electric Co | 100 | PG&E Corp | 100
Spring Gap | 284_G_1 | 284 | G | 1 |  | Hydro |  | WEC_CALN | California | 6 | Tuolumne | 109 | 06109 | 7 | 0 | 1921 | 9999 |  |  | N | Hydro | [13 empty] | 0 | 0 | 0 | 0 | [11 empty] | Pacific Gas & Electric Co | 100 | PG&E Corp | 100
Stanislaus | 285_G_HC1 | 285 | G | HC1 |  | Hydro |  | WEC_CALN | California | 6 | Tuolumne | 109 | 06109 | 91 | 0 | 1963 | 9999 |  |  | N | Hydro | [13 empty] | 0 | 0 | 0 | 0 | [11 empty] | Pacific Gas & Electric Co | 100 | PG&E Corp | 100
Geysers Unit 5-20 | 286_G_U5 | 286 | G | U5 |  | Geothermal |  | WEC_CALN | California | 6 | Sonoma | 97 | 06097 | 42 | 9771 | 1971 | 9999 |  |  | N | Geothermal | [13 empty] | 0 | 0 | 0 | 0 | 0.3713 | 0.3713 | 0.3713 | [8 empty] | Geysers Power Co LLC | 100 | Energy Capital Partners | 100
Geysers Unit 5-20 | 286_G_U6 | 286 | G | U6 |  | Geothermal |  | WEC_CALN | California | 6 | Sonoma | 97 | 06097 | 42 | 9771 | 1971 | 9999 |  |  | N | Geothermal | [13 empty] | 0 | 0 | 0 | 0 | 0.3713 | 0.3713 | 0.3713 | [8 empty] | Geysers Power Co LLC | 100 | Energy Capital Partners | 100
Geysers Unit 5-20 | 286_G_U7 | 286 | G | U7 |  | Geothermal |  | WEC_CALN | California | 6 | Sonoma | 97 | 06097 | 40 | 9771 | 1972 | 9999 |  |  | N | Geothermal | [13 empty] | 0 | 0 | 0 | 0 | 0.3713 | 0.3713 | 0.3713 | [8 empty] | Geysers Power Co LLC | 100 | Energy Capital Partners | 100
Geysers Unit 5-20 | 286_G_U8 | 286 | G | U8 |  | Geothermal |  | WEC_CALN | California | 6 | Sonoma | 97 | 06097 | 40 | 9771 | 1972 | 9999 |  |  | N | Geothermal | [13 empty] | 0 | 0 | 0 | 0 | 0.3713 | 0.3713 | 0.3713 | [8 empty] | Geysers Power Co LLC | 100 | Energy Capital Partners | 100
Geysers Unit 5-20 | 286_G_U11 | 286 | G | U11 |  | Geothermal |  | WEC_CALN | California | 6 | Sonoma | 97 | 06097 | 68 | 9771 | 1975 | 9999 |  |  | N | Geothermal | [13 empty] | 0 | 0 | 0 | 0 | 0.3713 | 0.3713 | 0.3713 | [8 empty] | Geysers Power Co LLC | 100 | Energy Capital Partners | 100
Geysers Unit 5-20 | 286_G_U12 | 286 | G | U12 |  | Geothermal |  | WEC_CALN | California | 6 | Sonoma | 97 | 06097 | 50 | 9771 | 1979 | 9999 |  |  | N | Geothermal | [13 empty] | 0 | 0 | 0 | 0 | 0.3713 | 0.3713 | 0.3713 | [8 empty] | Geysers Power Co LLC | 100 | Energy Capital Partners | 100
Geysers Unit 5-20 | 286_G_U13 | 286 | G | U13 |  | Geothermal |  | WEC_CALN | California | 6 | Sonoma | 97 | 06097 | 56 | 9771 | 1980 | 9999 |  |  | N | Geothermal | [13 empty] | 0 | 0 | 0 | 0 | 0.3713 | 0.3713 | 0.3713 | [8 empty] | Geysers Power Co LLC | 100 | Energy Capital Partners | 100
Geysers Unit 5-20 | 286_G_U14 | 286 | G | U14 |  | Geothermal |  | WEC_CALN | California | 6 | Sonoma | 97 | 06097 | 50 | 9771 | 1980 | 9999 |  |  | N | Geothermal | [13 empty] | 0 | 0 | 0 | 0 | 0.3713 | 0.3713 | 0.3713 | [8 empty] | Geysers Power Co LLC | 100 | Energy Capital Partners | 100
Geysers Unit 5-20 | 286_G_U17 | 286 | G | U17 |  | Geothermal |  | WEC_CALN | California | 6 | Sonoma | 97 | 06097 | 56 | 9771 | 1982 | 9999 |  |  | N | Geothermal | [13 empty] | 0 | 0 | 0 | 0 | 0.3713 | 0.3713 | 0.3713 | [8 empty] | Geysers Power Co LLC | 100 | Energy Capital Partners | 100
Geysers Unit 5-20 | 286_G_U18 | 286 | G | U18 |  | Geothermal |  | WEC_CALN | California | 6 | Sonoma | 97 | 06097 | 45 | 9771 | 1983 | 9999 |  |  | N | Geothermal | [13 empty] | 0 | 0 | 0 | 0 | 0.3713 | 0.3713 | 0.3713 | [8 empty] | Geysers Power Co LLC | 100 | Energy Capital Partners | 100
Geysers Unit 5-20 | 286_G_U16 | 286 | G | U16 |  | Geothermal |  | WEC_CALN | California | 6 | Sonoma | 97 | 06097 | 49 | 9771 | 1985 | 9999 |  |  | N | Geothermal | [13 empty] | 0 | 0 | 0 | 0 | 0.3713 | 0.3713 | 0.3713 | [8 empty] | Geysers Power Co LLC | 100 | Energy Capital Partners | 100
Geysers Unit 5-20 | 286_G_U20 | 286 | G | U20 |  | Geothermal |  | WEC_CALN | California | 6 | Sonoma | 97 | 06097 | 40 | 9771 | 1985 | 9999 |  |  | N | Geothermal | [13 empty] | 0 | 0 | 0 | 0 | 0.3713 | 0.3713 | 0.3713 | [8 empty] | Geysers Power Co LLC | 100 | Energy Capital Partners | 100
Tiger Creek | 287_G_H1 | 287 | G | H1 |  | Hydro |  | WEC_CALN | California | 6 | Amador | 5 | 06005 | 29 | 0 | 1931 | 9999 |  |  | N | Hydro | [13 empty] | 0 | 0 | 0 | 0 | [11 empty] | Pacific Gas & Electric Co | 100 | PG&E Corp | 100
Tiger Creek | 287_G_H2 | 287 | G | H2 |  | Hydro |  | WEC_CALN | California | 6 | Amador | 5 | 06005 | 29 | 0 | 1931 | 9999 |  |  | N | Hydro | [13 empty] | 0 | 0 | 0 | 0 | [11 empty] | Pacific Gas & Electric Co | 100 | PG&E Corp | 100
Volta 1 | 290_G_1 | 290 | G | 1 |  | Hydro |  | WEC_CALN | California | 6 | Shasta | 89 | 06089 | 9 | 0 | 1980 | 9999 |  |  | N | Hydro | [13 empty] | 0 | 0 | 0 | 0 | [11 empty] | Pacific Gas & Electric Co | 100 | PG&E Corp | 100
West Point PH | 291_G_1 | 291 | G | 1 |  | Hydro |  | WEC_CALN | California | 6 | Amador | 5 | 06005 | 14.5 | 0 | 1948 | 9999 |  |  | N | Hydro | [13 empty] | 0 | 0 | 0 | 0 | [11 empty] | Pacific Gas & Electric Co | 100 | PG&E Corp | 100
Wise | 292_G_1 | 292 | G | 1 |  | Hydro |  | WEC_CALN | California | 6 | Placer | 61 | 06061 | 14 | 0 | 1917 | 9999 |  |  | N | Hydro | [13 empty] | 0 | 0 | 0 | 0 | [11 empty] | Pacific Gas & Electric Co | 100 | PG&E Corp | 100
Wise | 292_G_2 | 292 | G | 2 |  | Hydro |  | WEC_CALN | California | 6 | Placer | 61 | 06061 | 3.2 | 0 | 1986 | 9999 |  |  | N | Hydro | [13 empty] | 0 | 0 | 0 | 0 | [11 empty] | Pacific Gas & Electric Co | 100 | PG&E Corp | 100
A G Wishon | 293_G_1 | 293 | G | 1 |  | Hydro |  | WEC_CALN | California | 6 | Madera | 39 | 06039 | 5 | 0 | 1910 | 9999 |  |  | N | Hydro | [13 empty] | 0 | 0 | 0 | 0 | [11 empty] | Pacific Gas & Electric Co | 100 | PG&E Corp | 100
A G Wishon | 293_G_2 | 293 | G | 2 |  | Hydro |  | WEC_CALN | California | 6 | Madera | 39 | 06039 | 5 | 0 | 1910 | 9999 |  |  | N | Hydro | [13 empty] | 0 | 0 | 0 | 0 | [11 empty] | Pacific Gas & Electric Co | 100 | PG&E Corp | 100
A G Wishon | 293_G_3 | 293 | G | 3 |  | Hydro |  | WEC_CALN | California | 6 | Madera | 39 | 06039 | 5 | 0 | 1910 | 9999 |  |  | N | Hydro | [13 empty] | 0 | 0 | 0 | 0 | [11 empty] | Pacific Gas & Electric Co | 100 | PG&E Corp | 100
A G Wishon | 293_G_4 | 293 | G | 4 |  | Hydro |  | WEC_CALN | California | 6 | Madera | 39 | 06039 | 5 | 0 | 1910 | 9999 |  |  | N | Hydro | [13 empty] | 0 | 0 | 0 | 0 | [11 empty] | Pacific Gas & Electric Co | 100 | PG&E Corp | 100
Copco 1 | 294_G_1 | 294 | G | 1 |  | Hydro |  | WECC_PNW | California | 6 | Siskiyou | 93 | 06093 | 14 | 0 | 1918 | 9999 |  |  | N | Hydro | [13 empty] | 0 | 0 | 0 | 0 | [11 empty] | PacifiCorp | 100 | Berkshire Hathaway Inc | 100
Copco 1 | 294_G_2 | 294 | G | 2 |  | Hydro |  | WECC_PNW | California | 6 | Siskiyou | 93 | 06093 | 14 | 0 | 1918 | 9999 |  |  | N | Hydro | [13 empty] | 0 | 0 | 0 | 0 | [11 empty] | PacifiCorp | 100 | Berkshire Hathaway Inc | 100
Copco 2 | 295_G_1 | 295 | G | 1 |  | Hydro |  | WECC_PNW | California | 6 | Siskiyou | 93 | 06093 | 17 | 0 | 1925 | 9999 |  |  | N | Hydro | [13 empty] | 0 | 0 | 0 | 0 | [11 empty] | PacifiCorp | 100 | Berkshire Hathaway Inc | 100
Copco 2 | 295_G_2 | 295 | G | 2 |  | Hydro |  | WECC_PNW | California | 6 | Siskiyou | 93 | 06093 | 17 | 0 | 1925 | 9999 |  |  | N | Hydro | [13 empty] | 0 | 0 | 0 | 0 | [11 empty] | PacifiCorp | 100 | Berkshire Hathaway Inc | 100
Fall Creek | 296_G_1 | 296 | G | 1 |  | Hydro |  | WECC_PNW | California | 6 | Siskiyou | 93 | 06093 | 0.4 | 0 | 1903 | 9999 |  |  | N | Hydro | [13 empty] | 0 | 0 | 0 | 0 | [11 empty] | PacifiCorp | 100 | Berkshire Hathaway Inc | 100
Fall Creek | 296_G_2 | 296 | G | 2 |  | Hydro |  | WECC_PNW | California | 6 | Siskiyou | 93 | 06093 | 0.4 | 0 | 1907 | 9999 |  |  | N | Hydro | [13 empty] | 0 | 0 | 0 | 0 | [11 empty] | PacifiCorp | 100 | Berkshire Hathaway Inc | 100
Fall Creek | 296_G_3 | 296 | G | 3 |  | Hydro |  | WECC_PNW | California | 6 | Siskiyou | 93 | 06093 | 1.1 | 0 | 1910 | 9999 |  |  | N | Hydro | [13 empty] | 0 | 0 | 0 | 0 | [11 empty] | PacifiCorp | 100 | Berkshire Hathaway Inc | 100
Iron Gate | 297_G_1 | 297 | G | 1 |  | Hydro |  | WECC_PNW | California | 6 | Siskiyou | 93 | 06093 | 18.8 | 0 | 1962 | 9999 |  |  | N | Hydro | [13 empty] | 0 | 0 | 0 | 0 | [11 empty] | PacifiCorp | 100 | Berkshire Hathaway Inc | 100
Limestone | 298_B_LIM1 | 298 | B | LIM1 | 176 | Coal Steam |  | ERC_REST | Texas | 48 | Limestone | 293 | 48293 | 831 | 10605 | 1985 | 2029 | tangential | dry | N | Lignite, Subbituminous | Wet Scrubber | 1985 | 0.9 | LNC3 | SNCR |  | 1997 | ESPC | No | ACI | 2016 |  | 0.6 | 0.15265 | 0.15265 | 0.15265 | 0.15265 | 0.1 | 0.1 | 0.1 | 0.95 | [7 empty] | NRG Texas LLC | 100 | NRG Energy Inc | 100
Limestone | 298_B_LIM2 | 298 | B | LIM2 | 177 | Coal Steam |  | ERC_REST | Texas | 48 | Limestone | 293 | 48293 | 858 | 10567 | 1986 | 2029 | tangential | dry | N | Lignite, Subbituminous | Wet Scrubber | 1986 | 0.9 | OFA | SNCR |  | 1997 | ESPC | No | ACI | 2016 |  | 0.6 | 0.16322 | 0.16322 | 0.1469 | 0.1469 | 0.1 | 0.1 | 0.1 | 0.95 | [7 empty] | NRG Texas LLC | 100 | NRG Energy Inc | 100
Blundell | 299_B_1 | 299 | B | 1 |  | Geothermal |  | WECC_UT | Utah | 49 | Beaver | 1 | 49001 | 23 | 9771 | 1984 | 9999 |  |  | N | Geothermal | [13 empty] | 0 | 0 | 0 | 0 | 0.4563 | 0.4563 | 0.4563 | [8 empty] | PacifiCorp | 100 | Berkshire Hathaway Inc | 100
Blundell | 299_B_2 | 299 | B | 2 |  | Geothermal |  | WECC_UT | Utah | 49 | Beaver | 1 | 49001 | 11 | 9771 | 2007 | 9999 |  |  | N | Geothermal | [13 empty] | 0 | 0 | 0 | 0 | 0.4563 | 0.4563 | 0.4563 | [8 empty] | PacifiCorp | 100 | Berkshire Hathaway Inc | 100
Drop 5 | 314_G_1 | 314 | G | 1 |  | Hydro |  | WECC_IID | California | 6 | Imperial | 25 | 06025 | 1.9 | 0 | 1982 | 9999 |  |  | N | Hydro | [13 empty] | 0 | 0 | 0 | 0 | [11 empty] | Imperial Irrigation District | 100 | Imperial Irrigation District | 100
Drop 5 | 314_G_2 | 314 | G | 2 |  | Hydro |  | WECC_IID | California | 6 | Imperial | 25 | 06025 | 1.9 | 0 | 1982 | 9999 |  |  | N | Hydro | [13 empty] | 0 | 0 | 0 | 0 | [11 empty] | Imperial Irrigation District | 100 | Imperial Irrigation District | 100
Sepulveda Canyon | 316_G_1 | 316 | G | 1 |  | Hydro |  | WEC_LADW | California | 6 | Los Angeles | 37 | 06037 | 8.5 | 0 | 1982 | 9999 |  |  | N | Hydro | [13 empty] | 0 | 0 | 0 | 0 | [11 empty] | Metropolitan Water District | 100 | Metropolitan Water District | 100
Big Creek 1 | 317_G_1 | 317 | G | 1 |  | Hydro |  | WECC_SCE | California | 6 | Fresno | 19 | 06019 | 19.8 | 0 | 1913 | 9999 |  |  | N | Hydro | [13 empty] | 0 | 0 | 0 | 0 | [11 empty] | Southern California Edison Co | 100 | Edison International | 100
Big Creek 1 | 317_G_2 | 317 | G | 2 |  | Hydro |  | WECC_SCE | California | 6 | Fresno | 19 | 06019 | 15.8 | 0 | 1913 | 9999 |  |  | N | Hydro | [13 empty] | 0 | 0 | 0 | 0 | [11 empty] | Southern California Edison Co | 100 | Edison International | 100
Big Creek 1 | 317_G_3 | 317 | G | 3 |  | Hydro |  | WECC_SCE | California | 6 | Fresno | 19 | 06019 | 21.6 | 0 | 1923 | 9999 |  |  | N | Hydro | [13 empty] | 0 | 0 | 0 | 0 | [11 empty] | Southern California Edison Co | 100 | Edison International | 100
Big Creek 1 | 317_G_4 | 317 | G | 4 |  | Hydro |  | WECC_SCE | California | 6 | Fresno | 19 | 06019 | 31.2 | 0 | 1925 | 9999 |  |  | N | Hydro | [13 empty] | 0 | 0 | 0 | 0 | [11 empty] | Southern California Edison Co | 100 | Edison International | 100
Big Creek 2 | 318_G_3 | 318 | G | 3 |  | Hydro |  | WECC_SCE | California | 6 | Fresno | 19 | 06019 | 15.8 | 0 | 1913 | 9999 |  |  | N | Hydro | [13 empty] | 0 | 0 | 0 | 0 | [11 empty] | Southern California Edison Co | 100 | Edison International | 100
Big Creek 2 | 318_G_4 | 318 | G | 4 |  | Hydro |  | WECC_SCE | California | 6 | Fresno | 19 | 06019 | 15.8 | 0 | 1914 | 9999 |  |  | N | Hydro | [13 empty] | 0 | 0 | 0 | 0 | [11 empty] | Southern California Edison Co | 100 | Edison International | 100
Big Creek 2 | 318_G_5 | 318 | G | 5 |  | Hydro |  | WECC_SCE | California | 6 | Fresno | 19 | 06019 | 17.5 | 0 | 1921 | 9999 |  |  | N | Hydro | [13 empty] | 0 | 0 | 0 | 0 | [11 empty] | Southern California Edison Co | 100 | Edison International | 100
Big Creek 2 | 318_G_6 | 318 | G | 6 |  | Hydro |  | WECC_SCE | California | 6 | Fresno | 19 | 06019 | 17.5 | 0 | 1925 | 9999 |  |  | N | Hydro | [13 empty] | 0 | 0 | 0 | 0 | [11 empty] | Southern California Edison Co | 100 | Edison International | 100
Big Creek 3 | 319_G_1 | 319 | G | 1 |  | Hydro |  | WECC_SCE | California | 6 | Fresno | 19 | 06019 | 34 | 0 | 1923 | 9999 |  |  | N | Hydro | [13 empty] | 0 | 0 | 0 | 0 | [11 empty] | Southern California Edison Co | 100 | Edison International | 100
Big Creek 3 | 319_G_2 | 319 | G | 2 |  | Hydro |  | WECC_SCE | California | 6 | Fresno | 19 | 06019 | 34 | 0 | 1923 | 9999 |  |  | N | Hydro | [13 empty] | 0 | 0 | 0 | 0 | [11 empty] | Southern California Edison Co | 100 | Edison International | 100
Big Creek 3 | 319_G_3 | 319 | G | 3 |  | Hydro |  | WECC_SCE | California | 6 | Fresno | 19 | 06019 | 33 | 0 | 1923 | 9999 |  |  | N | Hydro | [13 empty] | 0 | 0 | 0 | 0 | [11 empty] | Southern California Edison Co | 100 | Edison International | 100
Big Creek 3 | 319_G_4 | 319 | G | 4 |  | Hydro |  | WECC_SCE | California | 6 | Fresno | 19 | 06019 | 36 | 0 | 1948 | 9999 |  |  | N | Hydro | [13 empty] | 0 | 0 | 0 | 0 | [11 empty] | Southern California Edison Co | 100 | Edison International | 100
Big Creek 3 | 319_G_5 | 319 | G | 5 |  | Hydro |  | WECC_SCE | California | 6 | Fresno | 19 | 06019 | 36.5 | 0 | 1980 | 9999 |  |  | N | Hydro | [13 empty] | 0 | 0 | 0 | 0 | [11 empty] | Southern California Edison Co | 100 | Edison International | 100
Big Creek 4 | 320_G_1 | 320 | G | 1 |  | Hydro |  | WECC_SCE | California | 6 | Madera | 39 | 06039 | 50 | 0 | 1951 | 9999 |  |  | N | Hydro | [13 empty] | 0 | 0 | 0 | 0 | [11 empty] | Southern California Edison Co | 100 | Edison International | 100
Big Creek 4 | 320_G_2 | 320 | G | 2 |  | Hydro |  | WECC_SCE | California | 6 | Madera | 39 | 06039 | 50 | 0 | 1951 | 9999 |  |  | N | Hydro | [13 empty] | 0 | 0 | 0 | 0 | [11 empty] | Southern California Edison Co | 100 | Edison International | 100
Big Creek 8 | 321_G_1 | 321 | G | 1 |  | Hydro |  | WECC_SCE | California | 6 | Fresno | 19 | 06019 | 25.8 | 0 | 1921 | 9999 |  |  | N | Hydro | [13 empty] | 0 | 0 | 0 | 0 | [11 empty] | Southern California Edison Co | 100 | Edison International | 100
Big Creek 8 | 321_G_2 | 321 | G | 2 |  | Hydro |  | WECC_SCE | California | 6 | Fresno | 19 | 06019 | 45 | 0 | 1929 | 9999 |  |  | N | Hydro | [13 empty] | 0 | 0 | 0 | 0 | [11 empty] | Southern California Edison Co | 100 | Edison International | 100
Big Creek 2A | 322_G_1 | 322 | G | 1 |  | Hydro |  | WECC_SCE | California | 6 | Fresno | 19 | 06019 | 50 | 0 | 1928 | 9999 |  |  | N | Hydro | [13 empty] | 0 | 0 | 0 | 0 | [11 empty] | Southern California Edison Co | 100 | Edison International | 100
Big Creek 2A | 322_G_2 | 322 | G | 2 |  | Hydro |  | WECC_SCE | California | 6 | Fresno | 19 | 06019 | 50 | 0 | 1928 | 9999 |  |  | N | Hydro | [13 empty] | 0 | 0 | 0 | 0 | [11 empty] | Southern California Edison Co | 100 | Edison International | 100
Bishop Creek 2 | 323_G_1 | 323 | G | 1 |  | Hydro |  | WECC_SCE | California | 6 | Inyo | 27 | 06027 | 2.5 | 0 | 1908 | 9999 |  |  | N | Hydro | [13 empty] | 0 | 0 | 0 | 0 | [11 empty] | Southern California Edison Co | 100 | Edison International | 100
Bishop Creek 2 | 323_G_2 | 323 | G | 2 |  | Hydro |  | WECC_SCE | California | 6 | Inyo | 27 | 06027 | 2.5 | 0 | 1908 | 9999 |  |  | N | Hydro | [13 empty] | 0 | 0 | 0 | 0 | [11 empty] | Southern California Edison Co | 100 | Edison International | 100
Bishop Creek 2 | 323_G_3 | 323 | G | 3 |  | Hydro |  | WECC_SCE | California | 6 | Inyo | 27 | 06027 | 2.3 | 0 | 1911 | 9999 |  |  | N | Hydro | [13 empty] | 0 | 0 | 0 | 0 | [11 empty] | Southern California Edison Co | 100 | Edison International | 100
Bishop Creek 3 | 324_G_1 | 324 | G | 1 |  | Hydro |  | WECC_SCE | California | 6 | Inyo | 27 | 06027 | 2.8 | 0 | 1913 | 9999 |  |  | N | Hydro | [13 empty] | 0 | 0 | 0 | 0 | [11 empty] | Southern California Edison Co | 100 | Edison International | 100
Bishop Creek 3 | 324_G_2 | 324 | G | 2 |  | Hydro |  | WECC_SCE | California | 6 | Inyo | 27 | 06027 | 2.8 | 0 | 1913 | 9999 |  |  | N | Hydro | [13 empty] | 0 | 0 | 0 | 0 | [11 empty] | Southern California Edison Co | 100 | Edison International | 100
Bishop Creek 3 | 324_G_3 | 324 | G | 3 |  | Hydro |  | WECC_SCE | California | 6 | Inyo | 27 | 06027 | 2.8 | 0 | 1913 | 9999 |  |  | N | Hydro | [13 empty] | 0 | 0 | 0 | 0 | [11 empty] | Southern California Edison Co | 100 | Edison International | 100
Bishop Creek 4 | 325_G_1 | 325 | G | 1 |  | Hydro |  | WECC_SCE | California | 6 | Inyo | 27 | 06027 | 1 | 0 | 1905 | 9999 |  |  | N | Hydro | [13 empty] | 0 | 0 | 0 | 0 | [11 empty] | Southern California Edison Co | 100 | Edison International | 100
Bishop Creek 4 | 325_G_2 | 325 | G | 2 |  | Hydro |  | WECC_SCE | California | 6 | Inyo | 27 | 06027 | 1 | 0 | 1905 | 9999 |  |  | N | Hydro | [13 empty] | 0 | 0 | 0 | 0 | [11 empty] | Southern California Edison Co | 100 | Edison International | 100
Bishop Creek 4 | 325_G_3 | 325 | G | 3 |  | Hydro |  | WECC_SCE | California | 6 | Inyo | 27 | 06027 | 2 | 0 | 1906 | 9999 |  |  | N | Hydro | [13 empty] | 0 | 0 | 0 | 0 | [11 empty] | Southern California Edison Co | 100 | Edison International | 100
Bishop Creek 4 | 325_G_4 | 325 | G | 4 |  | Hydro |  | WECC_SCE | California | 6 | Inyo | 27 | 06027 | 2.2 | 0 | 1907 | 9999 |  |  | N | Hydro | [13 empty] | 0 | 0 | 0 | 0 | [11 empty] | Southern California Edison Co | 100 | Edison International | 100
Bishop Creek 4 | 325_G_5 | 325 | G | 5 |  | Hydro |  | WECC_SCE | California | 6 | Inyo | 27 | 06027 | 2 | 0 | 1909 | 9999 |  |  | N | Hydro | [13 empty] | 0 | 0 | 0 | 0 | [11 empty] | Southern California Edison Co | 100 | Edison International | 100
Bishop Creek 5 | 326_G_2 | 326 | G | 2 |  | Hydro |  | WECC_SCE | California | 6 | Inyo | 27 | 06027 | 1.8 | 0 | 1919 | 9999 |  |  | N | Hydro | [13 empty] | 0 | 0 | 0 | 0 | [11 empty] | Southern California Edison Co | 100 | Edison International | 100
Bishop Creek 5 | 326_G_1 | 326 | G | 1 |  | Hydro |  | WECC_SCE | California | 6 | Inyo | 27 | 06027 | 2 | 0 | 1943 | 9999 |  |  | N | Hydro | [13 empty] | 0 | 0 | 0 | 0 | [11 empty] | Southern California Edison Co | 100 | Edison International | 100
Bishop Creek 6 | 327_G_1 | 327 | G | 1 |  | Hydro |  | WECC_SCE | California | 6 | Inyo | 27 | 06027 | 1.6 | 0 | 1913 | 9999 |  |  | N | Hydro | [13 empty] | 0 | 0 | 0 | 0 | [11 empty] | Southern California Edison Co | 100 | Edison International | 100
Fontana | 332_G_1 | 332 | G | 1 |  | Hydro |  | WECC_SCE | California | 6 | San Bernardino | 71 | 06071 | 1.5 | 0 | 1917 | 9999 |  |  | N | Hydro | [13 empty] | 0 | 0 | 0 | 0 | [11 empty] | Southern California Edison Co | 100 | Edison International | 100
Fontana | 332_G_2 | 332 | G | 2 |  | Hydro |  | WECC_SCE | California | 6 | San Bernardino | 71 | 06071 | 1.5 | 0 | 1917 | 9999 |  |  | N | Hydro | [13 empty] | 0 | 0 | 0 | 0 | [11 empty] | Southern California Edison Co | 100 | Edison International | 100
Kaweah 2 | 336_G_2 | 336 | G | 2 |  | Hydro |  | WECC_SCE | California | 6 | Tulare | 107 | 06107 | 1.8 | 0 | 1929 | 9999 |  |  | N | Hydro | [13 empty] | 0 | 0 | 0 | 0 | [11 empty] | Southern California Edison Co | 100 | Edison International | 100
Kaweah 1 | 337_G_1 | 337 | G | 1 |  | Hydro |  | WECC_SCE | California | 6 | Tulare | 107 | 06107 | 2.3 | 0 | 1929 | 9999 |  |  | N | Hydro | [13 empty] | 0 | 0 | 0 | 0 | [11 empty] | Southern California Edison Co | 100 | Edison International | 100
Kaweah 3 | 338_G_1 | 338 | G | 1 |  | Hydro |  | WECC_SCE | California | 6 | Tulare | 107 | 06107 | 2.4 | 0 | 1913 | 9999 |  |  | N | Hydro | [13 empty] | 0 | 0 | 0 | 0 | [11 empty] | Southern California Edison Co | 100 | Edison International | 100
Kaweah 3 | 338_G_2 | 338 | G | 2 |  | Hydro |  | WECC_SCE | California | 6 | Tulare | 107 | 06107 | 2.1 | 0 | 1913 | 9999 |  |  | N | Hydro | [13 empty] | 0 | 0 | 0 | 0 | [11 empty] | Southern California Edison Co | 100 | Edison International | 100
Kern River 3 | 339_G_1 | 339 | G | 1 |  | Hydro |  | WECC_SCE | California | 6 | Kern | 29 | 06029 | 20.5 | 0 | 1921 | 9999 |  |  | N | Hydro | [13 empty] | 0 | 0 | 0 | 0 | [11 empty] | Southern California Edison Co | 100 | Edison International | 100
Kern River 3 | 339_G_2 | 339 | G | 2 |  | Hydro |  | WECC_SCE | California | 6 | Kern | 29 | 06029 | 19.7 | 0 | 1921 | 9999 |  |  | N | Hydro | [13 empty] | 0 | 0 | 0 | 0 | [11 empty] | Southern California Edison Co | 100 | Edison International | 100
Kern River 1 | 340_G_1 | 340 | G | 1 |  | Hydro |  | WECC_SCE | California | 6 | Kern | 29 | 06029 | 6.6 | 0 | 1907 | 9999 |  |  | N | Hydro | [13 empty] | 0 | 0 | 0 | 0 | [11 empty] | Southern California Edison Co | 100 | Edison International | 100
Kern River 1 | 340_G_2 | 340 | G | 2 |  | Hydro |  | WECC_SCE | California | 6 | Kern | 29 | 06029 | 6.6 | 0 | 1907 | 9999 |  |  | N | Hydro | [13 empty] | 0 | 0 | 0 | 0 | [11 empty] | Southern California Edison Co | 100 | Edison International | 100
Kern River 1 | 340_G_3 | 340 | G | 3 |  | Hydro |  | WECC_SCE | California | 6 | Kern | 29 | 06029 | 6.6 | 0 | 1907 | 9999 |  |  | N | Hydro | [13 empty] | 0 | 0 | 0 | 0 | [11 empty] | Southern California Edison Co | 100 | Edison International | 100
Kern River 1 | 340_G_4 | 340 | G | 4 |  | Hydro |  | WECC_SCE | California | 6 | Kern | 29 | 06029 | 6.6 | 0 | 1907 | 9999 |  |  | N | Hydro | [13 empty] | 0 | 0 | 0 | 0 | [11 empty] | Southern California Edison Co | 100 | Edison International | 100
Long Beach Generation LLC | 341_G_CT1 | 341 | G | CT1 | 89768 | Combustion Turbine |  | WECC_SCE | California | 6 | Los Angeles | 37 | 06037 | 65 | 16715 | 1976 | 9999 |  |  | N | Natural Gas |  |  |  | H2O | SCR | [8 empty] | 0.03026 | 0.03026 | 0.03026 | 0.03026 | [11 empty] | Long Beach Generation LLC | 100 | ArcLight Capital Partners LLC | 100
Long Beach Generation LLC | 341_G_CT2 | 341 | G | CT2 | 89769 | Combustion Turbine |  | WECC_SCE | California | 6 | Los Angeles | 37 | 06037 | 65 | 16716 | 1976 | 9999 |  |  | N | Natural Gas |  |  |  | H2O | SCR | [8 empty] | 0.03446 | 0.03446 | 0.03446 | 0.03446 | [11 empty] | Long Beach Generation LLC | 100 | ArcLight Capital Partners LLC | 100
Long Beach Generation LLC | 341_G_CT3 | 341 | G | CT3 | 89770 | Combustion Turbine |  | WECC_SCE | California | 6 | Los Angeles | 37 | 06037 | 65 | 16716 | 1976 | 9999 |  |  | N | Natural Gas |  |  |  | H2O | SCR | [8 empty] | 0.02916 | 0.02916 | 0.02916 | 0.02916 | [11 empty] | Long Beach Generation LLC | 100 | ArcLight Capital Partners LLC | 100
Long Beach Generation LLC | 341_G_CT4 | 341 | G | CT4 | 89771 | Combustion Turbine |  | WECC_SCE | California | 6 | Los Angeles | 37 | 06037 | 65 | 16716 | 1976 | 9999 |  |  | N | Natural Gas |  |  |  | H2O | SCR | [8 empty] | 0.03367 | 0.03367 | 0.03367 | 0.03367 | [11 empty] | Long Beach Generation LLC | 100 | ArcLight Capital Partners LLC | 100
Lundy | 342_G_1 | 342 | G | 1 |  | Hydro |  | WECC_SCE | California | 6 | Mono | 51 | 06051 | 1.5 | 0 | 1911 | 9999 |  |  | N | Hydro | [13 empty] | 0 | 0 | 0 | 0 | [11 empty] | Southern California Edison Co | 100 | Edison International | 100
Lundy | 342_G_2 | 342 | G | 2 |  | Hydro |  | WECC_SCE | California | 6 | Mono | 51 | 06051 | 1.5 | 0 | 1912 | 9999 |  |  | N | Hydro | [13 empty] | 0 | 0 | 0 | 0 | [11 empty] | Southern California Edison Co | 100 | Edison International | 100
Mammoth Pool | 344_G_1 | 344 | G | 1 |  | Hydro |  | WECC_SCE | California | 6 | Madera | 39 | 06039 | 80 | 0 | 1960 | 9999 |  |  | N | Hydro | [13 empty] | 0 | 0 | 0 | 0 | [11 empty] | Southern California Edison Co | 100 | Edison International | 100
Mammoth Pool | 344_G_2 | 344 | G | 2 |  | Hydro |  | WECC_SCE | California | 6 | Madera | 39 | 06039 | 80 | 0 | 1960 | 9999 |  |  | N | Hydro | [13 empty] | 0 | 0 | 0 | 0 | [11 empty] | Southern California Edison Co | 100 | Edison International | 100
Poole | 353_G_1 | 353 | G | 1 |  | Hydro |  | WECC_SCE | California | 6 | Mono | 51 | 06051 | 11.3 | 0 | 1924 | 9999 |  |  | N | Hydro | [13 empty] | 0 | 0 | 0 | 0 | [11 empty] | Southern California Edison Co | 100 | Edison International | 100
Portal | 354_G_1 | 354 | G | 1 |  | Hydro |  | WECC_SCE | California | 6 | Fresno | 19 | 06019 | 10.8 | 0 | 1956 | 9999 |  |  | N | Hydro | [13 empty] | 0 | 0 | 0 | 0 | [11 empty] | Southern California Edison Co | 100 | Edison International | 100
Rush Creek | 357_G_1 | 357 | G | 1 |  | Hydro |  | WECC_SCE | California | 6 | Mono | 51 | 06051 | 5.9 | 0 | 1916 | 9999 |  |  | N | Hydro | [13 empty] | 0 | 0 | 0 | 0 | [11 empty] | Southern California Edison Co | 100 | Edison International | 100
Rush Creek | 357_G_2 | 357 | G | 2 |  | Hydro |  | WECC_SCE | California | 6 | Mono | 51 | 06051 | 5.5 | 0 | 1917 | 9999 |  |  | N | Hydro | [13 empty] | 0 | 0 | 0 | 0 | [11 empty] | Southern California Edison Co | 100 | Edison International | 100
Mountainview Generating Station | 358_G_MV3A | 358 | G | MV3A | 89500 | Combined Cycle |  | WECC_SCE | California | 6 | San Bernardino | 71 | 06071 | 149 | 7679 | 2005 | 9999 |  |  | N | Natural Gas |  |  |  | LNB + NH3 | SCR | [8 empty] | 0.0064092 | 0.0064092 | 0.0064092 | 0.0064092 | [11 empty] | Southern California Edison Co | 100 | Edison International | 100
Mountainview Generating Station | 358_G_MV3B | 358 | G | MV3B | 89501 | Combined Cycle |  | WECC_SCE | California | 6 | San Bernardino | 71 | 06071 | 149 | 7679 | 2005 | 9999 |  |  | N | Natural Gas |  |  |  | LNB + NH3 | SCR | [8 empty] | 0.0064092 | 0.0064092 | 0.0064092 | 0.0064092 | [11 empty] | Southern California Edison Co | 100 | Edison International | 100
Mountainview Generating Station | 358_G_MV3C | 358 | G | MV3C | 89500 | Combined Cycle |  | WECC_SCE | California | 6 | San Bernardino | 71 | 06071 | 188 | 7679 | 2005 | 9999 |  |  | N | Natural Gas |  |  |  | LNB + NH3 | SCR | [8 empty] | 0.0064092 | 0.0064092 | 0.0064092 | 0.0064092 | [11 empty] | Southern California Edison Co | 100 | Edison International | 100
Mountainview Generating Station | 358_G_MV4A | 358 | G | MV4A | 89502 | Combined Cycle |  | WECC_SCE | California | 6 | San Bernardino | 71 | 06071 | 149 | 7679 | 2006 | 9999 |  |  | N | Natural Gas |  |  |  | LNB + NH3 | SCR | [8 empty] | 0.0059231 | 0.0059231 | 0.0059231 | 0.0059231 | [11 empty] | Southern California Edison Co | 100 | Edison International | 100
Mountainview Generating Station | 358_G_MV4B | 358 | G | MV4B | 89503 | Combined Cycle |  | WECC_SCE | California | 6 | San Bernardino | 71 | 06071 | 149 | 7679 | 2006 | 9999 |  |  | N | Natural Gas |  |  |  | LNB + NH3 | SCR | [8 empty] | 0.0059231 | 0.0059231 | 0.0059231 | 0.0059231 | [11 empty] | Southern California Edison Co | 100 | Edison International | 100
Mountainview Generating Station | 358_G_MV4C | 358 | G | MV4C | 89502 | Combined Cycle |  | WECC_SCE | California | 6 | San Bernardino | 71 | 06071 | 188 | 7679 | 2006 | 9999 |  |  | N | Natural Gas |  |  |  | LNB + NH3 | SCR | [8 empty] | 0.0059231 | 0.0059231 | 0.0059231 | 0.0059231 | [11 empty] | Southern California Edison Co | 100 | Edison International | 100
Santa Ana 1 | 361_G_1 | 361 | G | 1 |  | Hydro |  | WECC_SCE | California | 6 | San Bernardino | 71 | 06071 | 0.8 | 0 | 1899 | 9999 |  |  | N | Hydro | [13 empty] | 0 | 0 | 0 | 0 | [11 empty] | Southern California Edison Co | 100 | Edison International | 100
Santa Ana 1 | 361_G_2 | 361 | G | 2 |  | Hydro |  | WECC_SCE | California | 6 | San Bernardino | 71 | 06071 | 0.8 | 0 | 1899 | 9999 |  |  | N | Hydro | [13 empty] | 0 | 0 | 0 | 0 | [11 empty] | Southern California Edison Co | 100 | Edison International | 100
Santa Ana 1 | 361_G_3 | 361 | G | 3 |  | Hydro |  | WECC_SCE | California | 6 | San Bernardino | 71 | 06071 | 0.8 | 0 | 1899 | 9999 |  |  | N | Hydro | [13 empty] | 0 | 0 | 0 | 0 | [11 empty] | Southern California Edison Co | 100 | Edison International | 100
Santa Ana 1 | 361_G_4 | 361 | G | 4 |  | Hydro |  | WECC_SCE | California | 6 | San Bernardino | 71 | 06071 | 0.8 | 0 | 1899 | 9999 |  |  | N | Hydro | [13 empty] | 0 | 0 | 0 | 0 | [11 empty] | Southern California Edison Co | 100 | Edison International | 100
Santa Ana 3 | 363_G_1 | 363 | G | 1 |  | Hydro |  | WECC_SCE | California | 6 | San Bernardino | 71 | 06071 | 3.1 | 0 | 1999 | 9999 |  |  | N | Hydro | [13 empty] | 0 | 0 | 0 | 0 | [11 empty] | Southern California Edison Co | 100 | Edison International | 100
Columbia Generating Station | 371_G_2 | 371 | G | 2 |  | Nuclear |  | WECC_PNW | Washington | 53 | Benton | 5 | 53005 | 1163 | 10456 | 1984 | 9999 |  |  | N | Nuclear Fuel | [13 empty] | 0 | 0 | 0 | 0 | [11 empty] | Energy Northwest | 100 | Energy Northwest | 100
Pardee | 376_G_1 | 376 | G | 1 |  | Hydro |  | WEC_CALN | California | 6 | Calaveras | 9 | 06009 | 8.9 | 0 | 1930 | 9999 |  |  | N | Hydro | [13 empty] | 0 | 0 | 0 | 0 | [11 empty] | East Bay Municipal Utility District | 100 | East Bay Municipal Utility District | 100
Pardee | 376_G_2 | 376 | G | 2 |  | Hydro |  | WEC_CALN | California | 6 | Calaveras | 9 | 06009 | 8.9 | 0 | 1930 | 9999 |  |  | N | Hydro | [13 empty] | 0 | 0 | 0 | 0 | [11 empty] | East Bay Municipal Utility District | 100 | East Bay Municipal Utility District | 100
Pardee | 376_G_3 | 376 | G | 3 |  | Hydro |  | WEC_CALN | California | 6 | Calaveras | 9 | 06009 | 9.9 | 0 | 1983 | 9999 |  |  | N | Hydro | [13 empty] | 0 | 0 | 0 | 0 | [11 empty] | East Bay Municipal Utility District | 100 | East Bay Municipal Utility District | 100
Grayson | 377_B_4 | 377 | B | 4 | 248 | O/G Steam |  | WEC_LADW | California | 6 | Los Angeles | 37 | 06037 | 40 | 13796 | 1959 | 9999 | wall | dry | N | Natural Gas |  |  |  | LNB | [9 empty] | 0.04145 | 0.04145 | 0.04145 | 0.04145 | [11 empty] | Glendale Water & Power | 100 | Glendale Water & Power | 100
Grayson | 377_B_5 | 377 | B | 5 | 249 | O/G Steam |  | WEC_LADW | California | 6 | Los Angeles | 37 | 06037 | 40 | 14246 | 1964 | 9999 | wall | dry | N | Natural Gas |  |  |  | FR + LA + LNB | [9 empty] | 0.02985 | 0.02985 | 0.02985 | 0.02985 | [11 empty] | Glendale Water & Power | 100 | Glendale Water & Power | 100
Grayson | 377_G_1 | 377 | G | 1 |  | Combined Cycle |  | WEC_LADW | California | 6 | Los Angeles | 37 | 06037 | 19 | 11114 | 1977 | 9999 | other | dry | N | Natural Gas |  |  |  |  | SCR | [8 empty] | 0.25538 | 0.051076 | 0.25538 | 0.051076 | [11 empty] | Glendale Water & Power | 100 | Glendale Water & Power | 100
Grayson | 377_G_2 | 377 | G | 2 |  | Combined Cycle |  | WEC_LADW | California | 6 | Los Angeles | 37 | 06037 | 19 | 11114 | 1977 | 9999 | other | dry | N | Natural Gas |  |  |  |  | SCR | [8 empty] | 0.19075 | 0.03815 | 0.19075 | 0.03815 | [11 empty] | Glendale Water & Power | 100 | Glendale Water & Power | 100
Grayson | 377_G_8A | 377 | G | 8A |  | Combined Cycle |  | WEC_LADW | California | 6 | Los Angeles | 37 | 06037 | 26 | 11114 | 1977 | 9999 | other | dry | N | Natural Gas |  |  |  |  | SCR | [8 empty] | 0.25538 | 0.051076 | 0.25538 | 0.051076 | [11 empty] | Glendale Water & Power | 100 | Glendale Water & Power | 100
Grayson | 377_G_8BC | 377 | G | 8BC |  | Combined Cycle |  | WEC_LADW | California | 6 | Los Angeles | 37 | 06037 | 46 | 11114 | 1977 | 9999 | other | dry | N | Natural Gas |  |  |  |  | SCR | [8 empty] | 0.19075 | 0.03815 | 0.19075 | 0.03815 | [11 empty] | Glendale Water & Power | 100 | Glendale Water & Power | 100
Grayson | 377_G_9 | 377 | G | 9 | 89495 | Combustion Turbine |  | WEC_LADW | California | 6 | Los Angeles | 37 | 06037 | 48 | 10745 | 2004 | 9999 |  |  | N | Natural Gas |  |  |  |  | SCR | [7 empty] | 0.74 | 0.02445 | 0.02445 | 0.02445 | 0.02445 | [11 empty] | Glendale Water & Power | 100 | Glendale Water & Power | 100
Prairie River | 378_G_1 | 378 | G | 1 |  | Hydro |  | MIS_MNWI | Minnesota | 27 | Itasca | 61 | 27061 | 0.5 | 0 | 1920 | 9999 |  |  | N | Hydro | [13 empty] | 0 | 0 | 0 | 0 | [11 empty] | ALLETE Inc | 100 | ALLETE Inc | 100
Prairie River | 378_G_2 | 378 | G | 2 |  | Hydro |  | MIS_MNWI | Minnesota | 27 | Itasca | 61 | 27061 | 0.2 | 0 | 1920 | 9999 |  |  | N | Hydro | [13 empty] | 0 | 0 | 0 | 0 | [11 empty] | ALLETE Inc | 100 | ALLETE Inc | 100
Dion R Holm | 380_G_1 | 380 | G | 1 |  | Hydro |  | WEC_CALN | California | 6 | Tuolumne | 109 | 06109 | 78.4 | 0 | 1960 | 9999 |  |  | N | Hydro | [13 empty] | 0 | 0 | 0 | 0 | [11 empty] | City & County of San Francisco | 100 | City & County of San Francisco | 100
Dion R Holm | 380_G_2 | 380 | G | 2 |  | Hydro |  | WEC_CALN | California | 6 | Tuolumne | 109 | 06109 | 78.4 | 0 | 1960 | 9999 |  |  | N | Hydro | [13 empty] | 0 | 0 | 0 | 0 | [11 empty] | City & County of San Francisco | 100 | City & County of San Francisco | 100
Moccasin | 381_G_1 | 381 | G | 1 |  | Hydro |  | WEC_CALN | California | 6 | Tuolumne | 109 | 06109 | 50 | 0 | 1969 | 9999 |  |  | N | Hydro | [13 empty] | 0 | 0 | 0 | 0 | [11 empty] | City & County of San Francisco | 100 | City & County of San Francisco | 100
Moccasin | 381_G_2 | 381 | G | 2 |  | Hydro |  | WEC_CALN | California | 6 | Tuolumne | 109 | 06109 | 50 | 0 | 1969 | 9999 |  |  | N | Hydro | [13 empty] | 0 | 0 | 0 | 0 | [11 empty] | City & County of San Francisco | 100 | City & County of San Francisco | 100
R C Kirkwood | 382_G_1 | 382 | G | 1 |  | Hydro |  | WEC_CALN | California | 6 | Tuolumne | 109 | 06109 | 39.5 | 0 | 1967 | 9999 |  |  | N | Hydro | [13 empty] | 0 | 0 | 0 | 0 | [11 empty] | City & County of San Francisco | 100 | City & County of San Francisco | 100
R C Kirkwood | 382_G_2 | 382 | G | 2 |  | Hydro |  | WEC_CALN | California | 6 | Tuolumne | 109 | 06109 | 39.5 | 0 | 1967 | 9999 |  |  | N | Hydro | [13 empty] | 0 | 0 | 0 | 0 | [11 empty] | City & County of San Francisco | 100 | City & County of San Francisco | 100
R C Kirkwood | 382_G_3 | 382 | G | 3 |  | Hydro |  | WEC_CALN | California | 6 | Tuolumne | 109 | 06109 | 36.5 | 0 | 1987 | 9999 |  |  | N | Hydro | [13 empty] | 0 | 0 | 0 | 0 | [11 empty] | City & County of San Francisco | 100 | City & County of San Francisco | 100
Drop 2 (CA) | 385_G_1 | 385 | G | 1 |  | Hydro |  | WECC_IID | California | 6 | Imperial | 25 | 06025 | 4.9 | 0 | 1953 | 9999 |  |  | N | Hydro | [13 empty] | 0 | 0 | 0 | 0 | [11 empty] | Imperial Irrigation District | 100 | Imperial Irrigation District | 100
Drop 2 (CA) | 385_G_2 | 385 | G | 2 |  | Hydro |  | WECC_IID | California | 6 | Imperial | 25 | 06025 | 4.9 | 0 | 1953 | 9999 |  |  | N | Hydro | [13 empty] | 0 | 0 | 0 | 0 | [11 empty] | Imperial Irrigation District | 100 | Imperial Irrigation District | 100
Drop 3 (CA) | 386_G_1 | 386 | G | 1 |  | Hydro |  | WECC_IID | California | 6 | Imperial | 25 | 06025 | 2.7 | 0 | 1941 | 9999 |  |  | N | Hydro | [13 empty] | 0 | 0 | 0 | 0 | [11 empty] | Imperial Irrigation District | 100 | Imperial Irrigation District | 100
Drop 3 (CA) | 386_G_2 | 386 | G | 2 |  | Hydro |  | WECC_IID | California | 6 | Imperial | 25 | 06025 | 4.6 | 0 | 1966 | 9999 |  |  | N | Hydro | [13 empty] | 0 | 0 | 0 | 0 | [11 empty] | Imperial Irrigation District | 100 | Imperial Irrigation District | 100
Drop 4 | 387_G_2 | 387 | G | 2 |  | Hydro |  | WECC_IID | California | 6 | Imperial | 25 | 06025 | 11 | 0 | 1941 | 9999 |  |  | N | Hydro | [13 empty] | 0 | 0 | 0 | 0 | [11 empty] | Imperial Irrigation District | 100 | Imperial Irrigation District | 100
Drop 4 | 387_G_1 | 387 | G | 1 |  | Hydro |  | WECC_IID | California | 6 | Imperial | 25 | 06025 | 8.1 | 0 | 1950 | 9999 |  |  | N | Hydro | [13 empty] | 0 | 0 | 0 | 0 | [11 empty] | Imperial Irrigation District | 100 | Imperial Irrigation District | 100
Pilot Knob | 388_G_1 | 388 | G | 1 |  | Hydro |  | WECC_IID | California | 6 | Imperial | 25 | 06025 | 10.4 | 0 | 1957 | 9999 |  |  | N | Hydro | [13 empty] | 0 | 0 | 0 | 0 | [11 empty] | Imperial Irrigation District | 100 | Imperial Irrigation District | 100
Pilot Knob | 388_G_2 | 388 | G | 2 |  | Hydro |  | WECC_IID | California | 6 | Imperial | 25 | 06025 | 7.7 | 0 | 1957 | 9999 |  |  | N | Hydro | [13 empty] | 0 | 0 | 0 | 0 | [11 empty] | Imperial Irrigation District | 100 | Imperial Irrigation District | 100
El Centro Hybrid | 389_G_2 | 389 | G | 2 | 255 | Combined Cycle |  | WECC_IID | California | 6 | Imperial | 25 | 06025 | 31 | 8128 | 1952 | 9999 | other |  | N | Natural Gas, Distillate Fuel Oil |  |  |  |  | SCR | [8 empty] | 0.038174 | 0.038174 | 0.038174 | 0.038174 | [11 empty] | Imperial Irrigation District | 100 | Imperial Irrigation District | 100
El Centro Hybrid | 389_B_4 | 389 | B | 4 | 257 | O/G Steam |  | WECC_IID | California | 6 | Imperial | 25 | 06025 | 70 | 12987 | 1968 | 9999 | wall | dry | N | Natural Gas, Residual Fuel Oil |  |  |  |  | SCR | [7 empty] | 0.74 | 0.2383 | 0.07608 | 0.2383 | 0.07608 | [11 empty] | Imperial Irrigation District | 100 | Imperial Irrigation District | 100
El Centro Hybrid | 389_G_2A | 389 | G | 2A | 255 | Combined Cycle |  | WECC_IID | California | 6 | Imperial | 25 | 06025 | 71 | 8128 | 1993 | 9999 |  |  | N | Natural Gas, Distillate Fuel Oil |  |  |  |  | SCR | [8 empty] | 0.038174 | 0.038174 | 0.038174 | 0.038174 | [11 empty] | Imperial Irrigation District | 100 | Imperial Irrigation District | 100
El Centro Hybrid | 389_G_30 | 389 | G | 30 | 90785 | Combined Cycle |  | WECC_IID | California | 6 | Imperial | 25 | 06025 | 52 | 8128 | 2012 | 9999 | other |  | N | Natural Gas |  |  |  | DLNB | SCR | [8 empty] | 0.0072872 | 0.0072872 | 0.0072872 | 0.0072872 | [11 empty] | Imperial Irrigation District | 100 | Imperial Irrigation District | 100
El Centro Hybrid | 389_G_31 | 389 | G | 31 | 90785 | Combined Cycle |  | WECC_IID | California | 6 | Imperial | 25 | 06025 | 45 | 8128 | 2012 | 9999 |  |  | N | Natural Gas |  |  |  | DLNB | SCR | [8 empty] | 0.0072872 | 0.0072872 | 0.0072872 | 0.0072872 | [11 empty] | Imperial Irrigation District | 100 | Imperial Irrigation District | 100
El Centro Hybrid | 389_G_32 | 389 | G | 32 | 90786 | Combined Cycle |  | WECC_IID | California | 6 | Imperial | 25 | 06025 | 45 | 8128 | 2012 | 9999 |  |  | N | Natural Gas |  |  |  | DLNB | SCR | [8 empty] | 0.0072872 | 0.0072872 | 0.0072872 | 0.0072872 | [11 empty] | Imperial Irrigation District | 100 | Imperial Irrigation District | 100
El Centro Hybrid | 389_G_BESS | 389 | G | BESS |  | Energy Storage |  | WECC_IID | California | 6 | Imperial | 25 | 06025 | 28 | 0 | 2016 | 9999 |  |  | N | Energy Storage | [13 empty] | 0 | 0 | 0 | 0 | [11 empty] | Imperial Irrigation District | 100 | Imperial Irrigation District | 100
Big Pine Creek | 391_G_1 | 391 | G | 1 |  | Hydro |  | WEC_LADW | California | 6 | Inyo | 27 | 06027 | 3 | 0 | 1925 | 9999 |  |  | N | Hydro | [13 empty] | 0 | 0 | 0 | 0 | [11 empty] | Los Angeles Dept of Water & Power | 100 | Los Angeles Dept of Water & Power | 100
Castaic | 392_G_7 | 392 | G | 7 |  | Hydro |  | WEC_LADW | California | 6 | Los Angeles | 37 | 06037 | 51.5 | 0 | 1972 | 9999 |  |  | N | Hydro | [13 empty] | 0 | 0 | 0 | 0 | [11 empty] | Los Angeles Dept of Water & Power | 100 | Los Angeles Dept of Water & Power | 100
Castaic | 392_G_1 | 392 | G | 1 |  | Pumped Storage |  | WEC_LADW | California | 6 | Los Angeles | 37 | 06037 | 270.5 | 0 | 1973 | 9999 |  |  | N | Pumped Storage | [13 empty] | 0 | 0 | 0 | 0 | [11 empty] | Los Angeles Dept of Water & Power | 100 | Los Angeles Dept of Water & Power | 100
Castaic | 392_G_2 | 392 | G | 2 |  | Pumped Storage |  | WEC_LADW | California | 6 | Los Angeles | 37 | 06037 | 270.5 | 0 | 1974 | 9999 |  |  | N | Pumped Storage | [13 empty] | 0 | 0 | 0 | 0 | [11 empty] | Los Angeles Dept of Water & Power | 100 | Los Angeles Dept of Water & Power | 100
Castaic | 392_G_3 | 392 | G | 3 |  | Pumped Storage |  | WEC_LADW | California | 6 | Los Angeles | 37 | 06037 | 270.5 | 0 | 1976 | 9999 |  |  | N | Pumped Storage | [13 empty] | 0 | 0 | 0 | 0 | [11 empty] | Los Angeles Dept of Water & Power | 100 | Los Angeles Dept of Water & Power | 100
Castaic | 392_G_4 | 392 | G | 4 |  | Pumped Storage |  | WEC_LADW | California | 6 | Los Angeles | 37 | 06037 | 270.5 | 0 | 1977 | 9999 |  |  | N | Pumped Storage | [13 empty] | 0 | 0 | 0 | 0 | [11 empty] | Los Angeles Dept of Water & Power | 100 | Los Angeles Dept of Water & Power | 100
Castaic | 392_G_5 | 392 | G | 5 |  | Pumped Storage |  | WEC_LADW | California | 6 | Los Angeles | 37 | 06037 | 270.5 | 0 | 1977 | 9999 |  |  | N | Pumped Storage | [13 empty] | 0 | 0 | 0 | 0 | [11 empty] | Los Angeles Dept of Water & Power | 100 | Los Angeles Dept of Water & Power | 100
Castaic | 392_G_6 | 392 | G | 6 |  | Pumped Storage |  | WEC_LADW | California | 6 | Los Angeles | 37 | 06037 | 270.5 | 0 | 1978 | 9999 |  |  | N | Pumped Storage | [13 empty] | 0 | 0 | 0 | 0 | [11 empty] | Los Angeles Dept of Water & Power | 100 | Los Angeles Dept of Water & Power | 100
Control Gorge | 393_G_1 | 393 | G | 1 |  | Hydro |  | WEC_LADW | California | 6 | Inyo | 27 | 06027 | 37.5 | 0 | 1952 | 9999 |  |  | N | Hydro | [13 empty] | 0 | 0 | 0 | 0 | [11 empty] | Los Angeles Dept of Water & Power | 100 | Los Angeles Dept of Water & Power | 100
Cottonwood | 394_G_1 | 394 | G | 1 |  | Hydro |  | WEC_LADW | California | 6 | Inyo | 27 | 06027 | 1.2 | 0 | 1908 | 9999 |  |  | N | Hydro | [13 empty] | 0 | 0 | 0 | 0 | [11 empty] | Los Angeles Dept of Water & Power | 100 | Los Angeles Dept of Water & Power | 100
Cottonwood | 394_G_2 | 394 | G | 2 |  | Hydro |  | WEC_LADW | California | 6 | Inyo | 27 | 06027 | 1.2 | 0 | 1909 | 9999 |  |  | N | Hydro | [13 empty] | 0 | 0 | 0 | 0 | [11 empty] | Los Angeles Dept of Water & Power | 100 | Los Angeles Dept of Water & Power | 100
Foothill | 396_G_1 | 396 | G | 1 |  | Hydro |  | WEC_LADW | California | 6 | Los Angeles | 37 | 06037 | 8.6 | 0 | 1971 | 9999 |  |  | N | Hydro | [13 empty] | 0 | 0 | 0 | 0 | [11 empty] | Los Angeles Dept of Water & Power | 100 | Los Angeles Dept of Water & Power | 100
Franklin (CA) | 397_G_1 | 397 | G | 1 |  | Hydro |  | WEC_LADW | California | 6 | Los Angeles | 37 | 06037 | 2 | 0 | 1921 | 9999 |  |  | N | Hydro | [13 empty] | 0 | 0 | 0 | 0 | [11 empty] | Los Angeles Dept of Water & Power | 100 | Los Angeles Dept of Water & Power | 100
Haiwee | 398_G_1 | 398 | G | 1 |  | Hydro |  | WEC_LADW | California | 6 | Inyo | 27 | 06027 | 2.5 | 0 | 1927 | 9999 |  |  | N | Hydro | [13 empty] | 0 | 0 | 0 | 0 | [11 empty] | Los Angeles Dept of Water & Power | 100 | Los Angeles Dept of Water & Power | 100
Haiwee | 398_G_2 | 398 | G | 2 |  | Hydro |  | WEC_LADW | California | 6 | Inyo | 27 | 06027 | 2.5 | 0 | 1927 | 9999 |  |  | N | Hydro | [13 empty] | 0 | 0 | 0 | 0 | [11 empty] | Los Angeles Dept of Water & Power | 100 | Los Angeles Dept of Water & Power | 100
Harbor | 399_G_10A | 399 | G | 10A | 259 | Combined Cycle |  | WEC_LADW | California | 6 | Los Angeles | 37 | 06037 | 73 | 11213 | 1995 | 9999 |  |  | N | Natural Gas |  |  |  | NH3 | SCR | [8 empty] | 0.021728 | 0.021728 | 0.021728 | 0.021728 | [11 empty] | Los Angeles Dept of Water & Power | 100 | Los Angeles Dept of Water & Power | 100
Harbor | 399_G_10B | 399 | G | 10B | 260 | Combined Cycle |  | WEC_LADW | California | 6 | Los Angeles | 37 | 06037 | 73 | 11213 | 1995 | 9999 |  |  | N | Natural Gas |  |  |  | NH3 | SCR | [8 empty] | 0.021728 | 0.021728 | 0.021728 | 0.021728 | [11 empty] | Los Angeles Dept of Water & Power | 100 | Los Angeles Dept of Water & Power | 100
Harbor | 399_G_5 | 399 | G | 5 | 259 | Combined Cycle |  | WEC_LADW | California | 6 | Los Angeles | 37 | 06037 | 56 | 11213 | 1995 | 9999 |  |  | N | Natural Gas |  |  |  | NH3 | SCR | [8 empty] | 0.021728 | 0.021728 | 0.021728 | 0.021728 | [11 empty] | Los Angeles Dept of Water & Power | 100 | Los Angeles Dept of Water & Power | 100
Harbor | 399_G_GT10 | 399 | G | GT10 | 262 | Combustion Turbine |  | WEC_LADW | California | 6 | Los Angeles | 37 | 06037 | 47.4 | 11029 | 2002 | 9999 |  |  | N | Natural Gas |  |  |  |  | SCR | [7 empty] | 0.74 | 0.02694 | 0.02694 | 0.02694 | 0.02694 | [11 empty] | Los Angeles Dept of Water & Power | 100 | Los Angeles Dept of Water & Power | 100
Harbor | 399_G_GT11 | 399 | G | GT11 | 263 | Combustion Turbine |  | WEC_LADW | California | 6 | Los Angeles | 37 | 06037 | 47.4 | 11029 | 2002 | 9999 |  |  | N | Natural Gas |  |  |  |  | SCR | [7 empty] | 0.74 | 0.0254 | 0.0254 | 0.0254 | 0.0254 | [11 empty] | Los Angeles Dept of Water & Power | 100 | Los Angeles Dept of Water & Power | 100
Harbor | 399_G_GT12 | 399 | G | GT12 | 264 | Combustion Turbine |  | WEC_LADW | California | 6 | Los Angeles | 37 | 06037 | 47.4 | 11029 | 2002 | 9999 |  |  | N | Natural Gas |  |  |  |  | SCR | [7 empty] | 0.74 | 0.02061 | 0.02061 | 0.02061 | 0.02061 | [11 empty] | Los Angeles Dept of Water & Power | 100 | Los Angeles Dept of Water & Power | 100
Harbor | 399_G_GT13 | 399 | G | GT13 | 265 | Combustion Turbine |  | WEC_LADW | California | 6 | Los Angeles | 37 | 06037 | 47.4 | 11029 | 2002 | 9999 |  |  | N | Natural Gas |  |  |  |  | SCR | [7 empty] | 0.74 | 0.02708 | 0.02708 | 0.02708 | 0.02708 | [11 empty] | Los Angeles Dept of Water & Power | 100 | Los Angeles Dept of Water & Power | 100
Harbor | 399_G_GT14 | 399 | G | GT14 | 266 | Combustion Turbine |  | WEC_LADW | California | 6 | Los Angeles | 37 | 06037 | 47.4 | 11029 | 2002 | 9999 |  |  | N | Natural Gas |  |  |  |  | SCR | [7 empty] | 0.74 | 0.02442 | 0.02442 | 0.02442 | 0.02442 | [11 empty] | Los Angeles Dept of Water & Power | 100 | Los Angeles Dept of Water & Power | 100
Haynes | 400_B_1 | 400 | B | 1 | 271 | O/G Steam |  | WEC_LADW | California | 6 | Los Angeles | 37 | 06037 | 222 | 11548 | 1962 | 9999 | wall | dry | N | Natural Gas |  |  |  | NH3 | SCR | [7 empty] | 0.74 | 0.00268 | 0.00268 | 0.00268 | 0.00268 | [11 empty] | Los Angeles Dept of Water & Power | 100 | Los Angeles Dept of Water & Power | 100
Haynes | 400_B_2 | 400 | B | 2 | 272 | O/G Steam |  | WEC_LADW | California | 6 | Los Angeles | 37 | 06037 | 222 | 11396 | 1963 | 9999 | wall | dry | N | Natural Gas |  |  |  | NH3 | SCR | [7 empty] | 0.74 | 0.00157 | 0.00157 | 0.00157 | 0.00157 | [11 empty] | Los Angeles Dept of Water & Power | 100 | Los Angeles Dept of Water & Power | 100
Haynes | 400_G_10 | 400 | G | 10 | 89434 | Combined Cycle |  | WEC_LADW | California | 6 | Los Angeles | 37 | 06037 | 157.5 | 7134 | 2005 | 9999 |  |  | N | Natural Gas |  |  |  | DLNB | SCR | [8 empty] | 0.0068957 | 0.0068957 | 0.0068957 | 0.0068957 | [11 empty] | Los Angeles Dept of Water & Power | 100 | Los Angeles Dept of Water & Power | 100
Haynes | 400_G_8 | 400 | G | 8 | 89433 | Combined Cycle |  | WEC_LADW | California | 6 | Los Angeles | 37 | 06037 | 235 | 7134 | 2005 | 9999 |  |  | N | Natural Gas |  |  |  | DLNB + NH3 | SCR | [8 empty] | 0.0068957 | 0.0068957 | 0.0068957 | 0.0068957 | [11 empty] | Los Angeles Dept of Water & Power | 100 | Los Angeles Dept of Water & Power | 100
Haynes | 400_G_9 | 400 | G | 9 | 89433 | Combined Cycle |  | WEC_LADW | California | 6 | Los Angeles | 37 | 06037 | 162.5 | 7134 | 2005 | 9999 |  |  | N | Natural Gas |  |  |  | DLNB | SCR | [8 empty] | 0.0068957 | 0.0068957 | 0.0068957 | 0.0068957 | [11 empty] | Los Angeles Dept of Water & Power | 100 | Los Angeles Dept of Water & Power | 100
Haynes | 400_G_11 | 400 | G | 11 | 90755 | Combustion Turbine |  | WEC_LADW | California | 6 | Los Angeles | 37 | 06037 | 99.4 | 10745 | 2013 | 9999 |  |  | N | Natural Gas |  |  |  | H2O | SCR | [8 empty] | 0.00774 | 0.00774 | 0.00774 | 0.00774 | [11 empty] | Los Angeles Dept of Water & Power | 100 | Los Angeles Dept of Water & Power | 100
Haynes | 400_G_12 | 400 | G | 12 | 90756 | Combustion Turbine |  | WEC_LADW | California | 6 | Los Angeles | 37 | 06037 | 99.4 | 10745 | 2013 | 9999 |  |  | N | Natural Gas |  |  |  | H2O | SCR | [8 empty] | 0.00835 | 0.00835 | 0.00835 | 0.00835 | [11 empty] | Los Angeles Dept of Water & Power | 100 | Los Angeles Dept of Water & Power | 100
Haynes | 400_G_13 | 400 | G | 13 | 90757 | Combustion Turbine |  | WEC_LADW | California | 6 | Los Angeles | 37 | 06037 | 99.4 | 10745 | 2013 | 9999 |  |  | N | Natural Gas |  |  |  | H2O | SCR | [8 empty] | 0.0083 | 0.0083 | 0.0083 | 0.0083 | [11 empty] | Los Angeles Dept of Water & Power | 100 | Los Angeles Dept of Water & Power | 100
Haynes | 400_G_14 | 400 | G | 14 | 90758 | Combustion Turbine |  | WEC_LADW | California | 6 | Los Angeles | 37 | 06037 | 99.4 | 10745 | 2013 | 9999 |  |  | N | Natural Gas |  |  |  | H2O | SCR | [8 empty] | 0.00966 | 0.00966 | 0.00966 | 0.00966 | [11 empty] | Los Angeles Dept of Water & Power | 100 | Los Angeles Dept of Water & Power | 100
Haynes | 400_G_15 | 400 | G | 15 | 90759 | Combustion Turbine |  | WEC_LADW | California | 6 | Los Angeles | 37 | 06037 | 99.4 | 10745 | 2013 | 9999 |  |  | N | Natural Gas |  |  |  | H2O | SCR | [8 empty] | 0.00844 | 0.00844 | 0.00844 | 0.00844 | [11 empty] | Los Angeles Dept of Water & Power | 100 | Los Angeles Dept of Water & Power | 100
Haynes | 400_G_16 | 400 | G | 16 | 90760 | Combustion Turbine |  | WEC_LADW | California | 6 | Los Angeles | 37 | 06037 | 99.4 | 10745 | 2013 | 9999 |  |  | N | Natural Gas |  |  |  | H2O | SCR | [8 empty] | 0.00848 | 0.00848 | 0.00848 | 0.00848 | [11 empty] | Los Angeles Dept of Water & Power | 100 | Los Angeles Dept of Water & Power | 100
Middle Gorge | 401_G_1 | 401 | G | 1 |  | Hydro |  | WEC_LADW | California | 6 | Mono | 51 | 06051 | 37.5 | 0 | 1952 | 9999 |  |  | N | Hydro | [13 empty] | 0 | 0 | 0 | 0 | [11 empty] | Los Angeles Dept of Water & Power | 100 | Los Angeles Dept of Water & Power | 100
Pleasant Valley Hydro | 402_G_1 | 402 | G | 1 |  | Hydro |  | WEC_LADW | California | 6 | Inyo | 27 | 06027 | 2.7 | 0 | 1958 | 9999 |  |  | N | Hydro | [13 empty] | 0 | 0 | 0 | 0 | [11 empty] | Los Angeles Dept of Water & Power | 100 | Los Angeles Dept of Water & Power | 100
San Fernando | 403_G_1 | 403 | G | 1 |  | Hydro |  | WEC_LADW | California | 6 | Los Angeles | 37 | 06037 | 3.2 | 0 | 1922 | 9999 |  |  | N | Hydro | [13 empty] | 0 | 0 | 0 | 0 | [11 empty] | Los Angeles Dept of Water & Power | 100 | Los Angeles Dept of Water & Power | 100
San Fernando | 403_G_2 | 403 | G | 2 |  | Hydro |  | WEC_LADW | California | 6 | Los Angeles | 37 | 06037 | 2.9 | 0 | 1922 | 9999 |  |  | N | Hydro | [13 empty] | 0 | 0 | 0 | 0 | [11 empty] | Los Angeles Dept of Water & Power | 100 | Los Angeles Dept of Water & Power | 100
Scattergood | 404_G_4 | 404 | G | 4 | 90958 | Combined Cycle |  | WEC_LADW | California | 6 | Los Angeles | 37 | 06037 | 204 | 7126 | 2015 | 9999 |  |  | N | Natural Gas |  |  |  | NH3 | SCR | [8 empty] | 0.0054009 | 0.0054009 | 0.0054009 | 0.0054009 | [11 empty] | Los Angeles Dept of Water & Power | 100 | Los Angeles Dept of Water & Power | 100
Scattergood | 404_G_5 | 404 | G | 5 | 90958 | Combined Cycle |  | WEC_LADW | California | 6 | Los Angeles | 37 | 06037 | 107 | 7126 | 2015 | 9999 | other |  | N | Natural Gas |  |  |  | NH3 | SCR | [8 empty] | 0.0054009 | 0.0054009 | 0.0054009 | 0.0054009 | [11 empty] | Los Angeles Dept of Water & Power | 100 | Los Angeles Dept of Water & Power | 100
Scattergood | 404_G_6 | 404 | G | 6 | 90959 | Combustion Turbine |  | WEC_LADW | California | 6 | Los Angeles | 37 | 06037 | 102 | 10745 | 2015 | 9999 |  |  | N | Natural Gas |  |  |  | H2O | SCR | [8 empty] | 0.00851 | 0.00851 | 0.00851 | 0.00851 | [11 empty] | Los Angeles Dept of Water & Power | 100 | Los Angeles Dept of Water & Power | 100
Scattergood | 404_G_7 | 404 | G | 7 | 90960 | Combustion Turbine |  | WEC_LADW | California | 6 | Los Angeles | 37 | 06037 | 102 | 10745 | 2015 | 9999 |  |  | N | Natural Gas |  |  |  | H2O | SCR | [8 empty] | 0.00848 | 0.00848 | 0.00848 | 0.00848 | [11 empty] | Los Angeles Dept of Water & Power | 100 | Los Angeles Dept of Water & Power | 100
Upper Gorge | 407_G_1 | 407 | G | 1 |  | Hydro |  | WEC_LADW | California | 6 | Mono | 51 | 06051 | 36.5 | 0 | 1953 | 9999 |  |  | N | Hydro | [13 empty] | 0 | 0 | 0 | 0 | [11 empty] | Los Angeles Dept of Water & Power | 100 | Los Angeles Dept of Water & Power | 100
Valley (CA) | 408_G_5 | 408 | G | 5 | 284 | Combustion Turbine |  | WEC_LADW | California | 6 | Los Angeles | 37 | 06037 | 43 | 11454 | 2001 | 9999 |  |  | N | Natural Gas, Distillate Fuel Oil |  |  |  |  | SCR | [7 empty] | 0.74 | 0.02323 | 0.02323 | 0.02323 | 0.02323 | [11 empty] | Los Angeles Dept of Water & Power | 100 | Los Angeles Dept of Water & Power | 100
Valley (CA) | 408_G_6 | 408 | G | 6 | 89304 | Combined Cycle |  | WEC_LADW | California | 6 | Los Angeles | 37 | 06037 | 162 | 7439 | 2003 | 9999 |  |  | N | Natural Gas |  |  |  | DLNB | SCR | [7 empty] | 0.395 | 0.008657 | 0.008657 | 0.008657 | 0.008657 | [11 empty] | Los Angeles Dept of Water & Power | 100 | Los Angeles Dept of Water & Power | 100
Valley (CA) | 408_G_7 | 408 | G | 7 | 89305 | Combined Cycle |  | WEC_LADW | California | 6 | Los Angeles | 37 | 06037 | 162 | 7439 | 2003 | 9999 |  |  | N | Natural Gas |  |  |  | DLNB | SCR | [7 empty] | 0.395 | 0.008657 | 0.008657 | 0.008657 | 0.008657 | [11 empty] | Los Angeles Dept of Water & Power | 100 | Los Angeles Dept of Water & Power | 100
Valley (CA) | 408_G_8 | 408 | G | 8 | 89304 | Combined Cycle |  | WEC_LADW | California | 6 | Los Angeles | 37 | 06037 | 209 | 7439 | 2003 | 9999 |  |  | N | Natural Gas |  |  |  | DLNB + NH3 | SCR | [7 empty] | 0.395 | 0.008657 | 0.008657 | 0.008657 | 0.008657 | [11 empty] | Los Angeles Dept of Water & Power | 100 | Los Angeles Dept of Water & Power | 100
Exchequer | 409_G_1 | 409 | G | 1 |  | Hydro |  | WEC_CALN | California | 6 | Mariposa | 43 | 06043 | 94.5 | 0 | 1967 | 9999 |  |  | N | Hydro | [13 empty] | 0 | 0 | 0 | 0 | [11 empty] | Merced Irrigation District | 100 | Merced Irrigation District | 100
McSwain | 410_G_1 | 410 | G | 1 |  | Hydro |  | WEC_CALN | California | 6 | Mariposa | 43 | 06043 | 9 | 0 | 1967 | 9999 |  |  | N | Hydro | [13 empty] | 0 | 0 | 0 | 0 | [11 empty] | Merced Irrigation District | 100 | Merced Irrigation District | 100
Chicago Park | 412_G_2P | 412 | G | 2P |  | Hydro |  | WEC_CALN | California | 6 | Nevada | 57 | 06057 | 44 | 0 | 1965 | 9999 |  |  | N | Hydro | [13 empty] | 0 | 0 | 0 | 0 | [11 empty] | Nevada Irrigation District | 100 | Nevada Irrigation District | 100
Dutch Flat 2 | 413_G_3P | 413 | G | 3P |  | Hydro |  | WEC_CALN | California | 6 | Nevada | 57 | 06057 | 27.3 | 0 | 1965 | 9999 |  |  | N | Hydro | [13 empty] | 0 | 0 | 0 | 0 | [11 empty] | Nevada Irrigation District | 100 | Nevada Irrigation District | 100
Beardsley | 414_G_1 | 414 | G | 1 |  | Hydro |  | WEC_CALN | California | 6 | Tuolumne | 109 | 06109 | 11 | 0 | 1957 | 9999 |  |  | N | Hydro | [13 empty] | 0 | 0 | 0 | 0 | [11 empty] | Oakdale & South San Joaquin Irrigation District | 100 | Oakdale & South San Joaquin Irrigation D | 100
Donnells | 415_G_H1 | 415 | G | H1 |  | Hydro |  | WEC_CALN | California | 6 | Tuolumne | 109 | 06109 | 72 | 0 | 1957 | 9999 |  |  | N | Hydro | [13 empty] | 0 | 0 | 0 | 0 | [11 empty] | Oakdale & South San Joaquin Irrigation District | 100 | Oakdale & South San Joaquin Irrigation D | 100
Tulloch | 416_G_1 | 416 | G | 1 |  | Hydro |  | WEC_CALN | California | 6 | Tuolumne | 109 | 06109 | 9 | 0 | 1958 | 9999 |  |  | N | Hydro | [13 empty] | 0 | 0 | 0 | 0 | [11 empty] | Oakdale & South San Joaquin Irrigation District | 100 | Oakdale & South San Joaquin Irrigation D | 100
Tulloch | 416_G_2 | 416 | G | 2 |  | Hydro |  | WEC_CALN | California | 6 | Tuolumne | 109 | 06109 | 10 | 0 | 1958 | 9999 |  |  | N | Hydro | [13 empty] | 0 | 0 | 0 | 0 | [11 empty] | Oakdale & South San Joaquin Irrigation District | 100 | Oakdale & South San Joaquin Irrigation D | 100
Tulloch | 416_G_3 | 416 | G | 3 |  | Hydro |  | WEC_CALN | California | 6 | Tuolumne | 109 | 06109 | 6.8 | 0 | 2012 | 9999 |  |  | N | Hydro | [13 empty] | 0 | 0 | 0 | 0 | [11 empty] | Oakdale & South San Joaquin Irrigation District | 100 | Oakdale & South San Joaquin Irrigation D | 100
Forbestown | 417_G_1 | 417 | G | 1 |  | Hydro |  | WEC_CALN | California | 6 | Butte | 7 | 06007 | 37.5 | 0 | 1963 | 9999 |  |  | N | Hydro | [13 empty] | 0 | 0 | 0 | 0 | [11 empty] | South Feather Water & Power Agency | 100 | South Feather Water & Power Agency | 100
Kelly Ridge | 418_G_1 | 418 | G | 1 |  | Hydro |  | WEC_CALN | California | 6 | Butte | 7 | 06007 | 11 | 0 | 1963 | 9999 |  |  | N | Hydro | [13 empty] | 0 | 0 | 0 | 0 | [11 empty] | South Feather Water & Power Agency | 100 | South Feather Water & Power Agency | 100
Woodleaf | 419_G_1 | 419 | G | 1 |  | Hydro |  | WEC_CALN | California | 6 | Butte | 7 | 06007 | 60 | 0 | 1963 | 9999 |  |  | N | Hydro | [13 empty] | 0 | 0 | 0 | 0 | [11 empty] | South Feather Water & Power Agency | 100 | South Feather Water & Power Agency | 100
Glenarm | 422_G_GT1 | 422 | G | GT1 |  | Combustion Turbine |  | WECC_SCE | California | 6 | Los Angeles | 37 | 06037 | 28.6 | 14474 | 1976 | 9999 |  |  | N | Natural Gas |  |  |  |  | SCR | [7 empty] | 0.74 | 0.02466 | 0.01 | 0.02466 | 0.01 | [11 empty] | Pasadena Water & Power Dept | 100 | Pasadena Water & Power Dept | 100
Glenarm | 422_G_GT2 | 422 | G | GT2 |  | Combustion Turbine |  | WECC_SCE | California | 6 | Los Angeles | 37 | 06037 | 28.6 | 14474 | 1976 | 9999 |  |  | N | Natural Gas |  |  |  |  | SCR | [7 empty] | 0.74 | 0.02466 | 0.01 | 0.02466 | 0.01 | [11 empty] | Pasadena Water & Power Dept | 100 | Pasadena Water & Power Dept | 100
Glenarm | 422_G_GT3 | 422 | G | GT3 | 88258 | Combustion Turbine |  | WECC_SCE | California | 6 | Los Angeles | 37 | 06037 | 47.2 | 14473 | 2004 | 9999 |  |  | N | Natural Gas |  |  |  |  | SCR | [7 empty] | 0.74 | 0.02968 | 0.02968 | 0.02968 | 0.02968 | [11 empty] | Pasadena Water & Power Dept | 100 | Pasadena Water & Power Dept | 100
Glenarm | 422_G_GT4 | 422 | G | GT4 | 88259 | Combustion Turbine |  | WECC_SCE | California | 6 | Los Angeles | 37 | 06037 | 47.2 | 14473 | 2004 | 9999 |  |  | N | Natural Gas |  |  |  |  | SCR | [7 empty] | 0.74 | 0.03252 | 0.03252 | 0.03252 | 0.03252 | [11 empty] | Pasadena Water & Power Dept | 100 | Pasadena Water & Power Dept | 100
Glenarm | 422_G_GT5 | 422 | G | GT5 | 90975 | Combined Cycle |  | WECC_SCE | California | 6 | Los Angeles | 37 | 06037 | 68 | 10031 | 2016 | 9999 |  |  | N | Natural Gas |  |  |  | H2O | SCR | [8 empty] | 0.48235 | 0.0079523 | 0.48235 | 0.0079523 | [11 empty] | Pasadena Water & Power Dept | 100 | Pasadena Water & Power Dept | 100
Glenarm | 422_G_ST1 | 422 | G | ST1 |  | Combined Cycle |  | WECC_SCE | California | 6 | Los Angeles | 37 | 06037 | 16 | 10031 | 2016 | 9999 |  |  | N | Natural Gas |  |  |  |  | SCR | [8 empty] | 0.48235 | 0.0079523 | 0.48235 | 0.0079523 | [11 empty] | Pasadena Water & Power Dept | 100 | Pasadena Water & Power Dept | 100
French Meadows | 424_G_1 | 424 | G | 1 |  | Hydro |  | WEC_CALN | California | 6 | Placer | 61 | 06061 | 16 | 0 | 1966 | 9999 |  |  | N | Hydro | [13 empty] | 0 | 0 | 0 | 0 | [11 empty] | Placer County Water Agency | 100 | Placer County Water Agency | 100
Middle Fork | 425_G_1 | 425 | G | 1 |  | Hydro |  | WEC_CALN | California | 6 | Placer | 61 | 06061 | 66 | 0 | 1966 | 9999 |  |  | N | Hydro | [13 empty] | 0 | 0 | 0 | 0 | [11 empty] | Placer County Water Agency | 100 | Placer County Water Agency | 100
Middle Fork | 425_G_2 | 425 | G | 2 |  | Hydro |  | WEC_CALN | California | 6 | Placer | 61 | 06061 | 66 | 0 | 1966 | 9999 |  |  | N | Hydro | [13 empty] | 0 | 0 | 0 | 0 | [11 empty] | Placer County Water Agency | 100 | Placer County Water Agency | 100
Oxbow (CA) | 426_G_1 | 426 | G | 1 |  | Hydro |  | WEC_CALN | California | 6 | Placer | 61 | 06061 | 6 | 0 | 1966 | 9999 |  |  | N | Hydro | [13 empty] | 0 | 0 | 0 | 0 | [11 empty] | Placer County Water Agency | 100 | Placer County Water Agency | 100
Ralston | 427_G_1 | 427 | G | 1 |  | Hydro |  | WEC_CALN | California | 6 | Placer | 61 | 06061 | 86 | 0 | 1966 | 9999 |  |  | N | Hydro | [13 empty] | 0 | 0 | 0 | 0 | [11 empty] | Placer County Water Agency | 100 | Placer County Water Agency | 100
Parker | 428_G_1 | 428 | G | 1 |  | Hydro |  | WEC_CALN | California | 6 | Merced | 47 | 06047 | 2.7 | 0 | 1982 | 9999 |  |  | N | Hydro | [13 empty] | 0 | 0 | 0 | 0 | [11 empty] | Merced Irrigation District | 100 | Merced Irrigation District | 100
Camino | 430_G_H1 | 430 | G | H1 |  | Hydro |  | WEC_BANC | California | 6 | El Dorado | 17 | 06017 | 78.9 | 0 | 1963 | 9999 |  |  | N | Hydro | [13 empty] | 0 | 0 | 0 | 0 | [11 empty] | Sacramento Municipal Utility District | 100 | Sacramento Municipal Utility District | 100
Camino | 430_G_H2 | 430 | G | H2 |  | Hydro |  | WEC_BANC | California | 6 | El Dorado | 17 | 06017 | 77 | 0 | 1968 | 9999 |  |  | N | Hydro | [13 empty] | 0 | 0 | 0 | 0 | [11 empty] | Sacramento Municipal Utility District | 100 | Sacramento Municipal Utility District | 100
Jaybird | 431_G_H1 | 431 | G | H1 |  | Hydro |  | WEC_BANC | California | 6 | El Dorado | 17 | 06017 | 78.1 | 0 | 1961 | 9999 |  |  | N | Hydro | [13 empty] | 0 | 0 | 0 | 0 | [11 empty] | Sacramento Municipal Utility District | 100 | Sacramento Municipal Utility District | 100
Jaybird | 431_G_H2 | 431 | G | H2 |  | Hydro |  | WEC_BANC | California | 6 | El Dorado | 17 | 06017 | 78.1 | 0 | 1962 | 9999 |  |  | N | Hydro | [13 empty] | 0 | 0 | 0 | 0 | [11 empty] | Sacramento Municipal Utility District | 100 | Sacramento Municipal Utility District | 100
Loon Lake | 432_G_H1 | 432 | G | H1 |  | Hydro |  | WEC_BANC | California | 6 | El Dorado | 17 | 06017 | 74.1 | 0 | 1971 | 9999 |  |  | N | Hydro | [13 empty] | 0 | 0 | 0 | 0 | [11 empty] | Sacramento Municipal Utility District | 100 | Sacramento Municipal Utility District | 100
Robbs Peak | 433_G_1 | 433 | G | 1 |  | Hydro |  | WEC_BANC | California | 6 | El Dorado | 17 | 06017 | 25.5 | 0 | 1965 | 9999 |  |  | N | Hydro | [13 empty] | 0 | 0 | 0 | 0 | [11 empty] | Sacramento Municipal Utility District | 100 | Sacramento Municipal Utility District | 100
White Rock/Slab Creek | 435_G_H1 | 435 | G | H1 |  | Hydro |  | WEC_BANC | California | 6 | El Dorado | 17 | 06017 | 108 | 0 | 1968 | 9999 |  |  | N | Hydro | [13 empty] | 0 | 0 | 0 | 0 | [11 empty] | Sacramento Municipal Utility District | 100 | Sacramento Municipal Utility District | 100
White Rock/Slab Creek | 435_G_H2 | 435 | G | H2 |  | Hydro |  | WEC_BANC | California | 6 | El Dorado | 17 | 06017 | 133 | 0 | 1968 | 9999 |  |  | N | Hydro | [13 empty] | 0 | 0 | 0 | 0 | [11 empty] | Sacramento Municipal Utility District | 100 | Sacramento Municipal Utility District | 100
White Rock/Slab Creek | 435_G_H3 | 435 | G | H3 |  | Hydro |  | WEC_BANC | California | 6 | El Dorado | 17 | 06017 | 2.7 | 0 | 2020 | 9999 |  |  | N | Hydro | [13 empty] | 0 | 0 | 0 | 0 | [11 empty] | Sacramento Municipal Utility District | 100 | Sacramento Municipal Utility District | 100
Devil Canyon | 436_G_1 | 436 | G | 1 |  | Hydro |  | WECC_SCE | California | 6 | San Bernardino | 71 | 06071 | 57 | 0 | 1972 | 9999 |  |  | N | Hydro | [13 empty] | 0 | 0 | 0 | 0 | [11 empty] | California Dept Water Resources | 100 | California Dept Water Resources | 100
Devil Canyon | 436_G_2 | 436 | G | 2 |  | Hydro |  | WECC_SCE | California | 6 | San Bernardino | 71 | 06071 | 57 | 0 | 1976 | 9999 |  |  | N | Hydro | [13 empty] | 0 | 0 | 0 | 0 | [11 empty] | California Dept Water Resources | 100 | California Dept Water Resources | 100
Devil Canyon | 436_G_4 | 436 | G | 4 |  | Hydro |  | WECC_SCE | California | 6 | San Bernardino | 71 | 06071 | 74 | 0 | 1992 | 9999 |  |  | N | Hydro | [13 empty] | 0 | 0 | 0 | 0 | [11 empty] | California Dept Water Resources | 100 | California Dept Water Resources | 100
Devil Canyon | 436_G_3 | 436 | G | 3 |  | Hydro |  | WECC_SCE | California | 6 | San Bernardino | 71 | 06071 | 74 | 0 | 1994 | 9999 |  |  | N | Hydro | [13 empty] | 0 | 0 | 0 | 0 | [11 empty] | California Dept Water Resources | 100 | California Dept Water Resources | 100
Edward C Hyatt | 437_G_1 | 437 | G | 1 |  | Hydro |  | WEC_CALN | California | 6 | Butte | 7 | 06007 | 135.3 | 0 | 1968 | 9999 |  |  | N | Hydro | [13 empty] | 0 | 0 | 0 | 0 | [11 empty] | California Dept Water Resources | 100 | California Dept Water Resources | 100
Edward C Hyatt | 437_G_2 | 437 | G | 2 |  | Pumped Storage |  | WEC_CALN | California | 6 | Butte | 7 | 06007 | 112.4 | 0 | 1968 | 9999 |  |  | N | Pumped Storage | [13 empty] | 0 | 0 | 0 | 0 | [11 empty] | California Dept Water Resources | 100 | California Dept Water Resources | 100
Edward C Hyatt | 437_G_3 | 437 | G | 3 |  | Hydro |  | WEC_CALN | California | 6 | Butte | 7 | 06007 | 135.3 | 0 | 1968 | 9999 |  |  | N | Hydro | [13 empty] | 0 | 0 | 0 | 0 | [11 empty] | California Dept Water Resources | 100 | California Dept Water Resources | 100
Edward C Hyatt | 437_G_4 | 437 | G | 4 |  | Pumped Storage |  | WEC_CALN | California | 6 | Butte | 7 | 06007 | 112.4 | 0 | 1968 | 9999 |  |  | N | Pumped Storage | [13 empty] | 0 | 0 | 0 | 0 | [11 empty] | California Dept Water Resources | 100 | California Dept Water Resources | 100
Edward C Hyatt | 437_G_5 | 437 | G | 5 |  | Hydro |  | WEC_CALN | California | 6 | Butte | 7 | 06007 | 135.3 | 0 | 1968 | 9999 |  |  | N | Hydro | [13 empty] | 0 | 0 | 0 | 0 | [11 empty] | California Dept Water Resources | 100 | California Dept Water Resources | 100
Edward C Hyatt | 437_G_6 | 437 | G | 6 |  | Pumped Storage |  | WEC_CALN | California | 6 | Butte | 7 | 06007 | 112.4 | 0 | 1969 | 9999 |  |  | N | Pumped Storage | [13 empty] | 0 | 0 | 0 | 0 | [11 empty] | California Dept Water Resources | 100 | California Dept Water Resources | 100
Thermalito | 438_G_1 | 438 | G | 1 |  | Hydro |  | WEC_CALN | California | 6 | Butte | 7 | 06007 | 32.6 | 0 | 1968 | 9999 |  |  | N | Hydro | [13 empty] | 0 | 0 | 0 | 0 | [11 empty] | California Dept Water Resources | 100 | California Dept Water Resources | 100
Thermalito | 438_G_2 | 438 | G | 2 |  | Pumped Storage |  | WEC_CALN | California | 6 | Butte | 7 | 06007 | 27.5 | 0 | 1968 | 9999 |  |  | N | Pumped Storage | [13 empty] | 0 | 0 | 0 | 0 | [11 empty] | California Dept Water Resources | 100 | California Dept Water Resources | 100
Thermalito | 438_G_3 | 438 | G | 3 |  | Pumped Storage |  | WEC_CALN | California | 6 | Butte | 7 | 06007 | 27.5 | 0 | 1968 | 9999 |  |  | N | Pumped Storage | [13 empty] | 0 | 0 | 0 | 0 | [11 empty] | California Dept Water Resources | 100 | California Dept Water Resources | 100
Thermalito | 438_G_4 | 438 | G | 4 |  | Pumped Storage |  | WEC_CALN | California | 6 | Butte | 7 | 06007 | 27.5 | 0 | 1968 | 9999 |  |  | N | Pumped Storage | [13 empty] | 0 | 0 | 0 | 0 | [11 empty] | California Dept Water Resources | 100 | California Dept Water Resources | 100
Don Pedro | 439_G_1 | 439 | G | 1 |  | Hydro |  | WEC_CALN | California | 6 | Tuolumne | 109 | 06109 | 55 | 0 | 1971 | 9999 |  |  | N | Hydro | [13 empty] | 0 | 0 | 0 | 0 | [11 empty] | Turlock Irrigation District | 68.46 | Turlock Irrigation District | 68.46
Don Pedro | 439_G_2 | 439 | G | 2 |  | Hydro |  | WEC_CALN | California | 6 | Tuolumne | 109 | 06109 | 55 | 0 | 1971 | 9999 |  |  | N | Hydro | [13 empty] | 0 | 0 | 0 | 0 | [11 empty] | Turlock Irrigation District | 68.46 | Turlock Irrigation District | 68.46
Don Pedro | 439_G_3 | 439 | G | 3 |  | Hydro |  | WEC_CALN | California | 6 | Tuolumne | 109 | 06109 | 55 | 0 | 1971 | 9999 |  |  | N | Hydro | [13 empty] | 0 | 0 | 0 | 0 | [11 empty] | Turlock Irrigation District | 68.46 | Turlock Irrigation District | 68.46
Don Pedro | 439_G_4 | 439 | G | 4 |  | Hydro |  | WEC_CALN | California | 6 | Tuolumne | 109 | 06109 | 38.2 | 0 | 1989 | 9999 |  |  | N | Hydro | [13 empty] | 0 | 0 | 0 | 0 | [11 empty] | Turlock Irrigation District | 68.46 | Turlock Irrigation District | 68.46
La Grange | 440_G_1 | 440 | G | 1 |  | Hydro |  | WEC_CALN | California | 6 | Stanislaus | 99 | 06099 | 1 | 0 | 1924 | 9999 |  |  | N | Hydro | [13 empty] | 0 | 0 | 0 | 0 | [11 empty] | Turlock Irrigation District | 100 | Turlock Irrigation District | 100
La Grange | 440_G_2 | 440 | G | 2 |  | Hydro |  | WEC_CALN | California | 6 | Stanislaus | 99 | 06099 | 3.3 | 0 | 1924 | 9999 |  |  | N | Hydro | [13 empty] | 0 | 0 | 0 | 0 | [11 empty] | Turlock Irrigation District | 100 | Turlock Irrigation District | 100
Folsom | 441_G_1 | 441 | G | 1 |  | Hydro |  | WEC_CALN | California | 6 | Sacramento | 67 | 06067 | 71.7 | 0 | 1955 | 9999 |  |  | N | Hydro | [13 empty] | 0 | 0 | 0 | 0 | [11 empty] | U S Bureau of Reclamation | 100 | U S Bureau of Reclamation | 100
Folsom | 441_G_2 | 441 | G | 2 |  | Hydro |  | WEC_CALN | California | 6 | Sacramento | 67 | 06067 | 71.7 | 0 | 1955 | 9999 |  |  | N | Hydro | [13 empty] | 0 | 0 | 0 | 0 | [11 empty] | U S Bureau of Reclamation | 100 | U S Bureau of Reclamation | 100
Folsom | 441_G_3 | 441 | G | 3 |  | Hydro |  | WEC_CALN | California | 6 | Sacramento | 67 | 06067 | 71.7 | 0 | 1955 | 9999 |  |  | N | Hydro | [13 empty] | 0 | 0 | 0 | 0 | [11 empty] | U S Bureau of Reclamation | 100 | U S Bureau of Reclamation | 100
Judge F Carr | 442_G_1 | 442 | G | 1 |  | Hydro |  | WEC_CALN | California | 6 | Shasta | 89 | 06089 | 88.7 | 0 | 1963 | 9999 |  |  | N | Hydro | [13 empty] | 0 | 0 | 0 | 0 | [11 empty] | U S Bureau of Reclamation | 100 | U S Bureau of Reclamation | 100
Judge F Carr | 442_G_2 | 442 | G | 2 |  | Hydro |  | WEC_CALN | California | 6 | Shasta | 89 | 06089 | 88.7 | 0 | 1963 | 9999 |  |  | N | Hydro | [13 empty] | 0 | 0 | 0 | 0 | [11 empty] | U S Bureau of Reclamation | 100 | U S Bureau of Reclamation | 100
Keswick | 443_G_2 | 443 | G | 2 |  | Hydro |  | WEC_CALN | California | 6 | Shasta | 89 | 06089 | 39 | 0 | 1949 | 9999 |  |  | N | Hydro | [13 empty] | 0 | 0 | 0 | 0 | [11 empty] | U S Bureau of Reclamation | 100 | U S Bureau of Reclamation | 100
Keswick | 443_G_3 | 443 | G | 3 |  | Hydro |  | WEC_CALN | California | 6 | Shasta | 89 | 06089 | 39 | 0 | 1949 | 9999 |  |  | N | Hydro | [13 empty] | 0 | 0 | 0 | 0 | [11 empty] | U S Bureau of Reclamation | 100 | U S Bureau of Reclamation | 100
Keswick | 443_G_1 | 443 | G | 1 |  | Hydro |  | WEC_CALN | California | 6 | Shasta | 89 | 06089 | 39 | 0 | 1950 | 9999 |  |  | N | Hydro | [13 empty] | 0 | 0 | 0 | 0 | [11 empty] | U S Bureau of Reclamation | 100 | U S Bureau of Reclamation | 100
Nimbus | 444_G_1 | 444 | G | 1 |  | Hydro |  | WEC_CALN | California | 6 | Sacramento | 67 | 06067 | 8.3 | 0 | 1955 | 9999 |  |  | N | Hydro | [13 empty] | 0 | 0 | 0 | 0 | [11 empty] | U S Bureau of Reclamation | 100 | U S Bureau of Reclamation | 100
Nimbus | 444_G_2 | 444 | G | 2 |  | Hydro |  | WEC_CALN | California | 6 | Sacramento | 67 | 06067 | 8.3 | 0 | 1955 | 9999 |  |  | N | Hydro | [13 empty] | 0 | 0 | 0 | 0 | [11 empty] | U S Bureau of Reclamation | 100 | U S Bureau of Reclamation | 100
Shasta | 445_G_3 | 445 | G | 3 |  | Hydro |  | WEC_CALN | California | 6 | Shasta | 89 | 06089 | 142 | 0 | 1944 | 9999 |  |  | N | Hydro | [13 empty] | 0 | 0 | 0 | 0 | [11 empty] | U S Bureau of Reclamation | 100 | U S Bureau of Reclamation | 100
Shasta | 445_G_4 | 445 | G | 4 |  | Hydro |  | WEC_CALN | California | 6 | Shasta | 89 | 06089 | 142 | 0 | 1944 | 9999 |  |  | N | Hydro | [13 empty] | 0 | 0 | 0 | 0 | [11 empty] | U S Bureau of Reclamation | 100 | U S Bureau of Reclamation | 100
Shasta | 445_G_S1 | 445 | G | S1 |  | Hydro |  | WEC_CALN | California | 6 | Shasta | 89 | 06089 | 2 | 0 | 1944 | 9999 |  |  | N | Hydro | [13 empty] | 0 | 0 | 0 | 0 | [11 empty] | U S Bureau of Reclamation | 100 | U S Bureau of Reclamation | 100
Shasta | 445_G_S2 | 445 | G | S2 |  | Hydro |  | WEC_CALN | California | 6 | Shasta | 89 | 06089 | 2 | 0 | 1944 | 9999 |  |  | N | Hydro | [13 empty] | 0 | 0 | 0 | 0 | [11 empty] | U S Bureau of Reclamation | 100 | U S Bureau of Reclamation | 100
Shasta | 445_G_2 | 445 | G | 2 |  | Hydro |  | WEC_CALN | California | 6 | Shasta | 89 | 06089 | 142 | 0 | 1948 | 9999 |  |  | N | Hydro | [13 empty] | 0 | 0 | 0 | 0 | [11 empty] | U S Bureau of Reclamation | 100 | U S Bureau of Reclamation | 100
Shasta | 445_G_5 | 445 | G | 5 |  | Hydro |  | WEC_CALN | California | 6 | Shasta | 89 | 06089 | 142 | 0 | 1948 | 9999 |  |  | N | Hydro | [13 empty] | 0 | 0 | 0 | 0 | [11 empty] | U S Bureau of Reclamation | 100 | U S Bureau of Reclamation | 100
Shasta | 445_G_1 | 445 | G | 1 |  | Hydro |  | WEC_CALN | California | 6 | Shasta | 89 | 06089 | 142 | 0 | 1949 | 9999 |  |  | N | Hydro | [13 empty] | 0 | 0 | 0 | 0 | [11 empty] | U S Bureau of Reclamation | 100 | U S Bureau of Reclamation | 100
ONeill | 446_G_3 | 446 | G | 3 |  | Pumped Storage |  | WEC_CALN | California | 6 | Merced | 47 | 06047 | 2.4 | 0 | 1967 | 9999 |  |  | N | Pumped Storage | [13 empty] | 0 | 0 | 0 | 0 | [11 empty] | U S Bureau of Reclamation | 100 | U S Bureau of Reclamation | 100
ONeill | 446_G_4 | 446 | G | 4 |  | Pumped Storage |  | WEC_CALN | California | 6 | Merced | 47 | 06047 | 2.4 | 0 | 1967 | 9999 |  |  | N | Pumped Storage | [13 empty] | 0 | 0 | 0 | 0 | [11 empty] | U S Bureau of Reclamation | 100 | U S Bureau of Reclamation | 100
ONeill | 446_G_6 | 446 | G | 6 |  | Pumped Storage |  | WEC_CALN | California | 6 | Merced | 47 | 06047 | 2.4 | 0 | 1967 | 9999 |  |  | N | Pumped Storage | [13 empty] | 0 | 0 | 0 | 0 | [11 empty] | U S Bureau of Reclamation | 100 | U S Bureau of Reclamation | 100
ONeill | 446_G_1 | 446 | G | 1 |  | Pumped Storage |  | WEC_CALN | California | 6 | Merced | 47 | 06047 | 2.4 | 0 | 1968 | 9999 |  |  | N | Pumped Storage | [13 empty] | 0 | 0 | 0 | 0 | [11 empty] | U S Bureau of Reclamation | 100 | U S Bureau of Reclamation | 100
ONeill | 446_G_2 | 446 | G | 2 |  | Pumped Storage |  | WEC_CALN | California | 6 | Merced | 47 | 06047 | 2.4 | 0 | 1968 | 9999 |  |  | N | Pumped Storage | [13 empty] | 0 | 0 | 0 | 0 | [11 empty] | U S Bureau of Reclamation | 100 | U S Bureau of Reclamation | 100
ONeill | 446_G_5 | 446 | G | 5 |  | Pumped Storage |  | WEC_CALN | California | 6 | Merced | 47 | 06047 | 2.4 | 0 | 1968 | 9999 |  |  | N | Pumped Storage | [13 empty] | 0 | 0 | 0 | 0 | [11 empty] | U S Bureau of Reclamation | 100 | U S Bureau of Reclamation | 100
Parker Dam | 447_G_1 | 447 | G | 1 |  | Hydro |  | WECC_AZ | California | 6 | San Bernardino | 71 | 06071 | 30 | 0 | 1942 | 9999 |  |  | N | Hydro | [13 empty] | 0 | 0 | 0 | 0 | [11 empty] | U S Bureau of Reclamation | 100 | U S Bureau of Reclamation | 100
Parker Dam | 447_G_3 | 447 | G | 3 |  | Hydro |  | WECC_AZ | California | 6 | San Bernardino | 71 | 06071 | 30 | 0 | 1942 | 9999 |  |  | N | Hydro | [13 empty] | 0 | 0 | 0 | 0 | [11 empty] | U S Bureau of Reclamation | 100 | U S Bureau of Reclamation | 100
Parker Dam | 447_G_2 | 447 | G | 2 |  | Hydro |  | WECC_AZ | California | 6 | San Bernardino | 71 | 06071 | 30 | 0 | 1943 | 9999 |  |  | N | Hydro | [13 empty] | 0 | 0 | 0 | 0 | [11 empty] | U S Bureau of Reclamation | 100 | U S Bureau of Reclamation | 100
Parker Dam | 447_G_4 | 447 | G | 4 |  | Hydro |  | WECC_AZ | California | 6 | San Bernardino | 71 | 06071 | 30 | 0 | 1943 | 9999 |  |  | N | Hydro | [13 empty] | 0 | 0 | 0 | 0 | [11 empty] | U S Bureau of Reclamation | 100 | U S Bureau of Reclamation | 100
W R Gianelli | 448_G_3 | 448 | G | 3 |  | Pumped Storage |  | WEC_CALN | California | 6 | Merced | 47 | 06047 | 50 | 0 | 1967 | 9999 |  |  | N | Pumped Storage | [13 empty] | 0 | 0 | 0 | 0 | [11 empty] | California Dept Water Resources | 55 | California Dept Water Resources | 55
W R Gianelli | 448_G_4 | 448 | G | 4 |  | Pumped Storage |  | WEC_CALN | California | 6 | Merced | 47 | 06047 | 50 | 0 | 1967 | 9999 |  |  | N | Pumped Storage | [13 empty] | 0 | 0 | 0 | 0 | [11 empty] | California Dept Water Resources | 55 | California Dept Water Resources | 55
W R Gianelli | 448_G_5 | 448 | G | 5 |  | Pumped Storage |  | WEC_CALN | California | 6 | Merced | 47 | 06047 | 50 | 0 | 1967 | 9999 |  |  | N | Pumped Storage | [13 empty] | 0 | 0 | 0 | 0 | [11 empty] | California Dept Water Resources | 55 | California Dept Water Resources | 55
W R Gianelli | 448_G_6 | 448 | G | 6 |  | Pumped Storage |  | WEC_CALN | California | 6 | Merced | 47 | 06047 | 50 | 0 | 1967 | 9999 |  |  | N | Pumped Storage | [13 empty] | 0 | 0 | 0 | 0 | [11 empty] | California Dept Water Resources | 55 | California Dept Water Resources | 55
W R Gianelli | 448_G_7 | 448 | G | 7 |  | Pumped Storage |  | WEC_CALN | California | 6 | Merced | 47 | 06047 | 50 | 0 | 1967 | 9999 |  |  | N | Pumped Storage | [13 empty] | 0 | 0 | 0 | 0 | [11 empty] | California Dept Water Resources | 55 | California Dept Water Resources | 55
W R Gianelli | 448_G_8 | 448 | G | 8 |  | Pumped Storage |  | WEC_CALN | California | 6 | Merced | 47 | 06047 | 50 | 0 | 1967 | 9999 |  |  | N | Pumped Storage | [13 empty] | 0 | 0 | 0 | 0 | [11 empty] | California Dept Water Resources | 55 | California Dept Water Resources | 55
W R Gianelli | 448_G_1 | 448 | G | 1 |  | Pumped Storage |  | WEC_CALN | California | 6 | Merced | 47 | 06047 | 51 | 0 | 1968 | 9999 |  |  | N | Pumped Storage | [13 empty] | 0 | 0 | 0 | 0 | [11 empty] | California Dept Water Resources | 55 | California Dept Water Resources | 55
W R Gianelli | 448_G_2 | 448 | G | 2 |  | Pumped Storage |  | WEC_CALN | California | 6 | Merced | 47 | 06047 | 50 | 0 | 1968 | 9999 |  |  | N | Pumped Storage | [13 empty] | 0 | 0 | 0 | 0 | [11 empty] | California Dept Water Resources | 55 | California Dept Water Resources | 55
Spring Creek | 450_G_1 | 450 | G | 1 |  | Hydro |  | WEC_CALN | California | 6 | Shasta | 89 | 06089 | 90 | 0 | 1964 | 9999 |  |  | N | Hydro | [13 empty] | 0 | 0 | 0 | 0 | [11 empty] | U S Bureau of Reclamation | 100 | U S Bureau of Reclamation | 100
Spring Creek | 450_G_2 | 450 | G | 2 |  | Hydro |  | WEC_CALN | California | 6 | Shasta | 89 | 06089 | 90 | 0 | 1964 | 9999 |  |  | N | Hydro | [13 empty] | 0 | 0 | 0 | 0 | [11 empty] | U S Bureau of Reclamation | 100 | U S Bureau of Reclamation | 100
Trinity | 451_G_1 | 451 | G | 1 |  | Hydro |  | WEC_CALN | California | 6 | Trinity | 105 | 06105 | 70 | 0 | 1964 | 9999 |  |  | N | Hydro | [13 empty] | 0 | 0 | 0 | 0 | [11 empty] | U S Bureau of Reclamation | 100 | U S Bureau of Reclamation | 100
Trinity | 451_G_2 | 451 | G | 2 |  | Hydro |  | WEC_CALN | California | 6 | Trinity | 105 | 06105 | 70 | 0 | 1964 | 9999 |  |  | N | Hydro | [13 empty] | 0 | 0 | 0 | 0 | [11 empty] | U S Bureau of Reclamation | 100 | U S Bureau of Reclamation | 100
Colgate | 454_G_1 | 454 | G | 1 |  | Hydro |  | WEC_CALN | California | 6 | Yuba | 115 | 06115 | 157.5 | 0 | 1969 | 9999 |  |  | N | Hydro | [13 empty] | 0 | 0 | 0 | 0 | [11 empty] | Yuba County Water Agency | 100 | Yuba County Water Agency | 100
Colgate | 454_G_2 | 454 | G | 2 |  | Hydro |  | WEC_CALN | California | 6 | Yuba | 115 | 06115 | 157.5 | 0 | 1969 | 9999 |  |  | N | Hydro | [13 empty] | 0 | 0 | 0 | 0 | [11 empty] | Yuba County Water Agency | 100 | Yuba County Water Agency | 100
Narrows 2 | 455_G_1 | 455 | G | 1 |  | Hydro |  | WEC_CALN | California | 6 | Yuba | 115 | 06115 | 46.7 | 0 | 1969 | 9999 |  |  | N | Hydro | [13 empty] | 0 | 0 | 0 | 0 | [11 empty] | Yuba County Water Agency | 100 | Yuba County Water Agency | 100
Bear Valley | 457_G_HC1 | 457 | G | HC1 |  | Hydro |  | WEC_SDGE | California | 6 | San Diego | 73 | 06073 | 0.7 | 0 | 1986 | 9999 |  |  | N | Hydro | [13 empty] | 0 | 0 | 0 | 0 | [11 empty] | Escondido CA (City of) | 100 | Escondido CA (City of) | 100
Bear Valley | 457_G_HC2 | 457 | G | HC2 |  | Hydro |  | WEC_SDGE | California | 6 | San Diego | 73 | 06073 | 0.7 | 0 | 1986 | 9999 |  |  | N | Hydro | [13 empty] | 0 | 0 | 0 | 0 | [11 empty] | Escondido CA (City of) | 100 | Escondido CA (City of) | 100
Pueblo | 460_G_IC1 | 460 | G | IC1 |  | Combustion Turbine | IC Engine | WECC_CO | Colorado | 8 | Pueblo | 101 | 08101 | 2 | 12283 | 1964 | 9999 |  |  | N | Distillate Fuel Oil | [12 empty] | 1.2 | 1.6498 | 1.6498 | 1.6498 | 1.6498 | [11 empty] | Black Hills Colorado Electric LLC | 100 | Black Hills Corp | 100
Pueblo | 460_G_IC3 | 460 | G | IC3 |  | Combustion Turbine | IC Engine | WECC_CO | Colorado | 8 | Pueblo | 101 | 08101 | 2 | 12283 | 1964 | 9999 |  |  | N | Distillate Fuel Oil | [12 empty] | 1.2 | 1.6498 | 1.6498 | 1.6498 | 1.6498 | [11 empty] | Black Hills Colorado Electric LLC | 100 | Black Hills Corp | 100
Pueblo | 460_G_IC4 | 460 | G | IC4 |  | Combustion Turbine | IC Engine | WECC_CO | Colorado | 8 | Pueblo | 101 | 08101 | 2 | 12283 | 1964 | 9999 |  |  | N | Distillate Fuel Oil | [12 empty] | 1.2 | 1.6498 | 1.6498 | 1.6498 | 1.6498 | [11 empty] | Black Hills Colorado Electric LLC | 100 | Black Hills Corp | 100
Pueblo | 460_G_IC5 | 460 | G | IC5 |  | Combustion Turbine | IC Engine | WECC_CO | Colorado | 8 | Pueblo | 101 | 08101 | 2 | 12283 | 1964 | 9999 |  |  | N | Distillate Fuel Oil | [12 empty] | 1.2 | 1.6498 | 1.6498 | 1.6498 | 1.6498 | [11 empty] | Black Hills Colorado Electric LLC | 100 | Black Hills Corp | 100
Boulder Canyon Hydro | 466_G_1A | 466 | G | 1A |  | Hydro |  | WECC_CO | Colorado | 8 | Boulder | 13 | 08013 | 5 | 0 | 2013 | 9999 |  |  | N | Hydro | [13 empty] | 0 | 0 | 0 | 0 | [11 empty] | Boulder CO (City of) | 100 | Boulder CO (City of) | 100
Cabin Creek | 467_G_A | 467 | G | A |  | Pumped Storage |  | WECC_CO | Colorado | 8 | Clear Creek | 19 | 08019 | 180.3 | 0 | 1967 | 9999 |  |  | N | Pumped Storage | [13 empty] | 0 | 0 | 0 | 0 | [11 empty] | Public Service Co of Colorado | 100 | Xcel Energy Inc | 100
Cabin Creek | 467_G_B | 467 | G | B |  | Pumped Storage |  | WECC_CO | Colorado | 8 | Clear Creek | 19 | 08019 | 180.3 | 0 | 1967 | 9999 |  |  | N | Pumped Storage | [13 empty] | 0 | 0 | 0 | 0 | [11 empty] | Public Service Co of Colorado | 100 | Xcel Energy Inc | 100
Cherokee | 469_G_5 | 469 | G | 5 | 90850 | Combined Cycle |  | WECC_CO | Colorado | 8 | Adams | 1 | 08001 | 168 | 7181 | 2015 | 9999 |  |  | N | Natural Gas |  |  |  |  | SCR | [8 empty] | 0.01176 | 0.01176 | 0.01176 | 0.01176 | [11 empty] | Public Service Co of Colorado | 100 | Xcel Energy Inc | 100
Cherokee | 469_G_6 | 469 | G | 6 | 90851 | Combined Cycle |  | WECC_CO | Colorado | 8 | Adams | 1 | 08001 | 168 | 7181 | 2015 | 9999 |  |  | N | Natural Gas |  |  |  |  | SCR | [8 empty] | 0.01176 | 0.01176 | 0.01176 | 0.01176 | [11 empty] | Public Service Co of Colorado | 100 | Xcel Energy Inc | 100
Cherokee | 469_G_7 | 469 | G | 7 | 90850 | Combined Cycle |  | WECC_CO | Colorado | 8 | Adams | 1 | 08001 | 240 | 7181 | 2015 | 9999 |  |  | N | Natural Gas |  |  |  |  | SCR | [8 empty] | 0.01176 | 0.01176 | 0.01176 | 0.01176 | [11 empty] | Public Service Co of Colorado | 100 | Xcel Energy Inc | 100
Comanche (CO) | 470_B_3 | 470 | B | 3 | 89734 | Coal Steam |  | WECC_CO | Colorado | 8 | Pueblo | 101 | 08101 | 750 | 10459 | 2010 | 2031 | tangential | dry | N | Subbituminous | Dry Scrubber | 2010 | 0.94 | LNC3 | SCR | 2010 |  | B | NA | ACI | 2010 |  | 0.1 | 0.06597 | 0.06597 | 0.06597 | 0.06597 | 0.1 | 0.1 | 0.1 | 0.99 | [7 empty] | Public Service Co of Colorado | 67 | Xcel Energy Inc | 67
Georgetown Hydro | 472_G_1 | 472 | G | 1 |  | Hydro |  | WECC_CO | Colorado | 8 | Clear Creek | 19 | 08019 | 0.8 | 0 | 1906 | 9999 |  |  | N | Hydro | [13 empty] | 0 | 0 | 0 | 0 | [11 empty] | Public Service Co of Colorado | 100 | Xcel Energy Inc | 100
Georgetown Hydro | 472_G_2 | 472 | G | 2 |  | Hydro |  | WECC_CO | Colorado | 8 | Clear Creek | 19 | 08019 | 0.8 | 0 | 1908 | 9999 |  |  | N | Hydro | [13 empty] | 0 | 0 | 0 | 0 | [11 empty] | Public Service Co of Colorado | 100 | Xcel Energy Inc | 100
Shoshone (CO) | 476_G_A | 476 | G | A |  | Hydro |  | WECC_CO | Colorado | 8 | Garfield | 45 | 08045 | 7.5 | 0 | 1909 | 9999 |  |  | N | Hydro | [13 empty] | 0 | 0 | 0 | 0 | [11 empty] | Public Service Co of Colorado | 100 | Xcel Energy Inc | 100
Shoshone (CO) | 476_G_B | 476 | G | B |  | Hydro |  | WECC_CO | Colorado | 8 | Garfield | 45 | 08045 | 7.5 | 0 | 1909 | 9999 |  |  | N | Hydro | [13 empty] | 0 | 0 | 0 | 0 | [11 empty] | Public Service Co of Colorado | 100 | Xcel Energy Inc | 100
Temescal | 479_G_1 | 479 | G | 1 |  | Hydro |  | WECC_SCE | California | 6 | Riverside | 65 | 06065 | 2.8 | 0 | 1983 | 9999 |  |  | N | Hydro | [13 empty] | 0 | 0 | 0 | 0 | [11 empty] | Metropolitan Water District | 100 | Metropolitan Water District | 100
Corona | 480_G_1 | 480 | G | 1 |  | Hydro |  | WECC_SCE | California | 6 | Riverside | 65 | 06065 | 2.8 | 0 | 1983 | 9999 |  |  | N | Hydro | [13 empty] | 0 | 0 | 0 | 0 | [11 empty] | Metropolitan Water District | 100 | Metropolitan Water District | 100
Perris | 481_G_1 | 481 | G | 1 |  | Hydro |  | WECC_SCE | California | 6 | Riverside | 65 | 06065 | 7.9 | 0 | 1983 | 9999 |  |  | N | Hydro | [13 empty] | 0 | 0 | 0 | 0 | [11 empty] | Metropolitan Water District | 100 | Metropolitan Water District | 100
Rio Hondo | 482_G_1 | 482 | G | 1 |  | Hydro |  | WECC_SCE | California | 6 | Los Angeles | 37 | 06037 | 1.9 | 0 | 1984 | 9999 |  |  | N | Hydro | [13 empty] | 0 | 0 | 0 | 0 | [11 empty] | Metropolitan Water District | 100 | Metropolitan Water District | 100
Coyote Creek | 483_G_1 | 483 | G | 1 |  | Hydro |  | WECC_SCE | California | 6 | Orange | 59 | 06059 | 3.1 | 0 | 1984 | 9999 |  |  | N | Hydro | [13 empty] | 0 | 0 | 0 | 0 | [11 empty] | Metropolitan Water District | 100 | Metropolitan Water District | 100
Red Mountain | 484_G_1 | 484 | G | 1 |  | Hydro |  | WEC_SDGE | California | 6 | San Diego | 73 | 06073 | 5.9 | 0 | 1985 | 9999 |  |  | N | Hydro | [13 empty] | 0 | 0 | 0 | 0 | [11 empty] | Metropolitan Water District | 100 | Metropolitan Water District | 100
Valley View | 487_G_1 | 487 | G | 1 |  | Hydro |  | WECC_SCE | California | 6 | Orange | 59 | 06059 | 4.1 | 0 | 1985 | 9999 |  |  | N | Hydro | [13 empty] | 0 | 0 | 0 | 0 | [11 empty] | Metropolitan Water District | 100 | Metropolitan Water District | 100
Upper Dawson | 489_G_1 | 489 | G | 1 |  | Hydro |  | WEC_CALN | California | 6 | Tuolumne | 109 | 06109 | 5.5 | 0 | 1983 | 9999 |  |  | N | Hydro | [13 empty] | 0 | 0 | 0 | 0 | [11 empty] | Turlock Irrigation District | 100 | Turlock Irrigation District | 100
George Birdsall | 493_B_1 | 493 | B | 1 |  | O/G Steam |  | WECC_CO | Colorado | 8 | El Paso | 41 | 08041 | 16 | 14500 | 1953 | 9999 |  |  | N | Natural Gas, Distillate Fuel Oil | [12 empty] | 1.5 | 0.22476 | 0.22476 | 0.22476 | 0.22476 | [11 empty] | Colorado Springs Utilities | 100 | Colorado Springs Utilities | 100
George Birdsall | 493_B_2 | 493 | B | 2 |  | O/G Steam |  | WECC_CO | Colorado | 8 | El Paso | 41 | 08041 | 16 | 14500 | 1954 | 9999 |  |  | N | Natural Gas, Distillate Fuel Oil | [12 empty] | 1.5 | 0.26768 | 0.26768 | 0.26768 | 0.26768 | [11 empty] | Colorado Springs Utilities | 100 | Colorado Springs Utilities | 100
George Birdsall | 493_B_3 | 493 | B | 3 |  | O/G Steam |  | WECC_CO | Colorado | 8 | El Paso | 41 | 08041 | 23 | 14500 | 1957 | 9999 |  |  | N | Natural Gas, Distillate Fuel Oil | [12 empty] | 1.5 | 0.28067 | 0.28067 | 0.28067 | 0.28067 | [11 empty] | Colorado Springs Utilities | 100 | Colorado Springs Utilities | 100
Manitou Springs | 494_G_2 | 494 | G | 2 |  | Hydro |  | WECC_CO | Colorado | 8 | El Paso | 41 | 08041 | 2.6 | 0 | 1927 | 9999 |  |  | N | Hydro | [13 empty] | 0 | 0 | 0 | 0 | [11 empty] | Colorado Springs Utilities | 100 | Colorado Springs Utilities | 100
Manitou Springs | 494_G_1 | 494 | G | 1 |  | Hydro |  | WECC_CO | Colorado | 8 | El Paso | 41 | 08041 | 2.5 | 0 | 1939 | 9999 |  |  | N | Hydro | [13 empty] | 0 | 0 | 0 | 0 | [11 empty] | Colorado Springs Utilities | 100 | Colorado Springs Utilities | 100
Manitou Springs | 494_G_3 | 494 | G | 3 |  | Hydro |  | WECC_CO | Colorado | 8 | El Paso | 41 | 08041 | 0.5 | 0 | 2006 | 9999 |  |  | N | Hydro | [13 empty] | 0 | 0 | 0 | 0 | [11 empty] | Colorado Springs Utilities | 100 | Colorado Springs Utilities | 100
Ruxton Park | 495_G_1 | 495 | G | 1 |  | Hydro |  | WECC_CO | Colorado | 8 | El Paso | 41 | 08041 | 1 | 0 | 1925 | 9999 |  |  | N | Hydro | [13 empty] | 0 | 0 | 0 | 0 | [11 empty] | Colorado Springs Utilities | 100 | Colorado Springs Utilities | 100
Holly | 502_G_EMD | 502 | G | EMD |  | Combustion Turbine | IC Engine | WECC_CO | Colorado | 8 | Prowers | 99 | 08099 | 0.7 | 15943 | 1993 | 9999 |  |  | N | Distillate Fuel Oil | [12 empty] | 1.2 | 1.6498 | 1.6498 | 1.6498 | 1.6498 | [11 empty] | Holly CO (City of) | 100 | Holly CO (City of) | 100
Holly | 502_G_5 | 502 | G | 5 |  | Combustion Turbine | IC Engine | WECC_CO | Colorado | 8 | Prowers | 99 | 08099 | 0.3 | 16469 | 2000 | 9999 |  |  | N | Distillate Fuel Oil | [12 empty] | 1.2 | 1.6498 | 1.6498 | 1.6498 | 1.6498 | [11 empty] | Holly CO (City of) | 100 | Holly CO (City of) | 100
Holly | 502_G_CAT | 502 | G | CAT |  | Combustion Turbine | IC Engine | WECC_CO | Colorado | 8 | Prowers | 99 | 08099 | 1.7 | 15892 | 2007 | 9999 |  |  | N | Distillate Fuel Oil | [13 empty] | 1.6498 | 1.6498 | 1.6498 | 1.6498 | [11 empty] | Holly CO (City of) | 100 | Holly CO (City of) | 100
Julesburg | 504_G_3 | 504 | G | 3 |  | Combustion Turbine | IC Engine | WECC_CO | Colorado | 8 | Sedgwick | 115 | 08115 | 0.2 | 12283 | 1945 | 9999 |  |  | N | Distillate Fuel Oil | [12 empty] | 1.2 | 1.6498 | 1.6498 | 1.6498 | 1.6498 | [11 empty] | Julesburg CO (City of) | 100 | Julesburg CO (City of) | 100
Julesburg | 504_G_5 | 504 | G | 5 |  | Combustion Turbine | IC Engine | WECC_CO | Colorado | 8 | Sedgwick | 115 | 08115 | 0.2 | 12283 | 1946 | 9999 |  |  | N | Distillate Fuel Oil | [12 empty] | 1.2 | 1.6498 | 1.6498 | 1.6498 | 1.6498 | [11 empty] | Julesburg CO (City of) | 100 | Julesburg CO (City of) | 100
Julesburg | 504_G_1 | 504 | G | 1 |  | Combustion Turbine | IC Engine | WECC_CO | Colorado | 8 | Sedgwick | 115 | 08115 | 0.7 | 12283 | 1951 | 9999 |  |  | N | Distillate Fuel Oil | [12 empty] | 1.2 | 1.6498 | 1.6498 | 1.6498 | 1.6498 | [11 empty] | Julesburg CO (City of) | 100 | Julesburg CO (City of) | 100
Julesburg | 504_G_4 | 504 | G | 4 |  | Combustion Turbine | IC Engine | WECC_CO | Colorado | 8 | Sedgwick | 115 | 08115 | 1.1 | 12283 | 1964 | 9999 |  |  | N | Distillate Fuel Oil | [12 empty] | 1.2 | 1.6498 | 1.6498 | 1.6498 | 1.6498 | [11 empty] | Julesburg CO (City of) | 100 | Julesburg CO (City of) | 100
Boysen | 505_G_1 | 505 | G | 1 |  | Hydro |  | WECC_WY | Wyoming | 56 | Fremont | 13 | 56013 | 8.6 | 0 | 1952 | 9999 |  |  | N | Hydro | [13 empty] | 0 | 0 | 0 | 0 | [11 empty] | U S Bureau of Reclamation | 100 | U S Bureau of Reclamation | 100
Boysen | 505_G_2 | 505 | G | 2 |  | Hydro |  | WECC_WY | Wyoming | 56 | Fremont | 13 | 56013 | 8.6 | 0 | 1952 | 9999 |  |  | N | Hydro | [13 empty] | 0 | 0 | 0 | 0 | [11 empty] | U S Bureau of Reclamation | 100 | U S Bureau of Reclamation | 100
Las Animas | 507_G_1 | 507 | G | 1 |  | Combustion Turbine | IC Engine | WECC_CO | Colorado | 8 | Bent | 11 | 08011 | 0.3 | 12283 | 1941 | 9999 |  |  | N | Distillate Fuel Oil | [12 empty] | 1.2 | 1.6498 | 1.6498 | 1.6498 | 1.6498 | [11 empty] | Las Animas Municipal Light & Power | 100 | Las Animas Municipal Light & Power | 100
Las Animas | 507_G_2 | 507 | G | 2 |  | Combustion Turbine | IC Engine | WECC_CO | Colorado | 8 | Bent | 11 | 08011 | 0.3 | 12283 | 1941 | 9999 |  |  | N | Distillate Fuel Oil | [12 empty] | 1.2 | 1.6498 | 1.6498 | 1.6498 | 1.6498 | [11 empty] | Las Animas Municipal Light & Power | 100 | Las Animas Municipal Light & Power | 100
Las Animas | 507_G_4 | 507 | G | 4 |  | Combustion Turbine | IC Engine | WECC_CO | Colorado | 8 | Bent | 11 | 08011 | 1 | 12283 | 1951 | 9999 |  |  | N | Distillate Fuel Oil | [12 empty] | 1.2 | 1.6498 | 1.6498 | 1.6498 | 1.6498 | [11 empty] | Las Animas Municipal Light & Power | 100 | Las Animas Municipal Light & Power | 100
Las Animas | 507_G_5 | 507 | G | 5 |  | Combustion Turbine | IC Engine | WECC_CO | Colorado | 8 | Bent | 11 | 08011 | 1 | 12283 | 1951 | 9999 |  |  | N | Distillate Fuel Oil | [12 empty] | 1.2 | 1.6498 | 1.6498 | 1.6498 | 1.6498 | [11 empty] | Las Animas Municipal Light & Power | 100 | Las Animas Municipal Light & Power | 100
Las Animas | 507_G_6 | 507 | G | 6 |  | Combustion Turbine | IC Engine | WECC_CO | Colorado | 8 | Bent | 11 | 08011 | 2.5 | 12283 | 1967 | 9999 |  |  | N | Distillate Fuel Oil | [12 empty] | 1.2 | 1.6498 | 1.6498 | 1.6498 | 1.6498 | [11 empty] | Las Animas Municipal Light & Power | 100 | Las Animas Municipal Light & Power | 100
Lamar Plant | 508_G_T1-T3 | 508 | G | T1-T3 |  | Onshore Wind |  | WECC_CO | Colorado | 8 | Prowers | 99 | 08099 | 4 | 0 | 2004 | 9999 |  |  | N | Wind | [13 empty] | 0 | 0 | 0 | 0 | [11 empty] | Arkansas River Power Authority | 100 | Arkansas River Power Authority | 100
Lamar Plant | 508_G_T4 | 508 | G | T4 |  | Onshore Wind |  | WECC_CO | Colorado | 8 | Prowers | 99 | 08099 | 1.5 | 0 | 2004 | 9999 |  |  | N | Wind | [13 empty] | 0 | 0 | 0 | 0 | [11 empty] | Arkansas River Power Authority | 100 | Arkansas River Power Authority | 100
Sonoma California Geothermal | 510_G_1 | 510 | G | 1 |  | Geothermal |  | WEC_CALN | California | 6 | Lake | 33 | 06033 | 50 | 9771 | 1983 | 9999 |  |  | N | Geothermal | [13 empty] | 0 | 0 | 0 | 0 | 0.3713 | 0.3713 | 0.3713 | [8 empty] | Geysers Power Co LLC | 100 | Energy Capital Partners | 100
Trinidad (CO) | 511_G_3 | 511 | G | 3 |  | Combustion Turbine | IC Engine | WECC_CO | Colorado | 8 | Las Animas | 71 | 08071 | 1.9 | 16963 | 1966 | 9999 |  |  | N | Natural Gas | [12 empty] | 1.2 | 1.061 | 1.061 | 1.061 | 1.061 | [11 empty] | Trinidad CO (City of) | 100 | Trinidad CO (City of) | 100
Trinidad (CO) | 511_G_4 | 511 | G | 4 |  | Combustion Turbine | IC Engine | WECC_CO | Colorado | 8 | Las Animas | 71 | 08071 | 1.9 | 16963 | 1966 | 9999 |  |  | N | Natural Gas | [12 empty] | 1.2 | 1.061 | 1.061 | 1.061 | 1.061 | [11 empty] | Trinidad CO (City of) | 100 | Trinidad CO (City of) | 100
Trinidad (CO) | 511_G_5 | 511 | G | 5 |  | Combustion Turbine | IC Engine | WECC_CO | Colorado | 8 | Las Animas | 71 | 08071 | 1.8 | 10745 | 1999 | 9999 |  |  | N | Distillate Fuel Oil | [12 empty] | 1.2 | 1.6498 | 1.6498 | 1.6498 | 1.6498 | [11 empty] | Arkansas River Power Authority | 100 | Arkansas River Power Authority | 100
Trinidad (CO) | 511_G_6 | 511 | G | 6 |  | Combustion Turbine | IC Engine | WECC_CO | Colorado | 8 | Las Animas | 71 | 08071 | 1.8 | 10745 | 1999 | 9999 |  |  | N | Distillate Fuel Oil | [12 empty] | 1.2 | 1.6498 | 1.6498 | 1.6498 | 1.6498 | [11 empty] | Arkansas River Power Authority | 100 | Arkansas River Power Authority | 100
Trinidad (CO) | 511_G_7 | 511 | G | 7 |  | Combustion Turbine | IC Engine | WECC_CO | Colorado | 8 | Las Animas | 71 | 08071 | 1.8 | 10745 | 1999 | 9999 |  |  | N | Distillate Fuel Oil | [12 empty] | 1.2 | 1.6498 | 1.6498 | 1.6498 | 1.6498 | [11 empty] | Arkansas River Power Authority | 100 | Arkansas River Power Authority | 100
Blue Mesa | 512_G_1 | 512 | G | 1 |  | Hydro |  | WECC_CO | Colorado | 8 | Gunnison | 51 | 08051 | 43.2 | 0 | 1967 | 9999 |  |  | N | Hydro | [13 empty] | 0 | 0 | 0 | 0 | [11 empty] | U S Bureau of Reclamation | 100 | U S Bureau of Reclamation | 100
Blue Mesa | 512_G_2 | 512 | G | 2 |  | Hydro |  | WECC_CO | Colorado | 8 | Gunnison | 51 | 08051 | 43.2 | 0 | 1967 | 9999 |  |  | N | Hydro | [13 empty] | 0 | 0 | 0 | 0 | [11 empty] | U S Bureau of Reclamation | 100 | U S Bureau of Reclamation | 100
Estes | 513_G_1 | 513 | G | 1 |  | Hydro |  | WECC_CO | Colorado | 8 | Larimer | 69 | 08069 | 17.2 | 0 | 1950 | 9999 |  |  | N | Hydro | [13 empty] | 0 | 0 | 0 | 0 | [11 empty] | U S Bureau of Reclamation | 100 | U S Bureau of Reclamation | 100
Estes | 513_G_2 | 513 | G | 2 |  | Hydro |  | WECC_CO | Colorado | 8 | Larimer | 69 | 08069 | 17.2 | 0 | 1950 | 9999 |  |  | N | Hydro | [13 empty] | 0 | 0 | 0 | 0 | [11 empty] | U S Bureau of Reclamation | 100 | U S Bureau of Reclamation | 100
Estes | 513_G_3 | 513 | G | 3 |  | Hydro |  | WECC_CO | Colorado | 8 | Larimer | 69 | 08069 | 17.2 | 0 | 1950 | 9999 |  |  | N | Hydro | [13 empty] | 0 | 0 | 0 | 0 | [11 empty] | U S Bureau of Reclamation | 100 | U S Bureau of Reclamation | 100
Morrow Point | 514_G_1 | 514 | G | 1 |  | Hydro |  | WECC_CO | Colorado | 8 | Montrose | 85 | 08085 | 86.6 | 0 | 1970 | 9999 |  |  | N | Hydro | [13 empty] | 0 | 0 | 0 | 0 | [11 empty] | U S Bureau of Reclamation | 100 | U S Bureau of Reclamation | 100
Morrow Point | 514_G_2 | 514 | G | 2 |  | Hydro |  | WECC_CO | Colorado | 8 | Montrose | 85 | 08085 | 86.6 | 0 | 1971 | 9999 |  |  | N | Hydro | [13 empty] | 0 | 0 | 0 | 0 | [11 empty] | U S Bureau of Reclamation | 100 | U S Bureau of Reclamation | 100
Big Thompson | 515_G_1 | 515 | G | 1 |  | Hydro |  | WECC_CO | Colorado | 8 | Larimer | 69 | 08069 | 5.2 | 0 | 1959 | 9999 |  |  | N | Hydro | [13 empty] | 0 | 0 | 0 | 0 | [11 empty] | U S Bureau of Reclamation | 100 | U S Bureau of Reclamation | 100
Green Mountain | 516_G_1 | 516 | G | 1 |  | Hydro |  | WECC_CO | Colorado | 8 | Summit | 117 | 08117 | 13 | 0 | 1943 | 9999 |  |  | N | Hydro | [13 empty] | 0 | 0 | 0 | 0 | [11 empty] | U S Bureau of Reclamation | 100 | U S Bureau of Reclamation | 100
Green Mountain | 516_G_2 | 516 | G | 2 |  | Hydro |  | WECC_CO | Colorado | 8 | Summit | 117 | 08117 | 13 | 0 | 1943 | 9999 |  |  | N | Hydro | [13 empty] | 0 | 0 | 0 | 0 | [11 empty] | U S Bureau of Reclamation | 100 | U S Bureau of Reclamation | 100
Marys Lake | 517_G_1 | 517 | G | 1 |  | Hydro |  | WECC_CO | Colorado | 8 | Larimer | 69 | 08069 | 9.3 | 0 | 1951 | 9999 |  |  | N | Hydro | [13 empty] | 0 | 0 | 0 | 0 | [11 empty] | U S Bureau of Reclamation | 100 | U S Bureau of Reclamation | 100
Flatiron | 518_G_1 | 518 | G | 1 |  | Hydro |  | WECC_CO | Colorado | 8 | Larimer | 69 | 08069 | 43 | 0 | 1954 | 9999 |  |  | N | Hydro | [13 empty] | 0 | 0 | 0 | 0 | [11 empty] | U S Bureau of Reclamation | 100 | U S Bureau of Reclamation | 100
Flatiron | 518_G_2 | 518 | G | 2 |  | Hydro |  | WECC_CO | Colorado | 8 | Larimer | 69 | 08069 | 43 | 0 | 1954 | 9999 |  |  | N | Hydro | [13 empty] | 0 | 0 | 0 | 0 | [11 empty] | U S Bureau of Reclamation | 100 | U S Bureau of Reclamation | 100
Flatiron | 518_G_3 | 518 | G | 3 |  | Pumped Storage |  | WECC_CO | Colorado | 8 | Larimer | 69 | 08069 | 8.5 | 0 | 1954 | 9999 |  |  | N | Pumped Storage | [13 empty] | 0 | 0 | 0 | 0 | [11 empty] | U S Bureau of Reclamation | 100 | U S Bureau of Reclamation | 100
Pole Hill | 519_G_1 | 519 | G | 1 |  | Hydro |  | WECC_CO | Colorado | 8 | Larimer | 69 | 08069 | 38.2 | 0 | 1954 | 9999 |  |  | N | Hydro | [13 empty] | 0 | 0 | 0 | 0 | [11 empty] | U S Bureau of Reclamation | 100 | U S Bureau of Reclamation | 100
Lower Molina | 520_G_1 | 520 | G | 1 |  | Hydro |  | WECC_CO | Colorado | 8 | Mesa | 77 | 08077 | 5.6 | 0 | 1962 | 9999 |  |  | N | Hydro | [13 empty] | 0 | 0 | 0 | 0 | [11 empty] | U S Bureau of Reclamation | 100 | U S Bureau of Reclamation | 100
Upper Molina | 521_G_1 | 521 | G | 1 |  | Hydro |  | WECC_CO | Colorado | 8 | Mesa | 77 | 08077 | 9.9 | 0 | 1962 | 9999 |  |  | N | Hydro | [13 empty] | 0 | 0 | 0 | 0 | [11 empty] | U S Bureau of Reclamation | 100 | U S Bureau of Reclamation | 100
Hayden | 525_B_H1 | 525 | B | H1 | 317 | Coal Steam |  | WECC_CO | Colorado | 8 | Routt | 107 | 08107 | 179 | 10910 | 1976 | 2029 | wall | dry | N | Bituminous | Dry Scrubber | 1998 | 0.87 | LNBO | SCR | 2015 |  | B | NA |  |  |  | 0.13 | 0.25112 | 0.04781 | 0.25112 | 0.04781 | 0.05 | 0.1 | 1 | 0.92 | [6 empty] | Yes | Public Service Co of Colorado | 75.5 | Xcel Energy Inc | 75.5
Camp Far West | 531_G_1 | 531 | G | 1 |  | Hydro |  | WEC_CALN | California | 6 | Placer | 61 | 06061 | 7.2 | 0 | 1985 | 9999 |  |  | N | Hydro | [13 empty] | 0 | 0 | 0 | 0 | [11 empty] | South Sutter Water District | 100 | South Sutter Water District | 100
McWilliams | 533_G_1 | 533 | G | 1 | 320 | Combined Cycle |  | S_SOU | Alabama | 1 | Covington | 39 | 01039 | 9 | 7534 | 1954 | 9999 |  |  | N | Natural Gas, Distillate Fuel Oil |  |  |  | DLNB + H2O | [9 empty] | 0.0484 | 0.0484 | 0.0484 | 0.0484 | [11 empty] | PowerSouth Energy Coop | 100 | PowerSouth Energy Coop | 100
McWilliams | 533_G_2 | 533 | G | 2 | 320 | Combined Cycle |  | S_SOU | Alabama | 1 | Covington | 39 | 01039 | 9 | 7534 | 1954 | 9999 |  |  | N | Natural Gas, Distillate Fuel Oil |  |  |  | DLNB + H2O | [9 empty] | 0.0484 | 0.0484 | 0.0484 | 0.0484 | [11 empty] | PowerSouth Energy Coop | 100 | PowerSouth Energy Coop | 100
McWilliams | 533_G_3 | 533 | G | 3 | 320 | Combined Cycle |  | S_SOU | Alabama | 1 | Covington | 39 | 01039 | 22 | 7534 | 1959 | 9999 |  |  | N | Natural Gas, Distillate Fuel Oil |  |  |  | DLNB + H2O | [9 empty] | 0.0484 | 0.0484 | 0.0484 | 0.0484 | [11 empty] | PowerSouth Energy Coop | 100 | PowerSouth Energy Coop | 100
McWilliams | 533_G_4 | 533 | G | 4 | 320 | Combined Cycle |  | S_SOU | Alabama | 1 | Covington | 39 | 01039 | 108 | 7534 | 1996 | 9999 |  |  | N | Natural Gas, Distillate Fuel Oil |  |  |  | DLNB + H2O | [9 empty] | 0.0484 | 0.0484 | 0.0484 | 0.0484 | [11 empty] | PowerSouth Energy Coop | 100 | PowerSouth Energy Coop | 100
McWilliams | 533_G_VAN1 | 533 | G | VAN1 | 324 | Combined Cycle |  | S_SOU | Alabama | 1 | Covington | 39 | 01039 | 171 | 7534 | 2002 | 9999 |  |  | N | Natural Gas |  |  |  | DLNB | SCR | [8 empty] | 0.011282 | 0.011282 | 0.011282 | 0.011282 | [11 empty] | PowerSouth Energy Coop | 100 | PowerSouth Energy Coop | 100
McWilliams | 533_G_VAN2 | 533 | G | VAN2 | 325 | Combined Cycle |  | S_SOU | Alabama | 1 | Covington | 39 | 01039 | 168 | 7534 | 2002 | 9999 |  |  | N | Natural Gas |  |  |  | DLNB | SCR | [8 empty] | 0.011282 | 0.011282 | 0.011282 | 0.011282 | [11 empty] | PowerSouth Energy Coop | 100 | PowerSouth Energy Coop | 100
McWilliams | 533_G_VAN3 | 533 | G | VAN3 | 324 | Combined Cycle |  | S_SOU | Alabama | 1 | Covington | 39 | 01039 | 176 | 7534 | 2002 | 9999 | other |  | N | Natural Gas |  |  |  | DLNB | SCR | [8 empty] | 0.011282 | 0.011282 | 0.011282 | 0.011282 | [11 empty] | PowerSouth Energy Coop | 100 | PowerSouth Energy Coop | 100
Jones Fork | 534_G_1 | 534 | G | 1 |  | Hydro |  | WEC_BANC | California | 6 | El Dorado | 17 | 06017 | 10 | 0 | 1985 | 9999 |  |  | N | Hydro | [13 empty] | 0 | 0 | 0 | 0 | [11 empty] | Sacramento Municipal Utility District | 100 | Sacramento Municipal Utility District | 100
McClellan (CA) | 535_G_1 | 535 | G | 1 |  | Combustion Turbine |  | WEC_BANC | California | 6 | Sacramento | 67 | 06067 | 77 | 12783 | 1986 | 9999 |  |  | N | Natural Gas | [12 empty] | 0.74 | 0.06694 | 0.06694 | 0.06694 | 0.06694 | [11 empty] | Sacramento Municipal Utility District | 100 | Sacramento Municipal Utility District | 100
Camanche | 537_G_1 | 537 | G | 1 |  | Hydro |  | WEC_CALN | California | 6 | San Joaquin | 77 | 06077 | 3.5 | 0 | 1983 | 9999 |  |  | N | Hydro | [13 empty] | 0 | 0 | 0 | 0 | [11 empty] | East Bay Municipal Utility District | 100 | East Bay Municipal Utility District | 100
Camanche | 537_G_2 | 537 | G | 2 |  | Hydro |  | WEC_CALN | California | 6 | San Joaquin | 77 | 06077 | 3.5 | 0 | 1983 | 9999 |  |  | N | Hydro | [13 empty] | 0 | 0 | 0 | 0 | [11 empty] | East Bay Municipal Utility District | 100 | East Bay Municipal Utility District | 100
Camanche | 537_G_3 | 537 | G | 3 |  | Hydro |  | WEC_CALN | California | 6 | San Joaquin | 77 | 06077 | 3.5 | 0 | 1983 | 9999 |  |  | N | Hydro | [13 empty] | 0 | 0 | 0 | 0 | [11 empty] | East Bay Municipal Utility District | 100 | East Bay Municipal Utility District | 100
Rocky River (CT) | 539_G_2 | 539 | G | 2 |  | Pumped Storage |  | NENG_CT | Connecticut | 9 | Litchfield | 5 | 09005 | 2 | 0 | 1928 | 9999 |  |  | N | Pumped Storage | [13 empty] | 0 | 0 | 0 | 0 | [11 empty] | FirstLight CT Housatonic LLC | 100 | Public Sector Pension Investment Board | 100
Rocky River (CT) | 539_G_3 | 539 | G | 3 |  | Pumped Storage |  | NENG_CT | Connecticut | 9 | Litchfield | 5 | 09005 | 25.4 | 0 | 1928 | 9999 |  |  | N | Pumped Storage | [13 empty] | 0 | 0 | 0 | 0 | [11 empty] | FirstLight CT Housatonic LLC | 100 | Public Sector Pension Investment Board | 100
Rocky River (CT) | 539_G_1 | 539 | G | 1 |  | Pumped Storage |  | NENG_CT | Connecticut | 9 | Litchfield | 5 | 09005 | 2 | 0 | 1929 | 9999 |  |  | N | Pumped Storage | [13 empty] | 0 | 0 | 0 | 0 | [11 empty] | FirstLight CT Housatonic LLC | 100 | Public Sector Pension Investment Board | 100
Branford | 540_G_UN10 | 540 | G | UN10 | 326 | Combustion Turbine |  | NENG_CT | Connecticut | 9 | New Haven | 9 | 09009 | 17.4 | 13749 | 1967 | 9999 |  |  | N | Distillate Fuel Oil |  |  |  | H2O | [8 empty] | 0.33 | 0.15 | 0.15 | 0.15 | 0.15 | [11 empty] | Connecticut Jet Power LLC | 100 | ArcLight Capital Partners LLC | 100
Bulls Bridge | 541_G_1 | 541 | G | 1 |  | Hydro |  | NENG_CT | Connecticut | 9 | Litchfield | 5 | 09005 | 1.4 | 0 | 1903 | 9999 |  |  | N | Hydro | [13 empty] | 0 | 0 | 0 | 0 | [11 empty] | FirstLight CT Housatonic LLC | 100 | Public Sector Pension Investment Board | 100
Bulls Bridge | 541_G_2 | 541 | G | 2 |  | Hydro |  | NENG_CT | Connecticut | 9 | Litchfield | 5 | 09005 | 1.4 | 0 | 1903 | 9999 |  |  | N | Hydro | [13 empty] | 0 | 0 | 0 | 0 | [11 empty] | FirstLight CT Housatonic LLC | 100 | Public Sector Pension Investment Board | 100
Bulls Bridge | 541_G_3 | 541 | G | 3 |  | Hydro |  | NENG_CT | Connecticut | 9 | Litchfield | 5 | 09005 | 1.4 | 0 | 1903 | 9999 |  |  | N | Hydro | [13 empty] | 0 | 0 | 0 | 0 | [11 empty] | FirstLight CT Housatonic LLC | 100 | Public Sector Pension Investment Board | 100
Bulls Bridge | 541_G_4 | 541 | G | 4 |  | Hydro |  | NENG_CT | Connecticut | 9 | Litchfield | 5 | 09005 | 1.4 | 0 | 1903 | 9999 |  |  | N | Hydro | [13 empty] | 0 | 0 | 0 | 0 | [11 empty] | FirstLight CT Housatonic LLC | 100 | Public Sector Pension Investment Board | 100
Bulls Bridge | 541_G_5 | 541 | G | 5 |  | Hydro |  | NENG_CT | Connecticut | 9 | Litchfield | 5 | 09005 | 1.4 | 0 | 1903 | 9999 |  |  | N | Hydro | [13 empty] | 0 | 0 | 0 | 0 | [11 empty] | FirstLight CT Housatonic LLC | 100 | Public Sector Pension Investment Board | 100
Bulls Bridge | 541_G_6 | 541 | G | 6 |  | Hydro |  | NENG_CT | Connecticut | 9 | Litchfield | 5 | 09005 | 1.4 | 0 | 1903 | 9999 |  |  | N | Hydro | [13 empty] | 0 | 0 | 0 | 0 | [11 empty] | FirstLight CT Housatonic LLC | 100 | Public Sector Pension Investment Board | 100
Cos Cob | 542_G_UN10 | 542 | G | UN10 | 327 | Combustion Turbine |  | NENG_CT | Connecticut | 9 | Fairfield | 1 | 09001 | 19.1 | 13246 | 1969 | 9999 |  |  | N | Distillate Fuel Oil |  |  |  | H2O | [8 empty] | 0.002 | 0.15 | 0.15 | 0.15 | 0.15 | [11 empty] | Connecticut Jet Power LLC | 100 | ArcLight Capital Partners LLC | 100
Cos Cob | 542_G_UN11 | 542 | G | UN11 | 328 | Combustion Turbine |  | NENG_CT | Connecticut | 9 | Fairfield | 1 | 09001 | 18.7 | 13244 | 1969 | 9999 |  |  | N | Distillate Fuel Oil |  |  |  | H2O | [8 empty] | 0.002 | 0.15 | 0.15 | 0.15 | 0.15 | [11 empty] | Connecticut Jet Power LLC | 100 | ArcLight Capital Partners LLC | 100
Cos Cob | 542_G_UN12 | 542 | G | UN12 | 329 | Combustion Turbine |  | NENG_CT | Connecticut | 9 | Fairfield | 1 | 09001 | 19.1 | 13246 | 1969 | 9999 |  |  | N | Distillate Fuel Oil |  |  |  | H2O | [8 empty] | 0.002 | 0.15 | 0.15 | 0.15 | 0.15 | [11 empty] | Connecticut Jet Power LLC | 100 | ArcLight Capital Partners LLC | 100
Cos Cob | 542_G_UN13 | 542 | G | UN13 | 90364 | Combustion Turbine |  | NENG_CT | Connecticut | 9 | Fairfield | 1 | 09001 | 19.1 | 13246 | 2008 | 9999 |  |  | N | Distillate Fuel Oil |  |  |  | H2O | [8 empty] | 0.002 | 0.15 | 0.15 | 0.15 | 0.15 | [11 empty] | Middletown Operations Inc | 100 | ArcLight Capital Partners LLC | 100
Cos Cob | 542_G_un14 | 542 | G | un14 | 90365 | Combustion Turbine |  | NENG_CT | Connecticut | 9 | Fairfield | 1 | 09001 | 19.6 | 13243 | 2008 | 9999 |  |  | N | Distillate Fuel Oil |  |  |  | H2O | [8 empty] | 0.002 | 0.15 | 0.15 | 0.15 | 0.15 | [11 empty] | Middletown Operations Inc | 100 | ArcLight Capital Partners LLC | 100
Devon Station | 544_G_10 | 544 | G | 10 | 330 | Combustion Turbine |  | NENG_CT | Connecticut | 9 | New Haven | 9 | 09009 | 14.4 | 10783 | 1985 | 9999 |  |  | N | Distillate Fuel Oil | [12 empty] | 0.33 | 1.2006 | 1.2006 | 1.2006 | 1.2006 | [11 empty] | Devon Power LLC | 100 | ArcLight Capital Partners LLC | 100
Devon Station | 544_G_11 | 544 | G | 11 | 331 | Combustion Turbine |  | NENG_CT | Connecticut | 9 | New Haven | 9 | 09009 | 29.3 | 10782 | 1996 | 9999 |  |  | N | Natural Gas, Distillate Fuel Oil |  |  |  | H2O | [8 empty] | 0.04 | 0.15 | 0.15 | 0.15 | 0.15 | [11 empty] | Devon Power LLC | 100 | ArcLight Capital Partners LLC | 100
Devon Station | 544_G_12 | 544 | G | 12 | 332 | Combustion Turbine |  | NENG_CT | Connecticut | 9 | New Haven | 9 | 09009 | 29.2 | 10783 | 1996 | 9999 |  |  | N | Natural Gas, Distillate Fuel Oil |  |  |  | H2O | [8 empty] | 0.04 | 0.15 | 0.15 | 0.15 | 0.15 | [11 empty] | Devon Power LLC | 100 | ArcLight Capital Partners LLC | 100
Devon Station | 544_G_13 | 544 | G | 13 | 333 | Combustion Turbine |  | NENG_CT | Connecticut | 9 | New Haven | 9 | 09009 | 29.9 | 10782 | 1996 | 9999 |  |  | N | Natural Gas, Distillate Fuel Oil |  |  |  | H2O | [8 empty] | 0.04 | 0.15 | 0.15 | 0.15 | 0.15 | [11 empty] | Devon Power LLC | 100 | ArcLight Capital Partners LLC | 100
Devon Station | 544_G_14 | 544 | G | 14 | 334 | Combustion Turbine |  | NENG_CT | Connecticut | 9 | New Haven | 9 | 09009 | 29.7 | 10782 | 1996 | 9999 |  |  | N | Natural Gas, Distillate Fuel Oil |  |  |  | H2O | [8 empty] | 0.04 | 0.15 | 0.15 | 0.15 | 0.15 | [11 empty] | Devon Power LLC | 100 | ArcLight Capital Partners LLC | 100
Montville Station | 546_B_5 | 546 | B | 5 | 343 | O/G Steam |  | NENG_CT | Connecticut | 9 | New London | 11 | 09011 | 81 | 12434 | 1954 | 9999 | tangential | dry | N | Natural Gas, Residual Fuel Oil |  |  |  | BF |  |  |  | ESPC | No |  |  |  | 0.3 | 0.06288 | 0.06288 | 0.06288 | 0.06288 | [11 empty] | Montville Operations Inc | 100 | ArcLight Capital Partners LLC | 100
Montville Station | 546_G_10 | 546 | G | 10 |  | Combustion Turbine | IC Engine | NENG_CT | Connecticut | 9 | New London | 11 | 09011 | 2.7 | 11367 | 1967 | 9999 |  |  | N | Distillate Fuel Oil | [12 empty] | 0.055 | 2.5232 | 2.5232 | 2.5232 | 2.5232 | [11 empty] | Montville Operations Inc | 100 | ArcLight Capital Partners LLC | 100
Montville Station | 546_G_11 | 546 | G | 11 |  | Combustion Turbine | IC Engine | NENG_CT | Connecticut | 9 | New London | 11 | 09011 | 2.7 | 11422 | 1967 | 9999 |  |  | N | Distillate Fuel Oil | [12 empty] | 0.055 | 2.6059 | 2.6059 | 2.6059 | 2.6059 | [11 empty] | Montville Operations Inc | 100 | ArcLight Capital Partners LLC | 100
Montville Station | 546_B_6 | 546 | B | 6 | 344 | O/G Steam |  | NENG_CT | Connecticut | 9 | New London | 11 | 09011 | 410 | 12513 | 1971 | 9999 | tangential | dry | N | Residual Fuel Oil |  |  | 0.72 | BF | [8 empty] | 0.3 | 0.01499 | 0.01499 | 0.01499 | 0.01499 | [11 empty] | Montville Operations Inc | 100 | ArcLight Capital Partners LLC | 100
Northfield Mountain | 547_G_4 | 547 | G | 4 |  | Pumped Storage |  | NENGREST | Massachusetts | 25 | Franklin | 11 | 25011 | 292 | 0 | 1972 | 9999 |  |  | N | Pumped Storage | [13 empty] | 0 | 0 | 0 | 0 | [11 empty] | Northfield Mountain LLC | 100 | Public Sector Pension Investment Board | 100
Northfield Mountain | 547_G_1 | 547 | G | 1 |  | Pumped Storage |  | NENGREST | Massachusetts | 25 | Franklin | 11 | 25011 | 292 | 0 | 1973 | 9999 |  |  | N | Pumped Storage | [13 empty] | 0 | 0 | 0 | 0 | [11 empty] | Northfield Mountain LLC | 100 | Public Sector Pension Investment Board | 100
Northfield Mountain | 547_G_2 | 547 | G | 2 |  | Pumped Storage |  | NENGREST | Massachusetts | 25 | Franklin | 11 | 25011 | 292 | 0 | 1973 | 9999 |  |  | N | Pumped Storage | [13 empty] | 0 | 0 | 0 | 0 | [11 empty] | Northfield Mountain LLC | 100 | Public Sector Pension Investment Board | 100
Northfield Mountain | 547_G_3 | 547 | G | 3 |  | Pumped Storage |  | NENGREST | Massachusetts | 25 | Franklin | 11 | 25011 | 292 | 0 | 1973 | 9999 |  |  | N | Pumped Storage | [13 empty] | 0 | 0 | 0 | 0 | [11 empty] | Northfield Mountain LLC | 100 | Public Sector Pension Investment Board | 100
Kettle Falls Generating Station | 550_B_1 | 550 | B | 1 |  | Biomass |  | WECC_PNW | Washington | 53 | Stevens | 65 | 53065 | 50 | 14662 | 1984 | 9999 |  |  | N | Biomass |  |  |  | other |  |  |  | ESPH + C | No |  |  |  |  | 0.17209 | 0.17209 | 0.17209 | 0.17209 | [11 empty] | Avista Corp | 100 | Avista Corp | 100
Kettle Falls Generating Station | 550_G_2 | 550 | G | 2 |  | Combustion Turbine |  | WECC_PNW | Washington | 53 | Stevens | 65 | 53065 | 6.2 | 11878 | 2002 | 9999 |  |  | N | Natural Gas | [12 empty] | 2.63 | 0.09038 | 0.09038 | 0.09038 | 0.09038 | [11 empty] | Avista Corp | 100 | Avista Corp | 100
Scotland Dam | 551_G_1 | 551 | G | 1 |  | Hydro |  | NENG_CT | Connecticut | 9 | Windham | 15 | 09015 | 1.7 | 0 | 1937 | 9999 |  |  | N | Hydro | [13 empty] | 0 | 0 | 0 | 0 | [11 empty] | FirstLight CT Hydro LLC | 100 | Public Sector Pension Investment Board | 100
Shepaug | 552_G_1 | 552 | G | 1 |  | Hydro |  | NENG_CT | Connecticut | 9 | New Haven | 9 | 09009 | 41.5 | 0 | 1955 | 9999 |  |  | N | Hydro | [13 empty] | 0 | 0 | 0 | 0 | [11 empty] | FirstLight CT Housatonic LLC | 100 | Public Sector Pension Investment Board | 100
Stevenson | 553_G_1 | 553 | G | 1 |  | Hydro |  | NENG_CT | Connecticut | 9 | Fairfield | 1 | 09001 | 7.1 | 0 | 1919 | 9999 |  |  | N | Hydro | [13 empty] | 0 | 0 | 0 | 0 | [11 empty] | FirstLight CT Housatonic LLC | 100 | Public Sector Pension Investment Board | 100
Stevenson | 553_G_2 | 553 | G | 2 |  | Hydro |  | NENG_CT | Connecticut | 9 | Fairfield | 1 | 09001 | 7.1 | 0 | 1919 | 9999 |  |  | N | Hydro | [13 empty] | 0 | 0 | 0 | 0 | [11 empty] | FirstLight CT Housatonic LLC | 100 | Public Sector Pension Investment Board | 100
Stevenson | 553_G_3 | 553 | G | 3 |  | Hydro |  | NENG_CT | Connecticut | 9 | Fairfield | 1 | 09001 | 7.1 | 0 | 1919 | 9999 |  |  | N | Hydro | [13 empty] | 0 | 0 | 0 | 0 | [11 empty] | FirstLight CT Housatonic LLC | 100 | Public Sector Pension Investment Board | 100
Stevenson | 553_G_4 | 553 | G | 4 |  | Hydro |  | NENG_CT | Connecticut | 9 | Fairfield | 1 | 09001 | 7.6 | 0 | 1936 | 9999 |  |  | N | Hydro | [13 empty] | 0 | 0 | 0 | 0 | [11 empty] | FirstLight CT Housatonic LLC | 100 | Public Sector Pension Investment Board | 100
Taftville | 554_G_2 | 554 | G | 2 |  | Hydro |  | NENG_CT | Connecticut | 9 | New London | 11 | 09011 | 0.4 | 0 | 1906 | 9999 |  |  | N | Hydro | [13 empty] | 0 | 0 | 0 | 0 | [11 empty] | FirstLight CT Hydro LLC | 100 | Public Sector Pension Investment Board | 100
Taftville | 554_G_3 | 554 | G | 3 |  | Hydro |  | NENG_CT | Connecticut | 9 | New London | 11 | 09011 | 0.4 | 0 | 1906 | 9999 |  |  | N | Hydro | [13 empty] | 0 | 0 | 0 | 0 | [11 empty] | FirstLight CT Hydro LLC | 100 | Public Sector Pension Investment Board | 100
Taftville | 554_G_1 | 554 | G | 1 |  | Hydro |  | NENG_CT | Connecticut | 9 | New London | 11 | 09011 | 0.4 | 0 | 1926 | 9999 |  |  | N | Hydro | [13 empty] | 0 | 0 | 0 | 0 | [11 empty] | FirstLight CT Hydro LLC | 100 | Public Sector Pension Investment Board | 100
Taftville | 554_G_4 | 554 | G | 4 |  | Hydro |  | NENG_CT | Connecticut | 9 | New London | 11 | 09011 | 0.4 | 0 | 1949 | 9999 |  |  | N | Hydro | [13 empty] | 0 | 0 | 0 | 0 | [11 empty] | FirstLight CT Hydro LLC | 100 | Public Sector Pension Investment Board | 100
Taftville | 554_G_5 | 554 | G | 5 |  | Hydro |  | NENG_CT | Connecticut | 9 | New London | 11 | 09011 | 0.4 | 0 | 1949 | 9999 |  |  | N | Hydro | [13 empty] | 0 | 0 | 0 | 0 | [11 empty] | FirstLight CT Hydro LLC | 100 | Public Sector Pension Investment Board | 100
Tunnel | 557_G_1 | 557 | G | 1 |  | Hydro |  | NENG_CT | Connecticut | 9 | New London | 11 | 09011 | 0.8 | 0 | 1919 | 9999 |  |  | N | Hydro | [13 empty] | 0 | 0 | 0 | 0 | [11 empty] | FirstLight CT Hydro LLC | 100 | Public Sector Pension Investment Board | 100
Tunnel | 557_G_2 | 557 | G | 2 |  | Hydro |  | NENG_CT | Connecticut | 9 | New London | 11 | 09011 | 0.8 | 0 | 1949 | 9999 |  |  | N | Hydro | [13 empty] | 0 | 0 | 0 | 0 | [11 empty] | FirstLight CT Hydro LLC | 100 | Public Sector Pension Investment Board | 100
Tunnel | 557_G_10 | 557 | G | 10 | 349 | Combustion Turbine |  | NENG_CT | Connecticut | 9 | New London | 11 | 09011 | 16.5 | 14168 | 1969 | 9999 |  |  | N | Distillate Fuel Oil | [12 empty] | 0.33 | 0.15 | 0.15 | 0.15 | 0.15 | [11 empty] | FirstLight CT Hydro LLC | 100 | Public Sector Pension Investment Board | 100
Rainbow (CT) | 559_G_1 | 559 | G | 1 |  | Hydro |  | NENG_CT | Connecticut | 9 | Hartford | 3 | 09003 | 4 | 0 | 1925 | 9999 |  |  | N | Hydro | [13 empty] | 0 | 0 | 0 | 0 | [11 empty] | Farmington River Power Co | 100 | Farmington River Power Co | 100
Rainbow (CT) | 559_G_2 | 559 | G | 2 |  | Hydro |  | NENG_CT | Connecticut | 9 | Hartford | 3 | 09003 | 4 | 0 | 1925 | 9999 |  |  | N | Hydro | [13 empty] | 0 | 0 | 0 | 0 | [11 empty] | Farmington River Power Co | 100 | Farmington River Power Co | 100
Falls Village | 560_G_1 | 560 | G | 1 |  | Hydro |  | NENG_CT | Connecticut | 9 | Litchfield | 5 | 09005 | 3.3 | 0 | 1914 | 9999 |  |  | N | Hydro | [13 empty] | 0 | 0 | 0 | 0 | [11 empty] | FirstLight CT Housatonic LLC | 100 | Public Sector Pension Investment Board | 100
Falls Village | 560_G_2 | 560 | G | 2 |  | Hydro |  | NENG_CT | Connecticut | 9 | Litchfield | 5 | 09005 | 3.3 | 0 | 1914 | 9999 |  |  | N | Hydro | [13 empty] | 0 | 0 | 0 | 0 | [11 empty] | FirstLight CT Housatonic LLC | 100 | Public Sector Pension Investment Board | 100
Falls Village | 560_G_3 | 560 | G | 3 |  | Hydro |  | NENG_CT | Connecticut | 9 | Litchfield | 5 | 09005 | 3.3 | 0 | 1914 | 9999 |  |  | N | Hydro | [13 empty] | 0 | 0 | 0 | 0 | [11 empty] | FirstLight CT Housatonic LLC | 100 | Public Sector Pension Investment Board | 100
Franklin Drive | 561_G_UN19 | 561 | G | UN19 | 350 | Combustion Turbine |  | NENG_CT | Connecticut | 9 | Litchfield | 5 | 09005 | 16.1 | 14427 | 1968 | 9999 |  |  | N | Distillate Fuel Oil | [12 empty] | 0.33 | 0.15 | 0.15 | 0.15 | 0.15 | [11 empty] | Connecticut Jet Power LLC | 100 | ArcLight Capital Partners LLC | 100
Middletown | 562_B_2 | 562 | B | 2 | 353 | O/G Steam |  | NENG_CT | Connecticut | 9 | Middlesex | 7 | 09007 | 117 | 11409 | 1958 | 9999 | wall | dry | N | Natural Gas, Residual Fuel Oil |  |  |  | OFA | SNCR |  |  | ESPC | No |  |  |  | 0.3 | 0.08819 | 0.08819 | 0.08819 | 0.08819 | [11 empty] | Middletown Operations Inc | 100 | ArcLight Capital Partners LLC | 100
Middletown | 562_B_3 | 562 | B | 3 | 354 | O/G Steam |  | NENG_CT | Connecticut | 9 | Middlesex | 7 | 09007 | 236 | 11518 | 1964 | 9999 | cyclone | dry | N | Natural Gas, Residual Fuel Oil |  |  |  | H2O | SNCR |  |  | ESPC | No |  |  |  | 0.3 | 0.39809 | 0.15 | 0.39809 | 0.15 | [11 empty] | Middletown Operations Inc | 100 | ArcLight Capital Partners LLC | 100
Middletown | 562_G_10 | 562 | G | 10 | 352 | Combustion Turbine |  | NENG_CT | Connecticut | 9 | Middlesex | 7 | 09007 | 17.2 | 18367 | 1966 | 9999 |  |  | N | Distillate Fuel Oil | [12 empty] | 0.33 | 0.15 | 0.15 | 0.15 | 0.15 | [11 empty] | Middletown Operations Inc | 100 | ArcLight Capital Partners LLC | 100
Middletown | 562_B_4 | 562 | B | 4 | 355 | O/G Steam |  | NENG_CT | Connecticut | 9 | Middlesex | 7 | 09007 | 400 | 11502 | 1973 | 9999 | tangential | dry | N | Residual Fuel Oil |  |  |  | BF + BOOS + LA | [8 empty] | 0.3 | 0.15 | 0.15 | 0.15 | 0.15 | [11 empty] | Middletown Operations Inc | 100 | ArcLight Capital Partners LLC | 100
Stanton Energy Center | 564_B_2 | 564 | B | 2 | 369 | Coal Steam |  | FRCC | Florida | 12 | Orange | 95 | 12095 | 466 | 10373 | 1996 | 9999 | wall | dry | N | Bituminous | Wet Scrubber | 1996 | 0.962 | LNB + OFA | SCR | 1996 |  | ESPC | No |  |  |  | 0.25 | 0.14861 | 0.14861 | 0.14861 | 0.14861 | 0.05 | 0.1 | 0.56 | 0.99 | Yes | 2014 |  |  | C2G | 2027 |  | Orlando Utilities Commission | 71.59 | Orlando Utilities Commission | 71.59
Stanton Energy Center | 564_G_B | 564 | G | B | 90549 | Combined Cycle |  | FRCC | Florida | 12 | Orange | 95 | 12095 | 128 | 7558 | 2010 | 9999 |  |  | N | Natural Gas, Distillate Fuel Oil |  |  |  | DLNB + H2O | SCR | [8 empty] | 0.0041982 | 0.0041982 | 0.0041982 | 0.0041982 | [11 empty] | NextEra Energy | 100 | NextEra Energy | 100
Stanton Energy Center | 564_G_B1 | 564 | G | B1 | 90549 | Combined Cycle |  | FRCC | Florida | 12 | Orange | 95 | 12095 | 167 | 7558 | 2010 | 9999 |  |  | N | Natural Gas, Distillate Fuel Oil |  |  |  | DLNB + H2O | SCR | [8 empty] | 0.0041982 | 0.0041982 | 0.0041982 | 0.0041982 | [11 empty] | NextEra Energy | 100 | NextEra Energy | 100
Torrington Terminal | 565_G_UN10 | 565 | G | UN10 | 370 | Combustion Turbine |  | NENG_CT | Connecticut | 9 | Litchfield | 5 | 09005 | 17.4 | 13237 | 1967 | 9999 |  |  | N | Distillate Fuel Oil | [12 empty] | 0.33 | 0.15 | 0.15 | 0.15 | 0.15 | [11 empty] | Connecticut Jet Power LLC | 100 | ArcLight Capital Partners LLC | 100
Millstone | 566_G_2 | 566 | G | 2 |  | Nuclear |  | NENG_CT | Connecticut | 9 | New London | 11 | 09011 | 853 | 10456 | 1975 | 9999 |  |  | N | Nuclear Fuel | [13 empty] | 0 | 0 | 0 | 0 | [11 empty] | Dominion Energy Nuclear Connecticut Inc | 100 | Dominion Energy Inc | 100
Millstone | 566_G_3 | 566 | G | 3 |  | Nuclear |  | NENG_CT | Connecticut | 9 | New London | 11 | 09011 | 1220.1 | 10456 | 1986 | 9999 |  |  | N | Nuclear Fuel | [13 empty] | 0 | 0 | 0 | 0 | [11 empty] | Dominion Energy Nuclear Connecticut Inc | 93.47 | Dominion Energy Inc | 93.47
Bridgeport Station | 568_G_501 | 568 | G | 501 | 91155 | Combined Cycle |  | NENG_CT | Connecticut | 9 | Fairfield | 1 | 09001 | 375.7 | 7050 | 2019 | 9999 |  |  | N | Natural Gas | [13 empty] | 0.0061549 | 0.0061549 | 0.0061549 | 0.0061549 | [11 empty] | PSEG Power Connecticut LLC | 100 | Public Service Enterprise Group Inc | 100
Bridgeport Station | 568_G_502 | 568 | G | 502 | 91155 | Combined Cycle |  | NENG_CT | Connecticut | 9 | Fairfield | 1 | 09001 | 200.6 | 7050 | 2019 | 9999 |  |  | N | Natural Gas | [13 empty] | 0.0061549 | 0.0061549 | 0.0061549 | 0.0061549 | [11 empty] | PSEG Power Connecticut LLC | 100 | Public Service Enterprise Group Inc | 100
Central Hudson High Falls | 579_G_1 | 579 | G | 1 |  | Hydro |  | NY_Z_G-I | New York | 36 | Ulster | 111 | 36111 | 3.2 | 0 | 1986 | 9999 |  |  | N | Hydro | [13 empty] | 0 | 0 | 0 | 0 | [11 empty] | Central Hudson Gas & Electric Corp | 100 | CH Energy Group Inc | 100
North Main Street | 581_G_5 | 581 | G | 5 | 5083 | Combustion Turbine |  | NENG_CT | Connecticut | 9 | New London | 11 | 09011 | 15.3 | 12986 | 1972 | 9999 |  |  | N | Distillate Fuel Oil | [12 empty] | 0.33 | 0.15 | 0.15 | 0.15 | 0.15 | [11 empty] | Norwich CT (City of) | 100 | Norwich CT (City of) | 100
Tenth Street | 583_G_1 | 583 | G | 1 |  | Hydro |  | NENG_CT | Connecticut | 9 | New London | 11 | 09011 | 1 | 0 | 1967 | 9999 |  |  | N | Hydro | [13 empty] | 0 | 0 | 0 | 0 | [11 empty] | Norwich CT (City of) | 100 | Norwich CT (City of) | 100
Navajo Dam | 584_G_1 | 584 | G | 1 |  | Hydro |  | WECC_NM | New Mexico | 35 | San Juan | 45 | 35045 | 15 | 0 | 1989 | 9999 |  |  | N | Hydro | [13 empty] | 0 | 0 | 0 | 0 | [11 empty] | Farmington NM (City of) | 100 | Farmington NM (City of) | 100
Navajo Dam | 584_G_2 | 584 | G | 2 |  | Hydro |  | WECC_NM | New Mexico | 35 | San Juan | 45 | 35045 | 15 | 0 | 1989 | 9999 |  |  | N | Hydro | [13 empty] | 0 | 0 | 0 | 0 | [11 empty] | Farmington NM (City of) | 100 | Farmington NM (City of) | 100
Drop 1 | 585_G_1 | 585 | G | 1 |  | Hydro |  | WECC_IID | California | 6 | Imperial | 25 | 06025 | 1.3 | 0 | 1984 | 9999 |  |  | N | Hydro | [13 empty] | 0 | 0 | 0 | 0 | [11 empty] | Imperial Irrigation District | 100 | Imperial Irrigation District | 100
Drop 1 | 585_G_2 | 585 | G | 2 |  | Hydro |  | WECC_IID | California | 6 | Imperial | 25 | 06025 | 1.2 | 0 | 1984 | 9999 |  |  | N | Hydro | [13 empty] | 0 | 0 | 0 | 0 | [11 empty] | Imperial Irrigation District | 100 | Imperial Irrigation District | 100
Drop 1 | 585_G_3 | 585 | G | 3 |  | Hydro |  | WECC_IID | California | 6 | Imperial | 25 | 06025 | 1.3 | 0 | 1984 | 9999 |  |  | N | Hydro | [13 empty] | 0 | 0 | 0 | 0 | [11 empty] | Imperial Irrigation District | 100 | Imperial Irrigation District | 100
East Highline | 586_G_1 | 586 | G | 1 |  | Hydro |  | WECC_IID | California | 6 | Imperial | 25 | 06025 | 1 | 0 | 1984 | 9999 |  |  | N | Hydro | [13 empty] | 0 | 0 | 0 | 0 | [11 empty] | Imperial Irrigation District | 100 | Imperial Irrigation District | 100
J C McNeil | 589_B_1 | 589 | B | 1 | 377 | Biomass |  | NENGREST | Vermont | 50 | Chittenden | 7 | 50007 | 52 | 14499 | 1984 | 9999 | other |  | N | Biomass |  |  |  | other | SCR |  |  | ESPC + C | No |  |  |  |  | 0.06874 | 0.06874 | 0.06874 | 0.06874 | [11 empty] | Burlington VT (City of) | 50 | Burlington VT (City of) | 50
Christiana | 591_G_CH11 | 591 | G | CH11 | 378 | Combustion Turbine |  | PJM_EMAC | Delaware | 10 | New Castle | 3 | 10003 | 25 | 23603 | 1973 | 9999 |  |  | N | Distillate Fuel Oil |  |  |  | H2O | [9 empty] | 0.52275 | 0.52275 | 0.52275 | 0.52275 | [11 empty] | Calpine Mid Atlantic Generation LLC | 100 | Energy Capital Partners | 100
Christiana | 591_G_CH14 | 591 | G | CH14 | 379 | Combustion Turbine |  | PJM_EMAC | Delaware | 10 | New Castle | 3 | 10003 | 25 | 23618 | 1973 | 9999 |  |  | N | Distillate Fuel Oil |  |  |  | H2O | [9 empty] | 0.54917 | 0.54917 | 0.54917 | 0.54917 | [11 empty] | Calpine Mid Atlantic Generation LLC | 100 | Energy Capital Partners | 100
Delaware City 10 | 592_G_DC10 | 592 | G | DC10 | 380 | Combustion Turbine |  | PJM_EMAC | Delaware | 10 | New Castle | 3 | 10003 | 18 | 14445 | 1968 | 9999 |  |  | N | Distillate Fuel Oil |  |  |  | H2O | [8 empty] | 0.3 | 0.28474 | 0.28474 | 0.28474 | 0.28474 | [11 empty] | Calpine Mid Atlantic Generation LLC | 100 | Energy Capital Partners | 100
Edge Moor | 593_B_3 | 593 | B | 3 | 382 | O/G Steam |  | PJM_EMAC | Delaware | 10 | New Castle | 3 | 10003 | 86 | 11893 | 1957 | 9999 | tangential | dry | N | Natural Gas, Residual Fuel Oil | Dry Scrubber | 2009 | 0.65 | LNB | SNCR |  |  | ESPC | No |  |  |  | 0.26 | 0.0577 | 0.0577 | 0.0577 | 0.0577 | [11 empty] | Calpine Mid Atlantic Generation LLC | 100 | Energy Capital Partners | 100
Edge Moor | 593_G_10 | 593 | G | 10 | 381 | Combustion Turbine |  | PJM_EMAC | Delaware | 10 | New Castle | 3 | 10003 | 15 | 10745 | 1963 | 9999 |  |  | N | Distillate Fuel Oil |  |  |  | H2O | [8 empty] | 0.3 | 0.23691 | 0.23691 | 0.23691 | 0.23691 | [11 empty] | Calpine Mid Atlantic Generation LLC | 100 | Energy Capital Partners | 100
Edge Moor | 593_B_4 | 593 | B | 4 | 383 | O/G Steam |  | PJM_EMAC | Delaware | 10 | New Castle | 3 | 10003 | 174 | 11627 | 1966 | 9999 | tangential | dry | N | Natural Gas, Residual Fuel Oil | Dry Scrubber | 2009 | 0.65 | LNC2 | SNCR |  |  | ESPC | No |  |  |  | 0.26 | 0.05003 | 0.04116 | 0.05003 | 0.04116 | [11 empty] | Calpine Mid Atlantic Generation LLC | 100 | Energy Capital Partners | 100
Edge Moor | 593_B_5 | 593 | B | 5 | 384 | O/G Steam |  | PJM_EMAC | Delaware | 10 | New Castle | 3 | 10003 | 450 | 11463 | 1973 | 9999 | wall | dry | N | Natural Gas, Residual Fuel Oil |  |  |  | LNBO | SNCR |  |  | C | NA |  |  |  | 0.5 | 0.09453 | 0.0696 | 0.09453 | 0.0696 | [11 empty] | Calpine Mid Atlantic Generation LLC | 100 | Energy Capital Partners | 100
Indian River Generating Station | 594_G_10 | 594 | G | 10 | 386 | Combustion Turbine |  | PJM_EMAC | Delaware | 10 | Sussex | 5 | 10005 | 16.1 | 14972 | 1967 | 9999 |  |  | N | Distillate Fuel Oil |  |  |  | H2O | [8 empty] | 0.3 | 0.24678 | 0.24678 | 0.24678 | 0.24678 | [11 empty] | Indian River Power LLC | 100 | NRG Energy Inc | 100
West Station (DE) | 597_G_WEST | 597 | G | WEST | 391 | Combustion Turbine |  | PJM_EMAC | Delaware | 10 | New Castle | 3 | 10003 | 15 | 25000 | 1964 | 9999 |  |  | N | Distillate Fuel Oil |  |  |  | H2O | [8 empty] | 0.3 | 0.23776 | 0.23776 | 0.23776 | 0.23776 | [11 empty] | Calpine Mid Atlantic Generation LLC | 100 | Energy Capital Partners | 100
Fredonia | 607_G_1 | 607 | G | 1 |  | Combustion Turbine |  | WECC_PNW | Washington | 53 | Skagit | 57 | 53057 | 93 | 12802 | 1984 | 9999 |  |  | N | Natural Gas, Distillate Fuel Oil | [12 empty] | 2.63 | 0.32121 | 0.32121 | 0.32121 | 0.32121 | [11 empty] | Puget Sound Energy Inc | 100 | Puget Energy Inc | 100
Fredonia | 607_G_2 | 607 | G | 2 |  | Combustion Turbine |  | WECC_PNW | Washington | 53 | Skagit | 57 | 53057 | 93 | 12802 | 1984 | 9999 |  |  | N | Natural Gas, Distillate Fuel Oil | [12 empty] | 2.63 | 0.31261 | 0.31261 | 0.31261 | 0.31261 | [11 empty] | Puget Sound Energy Inc | 100 | Puget Energy Inc | 100
Fredonia | 607_G_3 | 607 | G | 3 | 9183 | Combustion Turbine |  | WECC_PNW | Washington | 53 | Skagit | 57 | 53057 | 47 | 12802 | 2001 | 9999 |  |  | N | Natural Gas, Distillate Fuel Oil |  |  |  | H2O | SCR | [7 empty] | 2.63 | 0.02065 | 0.02065 | 0.02065 | 0.02065 | [11 empty] | Puget Sound Energy Inc | 100 | Puget Energy Inc | 100
Fredonia | 607_G_4 | 607 | G | 4 | 9184 | Combustion Turbine |  | WECC_PNW | Washington | 53 | Skagit | 57 | 53057 | 47 | 12802 | 2001 | 9999 |  |  | N | Natural Gas, Distillate Fuel Oil |  |  |  | H2O | SCR | [7 empty] | 2.63 | 0.01415 | 0.01415 | 0.01415 | 0.01415 | [11 empty] | Puget Sound Energy Inc | 100 | Puget Energy Inc | 100
Cape Canaveral | 609_G_3A | 609 | G | 3A | 90801 | Combined Cycle |  | FRCC | Florida | 12 | Brevard | 9 | 12009 | 270.4 | 7050 | 2013 | 9999 |  |  | N | Natural Gas, Distillate Fuel Oil |  |  |  | DLNB + H2O | SCR | [8 empty] | 0.0079729 | 0.0079729 | 0.0079729 | 0.0079729 | [11 empty] | Florida Power & Light Co | 100 | NextEra Energy Inc | 100
Cape Canaveral | 609_G_3B | 609 | G | 3B | 90802 | Combined Cycle |  | FRCC | Florida | 12 | Brevard | 9 | 12009 | 270.4 | 7050 | 2013 | 9999 |  |  | N | Natural Gas, Distillate Fuel Oil |  |  |  | DLNB + H2O | SCR | [8 empty] | 0.0079729 | 0.0079729 | 0.0079729 | 0.0079729 | [11 empty] | Florida Power & Light Co | 100 | NextEra Energy Inc | 100
Cape Canaveral | 609_G_3C | 609 | G | 3C | 90803 | Combined Cycle |  | FRCC | Florida | 12 | Brevard | 9 | 12009 | 270.4 | 7050 | 2013 | 9999 |  |  | N | Natural Gas, Distillate Fuel Oil |  |  |  | DLNB + H2O | SCR | [8 empty] | 0.0079729 | 0.0079729 | 0.0079729 | 0.0079729 | [11 empty] | Florida Power & Light Co | 100 | NextEra Energy Inc | 100
Cape Canaveral | 609_G_3ST | 609 | G | 3ST | 90801 | Combined Cycle |  | FRCC | Florida | 12 | Brevard | 9 | 12009 | 478.8 | 7050 | 2013 | 9999 | Cell |  | N | Natural Gas, Distillate Fuel Oil |  |  |  | DLNB + H2O | SCR | [8 empty] | 0.0079729 | 0.0079729 | 0.0079729 | 0.0079729 | [11 empty] | Florida Power & Light Co | 100 | NextEra Energy Inc | 100
Fort Myers | 612_G_ST1 | 612 | G | ST1 | 403 | Combined Cycle |  | FRCC | Florida | 12 | Lee | 71 | 12071 | 155.8 | 7225 | 1958 | 9999 |  |  | N | Natural Gas |  |  |  | DLNB | [8 empty] | 0.5 | 0.027578 | 0.027578 | 0.027578 | 0.027578 | [11 empty] | Florida Power & Light Co | 100 | NextEra Energy Inc | 100
Fort Myers | 612_G_ST2 | 612 | G | ST2 | 406 | Combined Cycle |  | FRCC | Florida | 12 | Lee | 71 | 12071 | 459.2 | 7225 | 1969 | 9999 |  |  | N | Natural Gas |  |  |  | DLNB | [8 empty] | 0.5 | 0.026857 | 0.026857 | 0.026857 | 0.026857 | [11 empty] | Florida Power & Light Co | 100 | NextEra Energy Inc | 100
Fort Myers | 612_G_9 | 612 | G | 9 |  | Combustion Turbine |  | FRCC | Florida | 12 | Lee | 71 | 12071 | 54 | 11565 | 1974 | 9999 |  |  | N | Distillate Fuel Oil | [13 empty] | 0.09835 | 0.09835 | 0.09835 | 0.09835 | [11 empty] | Florida Power & Light Co | 100 | NextEra Energy Inc | 100
Fort Myers | 612_G_GT1 | 612 | G | GT1 |  | Combustion Turbine |  | FRCC | Florida | 12 | Lee | 71 | 12071 | 54 | 11565 | 1974 | 9999 |  |  | N | Distillate Fuel Oil | [13 empty] | 0.33168 | 0.33168 | 0.33168 | 0.33168 | [11 empty] | Florida Power & Light Co | 100 | NextEra Energy Inc | 100
Fort Myers | 612_G_2A | 612 | G | 2A | 403 | Combined Cycle |  | FRCC | Florida | 12 | Lee | 71 | 12071 | 199.5 | 7225 | 2000 | 9999 |  |  | N | Natural Gas |  |  |  | DLNB | [8 empty] | 0.5 | 0.027578 | 0.027578 | 0.027578 | 0.027578 | [11 empty] | Florida Power & Light Co | 100 | NextEra Energy Inc | 100
Fort Myers | 612_G_2B | 612 | G | 2B | 404 | Combined Cycle |  | FRCC | Florida | 12 | Lee | 71 | 12071 | 199.5 | 7225 | 2000 | 9999 |  |  | N | Natural Gas |  |  |  | DLNB | [8 empty] | 0.5 | 0.027578 | 0.027578 | 0.027578 | 0.027578 | [11 empty] | Florida Power & Light Co | 100 | NextEra Energy Inc | 100
Fort Myers | 612_G_2C | 612 | G | 2C | 405 | Combined Cycle |  | FRCC | Florida | 12 | Lee | 71 | 12071 | 199.5 | 7225 | 2000 | 9999 |  |  | N | Natural Gas |  |  |  | DLNB | [8 empty] | 0.5 | 0.027578 | 0.027578 | 0.027578 | 0.027578 | [11 empty] | Florida Power & Light Co | 100 | NextEra Energy Inc | 100
Fort Myers | 612_G_2D | 612 | G | 2D | 406 | Combined Cycle |  | FRCC | Florida | 12 | Lee | 71 | 12071 | 199.5 | 7225 | 2001 | 9999 |  |  | N | Natural Gas |  |  |  | DLNB | [8 empty] | 0.5 | 0.026857 | 0.026857 | 0.026857 | 0.026857 | [11 empty] | Florida Power & Light Co | 100 | NextEra Energy Inc | 100
Fort Myers | 612_G_2E | 612 | G | 2E | 407 | Combined Cycle |  | FRCC | Florida | 12 | Lee | 71 | 12071 | 199.5 | 7225 | 2001 | 9999 |  |  | N | Natural Gas |  |  |  | DLNB | [8 empty] | 0.5 | 0.026857 | 0.026857 | 0.026857 | 0.026857 | [11 empty] | Florida Power & Light Co | 100 | NextEra Energy Inc | 100
Fort Myers | 612_G_2F | 612 | G | 2F | 408 | Combined Cycle |  | FRCC | Florida | 12 | Lee | 71 | 12071 | 199.5 | 7225 | 2001 | 9999 |  |  | N | Natural Gas |  |  |  | DLNB | [8 empty] | 0.5 | 0.026857 | 0.026857 | 0.026857 | 0.026857 | [11 empty] | Florida Power & Light Co | 100 | NextEra Energy Inc | 100
Fort Myers | 612_G_CT1 | 612 | G | CT1 | 411 | Combustion Turbine |  | FRCC | Florida | 12 | Lee | 71 | 12071 | 182 | 11544 | 2003 | 9999 |  |  | N | Natural Gas, Distillate Fuel Oil |  |  |  | DLNB + H2O | [8 empty] | 0.5 | 0.0316 | 0.0316 | 0.0316 | 0.0316 | [11 empty] | Florida Power & Light Co | 100 | NextEra Energy Inc | 100
Fort Myers | 612_G_CT2 | 612 | G | CT2 | 412 | Combustion Turbine |  | FRCC | Florida | 12 | Lee | 71 | 12071 | 182 | 11544 | 2003 | 9999 |  |  | N | Natural Gas, Distillate Fuel Oil |  |  |  | DLNB + H2O | [8 empty] | 0.5 | 0.03367 | 0.03367 | 0.03367 | 0.03367 | [11 empty] | Florida Power & Light Co | 100 | NextEra Energy Inc | 100
Fort Myers | 612_G_PFM3C | 612 | G | PFM3C | 91055 | Combustion Turbine |  | FRCC | Florida | 12 | Lee | 71 | 12071 | 231 | 10969 | 2016 | 9999 |  |  | N | Natural Gas, Distillate Fuel Oil |  |  |  | DLNB + H2O | [9 empty] | 0.03088 | 0.03088 | 0.03088 | 0.03088 | [11 empty] | Florida Power & Light Co | 100 | NextEra Energy Inc | 100
Fort Myers | 612_G_PFM3D | 612 | G | PFM3D | 91054 | Combustion Turbine |  | FRCC | Florida | 12 | Lee | 71 | 12071 | 231 | 10969 | 2016 | 9999 |  |  | N | Natural Gas, Distillate Fuel Oil |  |  |  | DLNB + H2O | [9 empty] | 0.03012 | 0.03012 | 0.03012 | 0.03012 | [11 empty] | Florida Power & Light Co | 100 | NextEra Energy Inc | 100
Lauderdale | 613_G_3 | 613 | G | 3 |  | Combustion Turbine |  | FRCC | Florida | 12 | Broward | 11 | 12011 | 34.3 | 12702 | 1970 | 9999 |  |  | N | Natural Gas, Distillate Fuel Oil | [12 empty] | 0.8 | 0.47388 | 0.47388 | 0.47388 | 0.47388 | [11 empty] | Florida Power & Light Co | 100 | NextEra Energy Inc | 100
Lauderdale | 613_G_5 | 613 | G | 5 |  | Combustion Turbine |  | FRCC | Florida | 12 | Broward | 11 | 12011 | 34.3 | 12702 | 1970 | 9999 |  |  | N | Natural Gas, Distillate Fuel Oil | [12 empty] | 0.8 | 0.47388 | 0.47388 | 0.47388 | 0.47388 | [11 empty] | Florida Power & Light Co | 100 | NextEra Energy Inc | 100
Lauderdale | 613_G_6A | 613 | G | 6A | 91056 | Combustion Turbine |  | FRCC | Florida | 12 | Broward | 11 | 12011 | 231 | 10745 | 2016 | 9999 |  |  | N | Natural Gas, Distillate Fuel Oil |  |  |  | DLNB + H2O | [9 empty] | 0.03104 | 0.03104 | 0.03104 | 0.03104 | [11 empty] | Florida Power & Light Co | 100 | NextEra Energy Inc | 100
Lauderdale | 613_G_6B | 613 | G | 6B | 91057 | Combustion Turbine |  | FRCC | Florida | 12 | Broward | 11 | 12011 | 231 | 10745 | 2016 | 9999 |  |  | N | Natural Gas, Distillate Fuel Oil |  |  |  | DLNB + H2O | [9 empty] | 0.03068 | 0.03068 | 0.03068 | 0.03068 | [11 empty] | Florida Power & Light Co | 100 | NextEra Energy Inc | 100
Lauderdale | 613_G_6C | 613 | G | 6C | 91058 | Combustion Turbine |  | FRCC | Florida | 12 | Broward | 11 | 12011 | 231 | 10745 | 2016 | 9999 |  |  | N | Natural Gas, Distillate Fuel Oil |  |  |  | DLNB + H2O | [9 empty] | 0.03057 | 0.03057 | 0.03057 | 0.03057 | [11 empty] | Florida Power & Light Co | 100 | NextEra Energy Inc | 100
Lauderdale | 613_G_6D | 613 | G | 6D | 91059 | Combustion Turbine |  | FRCC | Florida | 12 | Broward | 11 | 12011 | 231 | 10745 | 2016 | 9999 |  |  | N | Natural Gas, Distillate Fuel Oil |  |  |  | DLNB + H2O | [9 empty] | 0.0304 | 0.0304 | 0.0304 | 0.0304 | [11 empty] | Florida Power & Light Co | 100 | NextEra Energy Inc | 100
Lauderdale | 613_G_6E | 613 | G | 6E | 91060 | Combustion Turbine |  | FRCC | Florida | 12 | Broward | 11 | 12011 | 231 | 10745 | 2016 | 9999 |  |  | N | Natural Gas, Distillate Fuel Oil |  |  |  | DLNB + H2O | [9 empty] | 0.02929 | 0.02929 | 0.02929 | 0.02929 | [11 empty] | Florida Power & Light Co | 100 | NextEra Energy Inc | 100
Port Everglades | 617_G_5A | 617 | G | 5A | 91022 | Combined Cycle |  | FRCC | Florida | 12 | Broward | 11 | 12011 | 271.9 | 7050 | 2016 | 9999 |  |  | N | Natural Gas, Distillate Fuel Oil |  |  |  | DLNB + H2O | SCR | [8 empty] | 0.0073304 | 0.0073304 | 0.0073304 | 0.0073304 | [11 empty] | Florida Power & Light Co | 100 | NextEra Energy Inc | 100
Port Everglades | 617_G_5B | 617 | G | 5B | 91023 | Combined Cycle |  | FRCC | Florida | 12 | Broward | 11 | 12011 | 271.9 | 7050 | 2016 | 9999 |  |  | N | Natural Gas, Distillate Fuel Oil |  |  |  | DLNB + H2O | SCR | [8 empty] | 0.0073304 | 0.0073304 | 0.0073304 | 0.0073304 | [11 empty] | Florida Power & Light Co | 100 | NextEra Energy Inc | 100
Port Everglades | 617_G_5C | 617 | G | 5C | 91021 | Combined Cycle |  | FRCC | Florida | 12 | Broward | 11 | 12011 | 271.9 | 7050 | 2016 | 9999 |  |  | N | Natural Gas, Distillate Fuel Oil |  |  |  | DLNB + H2O | SCR | [8 empty] | 0.0073304 | 0.0073304 | 0.0073304 | 0.0073304 | [11 empty] | Florida Power & Light Co | 100 | NextEra Energy Inc | 100
Port Everglades | 617_G_5ST | 617 | G | 5ST |  | Combined Cycle |  | FRCC | Florida | 12 | Broward | 11 | 12011 | 421.3 | 7050 | 2016 | 9999 |  |  | N | Natural Gas, Distillate Fuel Oil |  |  |  |  | SCR | [8 empty] | 0.0073304 | 0.0073304 | 0.0073304 | 0.0073304 | [11 empty] | Florida Power & Light Co | 100 | NextEra Energy Inc | 100
Riviera | 619_G_5A | 619 | G | 5A | 90798 | Combined Cycle |  | FRCC | Florida | 12 | Palm Beach | 99 | 12099 | 270.5 | 7050 | 2014 | 9999 |  |  | N | Natural Gas, Distillate Fuel Oil |  |  |  | DLNB + H2O | SCR | [8 empty] | 0.0081353 | 0.0081353 | 0.0081353 | 0.0081353 | [11 empty] | Florida Power & Light Co | 100 | NextEra Energy Inc | 100
Riviera | 619_G_5B | 619 | G | 5B | 90799 | Combined Cycle |  | FRCC | Florida | 12 | Palm Beach | 99 | 12099 | 270.5 | 7050 | 2014 | 9999 |  |  | N | Natural Gas, Distillate Fuel Oil |  |  |  | DLNB + H2O | SCR | [8 empty] | 0.0081353 | 0.0081353 | 0.0081353 | 0.0081353 | [11 empty] | Florida Power & Light Co | 100 | NextEra Energy Inc | 100
Riviera | 619_G_5C | 619 | G | 5C | 90800 | Combined Cycle |  | FRCC | Florida | 12 | Palm Beach | 99 | 12099 | 270.5 | 7050 | 2014 | 9999 |  |  | N | Natural Gas, Distillate Fuel Oil |  |  |  | DLNB + H2O | SCR | [8 empty] | 0.0081353 | 0.0081353 | 0.0081353 | 0.0081353 | [11 empty] | Florida Power & Light Co | 100 | NextEra Energy Inc | 100
Riviera | 619_G_5ST | 619 | G | 5ST | 90798 | Combined Cycle |  | FRCC | Florida | 12 | Palm Beach | 99 | 12099 | 478.5 | 7050 | 2014 | 9999 |  |  | N | Natural Gas, Distillate Fuel Oil |  |  |  | DLNB + H2O | SCR | [8 empty] | 0.0081353 | 0.0081353 | 0.0081353 | 0.0081353 | [11 empty] | Florida Power & Light Co | 100 | NextEra Energy Inc | 100
Sanford | 620_G_4 | 620 | G | 4 | 429 | Combined Cycle |  | FRCC | Florida | 12 | Volusia | 127 | 12127 | 388 | 7438 | 1969 | 9999 |  |  | N | Natural Gas |  |  |  | DLNB | SCR | [7 empty] | 0.001 | 0.029388 | 0.029388 | 0.029388 | 0.029388 | [11 empty] | Florida Power & Light Co | 100 | NextEra Energy Inc | 100
Sanford | 620_G_5 | 620 | G | 5 | 433 | Combined Cycle |  | FRCC | Florida | 12 | Volusia | 127 | 12127 | 388 | 7438 | 1974 | 9999 | other |  | N | Natural Gas |  |  |  | DLNB | SCR | [7 empty] | 0.001 | 0.030785 | 0.030785 | 0.030785 | 0.030785 | [11 empty] | Florida Power & Light Co | 100 | NextEra Energy Inc | 100
Sanford | 620_G_4A | 620 | G | 4A | 429 | Combined Cycle |  | FRCC | Florida | 12 | Volusia | 127 | 12127 | 197 | 7438 | 2002 | 9999 |  |  | N | Natural Gas |  |  |  | DLNB | SCR | [7 empty] | 0.001 | 0.029388 | 0.029388 | 0.029388 | 0.029388 | [11 empty] | Florida Power & Light Co | 100 | NextEra Energy Inc | 100
Sanford | 620_G_4B | 620 | G | 4B | 430 | Combined Cycle |  | FRCC | Florida | 12 | Volusia | 127 | 12127 | 197 | 7438 | 2002 | 9999 |  |  | N | Natural Gas |  |  |  | DLNB | SCR | [7 empty] | 0.001 | 0.029388 | 0.029388 | 0.029388 | 0.029388 | [11 empty] | Florida Power & Light Co | 100 | NextEra Energy Inc | 100
Sanford | 620_G_4C | 620 | G | 4C | 431 | Combined Cycle |  | FRCC | Florida | 12 | Volusia | 127 | 12127 | 197 | 7438 | 2002 | 9999 |  |  | N | Natural Gas |  |  |  | DLNB | SCR | [7 empty] | 0.001 | 0.029388 | 0.029388 | 0.029388 | 0.029388 | [11 empty] | Florida Power & Light Co | 100 | NextEra Energy Inc | 100
Sanford | 620_G_5A | 620 | G | 5A | 433 | Combined Cycle |  | FRCC | Florida | 12 | Volusia | 127 | 12127 | 197 | 7438 | 2002 | 9999 |  |  | N | Natural Gas |  |  |  | DLNB | SCR | [7 empty] | 0.001 | 0.030785 | 0.030785 | 0.030785 | 0.030785 | [11 empty] | Florida Power & Light Co | 100 | NextEra Energy Inc | 100
Sanford | 620_G_5B | 620 | G | 5B | 434 | Combined Cycle |  | FRCC | Florida | 12 | Volusia | 127 | 12127 | 197 | 7438 | 2002 | 9999 |  |  | N | Natural Gas |  |  |  | DLNB | SCR | [7 empty] | 0.001 | 0.030785 | 0.030785 | 0.030785 | 0.030785 | [11 empty] | Florida Power & Light Co | 100 | NextEra Energy Inc | 100
Sanford | 620_G_5C | 620 | G | 5C | 435 | Combined Cycle |  | FRCC | Florida | 12 | Volusia | 127 | 12127 | 197 | 7438 | 2002 | 9999 |  |  | N | Natural Gas |  |  |  | DLNB | SCR | [7 empty] | 0.001 | 0.030785 | 0.030785 | 0.030785 | 0.030785 | [11 empty] | Florida Power & Light Co | 100 | NextEra Energy Inc | 100
Sanford | 620_G_5D | 620 | G | 5D | 436 | Combined Cycle |  | FRCC | Florida | 12 | Volusia | 127 | 12127 | 197 | 7438 | 2002 | 9999 |  |  | N | Natural Gas |  |  |  | DLNB | SCR | [7 empty] | 0.001 | 0.030785 | 0.030785 | 0.030785 | 0.030785 | [11 empty] | Florida Power & Light Co | 100 | NextEra Energy Inc | 100
Sanford | 620_G_4D | 620 | G | 4D | 432 | Combined Cycle |  | FRCC | Florida | 12 | Volusia | 127 | 12127 | 197 | 7438 | 2003 | 9999 |  |  | N | Natural Gas |  |  |  | DLNB | SCR | [7 empty] | 0.001 | 0.029388 | 0.029388 | 0.029388 | 0.029388 | [11 empty] | Florida Power & Light Co | 100 | NextEra Energy Inc | 100
Turkey Point | 621_G_3 | 621 | G | 3 |  | Nuclear |  | FRCC | Florida | 12 | Miami Dade | 86 | 12086 | 837 | 10456 | 1972 | 9999 | other |  | N | Nuclear Fuel | [13 empty] | 0 | 0 | 0 | 0 | [11 empty] | Florida Power & Light Co | 100 | NextEra Energy Inc | 100
Turkey Point | 621_G_4 | 621 | G | 4 |  | Nuclear |  | FRCC | Florida | 12 | Miami Dade | 86 | 12086 | 821 | 10456 | 1973 | 9999 | other |  | N | Nuclear Fuel | [13 empty] | 0 | 0 | 0 | 0 | [11 empty] | Florida Power & Light Co | 100 | NextEra Energy Inc | 100
Turkey Point | 621_G_5CA | 621 | G | 5CA | 89540 | Combined Cycle |  | FRCC | Florida | 12 | Miami Dade | 86 | 12086 | 466.2 | 7122 | 2007 | 9999 |  |  | N | Natural Gas, Distillate Fuel Oil |  |  |  | LNB + STM | SCR | [8 empty] | 0.0075673 | 0.0075673 | 0.0075673 | 0.0075673 | [11 empty] | Florida Power & Light Co | 100 | NextEra Energy Inc | 100
Turkey Point | 621_G_5CTA | 621 | G | 5CTA | 89540 | Combined Cycle |  | FRCC | Florida | 12 | Miami Dade | 86 | 12086 | 196.7 | 7122 | 2007 | 9999 |  |  | N | Natural Gas, Distillate Fuel Oil |  |  |  | DLNB + H2O + NH3 | SCR | [8 empty] | 0.0075673 | 0.0075673 | 0.0075673 | 0.0075673 | [11 empty] | Florida Power & Light Co | 100 | NextEra Energy Inc | 100
Turkey Point | 621_G_5CTB | 621 | G | 5CTB | 89541 | Combined Cycle |  | FRCC | Florida | 12 | Miami Dade | 86 | 12086 | 196.7 | 7122 | 2007 | 9999 |  |  | N | Natural Gas, Distillate Fuel Oil |  |  |  | DLNB + H2O + NH3 | SCR | [8 empty] | 0.0075673 | 0.0075673 | 0.0075673 | 0.0075673 | [11 empty] | Florida Power & Light Co | 100 | NextEra Energy Inc | 100
Turkey Point | 621_G_5CTC | 621 | G | 5CTC | 89542 | Combined Cycle |  | FRCC | Florida | 12 | Miami Dade | 86 | 12086 | 196.7 | 7122 | 2007 | 9999 |  |  | N | Natural Gas, Distillate Fuel Oil |  |  |  | DLNB + H2O + NH3 | SCR | [8 empty] | 0.0075673 | 0.0075673 | 0.0075673 | 0.0075673 | [11 empty] | Florida Power & Light Co | 100 | NextEra Energy Inc | 100
Turkey Point | 621_G_5CTD | 621 | G | 5CTD | 89543 | Combined Cycle |  | FRCC | Florida | 12 | Miami Dade | 86 | 12086 | 196.7 | 7122 | 2007 | 9999 |  |  | N | Natural Gas, Distillate Fuel Oil |  |  |  | DLNB + H2O + NH3 | SCR | [8 empty] | 0.0075673 | 0.0075673 | 0.0075673 | 0.0075673 | [11 empty] | Florida Power & Light Co | 100 | NextEra Energy Inc | 100
South Fork Tolt | 622_G_1 | 622 | G | 1 |  | Hydro |  | WECC_PNW | Washington | 53 | King | 33 | 53033 | 16.8 | 0 | 1995 | 9999 |  |  | N | Hydro | [13 empty] | 0 | 0 | 0 | 0 | [11 empty] | Seattle City Light | 100 | Seattle City Light | 100
Upper Mechanicville | 625_G_1 | 625 | G | 1 |  | Hydro |  | NY_Z_F | New York | 36 | Saratoga | 91 | 36091 | 9.2 | 0 | 1983 | 9999 |  |  | N | Hydro | [13 empty] | 0 | 0 | 0 | 0 | [11 empty] | New York State Electric & Gas Corp | 100 | Iberdrola SA | 100
Upper Mechanicville | 625_G_2 | 625 | G | 2 |  | Hydro |  | NY_Z_F | New York | 36 | Saratoga | 91 | 36091 | 9.2 | 0 | 1983 | 9999 |  |  | N | Hydro | [13 empty] | 0 | 0 | 0 | 0 | [11 empty] | New York State Electric & Gas Corp | 100 | Iberdrola SA | 100
Oak Flat | 626_G_1 | 626 | G | 1 |  | Hydro |  | WEC_CALN | California | 6 | Plumas | 63 | 06063 | 1.3 | 0 | 1985 | 9999 |  |  | N | Hydro | [13 empty] | 0 | 0 | 0 | 0 | [11 empty] | Pacific Gas & Electric Co | 100 | PG&E Corp | 100
Bayboro | 627_G_P1 | 627 | G | P1 |  | Combustion Turbine |  | FRCC | Florida | 12 | Pinellas | 103 | 12103 | 44 | 14613 | 1973 | 9999 |  |  | N | Distillate Fuel Oil | [12 empty] | 0.501 | 0.77579 | 0.77579 | 0.77579 | 0.77579 | [11 empty] | Duke Energy Florida | 100 | Duke Energy Corp | 100
Bayboro | 627_G_P2 | 627 | G | P2 |  | Combustion Turbine |  | FRCC | Florida | 12 | Pinellas | 103 | 12103 | 41 | 14615 | 1973 | 9999 |  |  | N | Distillate Fuel Oil | [12 empty] | 0.501 | 0.67038 | 0.67038 | 0.67038 | 0.67038 | [11 empty] | Duke Energy Florida | 100 | Duke Energy Corp | 100
Bayboro | 627_G_P3 | 627 | G | P3 |  | Combustion Turbine |  | FRCC | Florida | 12 | Pinellas | 103 | 12103 | 43 | 14615 | 1973 | 9999 |  |  | N | Distillate Fuel Oil | [12 empty] | 0.501 | 0.65363 | 0.65363 | 0.65363 | 0.65363 | [11 empty] | Duke Energy Florida | 100 | Duke Energy Corp | 100
Bayboro | 627_G_P4 | 627 | G | P4 |  | Combustion Turbine |  | FRCC | Florida | 12 | Pinellas | 103 | 12103 | 43 | 14615 | 1973 | 9999 |  |  | N | Distillate Fuel Oil | [12 empty] | 0.501 | 0.72187 | 0.72187 | 0.72187 | 0.72187 | [11 empty] | Duke Energy Florida | 100 | Duke Energy Corp | 100
Crystal River | 628_B_4 | 628 | B | 4 | 442 | Coal Steam |  | FRCC | Florida | 12 | Citrus | 17 | 12017 | 712 | 10431 | 1982 | 2034 | wall | dry | N | Bituminous | Wet Scrubber | 2010 | 0.97 | LNB | SCR | 2010 |  | ESPC | No |  |  |  | 0.27 | 0.3859 | 0.04553 | 0.3859 | 0.04553 | 0.05 | 0.1 | 0.56 | 0.99 | [7 empty] | Duke Energy Florida | 100 | Duke Energy Corp | 100
Crystal River | 628_B_5 | 628 | B | 5 | 443 | Coal Steam |  | FRCC | Florida | 12 | Citrus | 17 | 12017 | 710 | 10391 | 1984 | 2034 | wall | dry | N | Bituminous | Wet Scrubber | 2009 | 0.97 | LNB | SCR | 2009 |  | ESPC | No |  |  |  | 0.27 | 0.2134 | 0.04939 | 0.2134 | 0.04939 | 0.05 | 0.1 | 0.56 | 0.99 | [7 empty] | Duke Energy Florida | 100 | Duke Energy Corp | 100
Crystal River | 628_G_1GTA | 628 | G | 1GTA | 91095 | Combined Cycle |  | FRCC | Florida | 12 | Citrus | 17 | 12017 | 244 | 7050 | 2018 | 9999 |  |  | N | Natural Gas |  |  |  |  | SCR | [8 empty] | 0.053144 | 0.053144 | 0.053144 | 0.053144 | [11 empty] | Duke Energy Florida | 100 | Duke Energy Corp | 100
Crystal River | 628_G_1GTB | 628 | G | 1GTB | 91096 | Combined Cycle |  | FRCC | Florida | 12 | Citrus | 17 | 12017 | 244 | 7050 | 2018 | 9999 |  |  | N | Natural Gas |  |  |  |  | SCR | [8 empty] | 0.053144 | 0.053144 | 0.053144 | 0.053144 | [11 empty] | Duke Energy Florida | 100 | Duke Energy Corp | 100
Crystal River | 628_G_2GTA | 628 | G | 2GTA | 91097 | Combined Cycle |  | FRCC | Florida | 12 | Citrus | 17 | 12017 | 244 | 7050 | 2018 | 9999 |  |  | N | Natural Gas |  |  |  |  | SCR | [8 empty] | 0.050868 | 0.050868 | 0.050868 | 0.050868 | [11 empty] | Duke Energy Florida | 100 | Duke Energy Corp | 100
Crystal River | 628_G_2GTB | 628 | G | 2GTB | 91098 | Combined Cycle |  | FRCC | Florida | 12 | Citrus | 17 | 12017 | 244 | 7050 | 2018 | 9999 |  |  | N | Natural Gas |  |  |  |  | SCR | [8 empty] | 0.050868 | 0.050868 | 0.050868 | 0.050868 | [11 empty] | Duke Energy Florida | 100 | Duke Energy Corp | 100
Crystal River | 628_G_CC1ST | 628 | G | CC1ST | 91095 | Combined Cycle |  | FRCC | Florida | 12 | Citrus | 17 | 12017 | 328 | 7050 | 2018 | 9999 |  |  | N | Natural Gas |  |  |  | LNB | SCR | [8 empty] | 0.053144 | 0.053144 | 0.053144 | 0.053144 | [11 empty] | Duke Energy Florida | 100 | Duke Energy Corp | 100
Crystal River | 628_G_CC2ST | 628 | G | CC2ST | 91097 | Combined Cycle |  | FRCC | Florida | 12 | Citrus | 17 | 12017 | 328 | 7050 | 2018 | 9999 |  |  | N | Natural Gas |  |  |  | LNB | SCR | [8 empty] | 0.050868 | 0.050868 | 0.050868 | 0.050868 | [11 empty] | Duke Energy Florida | 100 | Duke Energy Corp | 100
Newcastle | 632_G_1 | 632 | G | 1 |  | Hydro |  | WEC_CALN | California | 6 | Placer | 61 | 06061 | 11.5 | 0 | 1986 | 9999 |  |  | N | Hydro | [13 empty] | 0 | 0 | 0 | 0 | [11 empty] | Pacific Gas & Electric Co | 100 | PG&E Corp | 100
P L Bartow | 634_G_P1 | 634 | G | P1 |  | Combustion Turbine |  | FRCC | Florida | 12 | Pinellas | 103 | 12103 | 41 | 15776 | 1972 | 9999 |  |  | N | Distillate Fuel Oil | [12 empty] | 0.501 | 0.48923 | 0.48923 | 0.48923 | 0.48923 | [11 empty] | Duke Energy Florida | 100 | Duke Energy Corp | 100
P L Bartow | 634_G_P2 | 634 | G | P2 |  | Combustion Turbine |  | FRCC | Florida | 12 | Pinellas | 103 | 12103 | 41 | 15779 | 1972 | 9999 |  |  | N | Natural Gas, Distillate Fuel Oil | [12 empty] | 0.501 | 0.31058 | 0.31058 | 0.31058 | 0.31058 | [11 empty] | Duke Energy Florida | 100 | Duke Energy Corp | 100
P L Bartow | 634_G_P3 | 634 | G | P3 |  | Combustion Turbine |  | FRCC | Florida | 12 | Pinellas | 103 | 12103 | 41 | 15776 | 1972 | 9999 |  |  | N | Distillate Fuel Oil | [12 empty] | 0.501 | 0.52317 | 0.52317 | 0.52317 | 0.52317 | [11 empty] | Duke Energy Florida | 100 | Duke Energy Corp | 100
P L Bartow | 634_G_P4 | 634 | G | P4 |  | Combustion Turbine |  | FRCC | Florida | 12 | Pinellas | 103 | 12103 | 45 | 15776 | 1972 | 9999 |  |  | N | Natural Gas, Distillate Fuel Oil | [12 empty] | 0.501 | 0.34193 | 0.34193 | 0.34193 | 0.34193 | [11 empty] | Duke Energy Florida | 100 | Duke Energy Corp | 100
P L Bartow | 634_G_4AGT | 634 | G | 4AGT | 90418 | Combined Cycle |  | FRCC | Florida | 12 | Pinellas | 103 | 12103 | 189 | 7814 | 2009 | 9999 |  |  | N | Natural Gas, Distillate Fuel Oil |  |  |  | DLNB + H2O | SCR | [7 empty] | 0.06 | 0.031762 | 0.031762 | 0.031762 | 0.031762 | [11 empty] | Duke Energy Florida | 100 | Duke Energy Corp | 100
P L Bartow | 634_G_4BGT | 634 | G | 4BGT | 90416 | Combined Cycle |  | FRCC | Florida | 12 | Pinellas | 103 | 12103 | 187 | 7814 | 2009 | 9999 |  |  | N | Natural Gas, Distillate Fuel Oil |  |  |  | DLNB + H2O | SCR | [7 empty] | 0.06 | 0.031762 | 0.031762 | 0.031762 | 0.031762 | [11 empty] | Duke Energy Florida | 100 | Duke Energy Corp | 100
P L Bartow | 634_G_4CGT | 634 | G | 4CGT | 90417 | Combined Cycle |  | FRCC | Florida | 12 | Pinellas | 103 | 12103 | 192 | 7814 | 2009 | 9999 |  |  | N | Natural Gas, Distillate Fuel Oil |  |  |  | DLNB + H2O | SCR | [7 empty] | 0.06 | 0.031762 | 0.031762 | 0.031762 | 0.031762 | [11 empty] | Duke Energy Florida | 100 | Duke Energy Corp | 100
P L Bartow | 634_G_4DGT | 634 | G | 4DGT | 90419 | Combined Cycle |  | FRCC | Florida | 12 | Pinellas | 103 | 12103 | 187 | 7814 | 2009 | 9999 |  |  | N | Natural Gas, Distillate Fuel Oil |  |  |  | DLNB + H2O | SCR | [7 empty] | 0.06 | 0.031762 | 0.031762 | 0.031762 | 0.031762 | [11 empty] | Duke Energy Florida | 100 | Duke Energy Corp | 100
P L Bartow | 634_G_4ST | 634 | G | 4ST | 90418 | Combined Cycle |  | FRCC | Florida | 12 | Pinellas | 103 | 12103 | 349 | 7814 | 2009 | 9999 |  |  | N | Natural Gas, Distillate Fuel Oil |  |  |  | LNB | SCR | [7 empty] | 0.06 | 0.031762 | 0.031762 | 0.031762 | 0.031762 | [11 empty] | Duke Energy Florida | 100 | Duke Energy Corp | 100
Suwannee River | 638_G_P1 | 638 | G | P1 |  | Combustion Turbine |  | FRCC | Florida | 12 | Suwannee | 121 | 12121 | 49 | 14268 | 1980 | 9999 |  |  | N | Natural Gas, Distillate Fuel Oil |  |  |  | H2O | [8 empty] | 0.501 | 0.19261 | 0.19261 | 0.19261 | 0.19261 | [11 empty] | Duke Energy Florida | 100 | Duke Energy Corp | 100
Suwannee River | 638_G_P2 | 638 | G | P2 |  | Combustion Turbine |  | FRCC | Florida | 12 | Suwannee | 121 | 12121 | 50 | 14271 | 1980 | 9999 |  |  | N | Distillate Fuel Oil |  |  |  | H2O | [8 empty] | 0.501 | 0.20207 | 0.20207 | 0.20207 | 0.20207 | [11 empty] | Duke Energy Florida | 100 | Duke Energy Corp | 100
Suwannee River | 638_G_P3 | 638 | G | P3 |  | Combustion Turbine |  | FRCC | Florida | 12 | Suwannee | 121 | 12121 | 50 | 14270 | 1980 | 9999 |  |  | N | Natural Gas, Distillate Fuel Oil |  |  |  | H2O | [8 empty] | 0.501 | 0.2031 | 0.2031 | 0.2031 | 0.2031 | [11 empty] | Duke Energy Florida | 100 | Duke Energy Corp | 100
Crist | 641_B_4 | 641 | B | 4 | 459 | Coal Steam |  | S_SOU | Florida | 12 | Escambia | 33 | 12033 | 75 | 11399 | 1959 | 9999 | tangential | dry | N | Bituminous | Wet Scrubber | 2009 | 0.95 | LNB | SNCR |  | 2006 | ESPC + ESPH | No |  |  |  | 2.4 | 0.4055 | 0.11894 | 0.1469 | 0.1 | 0.05 | 0.1 | 0.56 | 0.99 |  |  |  |  | C2G | 2023 |  | Gulf Power Co | 100 | NextEra Energy Inc | 100
Crist | 641_B_5 | 641 | B | 5 | 460 | Coal Steam |  | S_SOU | Florida | 12 | Escambia | 33 | 12033 | 75 | 11274 | 1961 | 9999 | tangential | dry | N | Bituminous | Wet Scrubber | 2009 | 0.95 | LNB | SNCR |  | 2006 | ESPC + ESPH | No |  |  |  | 2.4 | 0.3757 | 0.1159 | 0.1469 | 0.1 | 0.05 | 0.1 | 0.56 | 0.99 |  |  |  |  | C2G | 2023 |  | Gulf Power Co | 100 | NextEra Energy Inc | 100
Crist | 641_B_6 | 641 | B | 6 | 461 | Coal Steam |  | S_SOU | Florida | 12 | Escambia | 33 | 12033 | 299 | 11083 | 1970 | 9999 | wall | dry | N | Bituminous | Wet Scrubber | 2009 | 0.95 | LNB | SCR | 2012 |  | ESPC | No |  |  |  | 2.4 | 0.2475 | 0.0678 | 0.2475 | 0.0678 | 0.05 | 0.1 | 0.56 | 0.99 |  |  |  |  | C2G | 2020 |  | Gulf Power Co | 100 | NextEra Energy Inc | 100
Crist | 641_B_7 | 641 | B | 7 | 462 | Coal Steam |  | S_SOU | Florida | 12 | Escambia | 33 | 12033 | 475 | 10816 | 1973 | 9999 | wall | dry | N | Bituminous | Wet Scrubber | 2009 | 0.95 | LNB | SCR | 2005 |  | ESPC | No |  |  |  | 2.4 | 0.06211 | 0.06211 | 0.06211 | 0.06211 | 0.05 | 0.1 | 0.56 | 0.99 |  |  |  |  | C2G | 2020 |  | Gulf Power Co | 100 | NextEra Energy Inc | 100
Lansing Smith | 643_G_CT1 | 643 | G | CT1 |  | Combustion Turbine |  | S_SOU | Florida | 12 | Bay | 5 | 12005 | 32 | 16940 | 1971 | 9999 |  |  | N | Distillate Fuel Oil | [12 empty] | 0.8 | 0.89192 | 0.89192 | 0.89192 | 0.89192 | [11 empty] | Gulf Power Co | 100 | NextEra Energy Inc | 100
Lansing Smith | 643_G_3A | 643 | G | 3A | 8284 | Combined Cycle |  | S_SOU | Florida | 12 | Bay | 5 | 12005 | 167.6 | 7213 | 2002 | 9999 |  |  | N | Natural Gas |  |  |  | DLNB | [8 empty] | 0.001 | 0.029211 | 0.029211 | 0.029211 | 0.029211 | [11 empty] | Gulf Power Co | 100 | NextEra Energy Inc | 100
Lansing Smith | 643_G_3B | 643 | G | 3B | 8286 | Combined Cycle |  | S_SOU | Florida | 12 | Bay | 5 | 12005 | 167.6 | 7213 | 2002 | 9999 |  |  | N | Natural Gas |  |  |  | DLNB | [8 empty] | 0.001 | 0.029211 | 0.029211 | 0.029211 | 0.029211 | [11 empty] | Gulf Power Co | 100 | NextEra Energy Inc | 100
Lansing Smith | 643_G_3S | 643 | G | 3S | 8284 | Combined Cycle |  | S_SOU | Florida | 12 | Bay | 5 | 12005 | 175.9 | 7213 | 2002 | 9999 |  |  | N | Natural Gas |  |  |  | LNB | [8 empty] | 0.001 | 0.029211 | 0.029211 | 0.029211 | 0.029211 | [11 empty] | Gulf Power Co | 100 | NextEra Energy Inc | 100
Big Bend | 645_B_BB01 | 645 | B | BB01 | 467 | Coal Steam |  | FRCC | Florida | 12 | Hillsborough | 57 | 12057 | 385 | 10642 | 1970 | 9999 | wall | wet | N | Bituminous, Natural Gas |  |  |  | NH3 + other | SCR | 2010 |  | ESPC | Yes |  |  |  | 6.5 | 0.5243 | 0.10151 | 0.5243 | 0.10151 | 1 | 0.1 | 1 | 0 |  |  |  |  | C2G | 2021 |  | Tampa Electric Co | 100 | TECO Energy Inc | 100
Big Bend | 645_B_BB04 | 645 | B | BB04 | 470 | Coal Steam |  | FRCC | Florida | 12 | Hillsborough | 57 | 12057 | 437 | 10792 | 1985 | 9999 | tangential | dry | N | Bituminous, Natural Gas | Wet Scrubber | 1985 | 0.95 | LNC2 | SCR | 2007 |  | ESPC | Yes |  |  |  | 0.82 | 0.08082 | 0.08082 | 0.08082 | 0.08082 | 0.05 | 0.1 | 0.56 | 0.99 | [7 empty] | Tampa Electric Co | 100 | TECO Energy Inc | 100
Big Bend | 645_G_GT4 | 645 | G | GT4 | 90409 | Combustion Turbine |  | FRCC | Florida | 12 | Hillsborough | 57 | 12057 | 56 | 11825 | 2009 | 9999 |  |  | N | Natural Gas, Distillate Fuel Oil |  |  |  | H2O | [8 empty] | 0.06 | 0.09076 | 0.09076 | 0.09076 | 0.09076 | [11 empty] | Tampa Electric Co | 100 | TECO Energy Inc | 100
Big Bend | 645_G_1 | 645 | G | 1 |  | Solar PV |  | FRCC | Florida | 12 | Hillsborough | 57 | 12057 | 19.4 | 0 | 2017 | 9999 |  |  | N | Solar | [13 empty] | 0 | 0 | 0 | 0 | [11 empty] | Tampa Electric Co | 100 | TECO Energy Inc | 100
Big Bend | 645_G_GT5 | 645 | G | GT5 |  | Combined Cycle |  | FRCC | Florida | 12 | Hillsborough | 57 | 12057 | 360 | 7050 | 2023 | 9999 |  |  | N | Natural Gas |  |  |  | DLNB | SCR | [8 empty] | 0.011 | 0.011 | 0.011 | 0.011 | [11 empty] | Tampa Electric Co | 100 | TECO Energy Inc | 100
Big Bend | 645_G_GT6 | 645 | G | GT6 |  | Combined Cycle |  | FRCC | Florida | 12 | Hillsborough | 57 | 12057 | 360 | 7050 | 2023 | 9999 |  |  | N | Natural Gas |  |  |  | DLNB | SCR | [8 empty] | 0.011 | 0.011 | 0.011 | 0.011 | [11 empty] | Tampa Electric Co | 100 | TECO Energy Inc | 100
Vogtle | 649_G_1 | 649 | G | 1 |  | Nuclear |  | S_SOU | Georgia | 13 | Burke | 33 | 13033 | 1150 | 10456 | 1987 | 9999 |  |  | N | Nuclear Fuel | [13 empty] | 0 | 0 | 0 | 0 | [11 empty] | Georgia Power Co | 45.7 | Southern Co | 45.7
Vogtle | 649_G_2 | 649 | G | 2 |  | Nuclear |  | S_SOU | Georgia | 13 | Burke | 33 | 13033 | 1152 | 10456 | 1989 | 9999 |  |  | N | Nuclear Fuel | [13 empty] | 0 | 0 | 0 | 0 | [11 empty] | Georgia Power Co | 45.7 | Southern Co | 45.7
Vogtle | 649_G_3 | 649 | G | 3 |  | Nuclear |  | S_SOU | Georgia | 13 | Burke | 33 | 13033 | 1100 | 10456 | 2023 | 9999 |  |  | N | Nuclear Fuel | [13 empty] | 0 | 0 | 0 | 0 | [11 empty] | Georgia Power Co | 45.7 | Southern Co | 45.7
Vogtle | 649_G_4 | 649 | G | 4 |  | Nuclear |  | S_SOU | Georgia | 13 | Burke | 33 | 13033 | 1100 | 10456 | 2023 | 9999 |  |  | N | Nuclear Fuel | [13 empty] | 0 | 0 | 0 | 0 | [11 empty] | Georgia Power Co | 45.7 | Southern Co | 45.7
Deerhaven Generating Station | 663_B_B2 | 663 | B | B2 | 487 | Coal Steam |  | FRCC | Florida | 12 | Alachua | 1 | 12001 | 232 | 12302 | 1981 | 2031 | wall | dry | N | Bituminous | Dry Scrubber | 2010 | 0.9 | LNB + OFA | SCR | 2010 |  | ESPH + B | No |  |  |  | 1.2 | 0.3289 | 0.07 | 0.3289 | 0.07 | 0.05 | 0.1 | 1 | 0.95 |  |  |  |  | C2G | 2021 | Yes | Gainesville Regional Utilities | 100 | Gainesville Regional Utilities | 100
Deerhaven Generating Station | 663_G_GT3 | 663 | G | GT3 | 488 | Combustion Turbine |  | FRCC | Florida | 12 | Alachua | 1 | 12001 | 75 | 15493 | 1996 | 9999 |  |  | N | Natural Gas, Distillate Fuel Oil |  |  |  | DLNB + H2O | [8 empty] | 0.8 | 0.03274 | 0.03274 | 0.03274 | 0.03274 | [11 empty] | Gainesville Regional Utilities | 100 | Gainesville Regional Utilities | 100
John R Kelly | 664_G_CT04 | 664 | G | CT04 | 489 | Combined Cycle |  | FRCC | Florida | 12 | Alachua | 1 | 12001 | 75 | 8549 | 2001 | 9999 |  |  | N | Natural Gas, Distillate Fuel Oil |  |  |  | DLNB + H2O | [9 empty] | 0.024813 | 0.024813 | 0.024813 | 0.024813 | [11 empty] | Gainesville Regional Utilities | 100 | Gainesville Regional Utilities | 100
G W Ivey | 665_G_2 | 665 | G | 2 |  | Combustion Turbine | IC Engine | FRCC | Florida | 12 | Miami Dade | 86 | 12086 | 1.8 | 16413 | 1970 | 9999 |  |  | N | Natural Gas, Distillate Fuel Oil | [13 empty] | 4.3062 | 4.3062 | 4.3062 | 4.3062 | [11 empty] | Homestead FL (City of) | 100 | Homestead FL (City of) | 100
G W Ivey | 665_G_3 | 665 | G | 3 |  | Combustion Turbine | IC Engine | FRCC | Florida | 12 | Miami Dade | 86 | 12086 | 1.8 | 16413 | 1970 | 9999 |  |  | N | Natural Gas, Distillate Fuel Oil | [13 empty] | 4.3062 | 4.3062 | 4.3062 | 4.3062 | [11 empty] | Homestead FL (City of) | 100 | Homestead FL (City of) | 100
G W Ivey | 665_G_13 | 665 | G | 13 |  | Combustion Turbine | IC Engine | FRCC | Florida | 12 | Miami Dade | 86 | 12086 | 1.8 | 16413 | 1972 | 9999 |  |  | N | Natural Gas, Distillate Fuel Oil | [12 empty] | 0.8 | 4.357 | 4.357 | 4.357 | 4.357 | [11 empty] | Homestead FL (City of) | 100 | Homestead FL (City of) | 100
G W Ivey | 665_G_14 | 665 | G | 14 |  | Combustion Turbine | IC Engine | FRCC | Florida | 12 | Miami Dade | 86 | 12086 | 1.8 | 16413 | 1972 | 9999 |  |  | N | Natural Gas, Distillate Fuel Oil | [12 empty] | 0.8 | 3.7448 | 3.7448 | 3.7448 | 3.7448 | [11 empty] | Homestead FL (City of) | 100 | Homestead FL (City of) | 100
G W Ivey | 665_G_15 | 665 | G | 15 |  | Combustion Turbine | IC Engine | FRCC | Florida | 12 | Miami Dade | 86 | 12086 | 1.8 | 16413 | 1972 | 9999 |  |  | N | Natural Gas, Distillate Fuel Oil | [12 empty] | 0.8 | 4.3062 | 4.3062 | 4.3062 | 4.3062 | [11 empty] | Homestead FL (City of) | 100 | Homestead FL (City of) | 100
G W Ivey | 665_G_16 | 665 | G | 16 |  | Combustion Turbine | IC Engine | FRCC | Florida | 12 | Miami Dade | 86 | 12086 | 1.8 | 16413 | 1972 | 9999 |  |  | N | Natural Gas, Distillate Fuel Oil | [12 empty] | 0.8 | 4.3062 | 4.3062 | 4.3062 | 4.3062 | [11 empty] | Homestead FL (City of) | 100 | Homestead FL (City of) | 100
G W Ivey | 665_G_17 | 665 | G | 17 |  | Combustion Turbine | IC Engine | FRCC | Florida | 12 | Miami Dade | 86 | 12086 | 1.8 | 16413 | 1972 | 9999 |  |  | N | Natural Gas, Distillate Fuel Oil | [12 empty] | 0.8 | 4.3638 | 4.3638 | 4.3638 | 4.3638 | [11 empty] | Homestead FL (City of) | 100 | Homestead FL (City of) | 100
G W Ivey | 665_G_19 | 665 | G | 19 |  | Combustion Turbine | IC Engine | FRCC | Florida | 12 | Miami Dade | 86 | 12086 | 8 | 16415 | 1975 | 9999 |  |  | N | Natural Gas, Distillate Fuel Oil | [12 empty] | 0.8 | 1.9319 | 1.9319 | 1.9319 | 1.9319 | [11 empty] | Homestead FL (City of) | 100 | Homestead FL (City of) | 100
G W Ivey | 665_G_20 | 665 | G | 20 |  | Combustion Turbine | IC Engine | FRCC | Florida | 12 | Miami Dade | 86 | 12086 | 6 | 16414 | 1981 | 9999 |  |  | N | Natural Gas, Distillate Fuel Oil | [12 empty] | 0.8 | 4.3226 | 4.3226 | 4.3226 | 4.3226 | [11 empty] | Homestead FL (City of) | 100 | Homestead FL (City of) | 100
G W Ivey | 665_G_21 | 665 | G | 21 |  | Combustion Turbine | IC Engine | FRCC | Florida | 12 | Miami Dade | 86 | 12086 | 6 | 16414 | 1981 | 9999 |  |  | N | Natural Gas, Distillate Fuel Oil | [12 empty] | 0.8 | 4.3599 | 4.3599 | 4.3599 | 4.3599 | [11 empty] | Homestead FL (City of) | 100 | Homestead FL (City of) | 100
G W Ivey | 665_G_22 | 665 | G | 22 |  | Combustion Turbine | IC Engine | FRCC | Florida | 12 | Miami Dade | 86 | 12086 | 0.1 | 25000 | 2013 | 9999 |  |  | N | Distillate Fuel Oil | [13 empty] | 1.6498 | 1.6498 | 1.6498 | 1.6498 | [11 empty] | Homestead FL (City of) | 100 | Homestead FL (City of) | 100
J D Kennedy | 666_G_GT37 | 666 | G | GT37 | 493 | Combustion Turbine |  | FRCC | Florida | 12 | Duval | 31 | 12031 | 158.6 | 12606 | 2000 | 9999 |  |  | N | Natural Gas, Distillate Fuel Oil |  |  |  | DLNB + H2O | [8 empty] | 0.8 | 0.03636 | 0.03636 | 0.03636 | 0.03636 | [11 empty] | JEA | 100 | JEA | 100
J D Kennedy | 666_G_GT38 | 666 | G | GT38 | 90118 | Combustion Turbine |  | FRCC | Florida | 12 | Duval | 31 | 12031 | 158.6 | 12607 | 2009 | 9999 |  |  | N | Natural Gas, Distillate Fuel Oil |  |  |  | DLNB | [9 empty] | 0.03682 | 0.03682 | 0.03682 | 0.03682 | [11 empty] | JEA | 100 | JEA | 100
Northside Generating Station | 667_G_5 | 667 | G | 5 |  | Combustion Turbine |  | FRCC | Florida | 12 | Duval | 31 | 12031 | 53 | 18626 | 1974 | 9999 |  |  | N | Distillate Fuel Oil | [12 empty] | 0.8 | 0.38642 | 0.38642 | 0.38642 | 0.38642 | [11 empty] | JEA | 100 | JEA | 100
Northside Generating Station | 667_G_6 | 667 | G | 6 |  | Combustion Turbine |  | FRCC | Florida | 12 | Duval | 31 | 12031 | 53 | 18626 | 1974 | 9999 |  |  | N | Distillate Fuel Oil | [12 empty] | 0.8 | 0.38755 | 0.38755 | 0.38755 | 0.38755 | [11 empty] | JEA | 100 | JEA | 100
Northside Generating Station | 667_G_4 | 667 | G | 4 |  | Combustion Turbine |  | FRCC | Florida | 12 | Duval | 31 | 12031 | 53 | 18618 | 1975 | 9999 |  |  | N | Distillate Fuel Oil | [12 empty] | 0.8 | 0.35628 | 0.35628 | 0.35628 | 0.35628 | [11 empty] | JEA | 100 | JEA | 100
Northside Generating Station | 667_G_GT3 | 667 | G | GT3 |  | Combustion Turbine |  | FRCC | Florida | 12 | Duval | 31 | 12031 | 53 | 18626 | 1975 | 9999 |  |  | N | Distillate Fuel Oil | [12 empty] | 0.8 | 0.36986 | 0.36986 | 0.36986 | 0.36986 | [11 empty] | JEA | 100 | JEA | 100
Northside Generating Station | 667_G_ST3 | 667 | G | ST3 | 500 | O/G Steam |  | FRCC | Florida | 12 | Duval | 31 | 12031 | 524 | 11615 | 1977 | 9999 | wall | dry | N | Natural Gas, Residual Fuel Oil |  |  |  | LNB | SNCR | [8 empty] | 0.19131 | 0.19131 | 0.19131 | 0.19131 | [11 empty] | JEA | 100 | JEA | 100
Northside Generating Station | 667_B_1 | 667 | B | 1 | 497 | Coal Steam |  | FRCC | Florida | 12 | Duval | 31 | 12031 | 293 | 10368 | 2002 | 9999 | FBC | dry | N | Bituminous, Petroleum Coke | Dry Scrubber | 2002 | 0.85 | CF | SNCR |  | 2002 | B | NA |  |  |  | 1.98 | 0.07119 | 0.07119 | 0.07119 | 0.07119 | 0.05 | 0.07 | 0.07 | 0.99 | [6 empty] | Yes | JEA | 100 | JEA | 100
Northside Generating Station | 667_B_2 | 667 | B | 2 | 499 | Coal Steam |  | FRCC | Florida | 12 | Duval | 31 | 12031 | 293 | 10386 | 2002 | 9999 | FBC | dry | N | Bituminous, Petroleum Coke | Dry Scrubber | 2002 | 0.85 | CF | SNCR |  | 2002 | B | NA |  |  |  | 1.98 | 0.06703 | 0.06703 | 0.06703 | 0.06703 | 0.05 | 0.07 | 0.07 | 0.99 | [6 empty] | Yes | JEA | 100 | JEA | 100
Tom G Smith | 673_G_MU1 | 673 | G | MU1 |  | Combustion Turbine | IC Engine | FRCC | Florida | 12 | Palm Beach | 99 | 12099 | 2 | 18384 | 1965 | 9999 |  |  | N | Distillate Fuel Oil | [13 empty] | 3.2136 | 3.2136 | 3.2136 | 3.2136 | [11 empty] | Lake Worth Utilities | 100 | Lake Worth Utilities | 100
Tom G Smith | 673_G_MU2 | 673 | G | MU2 |  | Combustion Turbine | IC Engine | FRCC | Florida | 12 | Palm Beach | 99 | 12099 | 2 | 25000 | 1965 | 9999 |  |  | N | Distillate Fuel Oil | [13 empty] | 3.2136 | 3.2136 | 3.2136 | 3.2136 | [11 empty] | Lake Worth Utilities | 100 | Lake Worth Utilities | 100
Tom G Smith | 673_G_MU3 | 673 | G | MU3 |  | Combustion Turbine | IC Engine | FRCC | Florida | 12 | Palm Beach | 99 | 12099 | 2 | 17253 | 1965 | 9999 |  |  | N | Distillate Fuel Oil | [13 empty] | 3.2079 | 3.2079 | 3.2079 | 3.2079 | [11 empty] | Lake Worth Utilities | 100 | Lake Worth Utilities | 100
Tom G Smith | 673_G_MU4 | 673 | G | MU4 |  | Combustion Turbine | IC Engine | FRCC | Florida | 12 | Palm Beach | 99 | 12099 | 2 | 17253 | 1965 | 9999 |  |  | N | Distillate Fuel Oil | [13 empty] | 3.2136 | 3.2136 | 3.2136 | 3.2136 | [11 empty] | Lake Worth Utilities | 100 | Lake Worth Utilities | 100
Tom G Smith | 673_G_MU5 | 673 | G | MU5 |  | Combustion Turbine | IC Engine | FRCC | Florida | 12 | Palm Beach | 99 | 12099 | 2 | 17253 | 1965 | 9999 |  |  | N | Distillate Fuel Oil | [13 empty] | 3.2136 | 3.2136 | 3.2136 | 3.2136 | [11 empty] | Lake Worth Utilities | 100 | Lake Worth Utilities | 100
Tom G Smith | 673_B_S-3 | 673 | B | S-3 | 507 | O/G Steam |  | FRCC | Florida | 12 | Palm Beach | 99 | 12099 | 26 | 14500 | 1967 | 9999 | wall | dry | N | Natural Gas |  |  |  | AA | [8 empty] | 2.75 | 0.22733 | 0.22733 | 0.22733 | 0.22733 | [11 empty] | Lake Worth Utilities | 100 | Lake Worth Utilities | 100
Tom G Smith | 673_G_GT1 | 673 | G | GT1 |  | Combustion Turbine |  | FRCC | Florida | 12 | Palm Beach | 99 | 12099 | 26 | 25000 | 1976 | 9999 |  |  | N | Distillate Fuel Oil | [12 empty] | 0.8 | 1.2001 | 1.2001 | 1.2001 | 1.2001 | [11 empty] | Lake Worth Utilities | 100 | Lake Worth Utilities | 100
Tom G Smith | 673_G_GT2 | 673 | G | GT2 |  | Combined Cycle |  | FRCC | Florida | 12 | Palm Beach | 99 | 12099 | 21 | 13992 | 1978 | 9999 |  |  | N | Natural Gas, Distillate Fuel Oil | [13 empty] | 0.068427 | 0.068427 | 0.068427 | 0.068427 | [11 empty] | Lake Worth Utilities | 100 | Lake Worth Utilities | 100
Tom G Smith | 673_G_S5 | 673 | G | S5 |  | Combined Cycle |  | FRCC | Florida | 12 | Palm Beach | 99 | 12099 | 10 | 13992 | 1978 | 9999 |  |  | N | Natural Gas, Distillate Fuel Oil | [13 empty] | 0.068427 | 0.068427 | 0.068427 | 0.068427 | [11 empty] | Lake Worth Utilities | 100 | Lake Worth Utilities | 100
Larsen Memorial | 675_G_5 | 675 | G | 5 | 509 | Combined Cycle |  | FRCC | Florida | 12 | Polk | 105 | 12105 | 29 | 11430 | 1956 | 9999 |  |  | N | Natural Gas, Distillate Fuel Oil |  |  |  | H2O | [9 empty] | 0.043757 | 0.043757 | 0.043757 | 0.043757 | [11 empty] | Lakeland Dept of Electric Water Utilities | 100 | Lakeland Dept of Electric Water Utilities | 100
Larsen Memorial | 675_G_2 | 675 | G | 2 |  | Combustion Turbine |  | FRCC | Florida | 12 | Polk | 105 | 12105 | 10 | 19923 | 1962 | 9999 |  |  | N | Natural Gas, Distillate Fuel Oil | [13 empty] | 2.3358 | 2.3358 | 2.3358 | 2.3358 | [11 empty] | Lakeland Dept of Electric Water Utilities | 100 | Lakeland Dept of Electric Water Utilities | 100
Larsen Memorial | 675_G_3 | 675 | G | 3 |  | Combustion Turbine |  | FRCC | Florida | 12 | Polk | 105 | 12105 | 9 | 19931 | 1962 | 9999 |  |  | N | Natural Gas, Distillate Fuel Oil | [13 empty] | 0.34159 | 0.34159 | 0.34159 | 0.34159 | [11 empty] | Lakeland Dept of Electric Water Utilities | 100 | Lakeland Dept of Electric Water Utilities | 100
Larsen Memorial | 675_G_8 | 675 | G | 8 | 509 | Combined Cycle |  | FRCC | Florida | 12 | Polk | 105 | 12105 | 76 | 11430 | 1992 | 9999 |  |  | N | Natural Gas, Distillate Fuel Oil |  |  |  | H2O | [9 empty] | 0.043757 | 0.043757 | 0.043757 | 0.043757 | [11 empty] | Lakeland Dept of Electric Water Utilities | 100 | Lakeland Dept of Electric Water Utilities | 100
C D McIntosh Jr | 676_G_IC1 | 676 | G | IC1 |  | Combustion Turbine | IC Engine | FRCC | Florida | 12 | Polk | 105 | 12105 | 2.5 | 11882 | 1970 | 9999 |  |  | N | Distillate Fuel Oil | [13 empty] | 4.3905 | 4.3905 | 4.3905 | 4.3905 | [11 empty] | Lakeland Dept of Electric Water Utilities | 100 | Lakeland Dept of Electric Water Utilities | 100
C D McIntosh Jr | 676_G_IC2 | 676 | G | IC2 |  | Combustion Turbine | IC Engine | FRCC | Florida | 12 | Polk | 105 | 12105 | 2.5 | 12059 | 1970 | 9999 |  |  | N | Distillate Fuel Oil | [13 empty] | 1.6498 | 1.6498 | 1.6498 | 1.6498 | [11 empty] | Lakeland Dept of Electric Water Utilities | 100 | Lakeland Dept of Electric Water Utilities | 100
C D McIntosh Jr | 676_G_GT1 | 676 | G | GT1 |  | Combustion Turbine |  | FRCC | Florida | 12 | Polk | 105 | 12105 | 16 | 10745 | 1973 | 9999 |  |  | N | Natural Gas, Distillate Fuel Oil | [12 empty] | 0.8 | 1.2312 | 1.2312 | 1.2312 | 1.2312 | [11 empty] | Lakeland Dept of Electric Water Utilities | 100 | Lakeland Dept of Electric Water Utilities | 100
C D McIntosh Jr | 676_G_5CT | 676 | G | 5CT | 515 | Combined Cycle |  | FRCC | Florida | 12 | Polk | 105 | 12105 | 215 | 7296 | 2001 | 9999 |  |  | N | Natural Gas |  |  |  |  | SCR | [8 empty] | 0.024863 | 0.024863 | 0.024863 | 0.024863 | [11 empty] | Lakeland Dept of Electric Water Utilities | 100 | Lakeland Dept of Electric Water Utilities | 100
C D McIntosh Jr | 676_G_5ST | 676 | G | 5ST | 515 | Combined Cycle |  | FRCC | Florida | 12 | Polk | 105 | 12105 | 123 | 7296 | 2002 | 9999 | other |  | N | Natural Gas |  |  |  | LNB | SCR | [8 empty] | 0.024863 | 0.024863 | 0.024863 | 0.024863 | [11 empty] | Lakeland Dept of Electric Water Utilities | 100 | Lakeland Dept of Electric Water Utilities | 100
C D McIntosh Jr | 676_G_GT2 | 676 | G | GT2 |  | Combustion Turbine |  | FRCC | Florida | 12 | Polk | 105 | 12105 | 115 | 10745 | 2020 | 9999 |  |  | N | Natural Gas, Distillate Fuel Oil | [13 empty] | 0.011 | 0.011 | 0.011 | 0.011 | [11 empty] | Lakeland Dept of Electric Water Utilities | 100 | Lakeland Dept of Electric Water Utilities | 100
W K Sanders | 678_G_1 | 678 | G | 1 |  | Hydro |  | NENGREST | Vermont | 50 | Lamoille | 15 | 50015 | 0.7 | 0 | 1983 | 9999 |  |  | N | Hydro | [13 empty] | 0 | 0 | 0 | 0 | [11 empty] | Morrisville Water & Light Dept VT (Village of) | 100 | Morrisville Water & Light Dept VT (Village of) | 100
W K Sanders | 678_G_2 | 678 | G | 2 |  | Hydro |  | NENGREST | Vermont | 50 | Lamoille | 15 | 50015 | 0.7 | 0 | 1983 | 9999 |  |  | N | Hydro | [13 empty] | 0 | 0 | 0 | 0 | [11 empty] | Morrisville Water & Light Dept VT (Village of) | 100 | Morrisville Water & Light Dept VT (Village of) | 100
Kerckhoff 2 | 682_G_1 | 682 | G | 1 |  | Hydro |  | WEC_CALN | California | 6 | Fresno | 19 | 06019 | 155 | 0 | 1983 | 9999 |  |  | N | Hydro | [13 empty] | 0 | 0 | 0 | 0 | [11 empty] | Pacific Gas & Electric Co | 100 | PG&E Corp | 100
Indian River Plant | 683_G_A | 683 | G | A |  | Combustion Turbine |  | FRCC | Florida | 12 | Brevard | 9 | 12009 | 37 | 25000 | 1989 | 9999 |  |  | N | Natural Gas, Distillate Fuel Oil | [12 empty] | 0.8 | 0.69995 | 0.69995 | 0.69995 | 0.69995 | [11 empty] | Orlando Utilities Commission | 48.8 | Orlando Utilities Commission | 48.8
Indian River Plant | 683_G_B | 683 | G | B |  | Combustion Turbine |  | FRCC | Florida | 12 | Brevard | 9 | 12009 | 37 | 25000 | 1989 | 9999 |  |  | N | Natural Gas, Distillate Fuel Oil | [12 empty] | 0.8 | 0.7001 | 0.7001 | 0.7001 | 0.7001 | [11 empty] | Orlando Utilities Commission | 48.8 | Orlando Utilities Commission | 48.8
Indian River Plant | 683_G_C | 683 | G | C | 516 | Combustion Turbine |  | FRCC | Florida | 12 | Brevard | 9 | 12009 | 108 | 18700 | 1992 | 9999 |  |  | N | Natural Gas, Distillate Fuel Oil |  |  |  | H2O | [8 empty] | 0.8 | 0.07319 | 0.07319 | 0.07319 | 0.07319 | [11 empty] | Orlando Utilities Commission | 79 | Orlando Utilities Commission | 79
Indian River Plant | 683_G_D | 683 | G | D | 517 | Combustion Turbine |  | FRCC | Florida | 12 | Brevard | 9 | 12009 | 108 | 18700 | 1992 | 9999 |  |  | N | Natural Gas, Distillate Fuel Oil |  |  |  | H2O | [8 empty] | 0.8 | 0.06485 | 0.06485 | 0.06485 | 0.06485 | [11 empty] | Orlando Utilities Commission | 79 | Orlando Utilities Commission | 79
Arvah B Hopkins | 688_G_2 | 688 | G | 2 | 89683 | Combined Cycle |  | FRCC | Florida | 12 | Leon | 73 | 12073 | 141 | 7905 | 1977 | 9999 | wall | dry | N | Natural Gas, Distillate Fuel Oil |  |  |  | FR | SCR | [7 empty] | 1.4 | 0.017309 | 0.017309 | 0.017309 | 0.017309 | [11 empty] | Tallahassee FL (City of) | 100 | Tallahassee FL (City of) | 100
Arvah B Hopkins | 688_G_GT3 | 688 | G | GT3 | 89526 | Combustion Turbine |  | FRCC | Florida | 12 | Leon | 73 | 12073 | 46 | 10745 | 2005 | 9999 |  |  | N | Natural Gas, Distillate Fuel Oil |  |  |  | H2O | SCR | [7 empty] | 0.8 | 0.01659 | 0.01659 | 0.01659 | 0.01659 | [11 empty] | Tallahassee FL (City of) | 100 | Tallahassee FL (City of) | 100
Arvah B Hopkins | 688_G_GT4 | 688 | G | GT4 | 89527 | Combustion Turbine |  | FRCC | Florida | 12 | Leon | 73 | 12073 | 46 | 10745 | 2005 | 9999 |  |  | N | Natural Gas, Distillate Fuel Oil |  |  |  | H2O | SCR | [7 empty] | 0.8 | 0.01919 | 0.01919 | 0.01919 | 0.01919 | [11 empty] | Tallahassee FL (City of) | 100 | Tallahassee FL (City of) | 100
Arvah B Hopkins | 688_G_CT 2A | 688 | G | CT 2A | 89683 | Combined Cycle |  | FRCC | Florida | 12 | Leon | 73 | 12073 | 159 | 7905 | 2008 | 9999 |  |  | N | Natural Gas, Distillate Fuel Oil |  |  |  | DLNB + H2O | SCR | [8 empty] | 0.017309 | 0.017309 | 0.017309 | 0.017309 | [11 empty] | Tallahassee FL (City of) | 100 | Tallahassee FL (City of) | 100
Arvah B Hopkins | 688_G_IC1 | 688 | G | IC1 |  | Combustion Turbine | IC Engine | FRCC | Florida | 12 | Leon | 73 | 12073 | 18.5 | 10745 | 2019 | 9999 |  |  | N | Natural Gas | [13 empty] | 1.061 | 1.061 | 1.061 | 1.061 | [11 empty] | Tallahassee FL (City of) | 100 | Tallahassee FL (City of) | 100
Arvah B Hopkins | 688_G_IC2 | 688 | G | IC2 |  | Combustion Turbine | IC Engine | FRCC | Florida | 12 | Leon | 73 | 12073 | 18.5 | 10745 | 2019 | 9999 |  |  | N | Natural Gas | [13 empty] | 1.061 | 1.061 | 1.061 | 1.061 | [11 empty] | Tallahassee FL (City of) | 100 | Tallahassee FL (City of) | 100
Arvah B Hopkins | 688_G_IC3 | 688 | G | IC3 |  | Combustion Turbine | IC Engine | FRCC | Florida | 12 | Leon | 73 | 12073 | 18.5 | 10745 | 2019 | 9999 |  |  | N | Natural Gas | [13 empty] | 1.061 | 1.061 | 1.061 | 1.061 | [11 empty] | Tallahassee FL (City of) | 100 | Tallahassee FL (City of) | 100
Arvah B Hopkins | 688_G_IC4 | 688 | G | IC4 |  | Combustion Turbine | IC Engine | FRCC | Florida | 12 | Leon | 73 | 12073 | 18.5 | 10745 | 2019 | 9999 |  |  | N | Natural Gas | [13 empty] | 1.061 | 1.061 | 1.061 | 1.061 | [11 empty] | Tallahassee FL (City of) | 100 | Tallahassee FL (City of) | 100
S O Purdom | 689_G_8 | 689 | G | 8 | 521 | Combined Cycle |  | FRCC | Florida | 12 | Wakulla | 129 | 12129 | 154 | 7781 | 2000 | 9999 |  |  | N | Natural Gas, Distillate Fuel Oil |  |  |  | DLNB + H2O | [9 empty] | 0.029329 | 0.029329 | 0.029329 | 0.029329 | [11 empty] | Tallahassee FL (City of) | 100 | Tallahassee FL (City of) | 100
S O Purdom | 689_G_9 | 689 | G | 9 | 521 | Combined Cycle |  | FRCC | Florida | 12 | Wakulla | 129 | 12129 | 72 | 7781 | 2000 | 9999 | other | dry | N | Natural Gas, Distillate Fuel Oil |  |  |  | LNB | [9 empty] | 0.029329 | 0.029329 | 0.029329 | 0.029329 | [11 empty] | Tallahassee FL (City of) | 100 | Tallahassee FL (City of) | 100
J Woodruff | 690_G_3A | 690 | G | 3A |  | Hydro |  | FRCC | Florida | 12 | Gadsden | 39 | 12039 | 14.5 | 0 | 2001 | 9999 |  |  | N | Hydro | [13 empty] | 0 | 0 | 0 | 0 | [11 empty] | USACE Mobile District | 100 | U S Army Corps of Engineers | 100
J Woodruff | 690_G_2A | 690 | G | 2A |  | Hydro |  | FRCC | Florida | 12 | Gadsden | 39 | 12039 | 14.5 | 0 | 2002 | 9999 |  |  | N | Hydro | [13 empty] | 0 | 0 | 0 | 0 | [11 empty] | USACE Mobile District | 100 | U S Army Corps of Engineers | 100
J Woodruff | 690_G_1A | 690 | G | 1A |  | Hydro |  | FRCC | Florida | 12 | Gadsden | 39 | 12039 | 14.5 | 0 | 2003 | 9999 |  |  | N | Hydro | [13 empty] | 0 | 0 | 0 | 0 | [11 empty] | USACE Mobile District | 100 | U S Army Corps of Engineers | 100
Medicine Bow | 692_G_1A | 692 | G | 1A |  | Onshore Wind |  | WECC_WY | Wyoming | 56 | Carbon | 7 | 56007 | 0.6 | 0 | 1998 | 9999 |  |  | N | Wind | [13 empty] | 0 | 0 | 0 | 0 | [11 empty] | Medicine Bow Wind LLC | 100 | Gamesa Corporación Tecnológica SA | 100
Medicine Bow | 692_G_2A | 692 | G | 2A |  | Onshore Wind |  | WECC_WY | Wyoming | 56 | Carbon | 7 | 56007 | 0.6 | 0 | 1998 | 9999 |  |  | N | Wind | [13 empty] | 0 | 0 | 0 | 0 | [11 empty] | Medicine Bow Wind LLC | 100 | Gamesa Corporación Tecnológica SA | 100
Medicine Bow | 692_G_5 | 692 | G | 5 |  | Onshore Wind |  | WECC_WY | Wyoming | 56 | Carbon | 7 | 56007 | 0.7 | 0 | 1999 | 9999 |  |  | N | Wind | [13 empty] | 0 | 0 | 0 | 0 | [11 empty] | Medicine Bow Wind LLC | 100 | Gamesa Corporación Tecnológica SA | 100
Medicine Bow | 692_G_6 | 692 | G | 6 |  | Onshore Wind |  | WECC_WY | Wyoming | 56 | Carbon | 7 | 56007 | 0.7 | 0 | 1999 | 9999 |  |  | N | Wind | [13 empty] | 0 | 0 | 0 | 0 | [11 empty] | Medicine Bow Wind LLC | 100 | Gamesa Corporación Tecnológica SA | 100
Medicine Bow | 692_G_7 | 692 | G | 7 |  | Onshore Wind |  | WECC_WY | Wyoming | 56 | Carbon | 7 | 56007 | 0.7 | 0 | 1999 | 9999 |  |  | N | Wind | [13 empty] | 0 | 0 | 0 | 0 | [11 empty] | Medicine Bow Wind LLC | 100 | Gamesa Corporación Tecnológica SA | 100
Medicine Bow | 692_G_8 | 692 | G | 8 |  | Onshore Wind |  | WECC_WY | Wyoming | 56 | Carbon | 7 | 56007 | 0.7 | 0 | 1999 | 9999 |  |  | N | Wind | [13 empty] | 0 | 0 | 0 | 0 | [11 empty] | Medicine Bow Wind LLC | 100 | Gamesa Corporación Tecnológica SA | 100
Medicine Bow | 692_G_9 | 692 | G | 9 |  | Onshore Wind |  | WECC_WY | Wyoming | 56 | Carbon | 7 | 56007 | 0.7 | 0 | 1999 | 9999 |  |  | N | Wind | [13 empty] | 0 | 0 | 0 | 0 | [11 empty] | Medicine Bow Wind LLC | 100 | Gamesa Corporación Tecnológica SA | 100
Medicine Bow | 692_G_10 | 692 | G | 10 |  | Onshore Wind |  | WECC_WY | Wyoming | 56 | Carbon | 7 | 56007 | 0.7 | 0 | 2000 | 9999 |  |  | N | Wind | [13 empty] | 0 | 0 | 0 | 0 | [11 empty] | Crystal Lake Wind Energy III LLC | 100 | NextEra Energy Inc | 100
Medicine Bow | 692_G_11 | 692 | G | 11 |  | Onshore Wind |  | WECC_WY | Wyoming | 56 | Carbon | 7 | 56007 | 0.7 | 0 | 2000 | 9999 |  |  | N | Wind | [13 empty] | 0 | 0 | 0 | 0 | [11 empty] | Medicine Bow Wind LLC | 100 | Gamesa Corporación Tecnológica SA | 100
Marathon Generating Plant | 696_G_8 | 696 | G | 8 |  | Combustion Turbine | IC Engine | FRCC | Florida | 12 | Monroe | 87 | 12087 | 2 | 12283 | 1989 | 9999 |  |  | N | Distillate Fuel Oil | [12 empty] | 0.8 | 0.47736 | 0.47736 | 0.47736 | 0.47736 | [11 empty] | Florida Keys Electric Coop Association Inc | 100 | Florida Keys Electric Coop Association Inc | 100
Marathon Generating Plant | 696_G_9 | 696 | G | 9 |  | Combustion Turbine | IC Engine | FRCC | Florida | 12 | Monroe | 87 | 12087 | 2 | 12283 | 1989 | 9999 |  |  | N | Distillate Fuel Oil | [12 empty] | 0.8 | 0.49004 | 0.49004 | 0.49004 | 0.49004 | [11 empty] | Florida Keys Electric Coop Association Inc | 100 | Florida Keys Electric Coop Association Inc | 100
Marathon Generating Plant | 696_G_10 | 696 | G | 10 |  | Combustion Turbine | IC Engine | FRCC | Florida | 12 | Monroe | 87 | 12087 | 3.5 | 12283 | 1998 | 9999 |  |  | N | Distillate Fuel Oil | [12 empty] | 0.8 | 3.1547 | 3.1547 | 3.1547 | 3.1547 | [11 empty] | Florida Keys Electric Coop Association Inc | 100 | Florida Keys Electric Coop Association Inc | 100
Marathon Generating Plant | 696_G_11 | 696 | G | 11 |  | Combustion Turbine | IC Engine | FRCC | Florida | 12 | Monroe | 87 | 12087 | 3.5 | 12283 | 2001 | 9999 |  |  | N | Distillate Fuel Oil | [12 empty] | 0.8 | 3.1675 | 3.1675 | 3.1675 | 3.1675 | [11 empty] | Florida Keys Electric Coop Association Inc | 100 | Florida Keys Electric Coop Association Inc | 100
Trenton North | 698_G_1 | 698 | G | 1 |  | Combustion Turbine | IC Engine | MIS_MO | Missouri | 29 | Grundy | 79 | 29079 | 2.7 | 12307 | 1974 | 9999 |  |  | N | Distillate Fuel Oil | [12 empty] | 2.3 | 3.481 | 3.481 | 3.481 | 3.481 | [11 empty] | Trenton Municipal Utilities | 100 | Trenton Municipal Utilities | 100
Trenton North | 698_G_2 | 698 | G | 2 |  | Combustion Turbine | IC Engine | MIS_MO | Missouri | 29 | Grundy | 79 | 29079 | 2.7 | 12282 | 1974 | 9999 |  |  | N | Distillate Fuel Oil | [12 empty] | 2.3 | 1.6498 | 1.6498 | 1.6498 | 1.6498 | [11 empty] | Trenton Municipal Utilities | 100 | Trenton Municipal Utilities | 100
Trenton North | 698_G_3 | 698 | G | 3 |  | Combustion Turbine | IC Engine | MIS_MO | Missouri | 29 | Grundy | 79 | 29079 | 2.7 | 12282 | 1974 | 9999 |  |  | N | Distillate Fuel Oil | [12 empty] | 2.3 | 1.6498 | 1.6498 | 1.6498 | 1.6498 | [11 empty] | Trenton Municipal Utilities | 100 | Trenton Municipal Utilities | 100
Trenton North | 698_G_4 | 698 | G | 4 |  | Combustion Turbine | IC Engine | MIS_MO | Missouri | 29 | Grundy | 79 | 29079 | 2.7 | 12282 | 1974 | 9999 |  |  | N | Distillate Fuel Oil | [12 empty] | 2.3 | 1.6498 | 1.6498 | 1.6498 | 1.6498 | [11 empty] | Trenton Municipal Utilities | 100 | Trenton Municipal Utilities | 100
Trenton North | 698_G_5 | 698 | G | 5 |  | Combustion Turbine | IC Engine | MIS_MO | Missouri | 29 | Grundy | 79 | 29079 | 2.7 | 12282 | 1975 | 9999 |  |  | N | Distillate Fuel Oil | [12 empty] | 2.3 | 2.7103 | 2.7103 | 2.7103 | 2.7103 | [11 empty] | Trenton Municipal Utilities | 100 | Trenton Municipal Utilities | 100
Bartletts Ferry | 702_G_1 | 702 | G | 1 |  | Hydro |  | S_SOU | Alabama | 1 | Lee | 81 | 01081 | 16.4 | 0 | 1926 | 9999 |  |  | N | Hydro | [13 empty] | 0 | 0 | 0 | 0 | [11 empty] | Georgia Power Co | 100 | Southern Co | 100
Bartletts Ferry | 702_G_2 | 702 | G | 2 |  | Hydro |  | S_SOU | Alabama | 1 | Lee | 81 | 01081 | 16.4 | 0 | 1926 | 9999 |  |  | N | Hydro | [13 empty] | 0 | 0 | 0 | 0 | [11 empty] | Georgia Power Co | 100 | Southern Co | 100
Bartletts Ferry | 702_G_3 | 702 | G | 3 |  | Hydro |  | S_SOU | Alabama | 1 | Lee | 81 | 01081 | 16.4 | 0 | 1928 | 9999 |  |  | N | Hydro | [13 empty] | 0 | 0 | 0 | 0 | [11 empty] | Georgia Power Co | 100 | Southern Co | 100
Bartletts Ferry | 702_G_4 | 702 | G | 4 |  | Hydro |  | S_SOU | Alabama | 1 | Lee | 81 | 01081 | 21.9 | 0 | 1951 | 9999 |  |  | N | Hydro | [13 empty] | 0 | 0 | 0 | 0 | [11 empty] | Georgia Power Co | 100 | Southern Co | 100
Bartletts Ferry | 702_G_5 | 702 | G | 5 |  | Hydro |  | S_SOU | Alabama | 1 | Lee | 81 | 01081 | 59 | 0 | 1985 | 9999 |  |  | N | Hydro | [13 empty] | 0 | 0 | 0 | 0 | [11 empty] | Georgia Power Co | 100 | Southern Co | 100
Bartletts Ferry | 702_G_6 | 702 | G | 6 |  | Hydro |  | S_SOU | Alabama | 1 | Lee | 81 | 01081 | 59 | 0 | 1985 | 9999 |  |  | N | Hydro | [13 empty] | 0 | 0 | 0 | 0 | [11 empty] | Georgia Power Co | 100 | Southern Co | 100
Bowen | 703_B_1BLR | 703 | B | 1BLR | 534 | Coal Steam |  | S_SOU | Georgia | 13 | Bartow | 15 | 13015 | 724 | 10032 | 1971 | 9999 | tangential | dry | N | Bituminous | Wet Scrubber | 2010 | 0.98 | LNC2 | SCR | 2010 |  | ESPC + WS | No | ACI | 2015 |  | 5 | 0.2153 | 0.10496 | 0.2153 | 0.10496 | 0.05 | 0.1 | 0.1 | 0.99 | [7 empty] | Georgia Power Co | 100 | Southern Co | 100
Bowen | 703_B_2BLR | 703 | B | 2BLR | 535 | Coal Steam |  | S_SOU | Georgia | 13 | Bartow | 15 | 13015 | 724 | 9954 | 1972 | 9999 | tangential | dry | N | Bituminous | Wet Scrubber | 2009 | 0.98 | LNC2 | SCR | 2009 |  | ESPC + WS | No | ACI | 2015 |  | 5 | 0.21092 | 0.08485 | 0.21092 | 0.08485 | 0.05 | 0.1 | 0.1 | 0.99 | [7 empty] | Georgia Power Co | 100 | Southern Co | 100
Bowen | 703_B_3BLR | 703 | B | 3BLR | 536 | Coal Steam |  | S_SOU | Georgia | 13 | Bartow | 15 | 13015 | 892 | 9780 | 1974 | 2035 | tangential | dry | N | Bituminous | Wet Scrubber | 2008 | 0.98 | LNC2 | SCR | 2008 |  | ESPC + B + WS | No | ACI | 2016 |  | 5 | 0.2325 | 0.08566 | 0.2325 | 0.08566 | 0.05 | 0.1 | 0.1 | 0.99 | [7 empty] | Georgia Power Co | 100 | Southern Co | 100
Bowen | 703_B_4BLR | 703 | B | 4BLR | 537 | Coal Steam |  | S_SOU | Georgia | 13 | Bartow | 15 | 13015 | 892 | 9726 | 1975 | 2035 | tangential | dry | N | Bituminous | Wet Scrubber | 2008 | 0.98 | LNC2 | SCR | 2008 |  | ESPC + B + WS | No | ACI | 2016 |  | 5 | 0.2429 | 0.10136 | 0.2429 | 0.10136 | 0.05 | 0.1 | 0.1 | 0.99 | [7 empty] | Georgia Power Co | 100 | Southern Co | 100
Burton Dam | 704_G_1 | 704 | G | 1 |  | Hydro |  | S_SOU | Georgia | 13 | Rabun | 241 | 13241 | 4.8 | 0 | 1927 | 9999 |  |  | N | Hydro | [13 empty] | 0 | 0 | 0 | 0 | [11 empty] | Georgia Power Co | 100 | Southern Co | 100
Burton Dam | 704_G_2 | 704 | G | 2 |  | Hydro |  | S_SOU | Georgia | 13 | Rabun | 241 | 13241 | 4.8 | 0 | 1927 | 9999 |  |  | N | Hydro | [13 empty] | 0 | 0 | 0 | 0 | [11 empty] | Georgia Power Co | 100 | Southern Co | 100
Flint River | 706_G_1 | 706 | G | 1 |  | Hydro |  | S_SOU | Georgia | 13 | Dougherty | 95 | 13095 | 2.1 | 0 | 1921 | 9999 |  |  | N | Hydro | [13 empty] | 0 | 0 | 0 | 0 | [11 empty] | Georgia Power Co | 100 | Southern Co | 100
Flint River | 706_G_2 | 706 | G | 2 |  | Hydro |  | S_SOU | Georgia | 13 | Dougherty | 95 | 13095 | 2.1 | 0 | 1921 | 9999 |  |  | N | Hydro | [13 empty] | 0 | 0 | 0 | 0 | [11 empty] | Georgia Power Co | 100 | Southern Co | 100
Flint River | 706_G_3 | 706 | G | 3 |  | Hydro |  | S_SOU | Georgia | 13 | Dougherty | 95 | 13095 | 2.1 | 0 | 1925 | 9999 |  |  | N | Hydro | [13 empty] | 0 | 0 | 0 | 0 | [11 empty] | Georgia Power Co | 100 | Southern Co | 100
Goat Rock | 707_G_3 | 707 | G | 3 |  | Hydro |  | S_SOU | Alabama | 1 | Lee | 81 | 01081 | 5 | 0 | 1915 | 9999 |  |  | N | Hydro | [13 empty] | 0 | 0 | 0 | 0 | [11 empty] | Georgia Power Co | 100 | Southern Co | 100
Goat Rock | 707_G_4 | 707 | G | 4 |  | Hydro |  | S_SOU | Alabama | 1 | Lee | 81 | 01081 | 5 | 0 | 1920 | 9999 |  |  | N | Hydro | [13 empty] | 0 | 0 | 0 | 0 | [11 empty] | Georgia Power Co | 100 | Southern Co | 100
Goat Rock | 707_G_5 | 707 | G | 5 |  | Hydro |  | S_SOU | Alabama | 1 | Lee | 81 | 01081 | 5 | 0 | 1955 | 9999 |  |  | N | Hydro | [13 empty] | 0 | 0 | 0 | 0 | [11 empty] | Georgia Power Co | 100 | Southern Co | 100
Goat Rock | 707_G_6 | 707 | G | 6 |  | Hydro |  | S_SOU | Alabama | 1 | Lee | 81 | 01081 | 5 | 0 | 1956 | 9999 |  |  | N | Hydro | [13 empty] | 0 | 0 | 0 | 0 | [11 empty] | Georgia Power Co | 100 | Southern Co | 100
Goat Rock | 707_G_7 | 707 | G | 7 |  | Hydro |  | S_SOU | Alabama | 1 | Lee | 81 | 01081 | 9.3 | 0 | 2005 | 9999 |  |  | N | Hydro | [13 empty] | 0 | 0 | 0 | 0 | [11 empty] | Georgia Power Co | 100 | Southern Co | 100
Goat Rock | 707_G_8 | 707 | G | 8 |  | Hydro |  | S_SOU | Alabama | 1 | Lee | 81 | 01081 | 9.3 | 0 | 2005 | 9999 |  |  | N | Hydro | [13 empty] | 0 | 0 | 0 | 0 | [11 empty] | Georgia Power Co | 100 | Southern Co | 100
Jack McDonough | 710_G_3A | 710 | G | 3A | 90360 | Combustion Turbine |  | S_SOU | Georgia | 13 | Cobb | 67 | 13067 | 32 | 25000 | 1971 | 9999 |  |  | N | Natural Gas, Distillate Fuel Oil | [12 empty] | 3.09 | 0.97093 | 0.97093 | 0.97093 | 0.97093 | [11 empty] | Georgia Power Co | 100 | Southern Co | 100
Jack McDonough | 710_G_3B | 710 | G | 3B | 90362 | Combustion Turbine |  | S_SOU | Georgia | 13 | Cobb | 67 | 13067 | 32 | 25000 | 1971 | 9999 |  |  | N | Natural Gas, Distillate Fuel Oil | [12 empty] | 3.09 | 0.8671 | 0.8671 | 0.8671 | 0.8671 | [11 empty] | Georgia Power Co | 100 | Southern Co | 100
Jack McDonough | 710_G_4 | 710 | G | 4 | 90761 | Combined Cycle |  | S_SOU | Georgia | 13 | Cobb | 67 | 13067 | 360 | 7050 | 2011 | 9999 |  |  | N | Natural Gas, Distillate Fuel Oil |  |  |  | LNB | SCR | [8 empty] | 0.0075135 | 0.0075135 | 0.0075135 | 0.0075135 | [11 empty] | Georgia Power Co | 100 | Southern Co | 100
Jack McDonough | 710_G_CT4A | 710 | G | CT4A | 90761 | Combined Cycle |  | S_SOU | Georgia | 13 | Cobb | 67 | 13067 | 230.5 | 7050 | 2011 | 9999 |  |  | N | Natural Gas, Distillate Fuel Oil |  |  |  | DLNB + H2O | SCR | [8 empty] | 0.0075135 | 0.0075135 | 0.0075135 | 0.0075135 | [11 empty] | Georgia Power Co | 100 | Southern Co | 100
Jack McDonough | 710_G_CT4B | 710 | G | CT4B | 90762 | Combined Cycle |  | S_SOU | Georgia | 13 | Cobb | 67 | 13067 | 230.5 | 7050 | 2011 | 9999 |  |  | N | Natural Gas, Distillate Fuel Oil |  |  |  | DLNB | SCR | [8 empty] | 0.0075135 | 0.0075135 | 0.0075135 | 0.0075135 | [11 empty] | Georgia Power Co | 100 | Southern Co | 100
Jack McDonough | 710_G_5 | 710 | G | 5 | 90763 | Combined Cycle |  | S_SOU | Georgia | 13 | Cobb | 67 | 13067 | 360 | 7050 | 2012 | 9999 |  |  | N | Natural Gas, Distillate Fuel Oil |  |  |  | LNB | SCR | [8 empty] | 0.0073258 | 0.0073258 | 0.0073258 | 0.0073258 | [11 empty] | Georgia Power Co | 100 | Southern Co | 100
Jack McDonough | 710_G_5ACT | 710 | G | 5ACT | 90763 | Combined Cycle |  | S_SOU | Georgia | 13 | Cobb | 67 | 13067 | 231.5 | 7050 | 2012 | 9999 |  |  | N | Natural Gas, Distillate Fuel Oil |  |  |  | DLNB + H2O | SCR | [8 empty] | 0.0073258 | 0.0073258 | 0.0073258 | 0.0073258 | [11 empty] | Georgia Power Co | 100 | Southern Co | 100
Jack McDonough | 710_G_5BCT | 710 | G | 5BCT | 90764 | Combined Cycle |  | S_SOU | Georgia | 13 | Cobb | 67 | 13067 | 231.5 | 7050 | 2012 | 9999 |  |  | N | Natural Gas, Distillate Fuel Oil |  |  |  | DLNB | SCR | [8 empty] | 0.0073258 | 0.0073258 | 0.0073258 | 0.0073258 | [11 empty] | Georgia Power Co | 100 | Southern Co | 100
Jack McDonough | 710_G_6 | 710 | G | 6 | 90765 | Combined Cycle |  | S_SOU | Georgia | 13 | Cobb | 67 | 13067 | 360 | 7050 | 2012 | 9999 |  |  | N | Natural Gas |  |  |  | LNB | SCR | [8 empty] | 0.0073246 | 0.0073246 | 0.0073246 | 0.0073246 | [11 empty] | Georgia Power Co | 100 | Southern Co | 100
Jack McDonough | 710_G_6ACT | 710 | G | 6ACT | 90765 | Combined Cycle |  | S_SOU | Georgia | 13 | Cobb | 67 | 13067 | 233 | 7050 | 2012 | 9999 |  |  | N | Natural Gas |  |  |  | DLNB | SCR | [8 empty] | 0.0073246 | 0.0073246 | 0.0073246 | 0.0073246 | [11 empty] | Georgia Power Co | 100 | Southern Co | 100
Jack McDonough | 710_G_6BCT | 710 | G | 6BCT | 90766 | Combined Cycle |  | S_SOU | Georgia | 13 | Cobb | 67 | 13067 | 233 | 7050 | 2012 | 9999 |  |  | N | Natural Gas |  |  |  | DLNB | SCR | [8 empty] | 0.0073246 | 0.0073246 | 0.0073246 | 0.0073246 | [11 empty] | Georgia Power Co | 100 | Southern Co | 100
Lloyd Shoals | 712_G_1 | 712 | G | 1 |  | Hydro |  | S_SOU | Georgia | 13 | Jasper | 159 | 13159 | 3.8 | 0 | 1911 | 9999 |  |  | N | Hydro | [13 empty] | 0 | 0 | 0 | 0 | [11 empty] | Georgia Power Co | 100 | Southern Co | 100
Lloyd Shoals | 712_G_2 | 712 | G | 2 |  | Hydro |  | S_SOU | Georgia | 13 | Jasper | 159 | 13159 | 3.8 | 0 | 1911 | 9999 |  |  | N | Hydro | [13 empty] | 0 | 0 | 0 | 0 | [11 empty] | Georgia Power Co | 100 | Southern Co | 100
Lloyd Shoals | 712_G_3 | 712 | G | 3 |  | Hydro |  | S_SOU | Georgia | 13 | Jasper | 159 | 13159 | 3.8 | 0 | 1911 | 9999 |  |  | N | Hydro | [13 empty] | 0 | 0 | 0 | 0 | [11 empty] | Georgia Power Co | 100 | Southern Co | 100
Lloyd Shoals | 712_G_4 | 712 | G | 4 |  | Hydro |  | S_SOU | Georgia | 13 | Jasper | 159 | 13159 | 3.8 | 0 | 1911 | 9999 |  |  | N | Hydro | [13 empty] | 0 | 0 | 0 | 0 | [11 empty] | Georgia Power Co | 100 | Southern Co | 100
Lloyd Shoals | 712_G_5 | 712 | G | 5 |  | Hydro |  | S_SOU | Georgia | 13 | Jasper | 159 | 13159 | 3.8 | 0 | 1916 | 9999 |  |  | N | Hydro | [13 empty] | 0 | 0 | 0 | 0 | [11 empty] | Georgia Power Co | 100 | Southern Co | 100
Lloyd Shoals | 712_G_6 | 712 | G | 6 |  | Hydro |  | S_SOU | Georgia | 13 | Jasper | 159 | 13159 | 3.8 | 0 | 1917 | 9999 |  |  | N | Hydro | [13 empty] | 0 | 0 | 0 | 0 | [11 empty] | Georgia Power Co | 100 | Southern Co | 100
Toadtown | 714_G_1 | 714 | G | 1 |  | Hydro |  | WEC_CALN | California | 6 | Butte | 7 | 06007 | 1.5 | 0 | 1986 | 9999 |  |  | N | Hydro | [13 empty] | 0 | 0 | 0 | 0 | [11 empty] | Pacific Gas & Electric Co | 100 | PG&E Corp | 100
McManus | 715_G_IC1 | 715 | G | IC1 |  | Combustion Turbine | IC Engine | S_SOU | Georgia | 13 | Glynn | 127 | 13127 | 2 | 25000 | 1964 | 9999 |  |  | N | Distillate Fuel Oil | [12 empty] | 0.5 | 1.6498 | 1.6498 | 1.6498 | 1.6498 | [11 empty] | Georgia Power Co | 100 | Southern Co | 100
McManus | 715_G_3A | 715 | G | 3A | 90262 | Combustion Turbine |  | S_SOU | Georgia | 13 | Glynn | 127 | 13127 | 46 | 16959 | 1972 | 9999 |  |  | N | Distillate Fuel Oil | [12 empty] | 3.09 | 1.2001 | 1.2001 | 1.2001 | 1.2001 | [11 empty] | Georgia Power Co | 100 | Southern Co | 100
McManus | 715_G_3B | 715 | G | 3B | 90263 | Combustion Turbine |  | S_SOU | Georgia | 13 | Glynn | 127 | 13127 | 46 | 16959 | 1972 | 9999 |  |  | N | Distillate Fuel Oil | [12 empty] | 3.09 | 1.2 | 1.2 | 1.2 | 1.2 | [11 empty] | Georgia Power Co | 100 | Southern Co | 100
McManus | 715_G_3C | 715 | G | 3C | 90264 | Combustion Turbine |  | S_SOU | Georgia | 13 | Glynn | 127 | 13127 | 46 | 16959 | 1972 | 9999 |  |  | N | Distillate Fuel Oil | [12 empty] | 3.09 | 1.2 | 1.2 | 1.2 | 1.2 | [11 empty] | Georgia Power Co | 100 | Southern Co | 100
McManus | 715_G_4A | 715 | G | 4A | 90265 | Combustion Turbine |  | S_SOU | Georgia | 13 | Glynn | 127 | 13127 | 46 | 16959 | 1972 | 9999 |  |  | N | Distillate Fuel Oil | [12 empty] | 0.8 | 1.1999 | 1.1999 | 1.1999 | 1.1999 | [11 empty] | Georgia Power Co | 100 | Southern Co | 100
McManus | 715_G_4B | 715 | G | 4B | 90266 | Combustion Turbine |  | S_SOU | Georgia | 13 | Glynn | 127 | 13127 | 46 | 16959 | 1972 | 9999 |  |  | N | Distillate Fuel Oil | [12 empty] | 0.8 | 1.2003 | 1.2003 | 1.2003 | 1.2003 | [11 empty] | Georgia Power Co | 100 | Southern Co | 100
McManus | 715_G_4C | 715 | G | 4C | 90267 | Combustion Turbine |  | S_SOU | Georgia | 13 | Glynn | 127 | 13127 | 46 | 16959 | 1972 | 9999 |  |  | N | Distillate Fuel Oil | [12 empty] | 0.8 | 1.1999 | 1.1999 | 1.1999 | 1.1999 | [11 empty] | Georgia Power Co | 100 | Southern Co | 100
McManus | 715_G_4D | 715 | G | 4D | 90268 | Combustion Turbine |  | S_SOU | Georgia | 13 | Glynn | 127 | 13127 | 46 | 16959 | 1972 | 9999 |  |  | N | Distillate Fuel Oil | [12 empty] | 0.8 | 1.2 | 1.2 | 1.2 | 1.2 | [11 empty] | Georgia Power Co | 100 | Southern Co | 100
McManus | 715_G_4E | 715 | G | 4E | 90270 | Combustion Turbine |  | S_SOU | Georgia | 13 | Glynn | 127 | 13127 | 46 | 16959 | 1972 | 9999 |  |  | N | Distillate Fuel Oil | [12 empty] | 0.8 | 1.1998 | 1.1998 | 1.1998 | 1.1998 | [11 empty] | Georgia Power Co | 100 | Southern Co | 100
McManus | 715_G_4F | 715 | G | 4F | 90271 | Combustion Turbine |  | S_SOU | Georgia | 13 | Glynn | 127 | 13127 | 46 | 16959 | 1972 | 9999 |  |  | N | Distillate Fuel Oil | [12 empty] | 0.8 | 1.2 | 1.2 | 1.2 | 1.2 | [11 empty] | Georgia Power Co | 100 | Southern Co | 100
Morgan Falls | 717_G_1 | 717 | G | 1 |  | Hydro |  | S_SOU | Georgia | 13 | Fulton | 121 | 13121 | 1.5 | 0 | 1903 | 9999 |  |  | N | Hydro | [13 empty] | 0 | 0 | 0 | 0 | [11 empty] | Georgia Power Co | 100 | Southern Co | 100
Morgan Falls | 717_G_2 | 717 | G | 2 |  | Hydro |  | S_SOU | Georgia | 13 | Fulton | 121 | 13121 | 1.5 | 0 | 1903 | 9999 |  |  | N | Hydro | [13 empty] | 0 | 0 | 0 | 0 | [11 empty] | Georgia Power Co | 100 | Southern Co | 100
Morgan Falls | 717_G_3 | 717 | G | 3 |  | Hydro |  | S_SOU | Georgia | 13 | Fulton | 121 | 13121 | 1.5 | 0 | 1903 | 9999 |  |  | N | Hydro | [13 empty] | 0 | 0 | 0 | 0 | [11 empty] | Georgia Power Co | 100 | Southern Co | 100
Morgan Falls | 717_G_4 | 717 | G | 4 |  | Hydro |  | S_SOU | Georgia | 13 | Fulton | 121 | 13121 | 1.5 | 0 | 1903 | 9999 |  |  | N | Hydro | [13 empty] | 0 | 0 | 0 | 0 | [11 empty] | Georgia Power Co | 100 | Southern Co | 100
Morgan Falls | 717_G_5 | 717 | G | 5 |  | Hydro |  | S_SOU | Georgia | 13 | Fulton | 121 | 13121 | 1.5 | 0 | 1903 | 9999 |  |  | N | Hydro | [13 empty] | 0 | 0 | 0 | 0 | [11 empty] | Georgia Power Co | 100 | Southern Co | 100
Morgan Falls | 717_G_6 | 717 | G | 6 |  | Hydro |  | S_SOU | Georgia | 13 | Fulton | 121 | 13121 | 1.5 | 0 | 1903 | 9999 |  |  | N | Hydro | [13 empty] | 0 | 0 | 0 | 0 | [11 empty] | Georgia Power Co | 100 | Southern Co | 100
Morgan Falls | 717_G_7 | 717 | G | 7 |  | Hydro |  | S_SOU | Georgia | 13 | Fulton | 121 | 13121 | 1.5 | 0 | 1903 | 9999 |  |  | N | Hydro | [13 empty] | 0 | 0 | 0 | 0 | [11 empty] | Georgia Power Co | 100 | Southern Co | 100
Nacoochee | 718_G_1 | 718 | G | 1 |  | Hydro |  | S_SOU | Georgia | 13 | Rabun | 241 | 13241 | 3 | 0 | 1926 | 9999 |  |  | N | Hydro | [13 empty] | 0 | 0 | 0 | 0 | [11 empty] | Georgia Power Co | 100 | Southern Co | 100
Nacoochee | 718_G_2 | 718 | G | 2 |  | Hydro |  | S_SOU | Georgia | 13 | Rabun | 241 | 13241 | 3 | 0 | 1926 | 9999 |  |  | N | Hydro | [13 empty] | 0 | 0 | 0 | 0 | [11 empty] | Georgia Power Co | 100 | Southern Co | 100
North Highlands | 719_G_1 | 719 | G | 1 |  | Hydro |  | S_SOU | Georgia | 13 | Muscogee | 215 | 13215 | 10.7 | 0 | 1963 | 9999 |  |  | N | Hydro | [13 empty] | 0 | 0 | 0 | 0 | [11 empty] | Georgia Power Co | 100 | Southern Co | 100
North Highlands | 719_G_2 | 719 | G | 2 |  | Hydro |  | S_SOU | Georgia | 13 | Muscogee | 215 | 13215 | 10.7 | 0 | 1963 | 9999 |  |  | N | Hydro | [13 empty] | 0 | 0 | 0 | 0 | [11 empty] | Georgia Power Co | 100 | Southern Co | 100
North Highlands | 719_G_3 | 719 | G | 3 |  | Hydro |  | S_SOU | Georgia | 13 | Muscogee | 215 | 13215 | 10.7 | 0 | 1963 | 9999 |  |  | N | Hydro | [13 empty] | 0 | 0 | 0 | 0 | [11 empty] | Georgia Power Co | 100 | Southern Co | 100
North Highlands | 719_G_4 | 719 | G | 4 |  | Hydro |  | S_SOU | Georgia | 13 | Muscogee | 215 | 13215 | 2.3 | 0 | 1963 | 9999 |  |  | N | Hydro | [13 empty] | 0 | 0 | 0 | 0 | [11 empty] | Georgia Power Co | 100 | Southern Co | 100
Oliver Dam | 720_G_1 | 720 | G | 1 |  | Hydro |  | S_SOU | Georgia | 13 | Muscogee | 215 | 13215 | 17.7 | 0 | 1959 | 9999 |  |  | N | Hydro | [13 empty] | 0 | 0 | 0 | 0 | [11 empty] | Georgia Power Co | 100 | Southern Co | 100
Oliver Dam | 720_G_2 | 720 | G | 2 |  | Hydro |  | S_SOU | Georgia | 13 | Muscogee | 215 | 13215 | 17.7 | 0 | 1959 | 9999 |  |  | N | Hydro | [13 empty] | 0 | 0 | 0 | 0 | [11 empty] | Georgia Power Co | 100 | Southern Co | 100
Oliver Dam | 720_G_3 | 720 | G | 3 |  | Hydro |  | S_SOU | Georgia | 13 | Muscogee | 215 | 13215 | 17.7 | 0 | 1959 | 9999 |  |  | N | Hydro | [13 empty] | 0 | 0 | 0 | 0 | [11 empty] | Georgia Power Co | 100 | Southern Co | 100
Oliver Dam | 720_G_4 | 720 | G | 4 |  | Hydro |  | S_SOU | Georgia | 13 | Muscogee | 215 | 13215 | 5.9 | 0 | 1959 | 9999 |  |  | N | Hydro | [13 empty] | 0 | 0 | 0 | 0 | [11 empty] | Georgia Power Co | 100 | Southern Co | 100
Sinclair Dam | 722_G_1 | 722 | G | 1 |  | Hydro |  | S_SOU | Georgia | 13 | Baldwin | 9 | 13009 | 21.9 | 0 | 1953 | 9999 |  |  | N | Hydro | [13 empty] | 0 | 0 | 0 | 0 | [11 empty] | Georgia Power Co | 100 | Southern Co | 100
Sinclair Dam | 722_G_2 | 722 | G | 2 |  | Hydro |  | S_SOU | Georgia | 13 | Baldwin | 9 | 13009 | 21.9 | 0 | 1953 | 9999 |  |  | N | Hydro | [13 empty] | 0 | 0 | 0 | 0 | [11 empty] | Georgia Power Co | 100 | Southern Co | 100
Tallulah Falls | 723_G_1 | 723 | G | 1 |  | Hydro |  | S_SOU | Georgia | 13 | Habersham | 137 | 13137 | 12.1 | 0 | 1913 | 9999 |  |  | N | Hydro | [13 empty] | 0 | 0 | 0 | 0 | [11 empty] | Georgia Power Co | 100 | Southern Co | 100
Tallulah Falls | 723_G_2 | 723 | G | 2 |  | Hydro |  | S_SOU | Georgia | 13 | Habersham | 137 | 13137 | 12.1 | 0 | 1913 | 9999 |  |  | N | Hydro | [13 empty] | 0 | 0 | 0 | 0 | [11 empty] | Georgia Power Co | 100 | Southern Co | 100
Tallulah Falls | 723_G_4 | 723 | G | 4 |  | Hydro |  | S_SOU | Georgia | 13 | Habersham | 137 | 13137 | 12.2 | 0 | 1913 | 9999 |  |  | N | Hydro | [13 empty] | 0 | 0 | 0 | 0 | [11 empty] | Georgia Power Co | 100 | Southern Co | 100
Tallulah Falls | 723_G_5 | 723 | G | 5 |  | Hydro |  | S_SOU | Georgia | 13 | Habersham | 137 | 13137 | 12.2 | 0 | 1913 | 9999 |  |  | N | Hydro | [13 empty] | 0 | 0 | 0 | 0 | [11 empty] | Georgia Power Co | 100 | Southern Co | 100
Tallulah Falls | 723_G_3 | 723 | G | 3 |  | Hydro |  | S_SOU | Georgia | 13 | Habersham | 137 | 13137 | 12.1 | 0 | 1914 | 9999 |  |  | N | Hydro | [13 empty] | 0 | 0 | 0 | 0 | [11 empty] | Georgia Power Co | 100 | Southern Co | 100
Tallulah Falls | 723_G_6 | 723 | G | 6 |  | Hydro |  | S_SOU | Georgia | 13 | Habersham | 137 | 13137 | 12.2 | 0 | 1920 | 9999 |  |  | N | Hydro | [13 empty] | 0 | 0 | 0 | 0 | [11 empty] | Georgia Power Co | 100 | Southern Co | 100
Terrora | 724_G_1 | 724 | G | 1 |  | Hydro |  | S_SOU | Georgia | 13 | Rabun | 241 | 13241 | 8.3 | 0 | 1925 | 9999 |  |  | N | Hydro | [13 empty] | 0 | 0 | 0 | 0 | [11 empty] | Georgia Power Co | 100 | Southern Co | 100
Terrora | 724_G_2 | 724 | G | 2 |  | Hydro |  | S_SOU | Georgia | 13 | Rabun | 241 | 13241 | 8.3 | 0 | 1925 | 9999 |  |  | N | Hydro | [13 empty] | 0 | 0 | 0 | 0 | [11 empty] | Georgia Power Co | 100 | Southern Co | 100
Tugalo | 725_G_1 | 725 | G | 1 |  | Hydro |  | S_SOU | Georgia | 13 | Habersham | 137 | 13137 | 13 | 0 | 1923 | 9999 |  |  | N | Hydro | [13 empty] | 0 | 0 | 0 | 0 | [11 empty] | Georgia Power Co | 100 | Southern Co | 100
Tugalo | 725_G_2 | 725 | G | 2 |  | Hydro |  | S_SOU | Georgia | 13 | Habersham | 137 | 13137 | 13 | 0 | 1923 | 9999 |  |  | N | Hydro | [13 empty] | 0 | 0 | 0 | 0 | [11 empty] | Georgia Power Co | 100 | Southern Co | 100
Tugalo | 725_G_3 | 725 | G | 3 |  | Hydro |  | S_SOU | Georgia | 13 | Habersham | 137 | 13137 | 13 | 0 | 1924 | 9999 |  |  | N | Hydro | [13 empty] | 0 | 0 | 0 | 0 | [11 empty] | Georgia Power Co | 100 | Southern Co | 100
Tugalo | 725_G_4 | 725 | G | 4 |  | Hydro |  | S_SOU | Georgia | 13 | Habersham | 137 | 13137 | 13 | 0 | 1924 | 9999 |  |  | N | Hydro | [13 empty] | 0 | 0 | 0 | 0 | [11 empty] | Georgia Power Co | 100 | Southern Co | 100
Yates | 728_B_Y6BR | 728 | B | Y6BR | 556 | O/G Steam |  | S_SOU | Georgia | 13 | Coweta | 77 | 13077 | 356 | 11068 | 1974 | 9999 | tangential | dry | N | Natural Gas |  |  |  | LNC2 + other | [8 empty] | 1.2 | 0.07565 | 0.07565 | 0.07565 | 0.07565 | [11 empty] | Georgia Power Co | 100 | Southern Co | 100
Yates | 728_B_Y7BR | 728 | B | Y7BR | 557 | O/G Steam |  | S_SOU | Georgia | 13 | Coweta | 77 | 13077 | 358 | 11498 | 1974 | 9999 | tangential | dry | N | Natural Gas |  |  |  | LNC2 + other | [8 empty] | 1.2 | 0.06934 | 0.06934 | 0.06934 | 0.06934 | [11 empty] | Georgia Power Co | 100 | Southern Co | 100
Yonah | 729_G_1 | 729 | G | 1 |  | Hydro |  | S_SOU | Georgia | 13 | Stephens | 257 | 13257 | 9.5 | 0 | 1925 | 9999 |  |  | N | Hydro | [13 empty] | 0 | 0 | 0 | 0 | [11 empty] | Georgia Power Co | 100 | Southern Co | 100
Yonah | 729_G_2 | 729 | G | 2 |  | Hydro |  | S_SOU | Georgia | 13 | Stephens | 257 | 13257 | 9.5 | 0 | 1925 | 9999 |  |  | N | Hydro | [13 empty] | 0 | 0 | 0 | 0 | [11 empty] | Georgia Power Co | 100 | Southern Co | 100
Yonah | 729_G_3 | 729 | G | 3 |  | Hydro |  | S_SOU | Georgia | 13 | Stephens | 257 | 13257 | 9.5 | 0 | 1925 | 9999 |  |  | N | Hydro | [13 empty] | 0 | 0 | 0 | 0 | [11 empty] | Georgia Power Co | 100 | Southern Co | 100
Boulevard | 732_G_1 | 732 | G | 1 |  | Combustion Turbine |  | S_SOU | Georgia | 13 | Chatham | 51 | 13051 | 14 | 25000 | 1970 | 9999 |  |  | N | Natural Gas, Distillate Fuel Oil | [13 empty] | 0.88423 | 0.88423 | 0.88423 | 0.88423 | [11 empty] | Georgia Power Co | 100 | Southern Co | 100
Stevens Creek | 736_G_1 | 736 | G | 1 |  | Hydro |  | S_VACA | Georgia | 13 | Columbia | 73 | 13073 | 1.5 | 0 | 1914 | 9999 |  |  | N | Hydro | [13 empty] | 0 | 0 | 0 | 0 | [11 empty] | Dominion Energy South Carolina | 100 | Dominion Energy Inc | 100
Stevens Creek | 736_G_2 | 736 | G | 2 |  | Hydro |  | S_VACA | Georgia | 13 | Columbia | 73 | 13073 | 1.5 | 0 | 1914 | 9999 |  |  | N | Hydro | [13 empty] | 0 | 0 | 0 | 0 | [11 empty] | Dominion Energy South Carolina | 100 | Dominion Energy Inc | 100
Stevens Creek | 736_G_3 | 736 | G | 3 |  | Hydro |  | S_VACA | Georgia | 13 | Columbia | 73 | 13073 | 1.5 | 0 | 1914 | 9999 |  |  | N | Hydro | [13 empty] | 0 | 0 | 0 | 0 | [11 empty] | Dominion Energy South Carolina | 100 | Dominion Energy Inc | 100
Stevens Creek | 736_G_4 | 736 | G | 4 |  | Hydro |  | S_VACA | Georgia | 13 | Columbia | 73 | 13073 | 1.5 | 0 | 1914 | 9999 |  |  | N | Hydro | [13 empty] | 0 | 0 | 0 | 0 | [11 empty] | Dominion Energy South Carolina | 100 | Dominion Energy Inc | 100
Stevens Creek | 736_G_5 | 736 | G | 5 |  | Hydro |  | S_VACA | Georgia | 13 | Columbia | 73 | 13073 | 1.5 | 0 | 1914 | 9999 |  |  | N | Hydro | [13 empty] | 0 | 0 | 0 | 0 | [11 empty] | Dominion Energy South Carolina | 100 | Dominion Energy Inc | 100
Stevens Creek | 736_G_6 | 736 | G | 6 |  | Hydro |  | S_VACA | Georgia | 13 | Columbia | 73 | 13073 | 1.5 | 0 | 1925 | 9999 |  |  | N | Hydro | [13 empty] | 0 | 0 | 0 | 0 | [11 empty] | Dominion Energy South Carolina | 100 | Dominion Energy Inc | 100
Stevens Creek | 736_G_7 | 736 | G | 7 |  | Hydro |  | S_VACA | Georgia | 13 | Columbia | 73 | 13073 | 1.5 | 0 | 1926 | 9999 |  |  | N | Hydro | [13 empty] | 0 | 0 | 0 | 0 | [11 empty] | Dominion Energy South Carolina | 100 | Dominion Energy Inc | 100
Stevens Creek | 736_G_8 | 736 | G | 8 |  | Hydro |  | S_VACA | Georgia | 13 | Columbia | 73 | 13073 | 1.5 | 0 | 1926 | 9999 |  |  | N | Hydro | [13 empty] | 0 | 0 | 0 | 0 | [11 empty] | Dominion Energy South Carolina | 100 | Dominion Energy Inc | 100
Etiwanda | 745_G_1 | 745 | G | 1 |  | Hydro |  | WECC_SCE | California | 6 | San Bernardino | 71 | 06071 | 23.9 | 0 | 1994 | 9999 |  |  | N | Hydro | [13 empty] | 0 | 0 | 0 | 0 | [11 empty] | Metropolitan Water District | 100 | Metropolitan Water District | 100
Moccasin Low Head Hydro Project | 751_G_1 | 751 | G | 1 |  | Hydro |  | WEC_CALN | California | 6 | Tuolumne | 109 | 06109 | 2.9 | 0 | 1987 | 9999 |  |  | N | Hydro | [13 empty] | 0 | 0 | 0 | 0 | [11 empty] | City & County of San Francisco | 100 | City & County of San Francisco | 100
Lake Blackshear Project | 752_G_1 | 752 | G | 1 |  | Hydro |  | S_SOU | Georgia | 13 | Worth | 321 | 13321 | 2.4 | 0 | 1930 | 9999 |  |  | N | Hydro | [13 empty] | 0 | 0 | 0 | 0 | [11 empty] | Crisp County Power Commission | 100 | Crisp County Power Commission | 100
Lake Blackshear Project | 752_G_2 | 752 | G | 2 |  | Hydro |  | S_SOU | Georgia | 13 | Worth | 321 | 13321 | 4 | 0 | 1930 | 9999 |  |  | N | Hydro | [13 empty] | 0 | 0 | 0 | 0 | [11 empty] | Crisp County Power Commission | 100 | Crisp County Power Commission | 100
Lake Blackshear Project | 752_G_3 | 752 | G | 3 |  | Hydro |  | S_SOU | Georgia | 13 | Worth | 321 | 13321 | 4.8 | 0 | 1930 | 9999 |  |  | N | Hydro | [13 empty] | 0 | 0 | 0 | 0 | [11 empty] | Crisp County Power Commission | 100 | Crisp County Power Commission | 100
Lake Blackshear Project | 752_G_4 | 752 | G | 4 |  | Hydro |  | S_SOU | Georgia | 13 | Worth | 321 | 13321 | 4 | 0 | 1930 | 9999 |  |  | N | Hydro | [13 empty] | 0 | 0 | 0 | 0 | [11 empty] | Crisp County Power Commission | 100 | Crisp County Power Commission | 100
Crisp Plant | 753_B_ST | 753 | B | ST |  | O/G Steam |  | S_SOU | Georgia | 13 | Worth | 321 | 13321 | 10 | 14500 | 1957 | 9999 |  |  | N | Natural Gas | [12 empty] | 1.57 | 0.23063 | 0.23063 | 0.23063 | 0.23063 | [11 empty] | Crisp County Power Commission | 100 | Crisp County Power Commission | 100
Crisp Plant | 753_G_GT1 | 753 | G | GT1 |  | Combustion Turbine |  | S_SOU | Georgia | 13 | Worth | 321 | 13321 | 4 | 25000 | 1957 | 9999 |  |  | N | Natural Gas | [12 empty] | 1.03 | 0.00453 | 0.00453 | 0.00453 | 0.00453 | [11 empty] | Crisp County Power Commission | 100 | Crisp County Power Commission | 100
Hartwell Lake | 754_G_1 | 754 | G | 1 |  | Hydro |  | S_SOU | Georgia | 13 | Hart | 147 | 13147 | 85 | 0 | 1962 | 9999 |  |  | N | Hydro | [13 empty] | 0 | 0 | 0 | 0 | [11 empty] | USACE Savannah District | 100 | U S Army Corps of Engineers | 100
Hartwell Lake | 754_G_2 | 754 | G | 2 |  | Hydro |  | S_SOU | Georgia | 13 | Hart | 147 | 13147 | 85 | 0 | 1962 | 9999 |  |  | N | Hydro | [13 empty] | 0 | 0 | 0 | 0 | [11 empty] | USACE Savannah District | 100 | U S Army Corps of Engineers | 100
Hartwell Lake | 754_G_4 | 754 | G | 4 |  | Hydro |  | S_SOU | Georgia | 13 | Hart | 147 | 13147 | 85 | 0 | 1962 | 9999 |  |  | N | Hydro | [13 empty] | 0 | 0 | 0 | 0 | [11 empty] | USACE Savannah District | 100 | U S Army Corps of Engineers | 100
Hartwell Lake | 754_G_5 | 754 | G | 5 |  | Hydro |  | S_SOU | Georgia | 13 | Hart | 147 | 13147 | 80 | 0 | 1983 | 9999 |  |  | N | Hydro | [13 empty] | 0 | 0 | 0 | 0 | [11 empty] | USACE Savannah District | 100 | U S Army Corps of Engineers | 100
Blue Ridge | 757_G_1 | 757 | G | 1 |  | Hydro |  | S_C_TVA | Georgia | 13 | Fannin | 111 | 13111 | 16 | 0 | 1931 | 9999 |  |  | N | Hydro | [13 empty] | 0 | 0 | 0 | 0 | [11 empty] | Tennessee Valley Authority | 100 | Tennessee Valley Authority | 100
Blue Ridge | 757_G_2 | 757 | G | 2 |  | Hydro |  | S_C_TVA | Georgia | 13 | Fannin | 111 | 13111 | 1.3 | 0 | 1994 | 9999 |  |  | N | Hydro | [13 empty] | 0 | 0 | 0 | 0 | [11 empty] | Tennessee Valley Authority | 100 | Tennessee Valley Authority | 100
Nottely | 758_G_1 | 758 | G | 1 |  | Hydro |  | S_C_TVA | Georgia | 13 | Union | 291 | 13291 | 19.2 | 0 | 1956 | 9999 |  |  | N | Hydro | [13 empty] | 0 | 0 | 0 | 0 | [11 empty] | Tennessee Valley Authority | 100 | Tennessee Valley Authority | 100
Nottely | 758_G_2 | 758 | G | 2 |  | Hydro |  | S_C_TVA | Georgia | 13 | Union | 291 | 13291 | 0.9 | 0 | 1993 | 9999 |  |  | N | Hydro | [13 empty] | 0 | 0 | 0 | 0 | [11 empty] | Tennessee Valley Authority | 100 | Tennessee Valley Authority | 100
Buford | 759_G_1A | 759 | G | 1A |  | Hydro |  | S_SOU | Georgia | 13 | Forsyth | 117 | 13117 | 60 | 0 | 2003 | 9999 |  |  | N | Hydro | [13 empty] | 0 | 0 | 0 | 0 | [11 empty] | USACE Mobile District | 100 | U S Army Corps of Engineers | 100
Buford | 759_G_2A | 759 | G | 2A |  | Hydro |  | S_SOU | Georgia | 13 | Forsyth | 117 | 13117 | 60 | 0 | 2004 | 9999 |  |  | N | Hydro | [13 empty] | 0 | 0 | 0 | 0 | [11 empty] | USACE Mobile District | 100 | U S Army Corps of Engineers | 100
Buford | 759_G_3A | 759 | G | 3A |  | Hydro |  | S_SOU | Georgia | 13 | Forsyth | 117 | 13117 | 6.8 | 0 | 2005 | 9999 |  |  | N | Hydro | [13 empty] | 0 | 0 | 0 | 0 | [11 empty] | USACE Mobile District | 100 | U S Army Corps of Engineers | 100
Allatoona | 760_G_1 | 760 | G | 1 |  | Hydro |  | S_SOU | Georgia | 13 | Bartow | 15 | 13015 | 35 | 0 | 1950 | 9999 |  |  | N | Hydro | [13 empty] | 0 | 0 | 0 | 0 | [11 empty] | USACE Mobile District | 100 | U S Army Corps of Engineers | 100
Allatoona | 760_G_2 | 760 | G | 2 |  | Hydro |  | S_SOU | Georgia | 13 | Bartow | 15 | 13015 | 35 | 0 | 1950 | 9999 |  |  | N | Hydro | [13 empty] | 0 | 0 | 0 | 0 | [11 empty] | USACE Mobile District | 100 | U S Army Corps of Engineers | 100
Allatoona | 760_G_A | 760 | G | A |  | Hydro |  | S_SOU | Georgia | 13 | Bartow | 15 | 13015 | 2 | 0 | 1950 | 9999 |  |  | N | Hydro | [13 empty] | 0 | 0 | 0 | 0 | [11 empty] | USACE Mobile District | 100 | U S Army Corps of Engineers | 100
Walter F George | 761_G_1 | 761 | G | 1 |  | Hydro |  | S_SOU | Georgia | 13 | Clay | 61 | 13061 | 42 | 0 | 1963 | 9999 |  |  | N | Hydro | [13 empty] | 0 | 0 | 0 | 0 | [11 empty] | USACE Mobile District | 100 | U S Army Corps of Engineers | 100
Walter F George | 761_G_2 | 761 | G | 2 |  | Hydro |  | S_SOU | Georgia | 13 | Clay | 61 | 13061 | 42 | 0 | 1963 | 9999 |  |  | N | Hydro | [13 empty] | 0 | 0 | 0 | 0 | [11 empty] | USACE Mobile District | 100 | U S Army Corps of Engineers | 100
Walter F George | 761_G_3 | 761 | G | 3 |  | Hydro |  | S_SOU | Georgia | 13 | Clay | 61 | 13061 | 42 | 0 | 1963 | 9999 |  |  | N | Hydro | [13 empty] | 0 | 0 | 0 | 0 | [11 empty] | USACE Mobile District | 100 | U S Army Corps of Engineers | 100
Walter F George | 761_G_4 | 761 | G | 4 |  | Hydro |  | S_SOU | Georgia | 13 | Clay | 61 | 13061 | 42 | 0 | 1963 | 9999 |  |  | N | Hydro | [13 empty] | 0 | 0 | 0 | 0 | [11 empty] | USACE Mobile District | 100 | U S Army Corps of Engineers | 100
Sly Creek | 776_G_1 | 776 | G | 1 |  | Hydro |  | WEC_CALN | California | 6 | Butte | 7 | 06007 | 13 | 0 | 1983 | 9999 |  |  | N | Hydro | [13 empty] | 0 | 0 | 0 | 0 | [11 empty] | South Feather Water & Power Agency | 100 | South Feather Water & Power Agency | 100
Kingsley | 785_G_1 | 785 | G | 1 |  | Hydro |  | SPP_NEBR | Nebraska | 31 | Keith | 101 | 31101 | 38 | 0 | 1984 | 9999 |  |  | N | Hydro | [13 empty] | 0 | 0 | 0 | 0 | [11 empty] | Central Nebraska Public Power & Irrigation District | 100 | Central Nebraska Public Power & Irrigation District | 100
East Barnet | 788_G_1 | 788 | G | 1 |  | Hydro |  | NENGREST | Vermont | 50 | Caledonia | 5 | 50005 | 1.9 | 0 | 1984 | 9999 |  |  | N | Hydro | [13 empty] | 0 | 0 | 0 | 0 | [11 empty] | Green Mountain Power Corp | 100 | Gaz Métropolitain & Co LP | 100
Gem State | 790_G_1 | 790 | G | 1 |  | Hydro |  | WECC_ID | Idaho | 16 | Bonneville | 19 | 16019 | 23.4 | 0 | 1988 | 9999 |  |  | N | Hydro | [13 empty] | 0 | 0 | 0 | 0 | [11 empty] | Idaho Falls ID (City of) | 100 | Idaho Falls ID (City of) | 100
Canyon | 791_G_1 | 791 | G | 1 |  | Hydro |  | ERC_REST | Texas | 48 | Comal | 91 | 48091 | 3 | 0 | 1989 | 9999 |  |  | N | Hydro | [13 empty] | 0 | 0 | 0 | 0 | [11 empty] | Guadalupe Blanco River Authority | 100 | Guadalupe Blanco River Authority | 100
Canyon | 791_G_2 | 791 | G | 2 |  | Hydro |  | ERC_REST | Texas | 48 | Comal | 91 | 48091 | 3 | 0 | 1989 | 9999 |  |  | N | Hydro | [13 empty] | 0 | 0 | 0 | 0 | [11 empty] | Guadalupe Blanco River Authority | 100 | Guadalupe Blanco River Authority | 100
Lewisville | 794_G_1 | 794 | G | 1 |  | Hydro |  | ERC_REST | Texas | 48 | Denton | 121 | 48121 | 2 | 0 | 1992 | 9999 |  |  | N | Hydro | [13 empty] | 0 | 0 | 0 | 0 | [11 empty] | Garland Power & Light | 100 | Garland Power & Light | 100
Charles E Monty | 805_G_M-1 | 805 | G | M-1 |  | Hydro |  | NENG_ME | Maine | 23 | Androscoggin | 1 | 23001 | 14 | 0 | 1990 | 9999 |  |  | N | Hydro | [13 empty] | 0 | 0 | 0 | 0 | [11 empty] | Brookfield White Pine Hydro LLC | 100 | Brookfield Asset Management Inc | 100
Charles E Monty | 805_G_M2 | 805 | G | M2 |  | Hydro |  | NENG_ME | Maine | 23 | Androscoggin | 1 | 23001 | 14 | 0 | 1990 | 9999 |  |  | N | Hydro | [13 empty] | 0 | 0 | 0 | 0 | [11 empty] | Brookfield White Pine Hydro LLC | 100 | Brookfield Asset Management Inc | 100
Jarvis (Hinckley) | 808_G_1 | 808 | G | 1 |  | Hydro |  | NY_Z_C&E | New York | 36 | Oneida | 65 | 36065 | 4.5 | 0 | 1991 | 9999 |  |  | N | Hydro | [13 empty] | 0 | 0 | 0 | 0 | [11 empty] | New York Power Authority | 100 | New York Power Authority | 100
Jarvis (Hinckley) | 808_G_2 | 808 | G | 2 |  | Hydro |  | NY_Z_C&E | New York | 36 | Oneida | 65 | 36065 | 4.5 | 0 | 1991 | 9999 |  |  | N | Hydro | [13 empty] | 0 | 0 | 0 | 0 | [11 empty] | New York Power Authority | 100 | New York Power Authority | 100
American Falls | 809_G_1 | 809 | G | 1 |  | Hydro |  | WECC_ID | Idaho | 16 | Power | 77 | 16077 | 36.8 | 0 | 1978 | 9999 |  |  | N | Hydro | [13 empty] | 0 | 0 | 0 | 0 | [11 empty] | Idaho Power Co | 100 | IDACORP Inc | 100
American Falls | 809_G_2 | 809 | G | 2 |  | Hydro |  | WECC_ID | Idaho | 16 | Power | 77 | 16077 | 36.8 | 0 | 1978 | 9999 |  |  | N | Hydro | [13 empty] | 0 | 0 | 0 | 0 | [11 empty] | Idaho Power Co | 100 | IDACORP Inc | 100
American Falls | 809_G_3 | 809 | G | 3 |  | Hydro |  | WECC_ID | Idaho | 16 | Power | 77 | 16077 | 36.8 | 0 | 1978 | 9999 |  |  | N | Hydro | [13 empty] | 0 | 0 | 0 | 0 | [11 empty] | Idaho Power Co | 100 | IDACORP Inc | 100
Bliss | 810_G_1 | 810 | G | 1 |  | Hydro |  | WECC_ID | Idaho | 16 | Gooding | 47 | 16047 | 26.9 | 0 | 1949 | 9999 |  |  | N | Hydro | [13 empty] | 0 | 0 | 0 | 0 | [11 empty] | Idaho Power Co | 100 | IDACORP Inc | 100
Bliss | 810_G_2 | 810 | G | 2 |  | Hydro |  | WECC_ID | Idaho | 16 | Gooding | 47 | 16047 | 25.7 | 0 | 1950 | 9999 |  |  | N | Hydro | [13 empty] | 0 | 0 | 0 | 0 | [11 empty] | Idaho Power Co | 100 | IDACORP Inc | 100
Bliss | 810_G_3 | 810 | G | 3 |  | Hydro |  | WECC_ID | Idaho | 16 | Gooding | 47 | 16047 | 28.8 | 0 | 1950 | 9999 |  |  | N | Hydro | [13 empty] | 0 | 0 | 0 | 0 | [11 empty] | Idaho Power Co | 100 | IDACORP Inc | 100
Brownlee | 811_G_2 | 811 | G | 2 |  | Hydro |  | WECC_ID | Idaho | 16 | Washington | 87 | 16087 | 131.2 | 0 | 1958 | 9999 |  |  | N | Hydro | [13 empty] | 0 | 0 | 0 | 0 | [11 empty] | Idaho Power Co | 100 | IDACORP Inc | 100
Brownlee | 811_G_3 | 811 | G | 3 |  | Hydro |  | WECC_ID | Idaho | 16 | Washington | 87 | 16087 | 120.2 | 0 | 1958 | 9999 |  |  | N | Hydro | [13 empty] | 0 | 0 | 0 | 0 | [11 empty] | Idaho Power Co | 100 | IDACORP Inc | 100
Brownlee | 811_G_4 | 811 | G | 4 |  | Hydro |  | WECC_ID | Idaho | 16 | Washington | 87 | 16087 | 123.1 | 0 | 1958 | 9999 |  |  | N | Hydro | [13 empty] | 0 | 0 | 0 | 0 | [11 empty] | Idaho Power Co | 100 | IDACORP Inc | 100
Brownlee | 811_G_1 | 811 | G | 1 |  | Hydro |  | WECC_ID | Idaho | 16 | Washington | 87 | 16087 | 123.3 | 0 | 1959 | 9999 |  |  | N | Hydro | [13 empty] | 0 | 0 | 0 | 0 | [11 empty] | Idaho Power Co | 100 | IDACORP Inc | 100
Brownlee | 811_G_5 | 811 | G | 5 |  | Hydro |  | WECC_ID | Idaho | 16 | Washington | 87 | 16087 | 246.2 | 0 | 1980 | 9999 |  |  | N | Hydro | [13 empty] | 0 | 0 | 0 | 0 | [11 empty] | Idaho Power Co | 100 | IDACORP Inc | 100
C J Strike | 812_G_1 | 812 | G | 1 |  | Hydro |  | WECC_ID | Idaho | 16 | Owyhee | 73 | 16073 | 32.3 | 0 | 1952 | 9999 |  |  | N | Hydro | [13 empty] | 0 | 0 | 0 | 0 | [11 empty] | Idaho Power Co | 100 | IDACORP Inc | 100
C J Strike | 812_G_2 | 812 | G | 2 |  | Hydro |  | WECC_ID | Idaho | 16 | Owyhee | 73 | 16073 | 31.2 | 0 | 1952 | 9999 |  |  | N | Hydro | [13 empty] | 0 | 0 | 0 | 0 | [11 empty] | Idaho Power Co | 100 | IDACORP Inc | 100
C J Strike | 812_G_3 | 812 | G | 3 |  | Hydro |  | WECC_ID | Idaho | 16 | Owyhee | 73 | 16073 | 30.7 | 0 | 1952 | 9999 |  |  | N | Hydro | [13 empty] | 0 | 0 | 0 | 0 | [11 empty] | Idaho Power Co | 100 | IDACORP Inc | 100
Cascade Dam | 813_G_2 | 813 | G | 2 |  | Hydro |  | WECC_ID | Idaho | 16 | Valley | 85 | 16085 | 7.2 | 0 | 1983 | 9999 |  |  | N | Hydro | [13 empty] | 0 | 0 | 0 | 0 | [11 empty] | Idaho Power Co | 100 | IDACORP Inc | 100
Cascade Dam | 813_G_1 | 813 | G | 1 |  | Hydro |  | WECC_ID | Idaho | 16 | Valley | 85 | 16085 | 7.2 | 0 | 1984 | 9999 |  |  | N | Hydro | [13 empty] | 0 | 0 | 0 | 0 | [11 empty] | Idaho Power Co | 100 | IDACORP Inc | 100
Clear Lake | 814_G_1 | 814 | G | 1 |  | Hydro |  | WECC_ID | Idaho | 16 | Gooding | 47 | 16047 | 2.1 | 0 | 1937 | 9999 |  |  | N | Hydro | [13 empty] | 0 | 0 | 0 | 0 | [11 empty] | Idaho Power Co | 100 | IDACORP Inc | 100
Lower Malad | 815_G_1 | 815 | G | 1 |  | Hydro |  | WECC_ID | Idaho | 16 | Gooding | 47 | 16047 | 15.3 | 0 | 1948 | 9999 |  |  | N | Hydro | [13 empty] | 0 | 0 | 0 | 0 | [11 empty] | Idaho Power Co | 100 | IDACORP Inc | 100
Lower Salmon | 816_G_1 | 816 | G | 1 |  | Hydro |  | WECC_ID | Idaho | 16 | Gooding | 47 | 16047 | 18.1 | 0 | 1949 | 9999 |  |  | N | Hydro | [13 empty] | 0 | 0 | 0 | 0 | [11 empty] | Idaho Power Co | 100 | IDACORP Inc | 100
Lower Salmon | 816_G_2 | 816 | G | 2 |  | Hydro |  | WECC_ID | Idaho | 16 | Gooding | 47 | 16047 | 18 | 0 | 1949 | 9999 |  |  | N | Hydro | [13 empty] | 0 | 0 | 0 | 0 | [11 empty] | Idaho Power Co | 100 | IDACORP Inc | 100
Lower Salmon | 816_G_3 | 816 | G | 3 |  | Hydro |  | WECC_ID | Idaho | 16 | Gooding | 47 | 16047 | 17.7 | 0 | 1949 | 9999 |  |  | N | Hydro | [13 empty] | 0 | 0 | 0 | 0 | [11 empty] | Idaho Power Co | 100 | IDACORP Inc | 100
Lower Salmon | 816_G_4 | 816 | G | 4 |  | Hydro |  | WECC_ID | Idaho | 16 | Gooding | 47 | 16047 | 18.1 | 0 | 1949 | 9999 |  |  | N | Hydro | [13 empty] | 0 | 0 | 0 | 0 | [11 empty] | Idaho Power Co | 100 | IDACORP Inc | 100
Salmon Diesel | 817_G_1 | 817 | G | 1 |  | Combustion Turbine | IC Engine | WECC_ID | Idaho | 16 | Lemhi | 59 | 16059 | 2.7 | 12619 | 1967 | 9999 |  |  | N | Distillate Fuel Oil | [12 empty] | 1.75 | 1.6498 | 1.6498 | 1.6498 | 1.6498 | [11 empty] | Idaho Power Co | 100 | IDACORP Inc | 100
Salmon Diesel | 817_G_2 | 817 | G | 2 |  | Combustion Turbine | IC Engine | WECC_ID | Idaho | 16 | Lemhi | 59 | 16059 | 2.7 | 12910 | 1967 | 9999 |  |  | N | Distillate Fuel Oil | [12 empty] | 1.75 | 1.6498 | 1.6498 | 1.6498 | 1.6498 | [11 empty] | Idaho Power Co | 100 | IDACORP Inc | 100
Shoshone Falls | 818_G_3 | 818 | G | 3 |  | Hydro |  | WECC_ID | Idaho | 16 | Jerome | 53 | 16053 | 12.8 | 0 | 1921 | 9999 |  |  | N | Hydro | [13 empty] | 0 | 0 | 0 | 0 | [11 empty] | Idaho Power Co | 100 | IDACORP Inc | 100
Shoshone Falls | 818_G_4 | 818 | G | 4 |  | Hydro |  | WECC_ID | Idaho | 16 | Jerome | 53 | 16053 | 3.2 | 0 | 2020 | 9999 |  |  | N | Hydro | [13 empty] | 0 | 0 | 0 | 0 | [11 empty] | Idaho Power Co | 100 | IDACORP Inc | 100
Swan Falls | 819_G_1 | 819 | G | 1 |  | Hydro |  | WECC_ID | Idaho | 16 | Ada | 1 | 16001 | 14.9 | 0 | 1994 | 9999 |  |  | N | Hydro | [13 empty] | 0 | 0 | 0 | 0 | [11 empty] | Idaho Power Co | 100 | IDACORP Inc | 100
Swan Falls | 819_G_2 | 819 | G | 2 |  | Hydro |  | WECC_ID | Idaho | 16 | Ada | 1 | 16001 | 14.5 | 0 | 1994 | 9999 |  |  | N | Hydro | [13 empty] | 0 | 0 | 0 | 0 | [11 empty] | Idaho Power Co | 100 | IDACORP Inc | 100
Thousand Springs | 820_G_3 | 820 | G | 3 |  | Hydro |  | WECC_ID | Idaho | 16 | Gooding | 47 | 16047 | 6.4 | 0 | 1920 | 9999 |  |  | N | Hydro | [13 empty] | 0 | 0 | 0 | 0 | [11 empty] | Idaho Power Co | 100 | IDACORP Inc | 100
Twin Falls (ID) | 821_G_1 | 821 | G | 1 |  | Hydro |  | WECC_ID | Idaho | 16 | Twin Falls | 83 | 16083 | 10.1 | 0 | 1935 | 9999 |  |  | N | Hydro | [13 empty] | 0 | 0 | 0 | 0 | [11 empty] | Idaho Power Co | 100 | IDACORP Inc | 100
Twin Falls (ID) | 821_G_2 | 821 | G | 2 |  | Hydro |  | WECC_ID | Idaho | 16 | Twin Falls | 83 | 16083 | 43.1 | 0 | 1995 | 9999 |  |  | N | Hydro | [13 empty] | 0 | 0 | 0 | 0 | [11 empty] | Idaho Power Co | 100 | IDACORP Inc | 100
Upper Salmon A | 822_G_1 | 822 | G | 1 |  | Hydro |  | WECC_ID | Idaho | 16 | Twin Falls | 83 | 16083 | 9.5 | 0 | 1937 | 9999 |  |  | N | Hydro | [13 empty] | 0 | 0 | 0 | 0 | [11 empty] | Idaho Power Co | 100 | IDACORP Inc | 100
Upper Salmon A | 822_G_2 | 822 | G | 2 |  | Hydro |  | WECC_ID | Idaho | 16 | Twin Falls | 83 | 16083 | 8.7 | 0 | 1937 | 9999 |  |  | N | Hydro | [13 empty] | 0 | 0 | 0 | 0 | [11 empty] | Idaho Power Co | 100 | IDACORP Inc | 100
Upper Malad | 823_G_1 | 823 | G | 1 |  | Hydro |  | WECC_ID | Idaho | 16 | Gooding | 47 | 16047 | 8.1 | 0 | 1948 | 9999 |  |  | N | Hydro | [13 empty] | 0 | 0 | 0 | 0 | [11 empty] | Idaho Power Co | 100 | IDACORP Inc | 100
Ashton | 825_G_1 | 825 | G | 1 |  | Hydro |  | WECC_ID | Idaho | 16 | Fremont | 43 | 16043 | 2.7 | 0 | 1917 | 9999 |  |  | N | Hydro | [13 empty] | 0 | 0 | 0 | 0 | [11 empty] | PacifiCorp | 100 | Berkshire Hathaway Inc | 100
Ashton | 825_G_2 | 825 | G | 2 |  | Hydro |  | WECC_ID | Idaho | 16 | Fremont | 43 | 16043 | 2.2 | 0 | 1925 | 9999 |  |  | N | Hydro | [13 empty] | 0 | 0 | 0 | 0 | [11 empty] | PacifiCorp | 100 | Berkshire Hathaway Inc | 100
Ashton | 825_G_3 | 825 | G | 3 |  | Hydro |  | WECC_ID | Idaho | 16 | Fremont | 43 | 16043 | 2.2 | 0 | 1925 | 9999 |  |  | N | Hydro | [13 empty] | 0 | 0 | 0 | 0 | [11 empty] | PacifiCorp | 100 | Berkshire Hathaway Inc | 100
Grace | 827_G_3 | 827 | G | 3 |  | Hydro |  | WECC_ID | Idaho | 16 | Caribou | 29 | 16029 | 11 | 0 | 1923 | 9999 |  |  | N | Hydro | [13 empty] | 0 | 0 | 0 | 0 | [11 empty] | PacifiCorp | 100 | Berkshire Hathaway Inc | 100
Grace | 827_G_4 | 827 | G | 4 |  | Hydro |  | WECC_ID | Idaho | 16 | Caribou | 29 | 16029 | 11 | 0 | 1923 | 9999 |  |  | N | Hydro | [13 empty] | 0 | 0 | 0 | 0 | [11 empty] | PacifiCorp | 100 | Berkshire Hathaway Inc | 100
Grace | 827_G_5 | 827 | G | 5 |  | Hydro |  | WECC_ID | Idaho | 16 | Caribou | 29 | 16029 | 11 | 0 | 1923 | 9999 |  |  | N | Hydro | [13 empty] | 0 | 0 | 0 | 0 | [11 empty] | PacifiCorp | 100 | Berkshire Hathaway Inc | 100
Oneida | 829_G_1 | 829 | G | 1 |  | Hydro |  | WECC_ID | Idaho | 16 | Franklin | 41 | 16041 | 9.3 | 0 | 1915 | 9999 |  |  | N | Hydro | [13 empty] | 0 | 0 | 0 | 0 | [11 empty] | PacifiCorp | 100 | Berkshire Hathaway Inc | 100
Oneida | 829_G_2 | 829 | G | 2 |  | Hydro |  | WECC_ID | Idaho | 16 | Franklin | 41 | 16041 | 9.3 | 0 | 1916 | 9999 |  |  | N | Hydro | [13 empty] | 0 | 0 | 0 | 0 | [11 empty] | PacifiCorp | 100 | Berkshire Hathaway Inc | 100
Oneida | 829_G_3 | 829 | G | 3 |  | Hydro |  | WECC_ID | Idaho | 16 | Franklin | 41 | 16041 | 9.3 | 0 | 1920 | 9999 |  |  | N | Hydro | [13 empty] | 0 | 0 | 0 | 0 | [11 empty] | PacifiCorp | 100 | Berkshire Hathaway Inc | 100
Soda | 831_G_1 | 831 | G | 1 |  | Hydro |  | WECC_ID | Idaho | 16 | Caribou | 29 | 16029 | 7.6 | 0 | 1924 | 9999 |  |  | N | Hydro | [13 empty] | 0 | 0 | 0 | 0 | [11 empty] | PacifiCorp | 100 | Berkshire Hathaway Inc | 100
Soda | 831_G_2 | 831 | G | 2 |  | Hydro |  | WECC_ID | Idaho | 16 | Caribou | 29 | 16029 | 7.6 | 0 | 1924 | 9999 |  |  | N | Hydro | [13 empty] | 0 | 0 | 0 | 0 | [11 empty] | PacifiCorp | 100 | Berkshire Hathaway Inc | 100
Cabinet Gorge | 833_G_3 | 833 | G | 3 |  | Hydro |  | WECC_PNW | Idaho | 16 | Bonner | 17 | 16017 | 73.4 | 0 | 1952 | 9999 |  |  | N | Hydro | [13 empty] | 0 | 0 | 0 | 0 | [11 empty] | Avista Corp | 100 | Avista Corp | 100
Cabinet Gorge | 833_G_4 | 833 | G | 4 |  | Hydro |  | WECC_PNW | Idaho | 16 | Bonner | 17 | 16017 | 63 | 0 | 1952 | 9999 |  |  | N | Hydro | [13 empty] | 0 | 0 | 0 | 0 | [11 empty] | Avista Corp | 100 | Avista Corp | 100
Cabinet Gorge | 833_G_1 | 833 | G | 1 |  | Hydro |  | WECC_PNW | Idaho | 16 | Bonner | 17 | 16017 | 44.3 | 0 | 1953 | 9999 |  |  | N | Hydro | [13 empty] | 0 | 0 | 0 | 0 | [11 empty] | Avista Corp | 100 | Avista Corp | 100
Cabinet Gorge | 833_G_2 | 833 | G | 2 |  | Hydro |  | WECC_PNW | Idaho | 16 | Bonner | 17 | 16017 | 73.9 | 0 | 1953 | 9999 |  |  | N | Hydro | [13 empty] | 0 | 0 | 0 | 0 | [11 empty] | Avista Corp | 100 | Avista Corp | 100
Post Falls | 835_G_2 | 835 | G | 2 |  | Hydro |  | WECC_PNW | Idaho | 16 | Kootenai | 55 | 16055 | 2.8 | 0 | 1906 | 9999 |  |  | N | Hydro | [13 empty] | 0 | 0 | 0 | 0 | [11 empty] | Avista Corp | 100 | Avista Corp | 100
Post Falls | 835_G_3 | 835 | G | 3 |  | Hydro |  | WECC_PNW | Idaho | 16 | Kootenai | 55 | 16055 | 2.8 | 0 | 1906 | 9999 |  |  | N | Hydro | [13 empty] | 0 | 0 | 0 | 0 | [11 empty] | Avista Corp | 100 | Avista Corp | 100
Post Falls | 835_G_4 | 835 | G | 4 |  | Hydro |  | WECC_PNW | Idaho | 16 | Kootenai | 55 | 16055 | 2.8 | 0 | 1906 | 9999 |  |  | N | Hydro | [13 empty] | 0 | 0 | 0 | 0 | [11 empty] | Avista Corp | 100 | Avista Corp | 100
Post Falls | 835_G_1 | 835 | G | 1 |  | Hydro |  | WECC_PNW | Idaho | 16 | Kootenai | 55 | 16055 | 2.8 | 0 | 1907 | 9999 |  |  | N | Hydro | [13 empty] | 0 | 0 | 0 | 0 | [11 empty] | Avista Corp | 100 | Avista Corp | 100
Post Falls | 835_G_5 | 835 | G | 5 |  | Hydro |  | WECC_PNW | Idaho | 16 | Kootenai | 55 | 16055 | 2.8 | 0 | 1908 | 9999 |  |  | N | Hydro | [13 empty] | 0 | 0 | 0 | 0 | [11 empty] | Avista Corp | 100 | Avista Corp | 100
Scott Flat | 839_G_7P | 839 | G | 7P |  | Hydro |  | WEC_CALN | California | 6 | Nevada | 57 | 06057 | 0.9 | 0 | 1985 | 9999 |  |  | N | Hydro | [13 empty] | 0 | 0 | 0 | 0 | [11 empty] | Nevada Irrigation District | 100 | Nevada Irrigation District | 100
Dworshak | 840_G_3 | 840 | G | 3 |  | Hydro |  | WECC_PNW | Idaho | 16 | Clearwater | 35 | 16035 | 259 | 0 | 1974 | 9999 |  |  | N | Hydro | [13 empty] | 0 | 0 | 0 | 0 | [11 empty] | USACE Northwestern Division | 100 | U S Army Corps of Engineers | 100
Dworshak | 840_G_1 | 840 | G | 1 |  | Hydro |  | WECC_PNW | Idaho | 16 | Clearwater | 35 | 16035 | 103 | 0 | 1975 | 9999 |  |  | N | Hydro | [13 empty] | 0 | 0 | 0 | 0 | [11 empty] | USACE Northwestern Division | 100 | U S Army Corps of Engineers | 100
Dworshak | 840_G_2 | 840 | G | 2 |  | Hydro |  | WECC_PNW | Idaho | 16 | Clearwater | 35 | 16035 | 103 | 0 | 1975 | 9999 |  |  | N | Hydro | [13 empty] | 0 | 0 | 0 | 0 | [11 empty] | USACE Northwestern Division | 100 | U S Army Corps of Engineers | 100
City Power Plant | 841_G_3 | 841 | G | 3 |  | Hydro |  | WECC_ID | Idaho | 16 | Bonneville | 19 | 16019 | 8 | 0 | 1982 | 9999 |  |  | N | Hydro | [13 empty] | 0 | 0 | 0 | 0 | [11 empty] | Idaho Falls ID (City of) | 100 | Idaho Falls ID (City of) | 100
Lower No 2 | 843_G_1 | 843 | G | 1 |  | Hydro |  | WECC_ID | Idaho | 16 | Bonneville | 19 | 16019 | 3 | 0 | 1940 | 9999 |  |  | N | Hydro | [13 empty] | 0 | 0 | 0 | 0 | [11 empty] | Idaho Falls ID (City of) | 100 | Idaho Falls ID (City of) | 100
Upper Power Plant | 844_G_4 | 844 | G | 4 |  | Hydro |  | WECC_ID | Idaho | 16 | Bonneville | 19 | 16019 | 8 | 0 | 1982 | 9999 |  |  | N | Hydro | [13 empty] | 0 | 0 | 0 | 0 | [11 empty] | Idaho Falls ID (City of) | 100 | Idaho Falls ID (City of) | 100
Combie South | 846_G_1 | 846 | G | 1 |  | Hydro |  | WEC_CALN | California | 6 | Nevada | 57 | 06057 | 0.5 | 0 | 1984 | 9999 |  |  | N | Hydro | [13 empty] | 0 | 0 | 0 | 0 | [11 empty] | Nevada Irrigation District | 100 | Nevada Irrigation District | 100
Combie South | 846_G_2 | 846 | G | 2 |  | Hydro |  | WEC_CALN | California | 6 | Nevada | 57 | 06057 | 0.5 | 0 | 1984 | 9999 |  |  | N | Hydro | [13 empty] | 0 | 0 | 0 | 0 | [11 empty] | Nevada Irrigation District | 100 | Nevada Irrigation District | 100
Combie South | 846_G_3 | 846 | G | 3 |  | Hydro |  | WEC_CALN | California | 6 | Nevada | 57 | 06057 | 0.5 | 0 | 1984 | 9999 |  |  | N | Hydro | [13 empty] | 0 | 0 | 0 | 0 | [11 empty] | Nevada Irrigation District | 100 | Nevada Irrigation District | 100
Palisades Dam | 850_G_1 | 850 | G | 1 |  | Hydro |  | WECC_ID | Idaho | 16 | Bonneville | 19 | 16019 | 44.1 | 0 | 1957 | 9999 |  |  | N | Hydro | [13 empty] | 0 | 0 | 0 | 0 | [11 empty] | U S Bureau of Reclamation | 100 | U S Bureau of Reclamation | 100
Palisades Dam | 850_G_2 | 850 | G | 2 |  | Hydro |  | WECC_ID | Idaho | 16 | Bonneville | 19 | 16019 | 44.1 | 0 | 1957 | 9999 |  |  | N | Hydro | [13 empty] | 0 | 0 | 0 | 0 | [11 empty] | U S Bureau of Reclamation | 100 | U S Bureau of Reclamation | 100
Palisades Dam | 850_G_3 | 850 | G | 3 |  | Hydro |  | WECC_ID | Idaho | 16 | Bonneville | 19 | 16019 | 44.1 | 0 | 1957 | 9999 |  |  | N | Hydro | [13 empty] | 0 | 0 | 0 | 0 | [11 empty] | U S Bureau of Reclamation | 100 | U S Bureau of Reclamation | 100
Palisades Dam | 850_G_4 | 850 | G | 4 |  | Hydro |  | WECC_ID | Idaho | 16 | Bonneville | 19 | 16019 | 44.1 | 0 | 1958 | 9999 |  |  | N | Hydro | [13 empty] | 0 | 0 | 0 | 0 | [11 empty] | U S Bureau of Reclamation | 100 | U S Bureau of Reclamation | 100
Albeni Falls | 851_G_1 | 851 | G | 1 |  | Hydro |  | WECC_PNW | Idaho | 16 | Bonner | 17 | 16017 | 14 | 0 | 1955 | 9999 |  |  | N | Hydro | [13 empty] | 0 | 0 | 0 | 0 | [11 empty] | USACE Northwestern Division | 100 | U S Army Corps of Engineers | 100
Albeni Falls | 851_G_2 | 851 | G | 2 |  | Hydro |  | WECC_PNW | Idaho | 16 | Bonner | 17 | 16017 | 14 | 0 | 1955 | 9999 |  |  | N | Hydro | [13 empty] | 0 | 0 | 0 | 0 | [11 empty] | USACE Northwestern Division | 100 | U S Army Corps of Engineers | 100
Albeni Falls | 851_G_3 | 851 | G | 3 |  | Hydro |  | WECC_PNW | Idaho | 16 | Bonner | 17 | 16017 | 14 | 0 | 1955 | 9999 |  |  | N | Hydro | [13 empty] | 0 | 0 | 0 | 0 | [11 empty] | USACE Northwestern Division | 100 | U S Army Corps of Engineers | 100
Grand Tower Energy Center LLC | 862_G_3 | 862 | G | 3 | 578 | Combined Cycle |  | MIS_IL | Illinois | 17 | Jackson | 77 | 17077 | 86 | 15000 | 1951 | 2045 |  |  | N | Natural Gas |  |  |  | DLNB | [8 empty] | 0.001 | 0.072451 | 0.072451 | 0.072451 | 0.072451 | [11 empty] | Grand Tower Energy Center LLC | 100 | Rockland Capital | 100
Grand Tower Energy Center LLC | 862_G_4 | 862 | G | 4 | 579 | Combined Cycle |  | MIS_IL | Illinois | 17 | Jackson | 77 | 17077 | 105 | 15000 | 1958 | 2045 |  |  | N | Natural Gas |  |  |  | DLNB | [8 empty] | 0.001 | 0.072451 | 0.072451 | 0.072451 | 0.072451 | [11 empty] | Grand Tower Energy Center LLC | 100 | Rockland Capital | 100
Grand Tower Energy Center LLC | 862_G_1 | 862 | G | 1 | 578 | Combined Cycle |  | MIS_IL | Illinois | 17 | Jackson | 77 | 17077 | 161 | 15000 | 2001 | 2045 |  |  | N | Natural Gas |  |  |  | DLNB | [8 empty] | 0.001 | 0.072451 | 0.072451 | 0.072451 | 0.072451 | [11 empty] | Grand Tower Energy Center LLC | 100 | Rockland Capital | 100
Grand Tower Energy Center LLC | 862_G_2 | 862 | G | 2 | 579 | Combined Cycle |  | MIS_IL | Illinois | 17 | Jackson | 77 | 17077 | 159 | 15000 | 2001 | 2045 |  |  | N | Natural Gas |  |  |  | DLNB | [8 empty] | 0.001 | 0.072451 | 0.072451 | 0.072451 | 0.072451 | [11 empty] | Grand Tower Energy Center LLC | 100 | Rockland Capital | 100
Dresden Generating Station | 869_G_2 | 869 | G | 2 |  | Nuclear |  | PJM_COMD | Illinois | 17 | Grundy | 63 | 17063 | 902 | 10456 | 1970 | 9999 |  |  | N | Nuclear Fuel | [13 empty] | 0 | 0 | 0 | 0 | [11 empty] | Exelon Generation Supply LLC | 100 | Exelon Corp | 100
Dresden Generating Station | 869_G_3 | 869 | G | 3 |  | Nuclear |  | PJM_COMD | Illinois | 17 | Grundy | 63 | 17063 | 895 | 10456 | 1971 | 9999 |  |  | N | Nuclear Fuel | [13 empty] | 0 | 0 | 0 | 0 | [11 empty] | Exelon Generation Supply LLC | 100 | Exelon Corp | 100
Quad Cities Generating Station | 880_G_1 | 880 | G | 1 |  | Nuclear |  | PJM_COMD | Illinois | 17 | Rock Island | 161 | 17161 | 908 | 10456 | 1972 | 9999 |  |  | N | Nuclear Fuel | [13 empty] | 0 | 0 | 0 | 0 | [11 empty] | Exelon Generation Supply LLC | 75 | Exelon Corp | 75
Quad Cities Generating Station | 880_G_2 | 880 | G | 2 |  | Nuclear |  | PJM_COMD | Illinois | 17 | Rock Island | 161 | 17161 | 911 | 10456 | 1972 | 9999 |  |  | N | Nuclear Fuel | [13 empty] | 0 | 0 | 0 | 0 | [11 empty] | Exelon Generation Supply LLC | 75 | Exelon Corp | 75
Waukegan | 883_G_311 | 883 | G | 311 | 9161 | Combustion Turbine |  | PJM_COMD | Illinois | 17 | Lake | 97 | 17097 | 24.6 | 17378 | 1968 | 2030 |  |  | N | Distillate Fuel Oil | [12 empty] | 1 | 0.25 | 0.25 | 0.25 | 0.25 | [11 empty] | Midwest Generations EME LLC | 100 | NRG Energy Inc | 100
Waukegan | 883_G_312 | 883 | G | 312 | 9162 | Combustion Turbine |  | PJM_COMD | Illinois | 17 | Lake | 97 | 17097 | 28.5 | 17378 | 1968 | 2030 |  |  | N | Distillate Fuel Oil | [12 empty] | 1 | 0.25 | 0.25 | 0.25 | 0.25 | [11 empty] | Midwest Generations EME LLC | 100 | NRG Energy Inc | 100
Waukegan | 883_G_321 | 883 | G | 321 | 9163 | Combustion Turbine |  | PJM_COMD | Illinois | 17 | Lake | 97 | 17097 | 28 | 17376 | 1968 | 2030 |  |  | N | Distillate Fuel Oil | [12 empty] | 1 | 0.25 | 0.25 | 0.25 | 0.25 | [11 empty] | Midwest Generations EME LLC | 100 | NRG Energy Inc | 100
Waukegan | 883_G_322 | 883 | G | 322 | 9164 | Combustion Turbine |  | PJM_COMD | Illinois | 17 | Lake | 97 | 17097 | 26.7 | 17376 | 1968 | 2030 |  |  | N | Distillate Fuel Oil | [12 empty] | 1 | 0.25 | 0.25 | 0.25 | 0.25 | [11 empty] | Midwest Generations EME LLC | 100 | NRG Energy Inc | 100
Fisk Street | 886_G_311 | 886 | G | 311 | 9165 | Combustion Turbine |  | PJM_COMD | Illinois | 17 | Cook | 31 | 17031 | 25.4 | 17437 | 1968 | 2030 |  |  | N | Distillate Fuel Oil | [12 empty] | 1 | 0.25 | 0.25 | 0.25 | 0.25 | [11 empty] | Midwest Generations EME LLC | 100 | NRG Energy Inc | 100
Fisk Street | 886_G_312 | 886 | G | 312 | 9166 | Combustion Turbine |  | PJM_COMD | Illinois | 17 | Cook | 31 | 17031 | 23.7 | 17440 | 1968 | 2030 |  |  | N | Distillate Fuel Oil | [12 empty] | 1 | 0.25 | 0.25 | 0.25 | 0.25 | [11 empty] | Midwest Generations EME LLC | 100 | NRG Energy Inc | 100
Fisk Street | 886_G_321 | 886 | G | 321 | 9167 | Combustion Turbine |  | PJM_COMD | Illinois | 17 | Cook | 31 | 17031 | 25.4 | 17436 | 1968 | 2030 |  |  | N | Distillate Fuel Oil | [12 empty] | 1 | 0.25 | 0.25 | 0.25 | 0.25 | [11 empty] | Midwest Generations EME LLC | 100 | NRG Energy Inc | 100
Fisk Street | 886_G_322 | 886 | G | 322 | 9168 | Combustion Turbine |  | PJM_COMD | Illinois | 17 | Cook | 31 | 17031 | 25.4 | 17436 | 1968 | 2030 |  |  | N | Distillate Fuel Oil | [12 empty] | 1 | 0.25 | 0.25 | 0.25 | 0.25 | [11 empty] | Midwest Generations EME LLC | 100 | NRG Energy Inc | 100
Fisk Street | 886_G_331 | 886 | G | 331 | 9169 | Combustion Turbine |  | PJM_COMD | Illinois | 17 | Cook | 31 | 17031 | 23.7 | 17440 | 1968 | 2030 |  |  | N | Distillate Fuel Oil | [12 empty] | 1 | 0.25 | 0.25 | 0.25 | 0.25 | [11 empty] | Midwest Generations EME LLC | 100 | NRG Energy Inc | 100
Fisk Street | 886_G_332 | 886 | G | 332 | 9170 | Combustion Turbine |  | PJM_COMD | Illinois | 17 | Cook | 31 | 17031 | 25.4 | 17436 | 1968 | 2030 |  |  | N | Distillate Fuel Oil | [12 empty] | 1 | 0.25 | 0.25 | 0.25 | 0.25 | [11 empty] | Midwest Generations EME LLC | 100 | NRG Energy Inc | 100
Fisk Street | 886_G_341 | 886 | G | 341 | 9172 | Combustion Turbine |  | PJM_COMD | Illinois | 17 | Cook | 31 | 17031 | 25.4 | 17436 | 1968 | 2030 |  |  | N | Distillate Fuel Oil | [12 empty] | 1 | 0.25 | 0.25 | 0.25 | 0.25 | [11 empty] | Midwest Generations EME LLC | 100 | NRG Energy Inc | 100
Fisk Street | 886_G_342 | 886 | G | 342 | 9172 | Combustion Turbine |  | PJM_COMD | Illinois | 17 | Cook | 31 | 17031 | 22.8 | 17438 | 1968 | 2030 |  |  | N | Distillate Fuel Oil | [12 empty] | 1 | 0.25 | 0.25 | 0.25 | 0.25 | [11 empty] | Midwest Generations EME LLC | 100 | NRG Energy Inc | 100
Moline | 899_G_HY1 | 899 | G | HY1 |  | Hydro |  | MIS_MIDA | Illinois | 17 | Rock Island | 161 | 17161 | 0.8 | 0 | 1942 | 9999 |  |  | N | Hydro | [13 empty] | 0 | 0 | 0 | 0 | [11 empty] | MidAmerican Energy Co | 100 | Berkshire Hathaway Inc | 100
Moline | 899_G_HY2 | 899 | G | HY2 |  | Hydro |  | MIS_MIDA | Illinois | 17 | Rock Island | 161 | 17161 | 0.8 | 0 | 1942 | 9999 |  |  | N | Hydro | [13 empty] | 0 | 0 | 0 | 0 | [11 empty] | MidAmerican Energy Co | 100 | Berkshire Hathaway Inc | 100
Moline | 899_G_HY3 | 899 | G | HY3 |  | Hydro |  | MIS_MIDA | Illinois | 17 | Rock Island | 161 | 17161 | 0.8 | 0 | 1942 | 9999 |  |  | N | Hydro | [13 empty] | 0 | 0 | 0 | 0 | [11 empty] | MidAmerican Energy Co | 100 | Berkshire Hathaway Inc | 100
Moline | 899_G_HY4 | 899 | G | HY4 |  | Hydro |  | MIS_MIDA | Illinois | 17 | Rock Island | 161 | 17161 | 0.8 | 0 | 1942 | 9999 |  |  | N | Hydro | [13 empty] | 0 | 0 | 0 | 0 | [11 empty] | MidAmerican Energy Co | 100 | Berkshire Hathaway Inc | 100
Moline | 899_G_GT1 | 899 | G | GT1 |  | Combustion Turbine |  | MIS_MIDA | Illinois | 17 | Rock Island | 161 | 17161 | 16 | 25000 | 1970 | 2045 |  |  | N | Natural Gas | [12 empty] | 1 | 0.43543 | 0.43543 | 0.43543 | 0.43543 | [11 empty] | MidAmerican Energy Co | 100 | Berkshire Hathaway Inc | 100
Moline | 899_G_GT2 | 899 | G | GT2 |  | Combustion Turbine |  | MIS_MIDA | Illinois | 17 | Rock Island | 161 | 17161 | 17.1 | 25000 | 1970 | 2045 |  |  | N | Natural Gas | [12 empty] | 1 | 0.46013 | 0.46013 | 0.46013 | 0.46013 | [11 empty] | MidAmerican Energy Co | 100 | Berkshire Hathaway Inc | 100
Moline | 899_G_GT3 | 899 | G | GT3 |  | Combustion Turbine |  | MIS_MIDA | Illinois | 17 | Rock Island | 161 | 17161 | 16.9 | 25000 | 1970 | 2045 |  |  | N | Natural Gas | [12 empty] | 1 | 0.40217 | 0.40217 | 0.40217 | 0.40217 | [11 empty] | MidAmerican Energy Co | 100 | Berkshire Hathaway Inc | 100
Moline | 899_G_GT4 | 899 | G | GT4 |  | Combustion Turbine |  | MIS_MIDA | Illinois | 17 | Rock Island | 161 | 17161 | 16.7 | 25000 | 1970 | 2045 |  |  | N | Natural Gas | [12 empty] | 1 | 0.36651 | 0.36651 | 0.36651 | 0.36651 | [11 empty] | MidAmerican Energy Co | 100 | Berkshire Hathaway Inc | 100
Rockton | 903_G_1 | 903 | G | 1 |  | Hydro |  | PJM_COMD | Illinois | 17 | Winnebago | 201 | 17201 | 0.6 | 0 | 1929 | 9999 |  |  | N | Hydro | [13 empty] | 0 | 0 | 0 | 0 | [11 empty] | Midwest Hydro LLC | 100 | Hudson Clean Energy Partners LP | 100
Rockton | 903_G_2 | 903 | G | 2 |  | Hydro |  | PJM_COMD | Illinois | 17 | Winnebago | 201 | 17201 | 0.5 | 0 | 1929 | 9999 |  |  | N | Hydro | [13 empty] | 0 | 0 | 0 | 0 | [11 empty] | Midwest Hydro LLC | 100 | Hudson Clean Energy Partners LP | 100
Alamo | 905_G_1 | 905 | G | 1 |  | Hydro |  | WECC_SCE | California | 6 | Los Angeles | 37 | 06037 | 17 | 0 | 1986 | 9999 |  |  | N | Hydro | [13 empty] | 0 | 0 | 0 | 0 | [11 empty] | California Dept Water Resources | 100 | California Dept Water Resources | 100
Venice | 913_G_GT2 | 913 | G | GT2 | 9044 | Combustion Turbine |  | MIS_MO | Illinois | 17 | Madison | 119 | 17119 | 48 | 11411 | 2002 | 2045 |  |  | N | Natural Gas, Distillate Fuel Oil | [12 empty] | 0.1 | 0.13963 | 0.13963 | 0.13963 | 0.13963 | [11 empty] | Ameren Missouri | 100 | Ameren Corp | 100
Venice | 913_G_GT3 | 913 | G | GT3 | 89497 | Combustion Turbine |  | MIS_MO | Illinois | 17 | Madison | 119 | 17119 | 168 | 11411 | 2005 | 2045 |  |  | N | Natural Gas |  |  |  | DLNB + H2O | [8 empty] | 0.28 | 0.04696 | 0.04696 | 0.04696 | 0.04696 | [11 empty] | Ameren Missouri | 100 | Ameren Corp | 100
Venice | 913_G_GT4 | 913 | G | GT4 | 89498 | Combustion Turbine |  | MIS_MO | Illinois | 17 | Madison | 119 | 17119 | 168 | 11411 | 2005 | 2045 |  |  | N | Natural Gas |  |  |  | DLNB + H2O | [8 empty] | 0.28 | 0.05797 | 0.05797 | 0.05797 | 0.05797 | [11 empty] | Ameren Missouri | 100 | Ameren Corp | 100
Venice | 913_G_GT5 | 913 | G | GT5 | 89499 | Combustion Turbine |  | MIS_MO | Illinois | 17 | Madison | 119 | 17119 | 103 | 11411 | 2005 | 2045 |  |  | N | Natural Gas |  |  |  | DLNB + H2O | [8 empty] | 0.28 | 0.08073 | 0.08073 | 0.08073 | 0.08073 | [11 empty] | Ameren Missouri | 100 | Ameren Corp | 100
Quincy Chute | 917_G_1 | 917 | G | 1 |  | Hydro |  | WECC_PNW | Washington | 53 | Grant | 25 | 53025 | 9.4 | 0 | 1985 | 9999 |  |  | N | Hydro | [13 empty] | 0 | 0 | 0 | 0 | [11 empty] | Grand Coulee Project Hydroelectric Authority | 100 | East Columbia Basin Irrigation District | 100
Hydro Plant No 3 | 925_G_2 | 925 | G | 2 |  | Hydro |  | WECC_UT | Utah | 49 | Sanpete | 39 | 49039 | 0.6 | 0 | 1984 | 9999 |  |  | N | Hydro | [13 empty] | 0 | 0 | 0 | 0 | [11 empty] | Ephraim UT (City of) | 100 | Ephraim UT (City of) | 100
Hydro Plant No 3 | 925_G_3 | 925 | G | 3 |  | Hydro |  | WECC_UT | Utah | 49 | Sanpete | 39 | 49039 | 2 | 0 | 1984 | 9999 |  |  | N | Hydro | [13 empty] | 0 | 0 | 0 | 0 | [11 empty] | Ephraim UT (City of) | 100 | Ephraim UT (City of) | 100
Breese | 934_G_IC1 | 934 | G | IC1 |  | Combustion Turbine | IC Engine | MIS_IL | Illinois | 17 | Clinton | 27 | 17027 | 1 | 12979 | 1953 | 9999 |  |  | N | Distillate Fuel Oil | [12 empty] | 1 | 1.6498 | 1.6498 | 1.6498 | 1.6498 | [11 empty] | Breese IL (City of) | 100 | Breese IL (City of) | 100
Breese | 934_G_IC3 | 934 | G | IC3 |  | Combustion Turbine | IC Engine | MIS_IL | Illinois | 17 | Clinton | 27 | 17027 | 3 | 12963 | 1968 | 2045 |  |  | N | Natural Gas, Distillate Fuel Oil | [12 empty] | 1 | 3.0646 | 3.0646 | 3.0646 | 3.0646 | [11 empty] | Breese IL (City of) | 100 | Breese IL (City of) | 100
Breese | 934_G_2 | 934 | G | 2 |  | Combustion Turbine | IC Engine | MIS_IL | Illinois | 17 | Clinton | 27 | 17027 | 3 | 12953 | 1982 | 2045 |  |  | N | Natural Gas, Distillate Fuel Oil | [12 empty] | 1 | 0.53337 | 0.53337 | 0.53337 | 0.53337 | [11 empty] | Breese IL (City of) | 100 | Breese IL (City of) | 100
Breese | 934_G_5 | 934 | G | 5 |  | Combustion Turbine | IC Engine | MIS_IL | Illinois | 17 | Clinton | 27 | 17027 | 2.5 | 12948 | 1992 | 9999 |  |  | N | Distillate Fuel Oil | [12 empty] | 1 | 1.6498 | 1.6498 | 1.6498 | 1.6498 | [11 empty] | Breese IL (City of) | 100 | Breese IL (City of) | 100
Breese | 934_G_6 | 934 | G | 6 |  | Combustion Turbine | IC Engine | MIS_IL | Illinois | 17 | Clinton | 27 | 17027 | 2.5 | 12948 | 1997 | 9999 |  |  | N | Distillate Fuel Oil | [12 empty] | 1 | 3.3804 | 3.3804 | 3.3804 | 3.3804 | [11 empty] | Breese IL (City of) | 100 | Breese IL (City of) | 100
Breese | 934_G_7 | 934 | G | 7 |  | Combustion Turbine | IC Engine | MIS_IL | Illinois | 17 | Clinton | 27 | 17027 | 2.5 | 12948 | 2008 | 9999 |  |  | N | Distillate Fuel Oil | [13 empty] | 1.6498 | 1.6498 | 1.6498 | 1.6498 | [11 empty] | Breese IL (City of) | 100 | Breese IL (City of) | 100
Breese | 934_G_8 | 934 | G | 8 |  | Combustion Turbine | IC Engine | MIS_IL | Illinois | 17 | Clinton | 27 | 17027 | 2.5 | 12455 | 2014 | 9999 |  |  | N | Distillate Fuel Oil | [13 empty] | 1.6498 | 1.6498 | 1.6498 | 1.6498 | [11 empty] | Breese IL (City of) | 100 | Breese IL (City of) | 100
Bushnell | 935_G_1 | 935 | G | 1 |  | Combustion Turbine | IC Engine | MIS_IL | Illinois | 17 | McDonough | 109 | 17109 | 0.2 | 10944 | 1940 | 9999 |  |  | N | Distillate Fuel Oil | [12 empty] | 1 | 1.6498 | 1.6498 | 1.6498 | 1.6498 | [11 empty] | Bushnell IL (City of) | 100 | Bushnell IL (City of) | 100
Bushnell | 935_G_2 | 935 | G | 2 |  | Combustion Turbine | IC Engine | MIS_IL | Illinois | 17 | McDonough | 109 | 17109 | 0.2 | 10944 | 1940 | 9999 |  |  | N | Distillate Fuel Oil | [12 empty] | 1 | 1.6498 | 1.6498 | 1.6498 | 1.6498 | [11 empty] | Bushnell IL (City of) | 100 | Bushnell IL (City of) | 100
Bushnell | 935_G_5 | 935 | G | 5 |  | Combustion Turbine | IC Engine | MIS_IL | Illinois | 17 | McDonough | 109 | 17109 | 1 | 10745 | 1956 | 9999 |  |  | N | Distillate Fuel Oil | [12 empty] | 1 | 1.6498 | 1.6498 | 1.6498 | 1.6498 | [11 empty] | Bushnell IL (City of) | 100 | Bushnell IL (City of) | 100
Bushnell | 935_G_3 | 935 | G | 3 |  | Combustion Turbine | IC Engine | MIS_IL | Illinois | 17 | McDonough | 109 | 17109 | 2.2 | 10745 | 1965 | 9999 |  |  | N | Distillate Fuel Oil | [12 empty] | 1 | 1.6498 | 1.6498 | 1.6498 | 1.6498 | [11 empty] | Bushnell IL (City of) | 100 | Bushnell IL (City of) | 100
Bushnell | 935_G_4 | 935 | G | 4 |  | Combustion Turbine | IC Engine | MIS_IL | Illinois | 17 | McDonough | 109 | 17109 | 2.2 | 10745 | 1965 | 9999 |  |  | N | Distillate Fuel Oil | [12 empty] | 1 | 1.6498 | 1.6498 | 1.6498 | 1.6498 | [11 empty] | Bushnell IL (City of) | 100 | Bushnell IL (City of) | 100
Bushnell | 935_G_6 | 935 | G | 6 |  | Combustion Turbine | IC Engine | MIS_IL | Illinois | 17 | McDonough | 109 | 17109 | 2.5 | 10745 | 2000 | 9999 |  |  | N | Distillate Fuel Oil | [12 empty] | 1 | 1.6498 | 1.6498 | 1.6498 | 1.6498 | [11 empty] | Bushnell IL (City of) | 100 | Bushnell IL (City of) | 100
Bushnell | 935_G_7 | 935 | G | 7 |  | Combustion Turbine | IC Engine | MIS_IL | Illinois | 17 | McDonough | 109 | 17109 | 2.5 | 10745 | 2000 | 9999 |  |  | N | Distillate Fuel Oil | [12 empty] | 1 | 2.3872 | 2.3872 | 2.3872 | 2.3872 | [11 empty] | Bushnell IL (City of) | 100 | Bushnell IL (City of) | 100
Carlyle | 936_G_7 | 936 | G | 7 |  | Combustion Turbine | IC Engine | MIS_IL | Illinois | 17 | Clinton | 27 | 17027 | 2 | 12791 | 1964 | 2045 |  |  | N | Natural Gas, Distillate Fuel Oil | [12 empty] | 1 | 1.6498 | 1.6498 | 1.6498 | 1.6498 | [11 empty] | Carlyle Municipal Electric | 100 | Carlyle Municipal Electric | 100
Carlyle | 936_G_8 | 936 | G | 8 |  | Combustion Turbine | IC Engine | MIS_IL | Illinois | 17 | Clinton | 27 | 17027 | 2.5 | 12815 | 1998 | 9999 |  |  | N | Distillate Fuel Oil | [12 empty] | 1 | 2.3625 | 2.3625 | 2.3625 | 2.3625 | [11 empty] | Carlyle Municipal Electric | 100 | Carlyle Municipal Electric | 100
Carlyle | 936_G_9 | 936 | G | 9 |  | Combustion Turbine | IC Engine | MIS_IL | Illinois | 17 | Clinton | 27 | 17027 | 2.5 | 12815 | 1999 | 9999 |  |  | N | Distillate Fuel Oil | [12 empty] | 1 | 4.0632 | 4.0632 | 4.0632 | 4.0632 | [11 empty] | Carlyle Municipal Electric | 100 | Carlyle Municipal Electric | 100
Carlyle | 936_G_10 | 936 | G | 10 |  | Combustion Turbine | IC Engine | MIS_IL | Illinois | 17 | Clinton | 27 | 17027 | 2.5 | 12824 | 2003 | 9999 |  |  | N | Distillate Fuel Oil | [12 empty] | 1 | 1.6498 | 1.6498 | 1.6498 | 1.6498 | [11 empty] | Carlyle Municipal Electric | 100 | Carlyle Municipal Electric | 100
Carlyle | 936_G_11 | 936 | G | 11 |  | Combustion Turbine | IC Engine | MIS_IL | Illinois | 17 | Clinton | 27 | 17027 | 2.8 | 10745 | 2019 | 9999 |  |  | N | Distillate Fuel Oil | [13 empty] | 1.6498 | 1.6498 | 1.6498 | 1.6498 | [11 empty] | Carlyle Municipal Electric | 100 | Carlyle Municipal Electric | 100
Carmi | 937_G_7 | 937 | G | 7 |  | Combustion Turbine | IC Engine | MIS_IL | Illinois | 17 | White | 193 | 17193 | 0.9 | 10745 | 1948 | 9999 |  |  | N | Distillate Fuel Oil | [12 empty] | 1 | 1.6498 | 1.6498 | 1.6498 | 1.6498 | [11 empty] | Carmi Light Water & Power | 100 | Carmi Light Water & Power | 100
Carmi | 937_G_8 | 937 | G | 8 |  | Combustion Turbine | IC Engine | MIS_IL | Illinois | 17 | White | 193 | 17193 | 1.2 | 10745 | 1951 | 2045 |  |  | N | Natural Gas, Distillate Fuel Oil | [12 empty] | 1 | 1.6498 | 1.6498 | 1.6498 | 1.6498 | [11 empty] | Carmi Light Water & Power | 100 | Carmi Light Water & Power | 100
Carmi | 937_G_10 | 937 | G | 10 |  | Combustion Turbine | IC Engine | MIS_IL | Illinois | 17 | White | 193 | 17193 | 1.6 | 10745 | 1958 | 2045 |  |  | N | Natural Gas, Distillate Fuel Oil | [12 empty] | 1 | 1.6498 | 1.6498 | 1.6498 | 1.6498 | [11 empty] | Carmi Light Water & Power | 100 | Carmi Light Water & Power | 100
Carmi | 937_G_9 | 937 | G | 9 |  | Combustion Turbine | IC Engine | MIS_IL | Illinois | 17 | White | 193 | 17193 | 1.5 | 10745 | 1958 | 2045 |  |  | N | Natural Gas, Distillate Fuel Oil | [12 empty] | 1 | 1.6498 | 1.6498 | 1.6498 | 1.6498 | [11 empty] | Carmi Light Water & Power | 100 | Carmi Light Water & Power | 100
Carmi | 937_G_12 | 937 | G | 12 |  | Combustion Turbine | IC Engine | MIS_IL | Illinois | 17 | White | 193 | 17193 | 1.8 | 10745 | 1967 | 2045 |  |  | N | Natural Gas, Distillate Fuel Oil | [12 empty] | 1 | 1.6498 | 1.6498 | 1.6498 | 1.6498 | [11 empty] | Carmi Light Water & Power | 100 | Carmi Light Water & Power | 100
Carmi | 937_G_13 | 937 | G | 13 |  | Combustion Turbine | IC Engine | MIS_IL | Illinois | 17 | White | 193 | 17193 | 4.3 | 10745 | 1973 | 2045 |  |  | N | Natural Gas, Distillate Fuel Oil | [12 empty] | 1 | 1.6498 | 1.6498 | 1.6498 | 1.6498 | [11 empty] | Carmi Light Water & Power | 100 | Carmi Light Water & Power | 100
Carmi | 937_G_14 | 937 | G | 14 |  | Combustion Turbine | IC Engine | MIS_IL | Illinois | 17 | White | 193 | 17193 | 1.1 | 10745 | 2013 | 9999 |  |  | N | Distillate Fuel Oil | [13 empty] | 1.6498 | 1.6498 | 1.6498 | 1.6498 | [11 empty] | Carmi Light Water & Power | 100 | Carmi Light Water & Power | 100
Farmer City | 941_G_4 | 941 | G | 4 |  | Combustion Turbine | IC Engine | MIS_IL | Illinois | 17 | DeWitt | 39 | 17039 | 0.7 | 10745 | 1951 | 9999 |  |  | N | Distillate Fuel Oil | [12 empty] | 1 | 1.6498 | 1.6498 | 1.6498 | 1.6498 | [11 empty] | Farmer City IL (City of) | 100 | Farmer City IL (City of) | 100
Farmer City | 941_G_2 | 941 | G | 2 |  | Combustion Turbine | IC Engine | MIS_IL | Illinois | 17 | DeWitt | 39 | 17039 | 0.9 | 10745 | 1963 | 9999 |  |  | N | Distillate Fuel Oil | [12 empty] | 1 | 1.6498 | 1.6498 | 1.6498 | 1.6498 | [11 empty] | Farmer City IL (City of) | 100 | Farmer City IL (City of) | 100
Farmer City | 941_G_1 | 941 | G | 1 |  | Combustion Turbine | IC Engine | MIS_IL | Illinois | 17 | DeWitt | 39 | 17039 | 1.3 | 10745 | 1967 | 2045 |  |  | N | Natural Gas, Distillate Fuel Oil | [12 empty] | 1 | 1.061 | 1.061 | 1.061 | 1.061 | [11 empty] | Farmer City IL (City of) | 100 | Farmer City IL (City of) | 100
Farmer City | 941_G_5 | 941 | G | 5 |  | Combustion Turbine | IC Engine | MIS_IL | Illinois | 17 | DeWitt | 39 | 17039 | 2.8 | 10745 | 1974 | 2045 |  |  | N | Natural Gas, Distillate Fuel Oil | [12 empty] | 1 | 1.061 | 1.061 | 1.061 | 1.061 | [11 empty] | Farmer City IL (City of) | 100 | Farmer City IL (City of) | 100
Farmer City | 941_G_6 | 941 | G | 6 |  | Combustion Turbine | IC Engine | MIS_IL | Illinois | 17 | DeWitt | 39 | 17039 | 2 | 10745 | 2012 | 9999 |  |  | N | Distillate Fuel Oil | [13 empty] | 1.6498 | 1.6498 | 1.6498 | 1.6498 | [11 empty] | Farmer City IL (City of) | 100 | Farmer City IL (City of) | 100
Farmer City | 941_G_7 | 941 | G | 7 |  | Combustion Turbine | IC Engine | MIS_IL | Illinois | 17 | DeWitt | 39 | 17039 | 2 | 10745 | 2012 | 9999 |  |  | N | Distillate Fuel Oil | [13 empty] | 1.6498 | 1.6498 | 1.6498 | 1.6498 | [11 empty] | Farmer City IL (City of) | 100 | Farmer City IL (City of) | 100
Freeburg | 943_G_1 | 943 | G | 1 |  | Combustion Turbine | IC Engine | MIS_IL | Illinois | 17 | St Clair | 163 | 17163 | 0.4 | 10745 | 1948 | 9999 |  |  | N | Distillate Fuel Oil | [12 empty] | 1 | 1.6498 | 1.6498 | 1.6498 | 1.6498 | [11 empty] | Freeburg IL (Village of) | 100 | Freeburg IL (Village of) | 100
Freeburg | 943_G_2 | 943 | G | 2 |  | Combustion Turbine | IC Engine | MIS_IL | Illinois | 17 | St Clair | 163 | 17163 | 0.4 | 10745 | 1948 | 9999 |  |  | N | Distillate Fuel Oil | [12 empty] | 1 | 1.6498 | 1.6498 | 1.6498 | 1.6498 | [11 empty] | Freeburg IL (Village of) | 100 | Freeburg IL (Village of) | 100
Freeburg | 943_G_3 | 943 | G | 3 |  | Combustion Turbine | IC Engine | MIS_IL | Illinois | 17 | St Clair | 163 | 17163 | 0.6 | 10745 | 1953 | 9999 |  |  | N | Distillate Fuel Oil | [12 empty] | 1 | 1.6498 | 1.6498 | 1.6498 | 1.6498 | [11 empty] | Freeburg IL (Village of) | 100 | Freeburg IL (Village of) | 100
Freeburg | 943_G_4 | 943 | G | 4 |  | Combustion Turbine | IC Engine | MIS_IL | Illinois | 17 | St Clair | 163 | 17163 | 1 | 10745 | 1959 | 9999 |  |  | N | Distillate Fuel Oil | [12 empty] | 1 | 1.6498 | 1.6498 | 1.6498 | 1.6498 | [11 empty] | Freeburg IL (Village of) | 100 | Freeburg IL (Village of) | 100
Freeburg | 943_G_6 | 943 | G | 6 |  | Combustion Turbine | IC Engine | MIS_IL | Illinois | 17 | St Clair | 163 | 17163 | 1.8 | 10745 | 1974 | 9999 |  |  | N | Distillate Fuel Oil | [12 empty] | 1 | 1.6498 | 1.6498 | 1.6498 | 1.6498 | [11 empty] | Freeburg IL (Village of) | 100 | Freeburg IL (Village of) | 100
Freeburg | 943_G_7 | 943 | G | 7 |  | Combustion Turbine | IC Engine | MIS_IL | Illinois | 17 | St Clair | 163 | 17163 | 2.6 | 10745 | 1986 | 9999 |  |  | N | Distillate Fuel Oil | [12 empty] | 1 | 1.6498 | 1.6498 | 1.6498 | 1.6498 | [11 empty] | Freeburg IL (Village of) | 100 | Freeburg IL (Village of) | 100
Freeburg | 943_G_8 | 943 | G | 8 |  | Combustion Turbine | IC Engine | MIS_IL | Illinois | 17 | St Clair | 163 | 17163 | 1.8 | 10745 | 1996 | 9999 |  |  | N | Distillate Fuel Oil | [12 empty] | 1 | 1.6498 | 1.6498 | 1.6498 | 1.6498 | [11 empty] | Freeburg IL (Village of) | 100 | Freeburg IL (Village of) | 100
Freeburg | 943_G_9 | 943 | G | 9 |  | Combustion Turbine | IC Engine | MIS_IL | Illinois | 17 | St Clair | 163 | 17163 | 1.8 | 10745 | 1996 | 9999 |  |  | N | Distillate Fuel Oil | [12 empty] | 1 | 1.6498 | 1.6498 | 1.6498 | 1.6498 | [11 empty] | Freeburg IL (Village of) | 100 | Freeburg IL (Village of) | 100
Freeburg | 943_G_10 | 943 | G | 10 |  | Combustion Turbine | IC Engine | MIS_IL | Illinois | 17 | St Clair | 163 | 17163 | 1.8 | 10745 | 2007 | 9999 |  |  | N | Distillate Fuel Oil | [12 empty] | 0.3 | 1.6498 | 1.6498 | 1.6498 | 1.6498 | [11 empty] | Freeburg IL (Village of) | 100 | Freeburg IL (Village of) | 100
Freeburg | 943_G_11 | 943 | G | 11 |  | Combustion Turbine | IC Engine | MIS_IL | Illinois | 17 | St Clair | 163 | 17163 | 1.8 | 10745 | 2007 | 9999 |  |  | N | Distillate Fuel Oil | [12 empty] | 0.3 | 1.6498 | 1.6498 | 1.6498 | 1.6498 | [11 empty] | Freeburg IL (Village of) | 100 | Freeburg IL (Village of) | 100
Freeburg | 943_G_12 | 943 | G | 12 |  | Combustion Turbine | IC Engine | MIS_IL | Illinois | 17 | St Clair | 163 | 17163 | 1.8 | 10745 | 2007 | 9999 |  |  | N | Distillate Fuel Oil | [13 empty] | 1.6498 | 1.6498 | 1.6498 | 1.6498 | [11 empty] | Freeburg IL (Village of) | 100 | Freeburg IL (Village of) | 100
Geneseo | 944_G_4 | 944 | G | 4 |  | Combustion Turbine | IC Engine | MIS_MIDA | Illinois | 17 | Henry | 73 | 17073 | 1.3 | 18000 | 1957 | 2045 |  |  | N | Natural Gas, Distillate Fuel Oil | [12 empty] | 1 | 1.061 | 1.061 | 1.061 | 1.061 | [11 empty] | Geneseo Municipal Utilities | 100 | Geneseo Municipal Utilities | 100
Geneseo | 944_G_7 | 944 | G | 7 |  | Combustion Turbine | IC Engine | MIS_MIDA | Illinois | 17 | Henry | 73 | 17073 | 2.4 | 18000 | 1961 | 2045 |  |  | N | Natural Gas, Distillate Fuel Oil | [12 empty] | 1 | 1.061 | 1.061 | 1.061 | 1.061 | [11 empty] | Geneseo Municipal Utilities | 100 | Geneseo Municipal Utilities | 100
Geneseo | 944_G_3 | 944 | G | 3 |  | Combustion Turbine | IC Engine | MIS_MIDA | Illinois | 17 | Henry | 73 | 17073 | 2.8 | 18000 | 1966 | 2045 |  |  | N | Natural Gas, Distillate Fuel Oil | [12 empty] | 1 | 1.061 | 1.061 | 1.061 | 1.061 | [11 empty] | Geneseo Municipal Utilities | 100 | Geneseo Municipal Utilities | 100
Geneseo | 944_G_2 | 944 | G | 2 |  | Combustion Turbine | IC Engine | MIS_MIDA | Illinois | 17 | Henry | 73 | 17073 | 2.8 | 18000 | 1967 | 2045 |  |  | N | Natural Gas, Distillate Fuel Oil | [12 empty] | 1 | 1.061 | 1.061 | 1.061 | 1.061 | [11 empty] | Geneseo Municipal Utilities | 100 | Geneseo Municipal Utilities | 100
Geneseo | 944_G_1 | 944 | G | 1 |  | Combustion Turbine | IC Engine | MIS_MIDA | Illinois | 17 | Henry | 73 | 17073 | 4.4 | 18000 | 1974 | 2045 |  |  | N | Natural Gas, Distillate Fuel Oil | [12 empty] | 1 | 1.061 | 1.061 | 1.061 | 1.061 | [11 empty] | Geneseo Municipal Utilities | 100 | Geneseo Municipal Utilities | 100
Geneseo | 944_G_5A | 944 | G | 5A |  | Combustion Turbine | IC Engine | MIS_MIDA | Illinois | 17 | Henry | 73 | 17073 | 3.4 | 18000 | 1990 | 2045 |  |  | N | Natural Gas, Distillate Fuel Oil | [12 empty] | 1 | 1.061 | 1.061 | 1.061 | 1.061 | [11 empty] | Geneseo Municipal Utilities | 100 | Geneseo Municipal Utilities | 100
Geneseo | 944_G_9 | 944 | G | 9 |  | Combustion Turbine | IC Engine | MIS_MIDA | Illinois | 17 | Henry | 73 | 17073 | 3.8 | 22905 | 1998 | 9999 |  |  | N | Distillate Fuel Oil | [12 empty] | 1 | 1.6498 | 1.6498 | 1.6498 | 1.6498 | [11 empty] | Geneseo Municipal Utilities | 100 | Geneseo Municipal Utilities | 100
Geneseo | 944_G_6A | 944 | G | 6A |  | Combustion Turbine | IC Engine | MIS_MIDA | Illinois | 17 | Henry | 73 | 17073 | 2.4 | 18000 | 2003 | 2045 |  |  | N | Natural Gas, Distillate Fuel Oil | [12 empty] | 1 | 1.061 | 1.061 | 1.061 | 1.061 | [11 empty] | Geneseo Municipal Utilities | 100 | Geneseo Municipal Utilities | 100
Geneseo | 944_G_10 | 944 | G | 10 |  | Onshore Wind |  | MIS_MIDA | Illinois | 17 | Henry | 73 | 17073 | 1.5 | 0 | 2009 | 9999 |  |  | N | Wind | [13 empty] | 0 | 0 | 0 | 0 | [11 empty] | Geneseo Municipal Utilities | 100 | Geneseo Municipal Utilities | 100
Geneseo | 944_G_11 | 944 | G | 11 |  | Onshore Wind |  | MIS_MIDA | Illinois | 17 | Henry | 73 | 17073 | 1.5 | 0 | 2009 | 9999 |  |  | N | Wind | [13 empty] | 0 | 0 | 0 | 0 | [11 empty] | Geneseo Municipal Utilities | 100 | Geneseo Municipal Utilities | 100
Geneseo | 944_G_12 | 944 | G | 12 |  | Solar PV |  | MIS_MIDA | Illinois | 17 | Henry | 73 | 17073 | 0.9 | 0 | 2015 | 9999 |  |  | N | Solar | [13 empty] | 0 | 0 | 0 | 0 | [11 empty] | Geneseo Municipal Utilities | 100 | Geneseo Municipal Utilities | 100
Highland | 946_G_IC5 | 946 | G | IC5 |  | Combustion Turbine | IC Engine | MIS_IL | Illinois | 17 | Madison | 119 | 17119 | 2 | 10745 | 1967 | 2045 |  |  | N | Natural Gas, Distillate Fuel Oil | [12 empty] | 1 | 3.6428 | 3.6428 | 3.6428 | 3.6428 | [11 empty] | Highland Electric Dept | 100 | Highland Electric Dept | 100
Highland | 946_G_IC6 | 946 | G | IC6 |  | Combustion Turbine | IC Engine | MIS_IL | Illinois | 17 | Madison | 119 | 17119 | 2 | 10745 | 1968 | 2045 |  |  | N | Natural Gas, Distillate Fuel Oil | [12 empty] | 1 | 1.6498 | 1.6498 | 1.6498 | 1.6498 | [11 empty] | Highland Electric Dept | 100 | Highland Electric Dept | 100
Highland | 946_G_IC7 | 946 | G | IC7 |  | Combustion Turbine | IC Engine | MIS_IL | Illinois | 17 | Madison | 119 | 17119 | 4 | 10745 | 1971 | 2045 |  |  | N | Natural Gas, Distillate Fuel Oil | [12 empty] | 1 | 1.6498 | 1.6498 | 1.6498 | 1.6498 | [11 empty] | Highland Electric Dept | 100 | Highland Electric Dept | 100
Highland | 946_G_IC8 | 946 | G | IC8 |  | Combustion Turbine | IC Engine | MIS_IL | Illinois | 17 | Madison | 119 | 17119 | 4 | 10745 | 1971 | 2045 |  |  | N | Natural Gas, Distillate Fuel Oil | [12 empty] | 1 | 1.6498 | 1.6498 | 1.6498 | 1.6498 | [11 empty] | Highland Electric Dept | 100 | Highland Electric Dept | 100
Highland | 946_G_IC1 | 946 | G | IC1 |  | Combustion Turbine | IC Engine | MIS_IL | Illinois | 17 | Madison | 119 | 17119 | 1.6 | 10745 | 1993 | 9999 |  |  | N | Distillate Fuel Oil | [12 empty] | 1 | 1.6498 | 1.6498 | 1.6498 | 1.6498 | [11 empty] | Highland Electric Dept | 100 | Highland Electric Dept | 100
Highland | 946_G_IC2 | 946 | G | IC2 |  | Combustion Turbine | IC Engine | MIS_IL | Illinois | 17 | Madison | 119 | 17119 | 1.6 | 10745 | 1993 | 9999 |  |  | N | Distillate Fuel Oil | [12 empty] | 1 | 1.6498 | 1.6498 | 1.6498 | 1.6498 | [11 empty] | Highland Electric Dept | 100 | Highland Electric Dept | 100
Highland | 946_G_IC3 | 946 | G | IC3 |  | Combustion Turbine | IC Engine | MIS_IL | Illinois | 17 | Madison | 119 | 17119 | 1.6 | 10745 | 1993 | 9999 |  |  | N | Distillate Fuel Oil | [12 empty] | 1 | 1.6498 | 1.6498 | 1.6498 | 1.6498 | [11 empty] | Highland Electric Dept | 100 | Highland Electric Dept | 100
McLeansboro | 948_G_2 | 948 | G | 2 |  | Combustion Turbine | IC Engine | MIS_IL | Illinois | 17 | Hamilton | 65 | 17065 | 0.4 | 10745 | 1950 | 9999 |  |  | N | Distillate Fuel Oil | [12 empty] | 1 | 1.6498 | 1.6498 | 1.6498 | 1.6498 | [11 empty] | McLeansboro IL (City of) | 100 | McLeansboro IL (City of) | 100
McLeansboro | 948_G_5 | 948 | G | 5 |  | Combustion Turbine | IC Engine | MIS_IL | Illinois | 17 | Hamilton | 65 | 17065 | 1.8 | 10745 | 1979 | 9999 |  |  | N | Distillate Fuel Oil | [12 empty] | 1 | 1.6498 | 1.6498 | 1.6498 | 1.6498 | [11 empty] | McLeansboro IL (City of) | 100 | McLeansboro IL (City of) | 100
McLeansboro | 948_G_6 | 948 | G | 6 |  | Combustion Turbine | IC Engine | MIS_IL | Illinois | 17 | Hamilton | 65 | 17065 | 2.2 | 10745 | 1979 | 9999 |  |  | N | Distillate Fuel Oil | [12 empty] | 1 | 1.6498 | 1.6498 | 1.6498 | 1.6498 | [11 empty] | McLeansboro IL (City of) | 100 | McLeansboro IL (City of) | 100
McLeansboro | 948_G_8 | 948 | G | 8 |  | Combustion Turbine | IC Engine | MIS_IL | Illinois | 17 | Hamilton | 65 | 17065 | 1 | 10745 | 1994 | 9999 |  |  | N | Distillate Fuel Oil | [12 empty] | 1 | 1.6498 | 1.6498 | 1.6498 | 1.6498 | [11 empty] | McLeansboro IL (City of) | 100 | McLeansboro IL (City of) | 100
McLeansboro | 948_G_7 | 948 | G | 7 |  | Combustion Turbine | IC Engine | MIS_IL | Illinois | 17 | Hamilton | 65 | 17065 | 1 | 10745 | 1995 | 9999 |  |  | N | Distillate Fuel Oil | [12 empty] | 1 | 1.6498 | 1.6498 | 1.6498 | 1.6498 | [11 empty] | McLeansboro IL (City of) | 100 | McLeansboro IL (City of) | 100
McLeansboro | 948_G_9 | 948 | G | 9 |  | Combustion Turbine | IC Engine | MIS_IL | Illinois | 17 | Hamilton | 65 | 17065 | 2 | 10745 | 2002 | 9999 |  |  | N | Distillate Fuel Oil | [12 empty] | 1 | 1.6498 | 1.6498 | 1.6498 | 1.6498 | [11 empty] | McLeansboro IL (City of) | 100 | McLeansboro IL (City of) | 100
Marshall (IL) | 949_G_10 | 949 | G | 10 |  | Combustion Turbine | IC Engine | MIS_IL | Illinois | 17 | Clark | 23 | 17023 | 1.8 | 10745 | 2002 | 9999 |  |  | N | Distillate Fuel Oil | [12 empty] | 1 | 1.9977 | 1.9977 | 1.9977 | 1.9977 | [11 empty] | Marshall IL (City of) | 100 | Marshall IL (City of) | 100
Marshall (IL) | 949_G_11 | 949 | G | 11 |  | Combustion Turbine | IC Engine | MIS_IL | Illinois | 17 | Clark | 23 | 17023 | 1.8 | 10745 | 2002 | 9999 |  |  | N | Distillate Fuel Oil | [12 empty] | 1 | 1.7416 | 1.7416 | 1.7416 | 1.7416 | [11 empty] | Marshall IL (City of) | 100 | Marshall IL (City of) | 100
Marshall (IL) | 949_G_5 | 949 | G | 5 |  | Combustion Turbine | IC Engine | MIS_IL | Illinois | 17 | Clark | 23 | 17023 | 2.5 | 10745 | 2002 | 9999 |  |  | N | Distillate Fuel Oil | [12 empty] | 1 | 2.3637 | 2.3637 | 2.3637 | 2.3637 | [11 empty] | Marshall IL (City of) | 100 | Marshall IL (City of) | 100
Marshall (IL) | 949_G_6 | 949 | G | 6 |  | Combustion Turbine | IC Engine | MIS_IL | Illinois | 17 | Clark | 23 | 17023 | 1.8 | 10745 | 2002 | 9999 |  |  | N | Distillate Fuel Oil | [12 empty] | 1 | 2.0373 | 2.0373 | 2.0373 | 2.0373 | [11 empty] | Marshall IL (City of) | 100 | Marshall IL (City of) | 100
Marshall (IL) | 949_G_7 | 949 | G | 7 |  | Combustion Turbine | IC Engine | MIS_IL | Illinois | 17 | Clark | 23 | 17023 | 1.8 | 10745 | 2002 | 9999 |  |  | N | Distillate Fuel Oil | [12 empty] | 1 | 2.0559 | 2.0559 | 2.0559 | 2.0559 | [11 empty] | Marshall IL (City of) | 100 | Marshall IL (City of) | 100
Marshall (IL) | 949_G_8 | 949 | G | 8 |  | Combustion Turbine | IC Engine | MIS_IL | Illinois | 17 | Clark | 23 | 17023 | 1.8 | 10745 | 2002 | 9999 |  |  | N | Distillate Fuel Oil | [12 empty] | 1 | 1.8365 | 1.8365 | 1.8365 | 1.8365 | [11 empty] | Marshall IL (City of) | 100 | Marshall IL (City of) | 100
Marshall (IL) | 949_G_9 | 949 | G | 9 |  | Combustion Turbine | IC Engine | MIS_IL | Illinois | 17 | Clark | 23 | 17023 | 1.8 | 10745 | 2002 | 9999 |  |  | N | Distillate Fuel Oil | [12 empty] | 1 | 2.1178 | 2.1178 | 2.1178 | 2.1178 | [11 empty] | Marshall IL (City of) | 100 | Marshall IL (City of) | 100
Marshall (IL) | 949_G_12 | 949 | G | 12 |  | Combustion Turbine | IC Engine | MIS_IL | Illinois | 17 | Clark | 23 | 17023 | 1.8 | 10745 | 2007 | 9999 |  |  | N | Distillate Fuel Oil | [13 empty] | 1.6498 | 1.6498 | 1.6498 | 1.6498 | [11 empty] | Marshall IL (City of) | 100 | Marshall IL (City of) | 100
Marshall (IL) | 949_G_13 | 949 | G | 13 |  | Combustion Turbine | IC Engine | MIS_IL | Illinois | 17 | Clark | 23 | 17023 | 1.8 | 10745 | 2007 | 9999 |  |  | N | Distillate Fuel Oil | [13 empty] | 1.6498 | 1.6498 | 1.6498 | 1.6498 | [11 empty] | Marshall IL (City of) | 100 | Marshall IL (City of) | 100
Peru (IL) | 955_G_GT1 | 955 | G | GT1 |  | Combustion Turbine |  | MIS_IL | Illinois | 17 | LaSalle | 99 | 17099 | 8.6 | 22350 | 1968 | 9999 |  |  | N | Distillate Fuel Oil | [12 empty] | 1 | 1.01 | 1.01 | 1.01 | 1.01 | [11 empty] | Peru IL (City of) | 100 | Peru IL (City of) | 100
Peru (IL) | 955_G_HC1 | 955 | G | HC1 |  | Hydro |  | MIS_IL | Illinois | 17 | LaSalle | 99 | 17099 | 1.7 | 0 | 1996 | 9999 |  |  | N | Hydro | [13 empty] | 0 | 0 | 0 | 0 | [11 empty] | Peru IL (City of) | 100 | Peru IL (City of) | 100
Peru (IL) | 955_G_HC2 | 955 | G | HC2 |  | Hydro |  | MIS_IL | Illinois | 17 | LaSalle | 99 | 17099 | 1.7 | 0 | 1996 | 9999 |  |  | N | Hydro | [13 empty] | 0 | 0 | 0 | 0 | [11 empty] | Peru IL (City of) | 100 | Peru IL (City of) | 100
Peru (IL) | 955_G_HC3 | 955 | G | HC3 |  | Hydro |  | MIS_IL | Illinois | 17 | LaSalle | 99 | 17099 | 1.7 | 0 | 1996 | 9999 |  |  | N | Hydro | [13 empty] | 0 | 0 | 0 | 0 | [11 empty] | Peru IL (City of) | 100 | Peru IL (City of) | 100
Peru (IL) | 955_G_HC4 | 955 | G | HC4 |  | Hydro |  | MIS_IL | Illinois | 17 | LaSalle | 99 | 17099 | 1.7 | 0 | 1996 | 9999 |  |  | N | Hydro | [13 empty] | 0 | 0 | 0 | 0 | [11 empty] | Peru IL (City of) | 100 | Peru IL (City of) | 100
Peru (IL) | 955_G_11 | 955 | G | 11 |  | Combustion Turbine | IC Engine | PJM_COMD | Illinois | 17 | LaSalle | 99 | 17099 | 2.7 | 12969 | 2011 | 9999 |  |  | N | Distillate Fuel Oil | [13 empty] | 1.6498 | 1.6498 | 1.6498 | 1.6498 | [11 empty] | Peru IL (City of) | 100 | Peru IL (City of) | 100
Peru (IL) | 955_G_12 | 955 | G | 12 |  | Combustion Turbine | IC Engine | PJM_COMD | Illinois | 17 | LaSalle | 99 | 17099 | 2.7 | 12981 | 2011 | 9999 |  |  | N | Distillate Fuel Oil | [13 empty] | 1.6498 | 1.6498 | 1.6498 | 1.6498 | [11 empty] | Peru IL (City of) | 100 | Peru IL (City of) | 100
Peru (IL) | 955_G_13 | 955 | G | 13 |  | Combustion Turbine | IC Engine | PJM_COMD | Illinois | 17 | LaSalle | 99 | 17099 | 2.7 | 12981 | 2011 | 9999 |  |  | N | Distillate Fuel Oil | [13 empty] | 1.6498 | 1.6498 | 1.6498 | 1.6498 | [11 empty] | Peru IL (City of) | 100 | Peru IL (City of) | 100
Peru (IL) | 955_G_14 | 955 | G | 14 |  | Combustion Turbine | IC Engine | PJM_COMD | Illinois | 17 | LaSalle | 99 | 17099 | 2.7 | 12981 | 2011 | 9999 |  |  | N | Distillate Fuel Oil | [13 empty] | 1.6498 | 1.6498 | 1.6498 | 1.6498 | [11 empty] | Peru IL (City of) | 100 | Peru IL (City of) | 100
Peru (IL) | 955_G_15 | 955 | G | 15 |  | Combustion Turbine | IC Engine | PJM_COMD | Illinois | 17 | LaSalle | 99 | 17099 | 2.7 | 12981 | 2011 | 9999 |  |  | N | Distillate Fuel Oil | [13 empty] | 1.6498 | 1.6498 | 1.6498 | 1.6498 | [11 empty] | Peru IL (City of) | 100 | Peru IL (City of) | 100
Peru (IL) | 955_G_16 | 955 | G | 16 |  | Combustion Turbine | IC Engine | PJM_COMD | Illinois | 17 | LaSalle | 99 | 17099 | 2.7 | 12981 | 2011 | 9999 |  |  | N | Distillate Fuel Oil | [13 empty] | 1.6498 | 1.6498 | 1.6498 | 1.6498 | [11 empty] | Peru IL (City of) | 100 | Peru IL (City of) | 100
Peru (IL) | 955_G_17 | 955 | G | 17 |  | Combustion Turbine | IC Engine | PJM_COMD | Illinois | 17 | LaSalle | 99 | 17099 | 2.7 | 12981 | 2011 | 9999 |  |  | N | Distillate Fuel Oil | [13 empty] | 1.6498 | 1.6498 | 1.6498 | 1.6498 | [11 empty] | Peru IL (City of) | 100 | Peru IL (City of) | 100
Princeton (IL) | 957_G_1 | 957 | G | 1 |  | Combustion Turbine | IC Engine | MIS_IL | Illinois | 17 | Bureau | 11 | 17011 | 2.3 | 16049 | 1953 | 2045 |  |  | N | Natural Gas, Distillate Fuel Oil | [12 empty] | 1 | 1.061 | 1.061 | 1.061 | 1.061 | [11 empty] | Princeton IL (City of) | 100 | Princeton IL (City of) | 100
Princeton (IL) | 957_G_2 | 957 | G | 2 |  | Combustion Turbine | IC Engine | MIS_IL | Illinois | 17 | Bureau | 11 | 17011 | 3 | 16036 | 1958 | 2045 |  |  | N | Natural Gas, Distillate Fuel Oil | [12 empty] | 1 | 1.061 | 1.061 | 1.061 | 1.061 | [11 empty] | Princeton IL (City of) | 100 | Princeton IL (City of) | 100
Princeton (IL) | 957_G_3 | 957 | G | 3 |  | Combustion Turbine | IC Engine | MIS_IL | Illinois | 17 | Bureau | 11 | 17011 | 3.4 | 16029 | 1965 | 2045 |  |  | N | Natural Gas, Distillate Fuel Oil | [12 empty] | 1 | 1.061 | 1.061 | 1.061 | 1.061 | [11 empty] | Princeton IL (City of) | 100 | Princeton IL (City of) | 100
Princeton (IL) | 957_G_4 | 957 | G | 4 |  | Combustion Turbine | IC Engine | MIS_IL | Illinois | 17 | Bureau | 11 | 17011 | 3.4 | 16029 | 1965 | 2045 |  |  | N | Natural Gas, Distillate Fuel Oil | [12 empty] | 1 | 1.061 | 1.061 | 1.061 | 1.061 | [11 empty] | Princeton IL (City of) | 100 | Princeton IL (City of) | 100
Princeton (IL) | 957_G_5 | 957 | G | 5 |  | Combustion Turbine | IC Engine | MIS_IL | Illinois | 17 | Bureau | 11 | 17011 | 4.4 | 16047 | 1971 | 2045 |  |  | N | Natural Gas, Distillate Fuel Oil | [12 empty] | 1 | 1.061 | 1.061 | 1.061 | 1.061 | [11 empty] | Princeton IL (City of) | 100 | Princeton IL (City of) | 100
Princeton (IL) | 957_G_6 | 957 | G | 6 |  | Combustion Turbine | IC Engine | MIS_IL | Illinois | 17 | Bureau | 11 | 17011 | 5.5 | 16038 | 1971 | 2045 |  |  | N | Natural Gas, Distillate Fuel Oil | [12 empty] | 1 | 1.061 | 1.061 | 1.061 | 1.061 | [11 empty] | Princeton IL (City of) | 100 | Princeton IL (City of) | 100
Princeton (IL) | 957_G_7 | 957 | G | 7 |  | Combustion Turbine | IC Engine | MIS_IL | Illinois | 17 | Bureau | 11 | 17011 | 7 | 16038 | 1976 | 2045 |  |  | N | Natural Gas, Distillate Fuel Oil | [12 empty] | 1 | 1.061 | 1.061 | 1.061 | 1.061 | [11 empty] | Princeton IL (City of) | 100 | Princeton IL (City of) | 100
Princeton (IL) | 957_G_8 | 957 | G | 8 |  | Combustion Turbine | IC Engine | MIS_IL | Illinois | 17 | Bureau | 11 | 17011 | 8.7 | 16041 | 1976 | 2045 |  |  | N | Natural Gas, Distillate Fuel Oil | [12 empty] | 1 | 0.53875 | 0.53875 | 0.53875 | 0.53875 | [11 empty] | Princeton IL (City of) | 100 | Princeton IL (City of) | 100
Rantoul | 958_G_10 | 958 | G | 10 |  | Combustion Turbine | IC Engine | MIS_IL | Illinois | 17 | Champaign | 19 | 17019 | 1.8 | 10745 | 2000 | 9999 |  |  | N | Distillate Fuel Oil | [12 empty] | 1 | 1.6498 | 1.6498 | 1.6498 | 1.6498 | [11 empty] | Rantoul Light & Power Dept | 100 | Rantoul Light & Power Dept | 100
Rantoul | 958_G_11 | 958 | G | 11 |  | Combustion Turbine | IC Engine | MIS_IL | Illinois | 17 | Champaign | 19 | 17019 | 1.8 | 10745 | 2000 | 9999 |  |  | N | Distillate Fuel Oil | [12 empty] | 1 | 1.6498 | 1.6498 | 1.6498 | 1.6498 | [11 empty] | Rantoul Light & Power Dept | 100 | Rantoul Light & Power Dept | 100
Rantoul | 958_G_12 | 958 | G | 12 |  | Combustion Turbine | IC Engine | MIS_IL | Illinois | 17 | Champaign | 19 | 17019 | 1.8 | 10745 | 2000 | 9999 |  |  | N | Distillate Fuel Oil | [12 empty] | 1 | 1.6498 | 1.6498 | 1.6498 | 1.6498 | [11 empty] | Rantoul Light & Power Dept | 100 | Rantoul Light & Power Dept | 100
Rantoul | 958_G_13 | 958 | G | 13 |  | Combustion Turbine | IC Engine | MIS_IL | Illinois | 17 | Champaign | 19 | 17019 | 1.8 | 10745 | 2000 | 9999 |  |  | N | Distillate Fuel Oil | [12 empty] | 1 | 1.6498 | 1.6498 | 1.6498 | 1.6498 | [11 empty] | Rantoul Light & Power Dept | 100 | Rantoul Light & Power Dept | 100
Rantoul | 958_G_14 | 958 | G | 14 |  | Combustion Turbine | IC Engine | MIS_IL | Illinois | 17 | Champaign | 19 | 17019 | 1.8 | 10745 | 2000 | 9999 |  |  | N | Distillate Fuel Oil | [12 empty] | 1 | 1.6498 | 1.6498 | 1.6498 | 1.6498 | [11 empty] | Rantoul Light & Power Dept | 100 | Rantoul Light & Power Dept | 100
Rantoul | 958_G_9 | 958 | G | 9 |  | Combustion Turbine | IC Engine | MIS_IL | Illinois | 17 | Champaign | 19 | 17019 | 1.8 | 10745 | 2000 | 9999 |  |  | N | Distillate Fuel Oil | [12 empty] | 1 | 1.6498 | 1.6498 | 1.6498 | 1.6498 | [11 empty] | Rantoul Light & Power Dept | 100 | Rantoul Light & Power Dept | 100
Rantoul | 958_G_15 | 958 | G | 15 |  | Combustion Turbine | IC Engine | MIS_IL | Illinois | 17 | Champaign | 19 | 17019 | 1.8 | 10745 | 2001 | 9999 |  |  | N | Distillate Fuel Oil | [12 empty] | 1 | 1.6498 | 1.6498 | 1.6498 | 1.6498 | [11 empty] | Rantoul Light & Power Dept | 100 | Rantoul Light & Power Dept | 100
Rantoul | 958_G_16 | 958 | G | 16 |  | Combustion Turbine | IC Engine | MIS_IL | Illinois | 17 | Champaign | 19 | 17019 | 1.8 | 10745 | 2001 | 9999 |  |  | N | Distillate Fuel Oil | [12 empty] | 1 | 1.6498 | 1.6498 | 1.6498 | 1.6498 | [11 empty] | Rantoul Light & Power Dept | 100 | Rantoul Light & Power Dept | 100
Red Bud | 959_G_2 | 959 | G | 2 |  | Combustion Turbine | IC Engine | MIS_IL | Illinois | 17 | Randolph | 157 | 17157 | 0.9 | 10745 | 1959 | 9999 |  |  | N | Distillate Fuel Oil | [12 empty] | 1 | 1.6498 | 1.6498 | 1.6498 | 1.6498 | [11 empty] | Red Bud IL (City of) | 100 | Red Bud IL (City of) | 100
Red Bud | 959_G_3 | 959 | G | 3 |  | Combustion Turbine | IC Engine | MIS_IL | Illinois | 17 | Randolph | 157 | 17157 | 2.2 | 10745 | 1964 | 9999 |  |  | N | Distillate Fuel Oil | [12 empty] | 1 | 1.3681 | 1.3681 | 1.3681 | 1.3681 | [11 empty] | Red Bud IL (City of) | 100 | Red Bud IL (City of) | 100
Red Bud | 959_G_1 | 959 | G | 1 |  | Combustion Turbine | IC Engine | MIS_IL | Illinois | 17 | Randolph | 157 | 17157 | 2.2 | 10745 | 1968 | 9999 |  |  | N | Distillate Fuel Oil | [12 empty] | 1 | 0.46689 | 0.46689 | 0.46689 | 0.46689 | [11 empty] | Red Bud IL (City of) | 100 | Red Bud IL (City of) | 100
Red Bud | 959_G_4 | 959 | G | 4 |  | Combustion Turbine | IC Engine | MIS_IL | Illinois | 17 | Randolph | 157 | 17157 | 3 | 10745 | 1973 | 9999 |  |  | N | Distillate Fuel Oil | [12 empty] | 1 | 1.6498 | 1.6498 | 1.6498 | 1.6498 | [11 empty] | Red Bud IL (City of) | 100 | Red Bud IL (City of) | 100
Red Bud | 959_G_7 | 959 | G | 7 |  | Combustion Turbine | IC Engine | MIS_IL | Illinois | 17 | Randolph | 157 | 17157 | 3 | 10745 | 2002 | 9999 |  |  | N | Distillate Fuel Oil | [12 empty] | 1 | 1.6498 | 1.6498 | 1.6498 | 1.6498 | [11 empty] | Red Bud IL (City of) | 100 | Red Bud IL (City of) | 100
Red Bud | 959_G_8 | 959 | G | 8 |  | Combustion Turbine | IC Engine | MIS_IL | Illinois | 17 | Randolph | 157 | 17157 | 3 | 10745 | 2002 | 9999 |  |  | N | Distillate Fuel Oil | [12 empty] | 1 | 1.6498 | 1.6498 | 1.6498 | 1.6498 | [11 empty] | Red Bud IL (City of) | 100 | Red Bud IL (City of) | 100
North Ninth Street | 960_G_1 | 960 | G | 1 |  | Combustion Turbine | IC Engine | PJM_COMD | Illinois | 17 | Ogle | 141 | 17141 | 0.6 | 10745 | 1940 | 9999 |  |  | N | Distillate Fuel Oil | [12 empty] | 1 | 1.6498 | 1.6498 | 1.6498 | 1.6498 | [11 empty] | Rochelle Municipal Utilities | 100 | Rochelle Municipal Utilities | 100
North Ninth Street | 960_G_4 | 960 | G | 4 |  | Combustion Turbine | IC Engine | PJM_COMD | Illinois | 17 | Ogle | 141 | 17141 | 0.7 | 10745 | 1946 | 9999 |  |  | N | Distillate Fuel Oil | [12 empty] | 1 | 0.11025 | 0.11025 | 0.11025 | 0.11025 | [11 empty] | Rochelle Municipal Utilities | 100 | Rochelle Municipal Utilities | 100
North Ninth Street | 960_G_8 | 960 | G | 8 |  | Combustion Turbine | IC Engine | PJM_COMD | Illinois | 17 | Ogle | 141 | 17141 | 0.5 | 10745 | 1949 | 9999 |  |  | N | Distillate Fuel Oil | [12 empty] | 1 | 1.6498 | 1.6498 | 1.6498 | 1.6498 | [11 empty] | Rochelle Municipal Utilities | 100 | Rochelle Municipal Utilities | 100
North Ninth Street | 960_G_6 | 960 | G | 6 |  | Combustion Turbine | IC Engine | PJM_COMD | Illinois | 17 | Ogle | 141 | 17141 | 2 | 10745 | 1954 | 2045 |  |  | N | Natural Gas, Distillate Fuel Oil | [12 empty] | 1 | 1.061 | 1.061 | 1.061 | 1.061 | [11 empty] | Rochelle Municipal Utilities | 100 | Rochelle Municipal Utilities | 100
North Ninth Street | 960_G_3 | 960 | G | 3 |  | Combustion Turbine | IC Engine | PJM_COMD | Illinois | 17 | Ogle | 141 | 17141 | 2 | 10745 | 1956 | 2045 |  |  | N | Natural Gas, Distillate Fuel Oil | [12 empty] | 1 | 3.4116 | 3.4116 | 3.4116 | 3.4116 | [11 empty] | Rochelle Municipal Utilities | 100 | Rochelle Municipal Utilities | 100
North Ninth Street | 960_G_7 | 960 | G | 7 |  | Combustion Turbine | IC Engine | PJM_COMD | Illinois | 17 | Ogle | 141 | 17141 | 3.5 | 10745 | 1967 | 2045 |  |  | N | Natural Gas, Distillate Fuel Oil | [12 empty] | 1 | 3.9482 | 3.9482 | 3.9482 | 3.9482 | [11 empty] | Rochelle Municipal Utilities | 100 | Rochelle Municipal Utilities | 100
North Ninth Street | 960_G_10 | 960 | G | 10 |  | Combustion Turbine | IC Engine | PJM_COMD | Illinois | 17 | Ogle | 141 | 17141 | 2 | 10745 | 1989 | 2045 |  |  | N | Natural Gas, Distillate Fuel Oil | [12 empty] | 1 | 2.016 | 2.016 | 2.016 | 2.016 | [11 empty] | Rochelle Municipal Utilities | 100 | Rochelle Municipal Utilities | 100
North Ninth Street | 960_G_9 | 960 | G | 9 |  | Combustion Turbine | IC Engine | PJM_COMD | Illinois | 17 | Ogle | 141 | 17141 | 3 | 10745 | 1989 | 2045 |  |  | N | Natural Gas, Distillate Fuel Oil | [12 empty] | 1 | 1.0453 | 1.0453 | 1.0453 | 1.0453 | [11 empty] | Rochelle Municipal Utilities | 100 | Rochelle Municipal Utilities | 100
North Ninth Street | 960_G_SOL1 | 960 | G | SOL1 |  | Solar PV |  | PJM_COMD | Illinois | 17 | Ogle | 141 | 17141 | 0.3 | 0 | 2014 | 9999 |  |  | N | Solar | [13 empty] | 0 | 0 | 0 | 0 | [11 empty] | Rochelle Municipal Utilities | 100 | Rochelle Municipal Utilities | 100
South Main Street | 961_G_1 | 961 | G | 1 |  | Combustion Turbine | IC Engine | PJM_COMD | Illinois | 17 | Ogle | 141 | 17141 | 1.6 | 14565 | 1967 | 2045 |  |  | N | Natural Gas, Distillate Fuel Oil | [12 empty] | 1 | 1.061 | 1.061 | 1.061 | 1.061 | [11 empty] | Rochelle Municipal Utilities | 100 | Rochelle Municipal Utilities | 100
South Main Street | 961_G_2 | 961 | G | 2 |  | Combustion Turbine | IC Engine | PJM_COMD | Illinois | 17 | Ogle | 141 | 17141 | 2 | 14291 | 1967 | 2045 |  |  | N | Natural Gas, Distillate Fuel Oil | [12 empty] | 1 | 1.061 | 1.061 | 1.061 | 1.061 | [11 empty] | Rochelle Municipal Utilities | 100 | Rochelle Municipal Utilities | 100
South Main Street | 961_G_13 | 961 | G | 13 |  | Combustion Turbine | IC Engine | PJM_COMD | Illinois | 17 | Ogle | 141 | 17141 | 1.8 | 14149 | 2014 | 9999 |  |  | N | Distillate Fuel Oil | [13 empty] | 1.6498 | 1.6498 | 1.6498 | 1.6498 | [11 empty] | Rochelle Municipal Utilities | 100 | Rochelle Municipal Utilities | 100
South Main Street | 961_G_14 | 961 | G | 14 |  | Combustion Turbine | IC Engine | PJM_COMD | Illinois | 17 | Ogle | 141 | 17141 | 1.8 | 14149 | 2014 | 9999 |  |  | N | Distillate Fuel Oil | [13 empty] | 1.6498 | 1.6498 | 1.6498 | 1.6498 | [11 empty] | Rochelle Municipal Utilities | 100 | Rochelle Municipal Utilities | 100
South Main Street | 961_G_15 | 961 | G | 15 |  | Combustion Turbine | IC Engine | PJM_COMD | Illinois | 17 | Ogle | 141 | 17141 | 1.8 | 14149 | 2014 | 9999 |  |  | N | Distillate Fuel Oil | [13 empty] | 1.6498 | 1.6498 | 1.6498 | 1.6498 | [11 empty] | Rochelle Municipal Utilities | 100 | Rochelle Municipal Utilities | 100
South Main Street | 961_G_16 | 961 | G | 16 |  | Combustion Turbine | IC Engine | PJM_COMD | Illinois | 17 | Ogle | 141 | 17141 | 1.8 | 14448 | 2016 | 9999 |  |  | N | Distillate Fuel Oil | [13 empty] | 1.6498 | 1.6498 | 1.6498 | 1.6498 | [11 empty] | Rochelle Municipal Utilities | 100 | Rochelle Municipal Utilities | 100
South Main Street | 961_G_17 | 961 | G | 17 |  | Combustion Turbine | IC Engine | PJM_COMD | Illinois | 17 | Ogle | 141 | 17141 | 1.8 | 14446 | 2016 | 9999 |  |  | N | Distillate Fuel Oil | [13 empty] | 1.6498 | 1.6498 | 1.6498 | 1.6498 | [11 empty] | Rochelle Municipal Utilities | 100 | Rochelle Municipal Utilities | 100
South Main Street | 961_G_18 | 961 | G | 18 |  | Combustion Turbine | IC Engine | PJM_COMD | Illinois | 17 | Ogle | 141 | 17141 | 1.8 | 14446 | 2016 | 9999 |  |  | N | Distillate Fuel Oil | [13 empty] | 1.6498 | 1.6498 | 1.6498 | 1.6498 | [11 empty] | Rochelle Municipal Utilities | 100 | Rochelle Municipal Utilities | 100
Dallman | 963_B_41 | 963 | B | 41 | 89910 | Coal Steam |  | MIS_IL | Illinois | 17 | Sangamon | 167 | 17167 | 208 | 11450 | 2009 | 2050 | wall | wet | N | Bituminous | Wet Scrubber | 2009 | 0.98 | LNB + OFA | SCR | 2009 |  | B | NA | ACI | 2009 |  | 0.2 | 0.06626 | 0.06626 | 0.06626 | 0.06626 | 0.05 | 0.1 | 0.1 | 0.99 | [7 empty] | Springfield Water Light & Power Dept | 100 | Springfield Water Light & Power Dept | 100
Lakeside | 964_G_D1 | 964 | G | D1 |  | Combustion Turbine | IC Engine | MIS_IL | Illinois | 17 | Sangamon | 167 | 17167 | 1.7 | 11082 | 2002 | 9999 |  |  | N | Distillate Fuel Oil | [12 empty] | 1 | 0.25 | 0.25 | 0.25 | 0.25 | [11 empty] | Springfield Water Light & Power Dept | 100 | Springfield Water Light & Power Dept | 100
Lakeside | 964_G_D2 | 964 | G | D2 |  | Combustion Turbine | IC Engine | MIS_IL | Illinois | 17 | Sangamon | 167 | 17167 | 1.7 | 12408 | 2002 | 9999 |  |  | N | Distillate Fuel Oil | [12 empty] | 1 | 0.25 | 0.25 | 0.25 | 0.25 | [11 empty] | Springfield Water Light & Power Dept | 100 | Springfield Water Light & Power Dept | 100
Lakeside | 964_G_D3 | 964 | G | D3 |  | Combustion Turbine | IC Engine | MIS_IL | Illinois | 17 | Sangamon | 167 | 17167 | 1.7 | 12408 | 2002 | 9999 |  |  | N | Distillate Fuel Oil | [12 empty] | 1 | 0.25 | 0.25 | 0.25 | 0.25 | [11 empty] | Springfield Water Light & Power Dept | 100 | Springfield Water Light & Power Dept | 100
Reynolds | 965_G_1 | 965 | G | 1 |  | Combustion Turbine |  | MIS_IL | Illinois | 17 | Sangamon | 167 | 17167 | 14 | 19716 | 1970 | 9999 |  |  | N | Distillate Fuel Oil | [12 empty] | 1 | 1.01 | 1.01 | 1.01 | 1.01 | [11 empty] | Springfield Water Light & Power Dept | 100 | Springfield Water Light & Power Dept | 100
Sullivan (IL) | 969_G_6 | 969 | G | 6 |  | Combustion Turbine | IC Engine | MIS_IL | Illinois | 17 | Moultrie | 139 | 17139 | 0.6 | 19444 | 1946 | 9999 |  |  | N | Distillate Fuel Oil | [12 empty] | 1 | 1.6498 | 1.6498 | 1.6498 | 1.6498 | [11 empty] | Sullivan Municipal Utilities (IL) | 100 | Sullivan Municipal Utilities (IL) | 100
Sullivan (IL) | 969_G_5 | 969 | G | 5 |  | Combustion Turbine | IC Engine | MIS_IL | Illinois | 17 | Moultrie | 139 | 17139 | 1.1 | 19444 | 1948 | 9999 |  |  | N | Distillate Fuel Oil | [12 empty] | 1 | 0.49134 | 0.49134 | 0.49134 | 0.49134 | [11 empty] | Sullivan Municipal Utilities (IL) | 100 | Sullivan Municipal Utilities (IL) | 100
Sullivan (IL) | 969_G_4 | 969 | G | 4 |  | Combustion Turbine | IC Engine | MIS_IL | Illinois | 17 | Moultrie | 139 | 17139 | 0.9 | 19444 | 1951 | 9999 |  |  | N | Distillate Fuel Oil | [12 empty] | 1 | 0.66036 | 0.66036 | 0.66036 | 0.66036 | [11 empty] | Sullivan Municipal Utilities (IL) | 100 | Sullivan Municipal Utilities (IL) | 100
Sullivan (IL) | 969_G_3 | 969 | G | 3 |  | Combustion Turbine | IC Engine | MIS_IL | Illinois | 17 | Moultrie | 139 | 17139 | 1.3 | 19444 | 1956 | 9999 |  |  | N | Distillate Fuel Oil | [12 empty] | 1 | 2.3171 | 2.3171 | 2.3171 | 2.3171 | [11 empty] | Sullivan Municipal Utilities (IL) | 100 | Sullivan Municipal Utilities (IL) | 100
Sullivan (IL) | 969_G_2 | 969 | G | 2 |  | Combustion Turbine | IC Engine | MIS_IL | Illinois | 17 | Moultrie | 139 | 17139 | 2 | 19444 | 1961 | 9999 |  |  | N | Distillate Fuel Oil | [12 empty] | 1 | 0.17105 | 0.17105 | 0.17105 | 0.17105 | [11 empty] | Sullivan Municipal Utilities (IL) | 100 | Sullivan Municipal Utilities (IL) | 100
Sullivan (IL) | 969_G_10 | 969 | G | 10 |  | Combustion Turbine | IC Engine | MIS_IL | Illinois | 17 | Moultrie | 139 | 17139 | 2.2 | 19444 | 1971 | 9999 |  |  | N | Distillate Fuel Oil | [12 empty] | 1 | 0.35563 | 0.35563 | 0.35563 | 0.35563 | [11 empty] | Sullivan Municipal Utilities (IL) | 100 | Sullivan Municipal Utilities (IL) | 100
Sullivan (IL) | 969_G_9 | 969 | G | 9 |  | Combustion Turbine | IC Engine | MIS_IL | Illinois | 17 | Moultrie | 139 | 17139 | 2.2 | 19444 | 1971 | 9999 |  |  | N | Distillate Fuel Oil | [12 empty] | 1 | 0.77251 | 0.77251 | 0.77251 | 0.77251 | [11 empty] | Sullivan Municipal Utilities (IL) | 100 | Sullivan Municipal Utilities (IL) | 100
Sullivan (IL) | 969_G_1 | 969 | G | 1 |  | Combustion Turbine | IC Engine | MIS_IL | Illinois | 17 | Moultrie | 139 | 17139 | 4.3 | 19444 | 1974 | 9999 |  |  | N | Distillate Fuel Oil | [12 empty] | 1 | 0.02024 | 0.02024 | 0.02024 | 0.02024 | [11 empty] | Sullivan Municipal Utilities (IL) | 100 | Sullivan Municipal Utilities (IL) | 100
Sullivan (IL) | 969_G_11 | 969 | G | 11 |  | Combustion Turbine | IC Engine | MIS_IL | Illinois | 17 | Moultrie | 139 | 17139 | 2 | 19444 | 1996 | 9999 |  |  | N | Distillate Fuel Oil | [12 empty] | 1 | 0.0753 | 0.0753 | 0.0753 | 0.0753 | [11 empty] | Sullivan Municipal Utilities (IL) | 100 | Sullivan Municipal Utilities (IL) | 100
Sullivan (IL) | 969_G_12 | 969 | G | 12 |  | Combustion Turbine | IC Engine | MIS_IL | Illinois | 17 | Moultrie | 139 | 17139 | 1 | 19444 | 1996 | 9999 |  |  | N | Distillate Fuel Oil | [12 empty] | 1 | 1.6498 | 1.6498 | 1.6498 | 1.6498 | [11 empty] | Sullivan Municipal Utilities (IL) | 100 | Sullivan Municipal Utilities (IL) | 100
Sullivan (IL) | 969_G_13 | 969 | G | 13 |  | Combustion Turbine | IC Engine | MIS_IL | Illinois | 17 | Moultrie | 139 | 17139 | 2.3 | 10745 | 2012 | 9999 |  |  | N | Distillate Fuel Oil | [13 empty] | 1.6498 | 1.6498 | 1.6498 | 1.6498 | [11 empty] | Sullivan Municipal Utilities (IL) | 100 | Sullivan Municipal Utilities (IL) | 100
Sullivan (IL) | 969_G_14 | 969 | G | 14 |  | Combustion Turbine | IC Engine | MIS_IL | Illinois | 17 | Moultrie | 139 | 17139 | 2.3 | 10745 | 2012 | 9999 |  |  | N | Distillate Fuel Oil | [13 empty] | 1.6498 | 1.6498 | 1.6498 | 1.6498 | [11 empty] | Sullivan Municipal Utilities (IL) | 100 | Sullivan Municipal Utilities (IL) | 100
Sullivan (IL) | 969_G_15 | 969 | G | 15 |  | Combustion Turbine | IC Engine | MIS_IL | Illinois | 17 | Moultrie | 139 | 17139 | 2.3 | 10745 | 2012 | 9999 |  |  | N | Distillate Fuel Oil | [13 empty] | 1.6498 | 1.6498 | 1.6498 | 1.6498 | [11 empty] | Sullivan Municipal Utilities (IL) | 100 | Sullivan Municipal Utilities (IL) | 100
Waterloo | 971_G_3 | 971 | G | 3 |  | Combustion Turbine | IC Engine | MIS_IL | Illinois | 17 | Monroe | 133 | 17133 | 0.2 | 19228 | 1946 | 9999 |  |  | N | Distillate Fuel Oil | [12 empty] | 1 | 1.6498 | 1.6498 | 1.6498 | 1.6498 | [11 empty] | Waterloo IL (City of) | 100 | Waterloo IL (City of) | 100
Waterloo | 971_G_5 | 971 | G | 5 |  | Combustion Turbine | IC Engine | MIS_IL | Illinois | 17 | Monroe | 133 | 17133 | 0.4 | 20565 | 1950 | 9999 |  |  | N | Distillate Fuel Oil | [12 empty] | 1 | 1.6498 | 1.6498 | 1.6498 | 1.6498 | [11 empty] | Waterloo IL (City of) | 100 | Waterloo IL (City of) | 100
Waterloo | 971_G_6 | 971 | G | 6 |  | Combustion Turbine | IC Engine | MIS_IL | Illinois | 17 | Monroe | 133 | 17133 | 0.5 | 20900 | 1950 | 9999 |  |  | N | Distillate Fuel Oil | [12 empty] | 1 | 3.806 | 3.806 | 3.806 | 3.806 | [11 empty] | Waterloo IL (City of) | 100 | Waterloo IL (City of) | 100
Waterloo | 971_G_2 | 971 | G | 2 |  | Combustion Turbine | IC Engine | MIS_IL | Illinois | 17 | Monroe | 133 | 17133 | 0.2 | 19228 | 1954 | 9999 |  |  | N | Distillate Fuel Oil | [12 empty] | 1 | 1.6498 | 1.6498 | 1.6498 | 1.6498 | [11 empty] | Waterloo IL (City of) | 100 | Waterloo IL (City of) | 100
Waterloo | 971_G_7 | 971 | G | 7 |  | Combustion Turbine | IC Engine | MIS_IL | Illinois | 17 | Monroe | 133 | 17133 | 1.5 | 25000 | 1959 | 2045 |  |  | N | Natural Gas, Distillate Fuel Oil | [12 empty] | 1 | 0.94606 | 0.94606 | 0.94606 | 0.94606 | [11 empty] | Waterloo IL (City of) | 100 | Waterloo IL (City of) | 100
Waterloo | 971_G_4 | 971 | G | 4 |  | Combustion Turbine | IC Engine | MIS_IL | Illinois | 17 | Monroe | 133 | 17133 | 1.8 | 25000 | 1963 | 2045 |  |  | N | Natural Gas, Distillate Fuel Oil | [12 empty] | 1 | 1.6498 | 1.6498 | 1.6498 | 1.6498 | [11 empty] | Waterloo IL (City of) | 100 | Waterloo IL (City of) | 100
Waterloo | 971_G_1 | 971 | G | 1 |  | Combustion Turbine | IC Engine | MIS_IL | Illinois | 17 | Monroe | 133 | 17133 | 2.7 | 25000 | 1970 | 2045 |  |  | N | Natural Gas, Distillate Fuel Oil | [12 empty] | 1 | 1.6498 | 1.6498 | 1.6498 | 1.6498 | [11 empty] | Waterloo IL (City of) | 100 | Waterloo IL (City of) | 100
Waterloo | 971_G_8 | 971 | G | 8 |  | Combustion Turbine | IC Engine | MIS_IL | Illinois | 17 | Monroe | 133 | 17133 | 2.4 | 25000 | 1973 | 9999 |  |  | N | Distillate Fuel Oil | [12 empty] | 1 | 1.3198 | 1.3198 | 1.3198 | 1.3198 | [11 empty] | Waterloo IL (City of) | 100 | Waterloo IL (City of) | 100
Waterloo | 971_G_10 | 971 | G | 10 |  | Combustion Turbine | IC Engine | MIS_IL | Illinois | 17 | Monroe | 133 | 17133 | 1.8 | 10745 | 1996 | 9999 |  |  | N | Distillate Fuel Oil | [13 empty] | 1.6498 | 1.6498 | 1.6498 | 1.6498 | [11 empty] | Illinois Municipal Electric Agency | 100 | Illinois Municipal Electric Agency | 100
Waterloo | 971_G_11 | 971 | G | 11 |  | Combustion Turbine | IC Engine | MIS_IL | Illinois | 17 | Monroe | 133 | 17133 | 1.8 | 10745 | 1996 | 9999 |  |  | N | Distillate Fuel Oil | [13 empty] | 1.6498 | 1.6498 | 1.6498 | 1.6498 | [11 empty] | Illinois Municipal Electric Agency | 100 | Illinois Municipal Electric Agency | 100
Waterloo | 971_G_9 | 971 | G | 9 |  | Combustion Turbine | IC Engine | MIS_IL | Illinois | 17 | Monroe | 133 | 17133 | 1.8 | 10745 | 1996 | 9999 |  |  | N | Distillate Fuel Oil | [13 empty] | 1.6498 | 1.6498 | 1.6498 | 1.6498 | [11 empty] | Illinois Municipal Electric Agency | 100 | Illinois Municipal Electric Agency | 100
Waterloo | 971_G_12 | 971 | G | 12 |  | Combustion Turbine |  | MIS_IL | Illinois | 17 | Monroe | 133 | 17133 | 6.6 | 12299 | 2002 | 2045 |  |  | N | Natural Gas, Distillate Fuel Oil | [12 empty] | 1 | 0.16383 | 0.16383 | 0.16383 | 0.16383 | [11 empty] | Waterloo IL (City of) | 100 | Waterloo IL (City of) | 100
Waterloo | 971_G_13 | 971 | G | 13 |  | Combustion Turbine |  | MIS_IL | Illinois | 17 | Monroe | 133 | 17133 | 6.6 | 12323 | 2012 | 2045 |  |  | N | Natural Gas, Distillate Fuel Oil | [13 empty] | 0.16383 | 0.16383 | 0.16383 | 0.16383 | [11 empty] | Waterloo IL (City of) | 100 | Waterloo IL (City of) | 100
Winnetka | 972_B_5 | 972 | B | 5 |  | O/G Steam |  | PJM_COMD | Illinois | 17 | Cook | 31 | 17031 | 7 | 14500 | 1938 | 2045 |  |  | N | Natural Gas | [12 empty] | 1 | 0.18 | 0.18 | 0.18 | 0.18 | [11 empty] | Winnetka IL (Village of) | 100 | Winnetka IL (Village of) | 100
Winnetka | 972_B_7 | 972 | B | 7 |  | O/G Steam |  | PJM_COMD | Illinois | 17 | Cook | 31 | 17031 | 7 | 14500 | 1948 | 2045 |  |  | N | Natural Gas, Distillate Fuel Oil | [12 empty] | 1 | 0.2 | 0.2 | 0.2 | 0.2 | [11 empty] | Winnetka IL (Village of) | 100 | Winnetka IL (Village of) | 100
Winnetka | 972_B_4 | 972 | B | 4 |  | O/G Steam |  | PJM_COMD | Illinois | 17 | Cook | 31 | 17031 | 7 | 14500 | 1958 | 2045 |  |  | N | Natural Gas, Distillate Fuel Oil | [12 empty] | 1 | 0.23063 | 0.23063 | 0.23063 | 0.23063 | [11 empty] | Winnetka IL (Village of) | 100 | Winnetka IL (Village of) | 100
Winnetka | 972_B_8 | 972 | B | 8 |  | O/G Steam |  | PJM_COMD | Illinois | 17 | Cook | 31 | 17031 | 7 | 14500 | 1958 | 2045 |  |  | N | Natural Gas | [12 empty] | 1 | 0.23063 | 0.23063 | 0.23063 | 0.23063 | [11 empty] | Winnetka IL (Village of) | 100 | Winnetka IL (Village of) | 100
Winnetka | 972_G_8 | 972 | G | 8 |  | Combustion Turbine | IC Engine | PJM_COMD | Illinois | 17 | Cook | 31 | 17031 | 2.6 | 12723 | 1979 | 9999 |  |  | N | Distillate Fuel Oil | [12 empty] | 1 | 1.6498 | 1.6498 | 1.6498 | 1.6498 | [11 empty] | Winnetka IL (Village of) | 100 | Winnetka IL (Village of) | 100
Winnetka | 972_G_9 | 972 | G | 9 |  | Combustion Turbine | IC Engine | PJM_COMD | Illinois | 17 | Cook | 31 | 17031 | 2.6 | 12768 | 1979 | 9999 |  |  | N | Distillate Fuel Oil | [12 empty] | 1 | 1.6498 | 1.6498 | 1.6498 | 1.6498 | [11 empty] | Winnetka IL (Village of) | 100 | Winnetka IL (Village of) | 100
Marion | 976_B_123 | 976 | B | 123 | 9173 | Coal Steam |  | MIS_IL | Illinois | 17 | Williamson | 199 | 17199 | 120 | 11487 | 1978 | 2030 | FBC | wet | N | Bituminous, Waste Coal | Reagent Injection | 2003 | 0.9 | CF | SNCR |  | 2003 | B | NA |  |  |  | 0.6 | 0.0765 | 0.0765 | 0.0765 | 0.0765 | 0.01 | 0.01 | 0.01 | 0.98 | Yes | 2016 |  |  |  |  | Yes | Southern Illinois Power Coop | 100 | Southern Illinois Power Coop | 100
Marion | 976_G_5 | 976 | G | 5 | 9174 | Combustion Turbine |  | MIS_IL | Illinois | 17 | Williamson | 199 | 17199 | 70 | 13433 | 2003 | 2045 |  |  | N | Natural Gas, Distillate Fuel Oil |  |  |  | DLNB + H2O | [8 empty] | 0.004 | 0.04913 | 0.04913 | 0.04913 | 0.04913 | [11 empty] | Southern Illinois Power Coop | 100 | Southern Illinois Power Coop | 100
Marion | 976_G_6 | 976 | G | 6 | 9175 | Combustion Turbine |  | MIS_IL | Illinois | 17 | Williamson | 199 | 17199 | 70 | 13434 | 2003 | 2045 |  |  | N | Natural Gas, Distillate Fuel Oil |  |  |  | DLNB + H2O | [8 empty] | 0.004 | 0.05634 | 0.05634 | 0.05634 | 0.05634 | [11 empty] | Southern Illinois Power Coop | 100 | Southern Illinois Power Coop | 100
Clifty Creek | 983_B_1 | 983 | B | 1 | 658 | Coal Steam |  | MIS_INKY | Indiana | 18 | Jefferson | 77 | 18077 | 196 | 10819 | 1955 | 9999 | wall | wet | N | Bituminous, Subbituminous | Wet Scrubber | 2013 | 0.98 | OFA | SCR | 2003 |  | ESPC | Yes |  |  |  | 7.52 | 0.31795 | 0.13772 | 0.31795 | 0.13772 | 0.05 | 0.1 | 0.56 | 0.99 | [7 empty] | Indiana Kentucky Electric Corp | 100 | American Electric Power Co Inc | 100
Clifty Creek | 983_B_2 | 983 | B | 2 | 659 | Coal Steam |  | MIS_INKY | Indiana | 18 | Jefferson | 77 | 18077 | 196 | 10723 | 1955 | 9999 | wall | wet | N | Bituminous, Subbituminous | Wet Scrubber | 2013 | 0.98 | OFA | SCR | 2003 |  | ESPC | Yes |  |  |  | 7.52 | 0.31696 | 0.13874 | 0.31696 | 0.13874 | 0.05 | 0.1 | 0.56 | 0.99 | [7 empty] | Indiana Kentucky Electric Corp | 100 | American Electric Power Co Inc | 100
Clifty Creek | 983_B_3 | 983 | B | 3 | 660 | Coal Steam |  | MIS_INKY | Indiana | 18 | Jefferson | 77 | 18077 | 196 | 10846 | 1955 | 9999 | wall | wet | N | Bituminous, Subbituminous | Wet Scrubber | 2013 | 0.98 | OFA | SCR | 2003 |  | ESPC | Yes |  |  |  | 7.52 | 0.29495 | 0.13067 | 0.29495 | 0.13067 | 0.05 | 0.1 | 0.56 | 0.99 | [7 empty] | Indiana Kentucky Electric Corp | 100 | American Electric Power Co Inc | 100
Clifty Creek | 983_B_4 | 983 | B | 4 | 661 | Coal Steam |  | MIS_INKY | Indiana | 18 | Jefferson | 77 | 18077 | 196 | 10734 | 1955 | 9999 | wall | wet | N | Bituminous, Subbituminous | Wet Scrubber | 2013 | 0.98 | OFA | SCR | 2003 |  | ESPC | Yes |  |  |  | 7.52 | 0.075 | 0.075 | 0.075 | 0.075 | 0.05 | 0.1 | 0.56 | 0.99 | [7 empty] | Indiana Kentucky Electric Corp | 100 | American Electric Power Co Inc | 100
Clifty Creek | 983_B_5 | 983 | B | 5 | 662 | Coal Steam |  | MIS_INKY | Indiana | 18 | Jefferson | 77 | 18077 | 196 | 10727 | 1955 | 9999 | wall | wet | N | Bituminous, Subbituminous | Wet Scrubber | 2013 | 0.98 | OFA | SCR | 2002 |  | ESPC | Yes |  |  |  | 7.52 | 0.075 | 0.075 | 0.075 | 0.075 | 0.05 | 0.1 | 0.56 | 0.99 | [7 empty] | Indiana Kentucky Electric Corp | 100 | American Electric Power Co Inc | 100
Clifty Creek | 983_B_6 | 983 | B | 6 | 663 | Coal Steam |  | MIS_INKY | Indiana | 18 | Jefferson | 77 | 18077 | 196 | 10694 | 1956 | 9999 | wall | wet | N | Bituminous, Subbituminous | Wet Scrubber | 2013 | 0.98 | OFA |  |  |  | ESPH | No |  |  |  | 7.52 | 0.66651 | 0.29976 | 0.66651 | 0.29976 | 0.05 | 0.1 | 1 | 0.99 | [7 empty] | Indiana Kentucky Electric Corp | 100 | American Electric Power Co Inc | 100
Elkhart | 986_G_1 | 986 | G | 1 |  | Hydro |  | PJM_West | Indiana | 18 | Elkhart | 39 | 18039 | 0.6 | 0 | 1913 | 9999 |  |  | N | Hydro | [13 empty] | 0 | 0 | 0 | 0 | [11 empty] | Indiana Michigan Power Co | 100 | American Electric Power Co Inc | 100
Elkhart | 986_G_2 | 986 | G | 2 |  | Hydro |  | PJM_West | Indiana | 18 | Elkhart | 39 | 18039 | 0.4 | 0 | 1921 | 9999 |  |  | N | Hydro | [13 empty] | 0 | 0 | 0 | 0 | [11 empty] | Indiana Michigan Power Co | 100 | American Electric Power Co Inc | 100
Elkhart | 986_G_3 | 986 | G | 3 |  | Hydro |  | PJM_West | Indiana | 18 | Elkhart | 39 | 18039 | 0.4 | 0 | 1921 | 9999 |  |  | N | Hydro | [13 empty] | 0 | 0 | 0 | 0 | [11 empty] | Indiana Michigan Power Co | 100 | American Electric Power Co Inc | 100
Last Chance | 987_G_1 | 987 | G | 1 |  | Hydro |  | WECC_ID | Idaho | 16 | Caribou | 29 | 16029 | 0.2 | 0 | 1984 | 9999 |  |  | N | Hydro | [13 empty] | 0 | 0 | 0 | 0 | [11 empty] | PacifiCorp | 100 | Berkshire Hathaway Inc | 100
Last Chance | 987_G_2 | 987 | G | 2 |  | Hydro |  | WECC_ID | Idaho | 16 | Caribou | 29 | 16029 | 0.4 | 0 | 1984 | 9999 |  |  | N | Hydro | [13 empty] | 0 | 0 | 0 | 0 | [11 empty] | PacifiCorp | 100 | Berkshire Hathaway Inc | 100
Last Chance | 987_G_3 | 987 | G | 3 |  | Hydro |  | WECC_ID | Idaho | 16 | Caribou | 29 | 16029 | 0.8 | 0 | 1984 | 9999 |  |  | N | Hydro | [13 empty] | 0 | 0 | 0 | 0 | [11 empty] | PacifiCorp | 100 | Berkshire Hathaway Inc | 100
Twin Branch | 989_G_H1E | 989 | G | H1E |  | Hydro |  | PJM_West | Indiana | 18 | St Joseph | 141 | 18141 | 0.5 | 0 | 1989 | 9999 |  |  | N | Hydro | [13 empty] | 0 | 0 | 0 | 0 | [11 empty] | Indiana Michigan Power Co | 100 | American Electric Power Co Inc | 100
Twin Branch | 989_G_H1W | 989 | G | H1W |  | Hydro |  | PJM_West | Indiana | 18 | St Joseph | 141 | 18141 | 0.5 | 0 | 1989 | 9999 |  |  | N | Hydro | [13 empty] | 0 | 0 | 0 | 0 | [11 empty] | Indiana Michigan Power Co | 100 | American Electric Power Co Inc | 100
Twin Branch | 989_G_H2W | 989 | G | H2W |  | Hydro |  | PJM_West | Indiana | 18 | St Joseph | 141 | 18141 | 0.5 | 0 | 1989 | 9999 |  |  | N | Hydro | [13 empty] | 0 | 0 | 0 | 0 | [11 empty] | Indiana Michigan Power Co | 100 | American Electric Power Co Inc | 100
Twin Branch | 989_G_H3W | 989 | G | H3W |  | Hydro |  | PJM_West | Indiana | 18 | St Joseph | 141 | 18141 | 0.5 | 0 | 1989 | 9999 |  |  | N | Hydro | [13 empty] | 0 | 0 | 0 | 0 | [11 empty] | Indiana Michigan Power Co | 100 | American Electric Power Co Inc | 100
Twin Branch | 989_G_H4W | 989 | G | H4W |  | Hydro |  | PJM_West | Indiana | 18 | St Joseph | 141 | 18141 | 0.5 | 0 | 1989 | 9999 |  |  | N | Hydro | [13 empty] | 0 | 0 | 0 | 0 | [11 empty] | Indiana Michigan Power Co | 100 | American Electric Power Co Inc | 100
Twin Branch | 989_G_H5W | 989 | G | H5W |  | Hydro |  | PJM_West | Indiana | 18 | St Joseph | 141 | 18141 | 0.5 | 0 | 1989 | 9999 |  |  | N | Hydro | [13 empty] | 0 | 0 | 0 | 0 | [11 empty] | Indiana Michigan Power Co | 100 | American Electric Power Co Inc | 100
Twin Branch | 989_G_H6E | 989 | G | H6E |  | Hydro |  | PJM_West | Indiana | 18 | St Joseph | 141 | 18141 | 0.5 | 0 | 1989 | 9999 |  |  | N | Hydro | [13 empty] | 0 | 0 | 0 | 0 | [11 empty] | Indiana Michigan Power Co | 100 | American Electric Power Co Inc | 100
Twin Branch | 989_G_H6W | 989 | G | H6W |  | Hydro |  | PJM_West | Indiana | 18 | St Joseph | 141 | 18141 | 0.5 | 0 | 1989 | 9999 |  |  | N | Hydro | [13 empty] | 0 | 0 | 0 | 0 | [11 empty] | Indiana Michigan Power Co | 100 | American Electric Power Co Inc | 100
Harding Street | 990_B_50 | 990 | B | 50 | 675 | O/G Steam |  | MIS_INKY | Indiana | 18 | Marion | 97 | 18097 | 101 | 10586 | 1958 | 9999 | tangential | dry | N | Natural Gas |  |  |  | LNB + OFA | SNCR | [8 empty] | 0.03643 | 0.03643 | 0.03643 | 0.03643 | [11 empty] | Indianapolis Power & Light | 100 | AES Corp (The) | 100
Harding Street | 990_B_60 | 990 | B | 60 | 677 | O/G Steam |  | MIS_INKY | Indiana | 18 | Marion | 97 | 18097 | 99 | 10560 | 1961 | 9999 | tangential | wet | N | Natural Gas |  |  |  | LNB + OFA | SNCR | [8 empty] | 0.03519 | 0.03519 | 0.03519 | 0.03519 | [11 empty] | Indianapolis Power & Light | 100 | AES Corp (The) | 100
Harding Street | 990_G_IC1 | 990 | G | IC1 |  | Combustion Turbine | IC Engine | MIS_INKY | Indiana | 18 | Marion | 97 | 18097 | 3 | 14342 | 1967 | 9999 |  |  | N | Distillate Fuel Oil | [12 empty] | 1.6 | 1.6498 | 1.6498 | 1.6498 | 1.6498 | [11 empty] | Indianapolis Power & Light | 100 | AES Corp (The) | 100
Harding Street | 990_B_70 | 990 | B | 70 | 679 | O/G Steam |  | MIS_INKY | Indiana | 18 | Marion | 97 | 18097 | 418 | 10744 | 1973 | 9999 | tangential | wet | N | Natural Gas |  |  |  | LNB + OFA | SCR | [7 empty] | 5.3 | 0.2427 | 0.09349 | 0.2427 | 0.09349 | [11 empty] | Indianapolis Power & Light | 100 | AES Corp (The) | 100
Harding Street | 990_G_GT1 | 990 | G | GT1 |  | Combustion Turbine |  | MIS_INKY | Indiana | 18 | Marion | 97 | 18097 | 19.1 | 11798 | 1973 | 9999 |  |  | N | Distillate Fuel Oil | [12 empty] | 0.35 | 1.01 | 1.01 | 1.01 | 1.01 | [11 empty] | Indianapolis Power & Light | 100 | AES Corp (The) | 100
Harding Street | 990_G_GT2 | 990 | G | GT2 |  | Combustion Turbine |  | MIS_INKY | Indiana | 18 | Marion | 97 | 18097 | 17.9 | 11798 | 1973 | 9999 |  |  | N | Distillate Fuel Oil | [12 empty] | 0.35 | 1.01 | 1.01 | 1.01 | 1.01 | [11 empty] | Indianapolis Power & Light | 100 | AES Corp (The) | 100
Harding Street | 990_G_GT4 | 990 | G | GT4 | 682 | Combustion Turbine |  | MIS_INKY | Indiana | 18 | Marion | 97 | 18097 | 67 | 11798 | 1994 | 2030 |  |  | N | Natural Gas, Distillate Fuel Oil |  |  |  | H2O | [8 empty] | 1.6 | 0.15058 | 0.15058 | 0.15058 | 0.15058 | [11 empty] | Indianapolis Power & Light | 100 | AES Corp (The) | 100
Harding Street | 990_G_GT5 | 990 | G | GT5 | 683 | Combustion Turbine |  | MIS_INKY | Indiana | 18 | Marion | 97 | 18097 | 67 | 11798 | 1995 | 2030 |  |  | N | Natural Gas, Distillate Fuel Oil |  |  |  | H2O | [8 empty] | 1.6 | 0.14978 | 0.14978 | 0.14978 | 0.14978 | [11 empty] | Indianapolis Power & Light | 100 | AES Corp (The) | 100
Harding Street | 990_G_GT6 | 990 | G | GT6 | 684 | Combustion Turbine |  | MIS_INKY | Indiana | 18 | Marion | 97 | 18097 | 154 | 11798 | 2002 | 2030 |  |  | N | Natural Gas |  |  |  | DLNB | [8 empty] | 1.6 | 0.03799 | 0.03799 | 0.03799 | 0.03799 | [11 empty] | Indianapolis Power & Light | 100 | AES Corp (The) | 100
Harding Street | 990_G_BAT1 | 990 | G | BAT1 |  | Energy Storage |  | MIS_INKY | Indiana | 18 | Marion | 97 | 18097 | 20 | 0 | 2016 | 9999 |  |  | N | Energy Storage | [13 empty] | 0 | 0 | 0 | 0 | [11 empty] | Indianapolis Power & Light | 100 | AES Corp (The) | 100
Eagle Valley (IN) | 991_G_GT1 | 991 | G | GT1 | 91143 | Combined Cycle |  | MIS_INKY | Indiana | 18 | Morgan | 109 | 18109 | 207 | 7050 | 2018 | 9999 |  |  | N | Natural Gas |  |  |  | DLNB | SCR | [8 empty] | 0.0066855 | 0.0066855 | 0.0066855 | 0.0066855 | [11 empty] | Indianapolis Power & Light | 100 | AES Corp (The) | 100
Eagle Valley (IN) | 991_G_GT2 | 991 | G | GT2 | 91144 | Combined Cycle |  | MIS_INKY | Indiana | 18 | Morgan | 109 | 18109 | 207 | 7050 | 2018 | 9999 |  |  | N | Natural Gas |  |  |  | DLNB | SCR | [8 empty] | 0.0066855 | 0.0066855 | 0.0066855 | 0.0066855 | [11 empty] | Indianapolis Power & Light | 100 | AES Corp (The) | 100
Eagle Valley (IN) | 991_G_STG1 | 991 | G | STG1 | 91143 | Combined Cycle |  | MIS_INKY | Indiana | 18 | Morgan | 109 | 18109 | 230 | 7050 | 2018 | 9999 |  |  | N | Natural Gas |  |  |  | LNB | SCR | [8 empty] | 0.0066855 | 0.0066855 | 0.0066855 | 0.0066855 | [11 empty] | Indianapolis Power & Light | 100 | AES Corp (The) | 100
CC Perry K | 992_B_11 | 992 | B | 11 | 691 | O/G Steam |  | MIS_INKY | Indiana | 18 | Marion | 97 | 18097 | 2.1 | 8300 | 1938 | 9999 | wall | dry | Y | Natural Gas | [13 empty] | 0.24495 | 0.24495 | 0.24495 | 0.24495 | [11 empty] | Citizens Thermal Energy | 100 | Citizens Energy Group | 100
CC Perry K | 992_B_12 | 992 | B | 12 | 9090 | O/G Steam |  | MIS_INKY | Indiana | 18 | Marion | 97 | 18097 | 2.1 | 8300 | 1938 | 9999 | wall | dry | Y | Natural Gas |  |  |  | LNB | [9 empty] | 0.12034 | 0.12034 | 0.12034 | 0.12034 | [11 empty] | Citizens Thermal Energy | 100 | Citizens Energy Group | 100
CC Perry K | 992_B_13 | 992 | B | 13 | 9091 | O/G Steam |  | MIS_INKY | Indiana | 18 | Marion | 97 | 18097 | 0.38 | 14500 | 1938 | 9999 | wall | dry | N | Natural Gas | [13 empty] | 0.1615 | 0.1615 | 0.1615 | 0.1615 | [11 empty] | Citizens Thermal Energy | 100 | Citizens Energy Group | 100
CC Perry K | 992_B_14 | 992 | B | 14 | 9092 | O/G Steam |  | MIS_INKY | Indiana | 18 | Marion | 97 | 18097 | 0.38 | 14500 | 1938 | 9999 | wall | dry | N | Natural Gas | [13 empty] | 0.22085 | 0.22085 | 0.22085 | 0.22085 | [11 empty] | Citizens Thermal Energy | 100 | Citizens Energy Group | 100
CC Perry K | 992_B_15 | 992 | B | 15 | 9091 | O/G Steam |  | MIS_INKY | Indiana | 18 | Marion | 97 | 18097 | 0.38 | 14500 | 1938 | 9999 |  |  | N | Natural Gas | [13 empty] | 0.16189 | 0.16189 | 0.16189 | 0.16189 | [11 empty] | Citizens Thermal Energy | 100 | Citizens Energy Group | 100
CC Perry K | 992_B_16 | 992 | B | 16 | 9094 | O/G Steam |  | MIS_INKY | Indiana | 18 | Marion | 97 | 18097 | 0.38 | 14500 | 1938 | 9999 | stoker/SPR |  | N | Natural Gas |  |  |  | LNB | [9 empty] | 0.10334 | 0.10334 | 0.10334 | 0.10334 | [11 empty] | Citizens Thermal Energy | 100 | Citizens Energy Group | 100
CC Perry K | 992_B_17 | 992 | B | 17 | 9091 | O/G Steam |  | MIS_INKY | Indiana | 18 | Marion | 97 | 18097 | 0.38 | 14500 | 1938 | 9999 |  |  | N | Natural Gas |  |  |  | LNB | [9 empty] | 0.16189 | 0.16189 | 0.16189 | 0.16189 | [11 empty] | Citizens Thermal Energy | 100 | Citizens Energy Group | 100
CC Perry K | 992_B_18 | 992 | B | 18 | 9091 | O/G Steam |  | MIS_INKY | Indiana | 18 | Marion | 97 | 18097 | 0.38 | 14500 | 1938 | 9999 |  |  | N | Natural Gas |  |  |  | LNB | [9 empty] | 0.16189 | 0.16189 | 0.16189 | 0.16189 | [11 empty] | Citizens Thermal Energy | 100 | Citizens Energy Group | 100
AES Petersburg | 994_G_IC1 | 994 | G | IC1 |  | Combustion Turbine | IC Engine | MIS_INKY | Indiana | 18 | Pike | 125 | 18125 | 3 | 11065 | 1967 | 9999 |  |  | N | Distillate Fuel Oil | [12 empty] | 1.6 | 1.6498 | 1.6498 | 1.6498 | 1.6498 | [11 empty] | Indianapolis Power & Light | 100 | AES Corp (The) | 100
AES Petersburg | 994_G_IC2 | 994 | G | IC2 |  | Combustion Turbine | IC Engine | MIS_INKY | Indiana | 18 | Pike | 125 | 18125 | 3 | 11043 | 1967 | 9999 |  |  | N | Distillate Fuel Oil | [12 empty] | 1.6 | 1.6498 | 1.6498 | 1.6498 | 1.6498 | [11 empty] | Indianapolis Power & Light | 100 | AES Corp (The) | 100
AES Petersburg | 994_G_IC3 | 994 | G | IC3 |  | Combustion Turbine | IC Engine | MIS_INKY | Indiana | 18 | Pike | 125 | 18125 | 3 | 11043 | 1967 | 9999 |  |  | N | Distillate Fuel Oil | [12 empty] | 1.6 | 1.6498 | 1.6498 | 1.6498 | 1.6498 | [11 empty] | Indianapolis Power & Light | 100 | AES Corp (The) | 100
AES Petersburg | 994_B_3 | 994 | B | 3 | 694 | Coal Steam |  | MIS_INKY | Indiana | 18 | Pike | 125 | 18125 | 528 | 10632 | 1977 | 9999 | tangential | wet | N | Bituminous | Wet Scrubber | 1977 | 0.88 | LNC1 | SCR | 2004 |  | ESPC + B | No | ACI | 2016 |  | 0.333 | 0.23049 | 0.0916 | 0.23049 | 0.0916 | 0.05 | 0.1 | 0.1 | 0.98 | Yes | 2016 |  |  | C2G | 2025 |  | Indianapolis Power & Light | 100 | AES Corp (The) | 100
AES Petersburg | 994_B_4 | 994 | B | 4 | 695 | Coal Steam |  | MIS_INKY | Indiana | 18 | Pike | 125 | 18125 | 530 | 10617 | 1986 | 9999 | tangential | wet | N | Bituminous | Wet Scrubber | 1986 | 0.95 | LNC3 + LNC1 |  |  |  | ESPC | No | ACI | 2016 |  | 0.201 | 0.20942 | 0.20942 | 0.20942 | 0.20942 | 0.05 | 0.1 | 0.1 | 0.99 | Yes | 2016 |  |  | C2G | 2025 |  | Indianapolis Power & Light | 100 | AES Corp (The) | 100
Norway (IN) | 998_G_1 | 998 | G | 1 |  | Hydro |  | MIS_INKY | Indiana | 18 | White | 181 | 18181 | 1.1 | 0 | 1923 | 9999 |  |  | N | Hydro | [13 empty] | 0 | 0 | 0 | 0 | [11 empty] | Northern Indiana Public Service Co LLC | 100 | NiSource Inc | 100
Norway (IN) | 998_G_2 | 998 | G | 2 |  | Hydro |  | MIS_INKY | Indiana | 18 | White | 181 | 18181 | 1.1 | 0 | 1923 | 9999 |  |  | N | Hydro | [13 empty] | 0 | 0 | 0 | 0 | [11 empty] | Northern Indiana Public Service Co LLC | 100 | NiSource Inc | 100
Norway (IN) | 998_G_3 | 998 | G | 3 |  | Hydro |  | MIS_INKY | Indiana | 18 | White | 181 | 18181 | 1.1 | 0 | 1923 | 9999 |  |  | N | Hydro | [13 empty] | 0 | 0 | 0 | 0 | [11 empty] | Northern Indiana Public Service Co LLC | 100 | NiSource Inc | 100
Norway (IN) | 998_G_4 | 998 | G | 4 |  | Hydro |  | MIS_INKY | Indiana | 18 | White | 181 | 18181 | 0.7 | 0 | 1923 | 9999 |  |  | N | Hydro | [13 empty] | 0 | 0 | 0 | 0 | [11 empty] | Northern Indiana Public Service Co LLC | 100 | NiSource Inc | 100
Oakdale | 999_G_1 | 999 | G | 1 |  | Hydro |  | MIS_INKY | Indiana | 18 | Carroll | 15 | 18015 | 2.9 | 0 | 1925 | 9999 |  |  | N | Hydro | [13 empty] | 0 | 0 | 0 | 0 | [11 empty] | Northern Indiana Public Service Co LLC | 100 | NiSource Inc | 100
Oakdale | 999_G_2 | 999 | G | 2 |  | Hydro |  | MIS_INKY | Indiana | 18 | Carroll | 15 | 18015 | 2.2 | 0 | 1925 | 9999 |  |  | N | Hydro | [13 empty] | 0 | 0 | 0 | 0 | [11 empty] | Northern Indiana Public Service Co LLC | 100 | NiSource Inc | 100
Oakdale | 999_G_3 | 999 | G | 3 |  | Hydro |  | MIS_INKY | Indiana | 18 | Carroll | 15 | 18015 | 0.9 | 0 | 1925 | 9999 |  |  | N | Hydro | [13 empty] | 0 | 0 | 0 | 0 | [11 empty] | Northern Indiana Public Service Co LLC | 100 | NiSource Inc | 100
Cayuga | 1001_B_1 | 1001 | B | 1 | 706 | Coal Steam |  | MIS_INKY | Indiana | 18 | Vermillion | 165 | 18165 | 500 | 10203 | 1970 | 2029 | tangential | dry | N | Bituminous | Wet Scrubber | 2008 | 0.97 | LNC2 | SCR | 2015 |  | ESPC | No |  |  |  | 4.4 | 0.33574 | 0.08227 | 0.33574 | 0.08227 | 0.05 | 0.1 | 0.56 | 0.99 | Yes | 2016 | [5 empty] | Duke Energy Indiana | 100 | Duke Energy Corp | 100
Cayuga | 1001_G_31 | 1001 | G | 31 |  | Combustion Turbine | IC Engine | MIS_INKY | Indiana | 18 | Vermillion | 165 | 18165 | 3 | 11196 | 1972 | 9999 |  |  | N | Distillate Fuel Oil | [12 empty] | 1.6 | 1.6498 | 1.6498 | 1.6498 | 1.6498 | [11 empty] | Duke Energy Indiana | 100 | Duke Energy Corp | 100
Cayuga | 1001_G_32 | 1001 | G | 32 |  | Combustion Turbine | IC Engine | MIS_INKY | Indiana | 18 | Vermillion | 165 | 18165 | 3 | 11215 | 1972 | 9999 |  |  | N | Distillate Fuel Oil | [12 empty] | 1.6 | 1.6498 | 1.6498 | 1.6498 | 1.6498 | [11 empty] | Duke Energy Indiana | 100 | Duke Energy Corp | 100
Cayuga | 1001_G_33 | 1001 | G | 33 |  | Combustion Turbine | IC Engine | MIS_INKY | Indiana | 18 | Vermillion | 165 | 18165 | 2 | 11199 | 1972 | 9999 |  |  | N | Distillate Fuel Oil | [12 empty] | 1.6 | 1.6498 | 1.6498 | 1.6498 | 1.6498 | [11 empty] | Duke Energy Indiana | 100 | Duke Energy Corp | 100
Cayuga | 1001_G_34 | 1001 | G | 34 |  | Combustion Turbine | IC Engine | MIS_INKY | Indiana | 18 | Vermillion | 165 | 18165 | 2 | 11199 | 1972 | 9999 |  |  | N | Distillate Fuel Oil | [12 empty] | 1.6 | 1.6498 | 1.6498 | 1.6498 | 1.6498 | [11 empty] | Duke Energy Indiana | 100 | Duke Energy Corp | 100
Cayuga | 1001_B_2 | 1001 | B | 2 | 707 | Coal Steam |  | MIS_INKY | Indiana | 18 | Vermillion | 165 | 18165 | 495 | 10254 | 1972 | 2029 | tangential | dry | N | Bituminous | Wet Scrubber | 2008 | 0.97 | LNC2 | SCR | 2015 |  | ESPC | No |  |  |  | 4.4 | 0.31928 | 0.09977 | 0.31928 | 0.09977 | 0.05 | 0.1 | 0.56 | 0.99 | [7 empty] | Duke Energy Indiana | 100 | Duke Energy Corp | 100
Cayuga | 1001_G_4 | 1001 | G | 4 | 708 | Combustion Turbine |  | MIS_INKY | Indiana | 18 | Vermillion | 165 | 18165 | 80 | 14236 | 1993 | 9999 |  |  | N | Natural Gas, Distillate Fuel Oil |  |  |  | DLNB | [8 empty] | 1.6 | 0.06517 | 0.06517 | 0.06517 | 0.06517 | [11 empty] | Duke Energy Indiana | 100 | Duke Energy Corp | 100
Edwardsport | 1004_G_CT1 | 1004 | G | CT1 | 90673 | IGCC |  | MIS_INKY | Indiana | 18 | Knox | 83 | 18083 | 174.9 | 11371 | 2013 | 9999 |  |  | N | Bituminous |  |  | 0.95 | NDI | SCR | [7 empty] | 1.2 | 0.04856 | 0.04856 | 0.04856 | 0.04856 | 0.1 | 0.1 | 0.1 | 0.99 | [7 empty] | Duke Energy Indiana | 100 | Duke Energy Corp | 100
Edwardsport | 1004_G_CT2 | 1004 | G | CT2 | 90674 | IGCC |  | MIS_INKY | Indiana | 18 | Knox | 83 | 18083 | 174.9 | 11371 | 2013 | 9999 |  |  | N | Bituminous |  |  | 0.95 | NDI | SCR | [7 empty] | 1.2 | 0.05631 | 0.05631 | 0.05631 | 0.05631 | 0.1 | 0.1 | 0.1 | 0.99 | [7 empty] | Duke Energy Indiana | 100 | Duke Energy Corp | 100
Edwardsport | 1004_G_ST | 1004 | G | ST | 90673 | IGCC |  | MIS_INKY | Indiana | 18 | Knox | 83 | 18083 | 245.2 | 11371 | 2013 | 9999 |  |  | N | Bituminous |  |  | 0.95 | NDI | SCR | [7 empty] | 1.2 | 0.05179 | 0.05179 | 0.05179 | 0.05179 | 0.1 | 0.1 | 0.1 | 0.99 | [7 empty] | Duke Energy Indiana | 100 | Duke Energy Corp | 100
Markland | 1005_G_1 | 1005 | G | 1 |  | Hydro |  | MIS_INKY | Indiana | 18 | Switzerland | 155 | 18155 | 15 | 0 | 1967 | 9999 |  |  | N | Hydro | [13 empty] | 0 | 0 | 0 | 0 | [11 empty] | Duke Energy Indiana | 100 | Duke Energy Corp | 100
Markland | 1005_G_2 | 1005 | G | 2 |  | Hydro |  | MIS_INKY | Indiana | 18 | Switzerland | 155 | 18155 | 15 | 0 | 1967 | 9999 |  |  | N | Hydro | [13 empty] | 0 | 0 | 0 | 0 | [11 empty] | Duke Energy Indiana | 100 | Duke Energy Corp | 100
Markland | 1005_G_3 | 1005 | G | 3 |  | Hydro |  | MIS_INKY | Indiana | 18 | Switzerland | 155 | 18155 | 15 | 0 | 1967 | 9999 |  |  | N | Hydro | [13 empty] | 0 | 0 | 0 | 0 | [11 empty] | Duke Energy Indiana | 100 | Duke Energy Corp | 100
Noblesville | 1007_G_1 | 1007 | G | 1 | 8288 | Combined Cycle |  | MIS_INKY | Indiana | 18 | Hamilton | 57 | 18057 | 43 | 8887 | 1950 | 9999 |  |  | N | Natural Gas |  |  |  | DLNB | SCR | [8 empty] | 0.011311 | 0.011311 | 0.011311 | 0.011311 | [11 empty] | Duke Energy Indiana | 100 | Duke Energy Corp | 100
Noblesville | 1007_G_2 | 1007 | G | 2 | 8288 | Combined Cycle |  | MIS_INKY | Indiana | 18 | Hamilton | 57 | 18057 | 44 | 8887 | 1950 | 9999 |  |  | N | Natural Gas |  |  |  | DLNB | SCR | [8 empty] | 0.011311 | 0.011311 | 0.011311 | 0.011311 | [11 empty] | Duke Energy Indiana | 100 | Duke Energy Corp | 100
Noblesville | 1007_G_3 | 1007 | G | 3 | 8288 | Combined Cycle |  | MIS_INKY | Indiana | 18 | Hamilton | 57 | 18057 | 59 | 8887 | 2003 | 9999 |  |  | N | Natural Gas |  |  |  | DLNB | SCR | [8 empty] | 0.011311 | 0.011311 | 0.011311 | 0.011311 | [11 empty] | Duke Energy Indiana | 100 | Duke Energy Corp | 100
Noblesville | 1007_G_4 | 1007 | G | 4 | 8290 | Combined Cycle |  | MIS_INKY | Indiana | 18 | Hamilton | 57 | 18057 | 60 | 8887 | 2003 | 9999 |  |  | N | Natural Gas |  |  |  | DLNB | SCR | [8 empty] | 0.011311 | 0.011311 | 0.011311 | 0.011311 | [11 empty] | Duke Energy Indiana | 100 | Duke Energy Corp | 100
Noblesville | 1007_G_5 | 1007 | G | 5 | 8292 | Combined Cycle |  | MIS_INKY | Indiana | 18 | Hamilton | 57 | 18057 | 58 | 8887 | 2003 | 9999 |  |  | N | Natural Gas |  |  |  | DLNB | SCR | [8 empty] | 0.011311 | 0.011311 | 0.011311 | 0.011311 | [11 empty] | Duke Energy Indiana | 100 | Duke Energy Corp | 100
F B Culley | 1012_B_3 | 1012 | B | 3 | 728 | Coal Steam |  | MIS_INKY | Indiana | 18 | Warrick | 173 | 18173 | 270 | 10808 | 1973 | 9999 | wall | dry | N | Bituminous | Wet Scrubber | 1995 | 0.95 | LNB | SCR | 2003 |  | B | NA | ACI | 2015 |  | 0.25 | 0.10566 | 0.10566 | 0.10566 | 0.10566 | 0.05 | 0.1 | 0.1 | 0.99 | Yes | 2016 |  |  | C2G | 2027 |  | Southern Indiana Gas & Electric Co | 100 | CenterPoint Energy Inc | 100
Butler-Warner Generation Plant | 1016_G_1 | 1016 | G | 1 | 9622 | Combined Cycle |  | S_VACA | North Carolina | 37 | Cumberland | 51 | 37051 | 20 | 12530 | 1976 | 9999 |  |  | N | Natural Gas, Distillate Fuel Oil |  |  |  | H2O | [9 empty] | 0.32498 | 0.32498 | 0.32498 | 0.32498 | [11 empty] | Fayetteville Public Works Commission | 100 | Fayetteville Public Works Commission | 100
Butler-Warner Generation Plant | 1016_G_2 | 1016 | G | 2 | 9623 | Combined Cycle |  | S_VACA | North Carolina | 37 | Cumberland | 51 | 37051 | 20 | 12530 | 1976 | 9999 |  |  | N | Natural Gas, Distillate Fuel Oil |  |  |  | H2O | [9 empty] | 0.32498 | 0.32498 | 0.32498 | 0.32498 | [11 empty] | Fayetteville Public Works Commission | 100 | Fayetteville Public Works Commission | 100
Butler-Warner Generation Plant | 1016_G_3 | 1016 | G | 3 | 9624 | Combined Cycle |  | S_VACA | North Carolina | 37 | Cumberland | 51 | 37051 | 20 | 12530 | 1976 | 9999 |  |  | N | Natural Gas, Distillate Fuel Oil |  |  |  | H2O | [9 empty] | 0.32498 | 0.32498 | 0.32498 | 0.32498 | [11 empty] | Fayetteville Public Works Commission | 100 | Fayetteville Public Works Commission | 100
Butler-Warner Generation Plant | 1016_G_4 | 1016 | G | 4 | 9625 | Combustion Turbine |  | S_VACA | North Carolina | 37 | Cumberland | 51 | 37051 | 20 | 15300 | 1976 | 9999 |  |  | N | Natural Gas, Distillate Fuel Oil |  |  |  | H2O | [8 empty] | 2.3 | 0.29805 | 0.29805 | 0.29805 | 0.29805 | [11 empty] | Fayetteville Public Works Commission | 100 | Fayetteville Public Works Commission | 100
Butler-Warner Generation Plant | 1016_G_5 | 1016 | G | 5 | 9626 | Combustion Turbine |  | S_VACA | North Carolina | 37 | Cumberland | 51 | 37051 | 20 | 15301 | 1977 | 9999 |  |  | N | Natural Gas, Distillate Fuel Oil |  |  |  | H2O | [8 empty] | 2.3 | 0.298 | 0.298 | 0.298 | 0.298 | [11 empty] | Fayetteville Public Works Commission | 100 | Fayetteville Public Works Commission | 100
Butler-Warner Generation Plant | 1016_G_6 | 1016 | G | 6 | 9627 | Combined Cycle |  | S_VACA | North Carolina | 37 | Cumberland | 51 | 37051 | 20 | 12530 | 1978 | 9999 |  |  | N | Natural Gas, Distillate Fuel Oil |  |  |  | H2O | [9 empty] | 0.32498 | 0.32498 | 0.32498 | 0.32498 | [11 empty] | Fayetteville Public Works Commission | 100 | Fayetteville Public Works Commission | 100
Butler-Warner Generation Plant | 1016_G_7 | 1016 | G | 7 | 9628 | Combined Cycle |  | S_VACA | North Carolina | 37 | Cumberland | 51 | 37051 | 20 | 12530 | 1979 | 9999 |  |  | N | Natural Gas, Distillate Fuel Oil |  |  |  | H2O | [9 empty] | 0.32498 | 0.32498 | 0.32498 | 0.32498 | [11 empty] | Fayetteville Public Works Commission | 100 | Fayetteville Public Works Commission | 100
Butler-Warner Generation Plant | 1016_G_8 | 1016 | G | 8 | 88321 | Combined Cycle |  | S_VACA | North Carolina | 37 | Cumberland | 51 | 37051 | 20 | 12530 | 1980 | 9999 |  |  | N | Natural Gas, Distillate Fuel Oil |  |  |  | H2O | [9 empty] | 0.32498 | 0.32498 | 0.32498 | 0.32498 | [11 empty] | Fayetteville Public Works Commission | 100 | Fayetteville Public Works Commission | 100
Butler-Warner Generation Plant | 1016_G_9 | 1016 | G | 9 | 9622 | Combined Cycle |  | S_VACA | North Carolina | 37 | Cumberland | 51 | 37051 | 65 | 12530 | 1988 | 9999 |  |  | N | Natural Gas, Distillate Fuel Oil |  |  |  | H2O | [9 empty] | 0.32498 | 0.32498 | 0.32498 | 0.32498 | [11 empty] | Fayetteville Public Works Commission | 100 | Fayetteville Public Works Commission | 100
Manti Lower | 1020_G_2 | 1020 | G | 2 |  | Hydro |  | WECC_UT | Utah | 49 | Sanpete | 39 | 49039 | 0.5 | 0 | 1989 | 9999 |  |  | N | Hydro | [13 empty] | 0 | 0 | 0 | 0 | [11 empty] | Manti UT (City of) | 100 | Manti UT (City of) | 100
Manti Lower | 1020_G_HC1 | 1020 | G | HC1 |  | Hydro |  | WECC_UT | Utah | 49 | Sanpete | 39 | 49039 | 0.5 | 0 | 1989 | 9999 |  |  | N | Hydro | [13 empty] | 0 | 0 | 0 | 0 | [11 empty] | Manti UT (City of) | 100 | Manti UT (City of) | 100
Crawfordsville Power Plant | 1024_G_D1 | 1024 | G | D1 |  | Combustion Turbine | IC Engine | MIS_INKY | Indiana | 18 | Montgomery | 107 | 18107 | 0.9 | 12283 | 1994 | 9999 |  |  | N | Distillate Fuel Oil | [12 empty] | 1.6 | 1.6498 | 1.6498 | 1.6498 | 1.6498 | [11 empty] | Crawfordsville Energy LLC | 100 | Sterling Energy Group LLC | 100
Peru (IN) | 1037_G_D1 | 1037 | G | D1 |  | Combustion Turbine | IC Engine | MIS_INKY | Indiana | 18 | Miami | 103 | 18103 | 1.8 | 11000 | 2002 | 9999 |  |  | N | Distillate Fuel Oil | [12 empty] | 1.6 | 1.6498 | 1.6498 | 1.6498 | 1.6498 | [11 empty] | Peru Utility IN (City of) | 100 | Peru Utility IN (City of) | 100
Rensselaer City Light Plant | 1038_G_5 | 1038 | G | 5 |  | Combustion Turbine | IC Engine | MIS_INKY | Indiana | 18 | Jasper | 73 | 18073 | 1.8 | 13612 | 1950 | 9999 |  |  | N | Distillate Fuel Oil | [12 empty] | 1.6 | 1.6498 | 1.6498 | 1.6498 | 1.6498 | [11 empty] | Rensselaer IN (City of) | 100 | Rensselaer IN (City of) | 100
Rensselaer City Light Plant | 1038_G_6 | 1038 | G | 6 |  | Combustion Turbine | IC Engine | MIS_INKY | Indiana | 18 | Jasper | 73 | 18073 | 2.4 | 12986 | 1957 | 9999 |  |  | N | Distillate Fuel Oil | [12 empty] | 1.6 | 1.6498 | 1.6498 | 1.6498 | 1.6498 | [11 empty] | Rensselaer IN (City of) | 100 | Rensselaer IN (City of) | 100
Rensselaer City Light Plant | 1038_G_10 | 1038 | G | 10 |  | Combustion Turbine | IC Engine | MIS_INKY | Indiana | 18 | Jasper | 73 | 18073 | 1.9 | 13488 | 1971 | 9999 |  |  | N | Distillate Fuel Oil | [12 empty] | 1.6 | 1.6498 | 1.6498 | 1.6498 | 1.6498 | [11 empty] | Rensselaer IN (City of) | 100 | Rensselaer IN (City of) | 100
Rensselaer City Light Plant | 1038_G_11 | 1038 | G | 11 |  | Combustion Turbine | IC Engine | MIS_INKY | Indiana | 18 | Jasper | 73 | 18073 | 1.9 | 13488 | 1971 | 9999 |  |  | N | Distillate Fuel Oil | [12 empty] | 1.6 | 1.6498 | 1.6498 | 1.6498 | 1.6498 | [11 empty] | Rensselaer IN (City of) | 100 | Rensselaer IN (City of) | 100
Rensselaer City Light Plant | 1038_G_14 | 1038 | G | 14 |  | Combustion Turbine | IC Engine | MIS_INKY | Indiana | 18 | Jasper | 73 | 18073 | 4.8 | 10745 | 1994 | 9999 |  |  | N | Natural Gas, Distillate Fuel Oil | [12 empty] | 1.6 | 1.061 | 1.061 | 1.061 | 1.061 | [11 empty] | Rensselaer IN (City of) | 100 | Rensselaer IN (City of) | 100
Rensselaer City Light Plant | 1038_G_15 | 1038 | G | 15 |  | Combustion Turbine | IC Engine | MIS_INKY | Indiana | 18 | Jasper | 73 | 18073 | 8.3 | 10745 | 2006 | 9999 |  |  | N | Natural Gas | [12 empty] | 0.5 | 1.061 | 1.061 | 1.061 | 1.061 | [11 empty] | Rensselaer IN (City of) | 100 | Rensselaer IN (City of) | 100
Whitewater Valley | 1040_B_1 | 1040 | B | 1 | 729 | Coal Steam |  | PJM_West | Indiana | 18 | Wayne | 177 | 18177 | 35 | 13048 | 1955 | 9999 | wall | dry | N | Bituminous |  |  | 0.0581 | LA + LNB + NH3 + OFA |  |  |  | ESPC + B | No | ACI | 2016 |  | 6 | 0.37288 | 0.37288 | 0.37288 | 0.37288 | 0.1 | 0.1 | 0.1 | 0.98 | Yes | 2016 | [5 empty] | Richmond Power & Light | 100 | Richmond Power & Light | 100
Whitewater Valley | 1040_B_2 | 1040 | B | 2 | 730 | Coal Steam |  | PJM_West | Indiana | 18 | Wayne | 177 | 18177 | 65 | 12947 | 1973 | 9999 | tangential | dry | N | Bituminous |  |  | 0.078 | LNC2 + NH3 + OFA |  |  |  | ESPC + B | No | ACI | 2016 |  | 6 | 0.39657 | 0.39657 | 0.1469 | 0.1469 | 0.1 | 0.1 | 0.1 | 0.98 | Yes | 2016 | [5 empty] | Richmond Power & Light | 100 | Richmond Power & Light | 100
Iowa Hydro LLC | 1067_G_1 | 1067 | G | 1 |  | Hydro |  | MIS_IA | Iowa | 19 | Jackson | 97 | 19097 | 0.6 | 0 | 1924 | 9999 |  |  | N | Hydro | [13 empty] | 0 | 0 | 0 | 0 | [11 empty] | Iowa Hydro LLC | 100 | Renewable World Energies LLC | 100
Iowa Hydro LLC | 1067_G_2 | 1067 | G | 2 |  | Hydro |  | MIS_IA | Iowa | 19 | Jackson | 97 | 19097 | 0.6 | 0 | 1924 | 9999 |  |  | N | Hydro | [13 empty] | 0 | 0 | 0 | 0 | [11 empty] | Iowa Hydro LLC | 100 | Renewable World Energies LLC | 100
Marshalltown | 1068_G_1 | 1068 | G | 1 | 89836 | Combustion Turbine |  | MIS_IA | Iowa | 19 | Marshall | 127 | 19127 | 55.9 | 17054 | 1978 | 9999 |  |  | N | Natural Gas | [13 empty] | 0.22228 | 0.22228 | 0.22228 | 0.22228 | [11 empty] | Interstate Power & Light Co | 100 | Alliant Energy Corp | 100
Marshalltown | 1068_G_2 | 1068 | G | 2 | 89842 | Combustion Turbine |  | MIS_IA | Iowa | 19 | Marshall | 127 | 19127 | 56.2 | 17054 | 1978 | 9999 |  |  | N | Natural Gas | [13 empty] | 0.251 | 0.251 | 0.251 | 0.251 | [11 empty] | Interstate Power & Light Co | 100 | Alliant Energy Corp | 100
Marshalltown | 1068_G_3 | 1068 | G | 3 | 89844 | Combustion Turbine |  | MIS_IA | Iowa | 19 | Marshall | 127 | 19127 | 61.7 | 17054 | 1978 | 9999 |  |  | N | Natural Gas | [13 empty] | 0.2719 | 0.2719 | 0.2719 | 0.2719 | [11 empty] | Interstate Power & Light Co | 100 | Alliant Energy Corp | 100
Prairie Creek | 1073_B_1 | 1073 | B | 1 |  | Coal Steam |  | MIS_IA | Iowa | 19 | Linn | 113 | 19113 | 1.7 | 10908 | 1950 | 9999 | stoker/SPR | dry | Y | Subbituminous |  |  |  | OFA |  |  |  | ESPC | No |  |  |  | 1 | 0.74183 | 0.74183 | 0.74183 | 0.74183 | 0.64 | 0.1 | 1 | 0 |  |  |  |  | C2G | 2025 |  | Interstate Power & Light Co | 100 | Alliant Energy Corp | 100
Prairie Creek | 1073_B_2 | 1073 | B | 2 |  | Coal Steam |  | MIS_IA | Iowa | 19 | Linn | 113 | 19113 | 1.9 | 10908 | 1950 | 9999 | stoker/SPR | dry | Y | Subbituminous |  |  |  | OFA |  |  |  | ESPC | No |  |  |  | 5 | 0.90846 | 0.90846 | 0.90846 | 0.90846 | 0.64 | 0.1 | 1 | 0 |  |  |  |  | C2G | 2025 |  | Interstate Power & Light Co | 100 | Alliant Energy Corp | 100
Prairie Creek | 1073_B_3 | 1073 | B | 3 | 746 | Coal Steam |  | MIS_IA | Iowa | 19 | Linn | 113 | 19113 | 26.8 | 12146 | 1958 | 9999 | wall | dry | Y | Subbituminous |  |  |  | OFA |  |  |  | ESPC | Yes | ACI | 2014 |  | 0.7 | 0.31434 | 0.31434 | 0.1987 | 0.1987 | 0.1 | 0.1 | 0.1 | 0 |  |  |  |  | C2G | 2025 |  | Interstate Power & Light Co | 100 | Alliant Energy Corp | 100
Prairie Creek | 1073_B_4 | 1073 | B | 4 | 747 | O/G Steam |  | MIS_IA | Iowa | 19 | Linn | 113 | 19113 | 110 | 9822 | 1967 | 9999 | wall | dry | Y | Natural Gas |  |  |  | LNB + OFA | [8 empty] | 0.7 | 0.18305 | 0.18305 | 0.18305 | 0.18305 | [11 empty] | Interstate Power & Light Co | 100 | Alliant Energy Corp | 100
Coralville GT | 1079_G_1 | 1079 | G | 1 |  | Combustion Turbine |  | MIS_MIDA | Iowa | 19 | Johnson | 103 | 19103 | 16.5 | 25000 | 1970 | 9999 |  |  | N | Natural Gas | [12 empty] | 1.24 | 0.95715 | 0.95715 | 0.95715 | 0.95715 | [11 empty] | MidAmerican Energy Co | 100 | Berkshire Hathaway Inc | 100
Coralville GT | 1079_G_2 | 1079 | G | 2 |  | Combustion Turbine |  | MIS_MIDA | Iowa | 19 | Johnson | 103 | 19103 | 17.2 | 25000 | 1970 | 9999 |  |  | N | Natural Gas | [12 empty] | 1.24 | 1.1723 | 1.1723 | 1.1723 | 1.1723 | [11 empty] | MidAmerican Energy Co | 100 | Berkshire Hathaway Inc | 100
Coralville GT | 1079_G_3 | 1079 | G | 3 |  | Combustion Turbine |  | MIS_MIDA | Iowa | 19 | Johnson | 103 | 19103 | 16.2 | 25000 | 1970 | 9999 |  |  | N | Natural Gas | [12 empty] | 1.24 | 1.4079 | 1.4079 | 1.4079 | 1.4079 | [11 empty] | MidAmerican Energy Co | 100 | Berkshire Hathaway Inc | 100
Coralville GT | 1079_G_4 | 1079 | G | 4 |  | Combustion Turbine |  | MIS_MIDA | Iowa | 19 | Johnson | 103 | 19103 | 16.5 | 25000 | 1970 | 9999 |  |  | N | Natural Gas | [12 empty] | 1.24 | 1.1623 | 1.1623 | 1.1623 | 1.1623 | [11 empty] | MidAmerican Energy Co | 100 | Berkshire Hathaway Inc | 100
Walter Scott Jr Energy Center | 1082_B_3 | 1082 | B | 3 | 756 | Coal Steam |  | MIS_MIDA | Iowa | 19 | Pottawattamie | 155 | 19155 | 708 | 9926 | 1978 | 9999 | wall | dry | Y | Subbituminous | Dry Scrubber | 2009 | 0.936 | LNBO |  |  |  | ESPC + B | Yes | ACI | 2015 |  | 0.1 | 0.21342 | 0.21342 | 0.21342 | 0.21342 | 0.1 | 0.1 | 0.1 | 0.986 | [7 empty] | MidAmerican Energy Co | 79.1 | Berkshire Hathaway Inc | 79.1
Walter Scott Jr Energy Center | 1082_B_4 | 1082 | B | 4 | 89556 | Coal Steam |  | MIS_MIDA | Iowa | 19 | Pottawattamie | 155 | 19155 | 814 | 9977 | 2007 | 9999 | wall | dry | N | Subbituminous | Dry Scrubber | 2007 | 0.92 | LNB + OFA | SCR | 2007 |  | B | NA | ACI | 2007 |  | 0.1 | 0.05373 | 0.05373 | 0.05373 | 0.05373 | 0.1 | 0.1 | 0.1 | 0.97 | [7 empty] | MidAmerican Energy Co | 59.66 | Berkshire Hathaway Inc | 59.66
River Hills | 1084_G_1 | 1084 | G | 1 |  | Combustion Turbine |  | MIS_MIDA | Iowa | 19 | Polk | 153 | 19153 | 16 | 25000 | 1966 | 9999 |  |  | N | Natural Gas | [12 empty] | 0.5 | 0.3138 | 0.3138 | 0.3138 | 0.3138 | [11 empty] | MidAmerican Energy Co | 100 | Berkshire Hathaway Inc | 100
River Hills | 1084_G_2 | 1084 | G | 2 |  | Combustion Turbine |  | MIS_MIDA | Iowa | 19 | Polk | 153 | 19153 | 16 | 25000 | 1966 | 9999 |  |  | N | Natural Gas | [12 empty] | 0.5 | 0.31792 | 0.31792 | 0.31792 | 0.31792 | [11 empty] | MidAmerican Energy Co | 100 | Berkshire Hathaway Inc | 100
River Hills | 1084_G_3 | 1084 | G | 3 |  | Combustion Turbine |  | MIS_MIDA | Iowa | 19 | Polk | 153 | 19153 | 16 | 25000 | 1966 | 9999 |  |  | N | Natural Gas | [12 empty] | 0.5 | 0.31288 | 0.31288 | 0.31288 | 0.31288 | [11 empty] | MidAmerican Energy Co | 100 | Berkshire Hathaway Inc | 100
River Hills | 1084_G_4 | 1084 | G | 4 |  | Combustion Turbine |  | MIS_MIDA | Iowa | 19 | Polk | 153 | 19153 | 16 | 25000 | 1966 | 9999 |  |  | N | Natural Gas | [12 empty] | 0.5 | 0.3138 | 0.3138 | 0.3138 | 0.3138 | [11 empty] | MidAmerican Energy Co | 100 | Berkshire Hathaway Inc | 100
River Hills | 1084_G_5 | 1084 | G | 5 |  | Combustion Turbine |  | MIS_MIDA | Iowa | 19 | Polk | 153 | 19153 | 16 | 25000 | 1967 | 9999 |  |  | N | Natural Gas | [12 empty] | 0.5 | 0.32331 | 0.32331 | 0.32331 | 0.32331 | [11 empty] | MidAmerican Energy Co | 100 | Berkshire Hathaway Inc | 100
River Hills | 1084_G_6 | 1084 | G | 6 |  | Combustion Turbine |  | MIS_MIDA | Iowa | 19 | Polk | 153 | 19153 | 16 | 25000 | 1967 | 9999 |  |  | N | Natural Gas | [12 empty] | 0.5 | 0.31709 | 0.31709 | 0.31709 | 0.31709 | [11 empty] | MidAmerican Energy Co | 100 | Berkshire Hathaway Inc | 100
River Hills | 1084_G_7 | 1084 | G | 7 |  | Combustion Turbine |  | MIS_MIDA | Iowa | 19 | Polk | 153 | 19153 | 16 | 25000 | 1968 | 9999 |  |  | N | Natural Gas | [12 empty] | 0.5 | 0.31639 | 0.31639 | 0.31639 | 0.31639 | [11 empty] | MidAmerican Energy Co | 100 | Berkshire Hathaway Inc | 100
River Hills | 1084_G_8 | 1084 | G | 8 |  | Combustion Turbine |  | MIS_MIDA | Iowa | 19 | Polk | 153 | 19153 | 16 | 25000 | 1968 | 9999 |  |  | N | Natural Gas | [12 empty] | 0.5 | 0.31643 | 0.31643 | 0.31643 | 0.31643 | [11 empty] | MidAmerican Energy Co | 100 | Berkshire Hathaway Inc | 100
George Neal North | 1091_B_3 | 1091 | B | 3 | 762 | Coal Steam |  | MIS_MIDA | Iowa | 19 | Woodbury | 193 | 19193 | 515 | 10462 | 1975 | 9999 | wall | dry | N | Subbituminous | Dry Scrubber | 2014 | 0.9 | LNBO | SNCR |  | 2014 | ESPC + B | No | ACI | 2015 |  | 1.2 | 0.2048 | 0.2048 | 0.2048 | 0.2048 | 0.1 | 0.1 | 0.1 | 0.95 | [7 empty] | MidAmerican Energy Co | 72 | Berkshire Hathaway Inc | 72
Merl Parr | 1097_G_1 | 1097 | G | 1 |  | Combustion Turbine |  | MIS_MIDA | Iowa | 19 | Floyd | 67 | 19067 | 16.6 | 25000 | 1969 | 9999 |  |  | N | Natural Gas | [12 empty] | 2.5 | 1.3933 | 1.3933 | 1.3933 | 1.3933 | [11 empty] | MidAmerican Energy Co | 100 | Berkshire Hathaway Inc | 100
Merl Parr | 1097_G_2 | 1097 | G | 2 |  | Combustion Turbine |  | MIS_MIDA | Iowa | 19 | Floyd | 67 | 19067 | 16 | 25000 | 1969 | 9999 |  |  | N | Natural Gas | [12 empty] | 2.5 | 1.0077 | 1.0077 | 1.0077 | 1.0077 | [11 empty] | MidAmerican Energy Co | 100 | Berkshire Hathaway Inc | 100
Burlington (IA) | 1104_B_1 | 1104 | B | 1 | 764 | O/G Steam |  | MIS_IA | Iowa | 19 | Des Moines | 57 | 19057 | 214 | 10991 | 1968 | 9999 | tangential | wet | N | Natural Gas |  |  |  | LNB + OFA |  |  |  | ESPC | Yes | ACI | 2014 |  | 0.75 | 0.07296 | 0.07296 | 0.07296 | 0.07296 | [11 empty] | Interstate Power & Light Co | 100 | Alliant Energy Corp | 100
Keokuk | 1109_G_1 | 1109 | G | 1 |  | Hydro |  | MIS_MO | Iowa | 19 | Lee | 111 | 19111 | 10 | 0 | 1913 | 9999 |  |  | N | Hydro | [13 empty] | 0 | 0 | 0 | 0 | [11 empty] | Ameren Missouri | 100 | Ameren Corp | 100
Keokuk | 1109_G_10 | 1109 | G | 10 |  | Hydro |  | MIS_MO | Iowa | 19 | Lee | 111 | 19111 | 10 | 0 | 1913 | 9999 |  |  | N | Hydro | [13 empty] | 0 | 0 | 0 | 0 | [11 empty] | Ameren Missouri | 100 | Ameren Corp | 100
Keokuk | 1109_G_11 | 1109 | G | 11 |  | Hydro |  | MIS_MO | Iowa | 19 | Lee | 111 | 19111 | 10 | 0 | 1913 | 9999 |  |  | N | Hydro | [13 empty] | 0 | 0 | 0 | 0 | [11 empty] | Ameren Missouri | 100 | Ameren Corp | 100
Keokuk | 1109_G_12 | 1109 | G | 12 |  | Hydro |  | MIS_MO | Iowa | 19 | Lee | 111 | 19111 | 10 | 0 | 1913 | 9999 |  |  | N | Hydro | [13 empty] | 0 | 0 | 0 | 0 | [11 empty] | Ameren Missouri | 100 | Ameren Corp | 100
Keokuk | 1109_G_13 | 1109 | G | 13 |  | Hydro |  | MIS_MO | Iowa | 19 | Lee | 111 | 19111 | 10 | 0 | 1913 | 9999 |  |  | N | Hydro | [13 empty] | 0 | 0 | 0 | 0 | [11 empty] | Ameren Missouri | 100 | Ameren Corp | 100
Keokuk | 1109_G_14 | 1109 | G | 14 |  | Hydro |  | MIS_MO | Iowa | 19 | Lee | 111 | 19111 | 8 | 0 | 1913 | 9999 |  |  | N | Hydro | [13 empty] | 0 | 0 | 0 | 0 | [11 empty] | Ameren Missouri | 100 | Ameren Corp | 100
Keokuk | 1109_G_15 | 1109 | G | 15 |  | Hydro |  | MIS_MO | Iowa | 19 | Lee | 111 | 19111 | 8 | 0 | 1913 | 9999 |  |  | N | Hydro | [13 empty] | 0 | 0 | 0 | 0 | [11 empty] | Ameren Missouri | 100 | Ameren Corp | 100
Keokuk | 1109_G_2 | 1109 | G | 2 |  | Hydro |  | MIS_MO | Iowa | 19 | Lee | 111 | 19111 | 10 | 0 | 1913 | 9999 |  |  | N | Hydro | [13 empty] | 0 | 0 | 0 | 0 | [11 empty] | Ameren Missouri | 100 | Ameren Corp | 100
Keokuk | 1109_G_3 | 1109 | G | 3 |  | Hydro |  | MIS_MO | Iowa | 19 | Lee | 111 | 19111 | 10 | 0 | 1913 | 9999 |  |  | N | Hydro | [13 empty] | 0 | 0 | 0 | 0 | [11 empty] | Ameren Missouri | 100 | Ameren Corp | 100
Keokuk | 1109_G_4 | 1109 | G | 4 |  | Hydro |  | MIS_MO | Iowa | 19 | Lee | 111 | 19111 | 10 | 0 | 1913 | 9999 |  |  | N | Hydro | [13 empty] | 0 | 0 | 0 | 0 | [11 empty] | Ameren Missouri | 100 | Ameren Corp | 100
Keokuk | 1109_G_5 | 1109 | G | 5 |  | Hydro |  | MIS_MO | Iowa | 19 | Lee | 111 | 19111 | 8 | 0 | 1913 | 9999 |  |  | N | Hydro | [13 empty] | 0 | 0 | 0 | 0 | [11 empty] | Ameren Missouri | 100 | Ameren Corp | 100
Keokuk | 1109_G_6 | 1109 | G | 6 |  | Hydro |  | MIS_MO | Iowa | 19 | Lee | 111 | 19111 | 8 | 0 | 1913 | 9999 |  |  | N | Hydro | [13 empty] | 0 | 0 | 0 | 0 | [11 empty] | Ameren Missouri | 100 | Ameren Corp | 100
Keokuk | 1109_G_7 | 1109 | G | 7 |  | Hydro |  | MIS_MO | Iowa | 19 | Lee | 111 | 19111 | 10 | 0 | 1913 | 9999 |  |  | N | Hydro | [13 empty] | 0 | 0 | 0 | 0 | [11 empty] | Ameren Missouri | 100 | Ameren Corp | 100
Keokuk | 1109_G_8 | 1109 | G | 8 |  | Hydro |  | MIS_MO | Iowa | 19 | Lee | 111 | 19111 | 10 | 0 | 1913 | 9999 |  |  | N | Hydro | [13 empty] | 0 | 0 | 0 | 0 | [11 empty] | Ameren Missouri | 100 | Ameren Corp | 100
Keokuk | 1109_G_9 | 1109 | G | 9 |  | Hydro |  | MIS_MO | Iowa | 19 | Lee | 111 | 19111 | 10 | 0 | 1913 | 9999 |  |  | N | Hydro | [13 empty] | 0 | 0 | 0 | 0 | [11 empty] | Ameren Missouri | 100 | Ameren Corp | 100
Algona | 1120_G_6 | 1120 | G | 6 |  | Combustion Turbine | IC Engine | MIS_MIDA | Iowa | 19 | Kossuth | 109 | 19109 | 3.2 | 10745 | 1965 | 9999 |  |  | N | Natural Gas, Distillate Fuel Oil | [12 empty] | 2.5 | 1.6498 | 1.6498 | 1.6498 | 1.6498 | [11 empty] | Algona Municipal Utilities | 100 | Algona Municipal Utilities | 100
Algona | 1120_G_7 | 1120 | G | 7 |  | Combustion Turbine | IC Engine | MIS_MIDA | Iowa | 19 | Kossuth | 109 | 19109 | 4.1 | 10745 | 1970 | 9999 |  |  | N | Natural Gas, Distillate Fuel Oil | [12 empty] | 2.5 | 1.6498 | 1.6498 | 1.6498 | 1.6498 | [11 empty] | Algona Municipal Utilities | 100 | Algona Municipal Utilities | 100
Algona | 1120_G_8 | 1120 | G | 8 |  | Combustion Turbine | IC Engine | MIS_MIDA | Iowa | 19 | Kossuth | 109 | 19109 | 4.4 | 10745 | 1994 | 9999 |  |  | N | Distillate Fuel Oil | [12 empty] | 2.5 | 1.6498 | 1.6498 | 1.6498 | 1.6498 | [11 empty] | Algona Municipal Utilities | 100 | Algona Municipal Utilities | 100
Algona | 1120_G_9 | 1120 | G | 9 |  | Combustion Turbine | IC Engine | MIS_MIDA | Iowa | 19 | Kossuth | 109 | 19109 | 4.4 | 10745 | 1994 | 9999 |  |  | N | Distillate Fuel Oil | [12 empty] | 2.5 | 1.6498 | 1.6498 | 1.6498 | 1.6498 | [11 empty] | Algona Municipal Utilities | 100 | Algona Municipal Utilities | 100
Alta Municipal Utilities | 1121_G_2A | 1121 | G | 2A |  | Combustion Turbine | IC Engine | MIS_MIDA | Iowa | 19 | Buena Vista | 21 | 19021 | 2 | 10745 | 2018 | 9999 |  |  | N | Distillate Fuel Oil | [13 empty] | 1.6498 | 1.6498 | 1.6498 | 1.6498 | [11 empty] | Alta IA (City of) | 100 | Alta IA (City of) | 100
Alta Municipal Utilities | 1121_G_3A | 1121 | G | 3A |  | Combustion Turbine | IC Engine | MIS_MIDA | Iowa | 19 | Buena Vista | 21 | 19021 | 2 | 10745 | 2018 | 9999 |  |  | N | Distillate Fuel Oil | [13 empty] | 1.6498 | 1.6498 | 1.6498 | 1.6498 | [11 empty] | Alta IA (City of) | 100 | Alta IA (City of) | 100
Ames Electric Services Power Plant | 1122_B_7 | 1122 | B | 7 | 767 | O/G Steam |  | MIS_MIDA | Iowa | 19 | Story | 169 | 19169 | 32 | 13684 | 1968 | 9999 | tangential | dry | N | Natural Gas |  |  |  | LNC1 | [8 empty] | 1.2 | 0.09564 | 0.09564 | 0.09564 | 0.09564 | [11 empty] | Ames Municipal Electric System | 100 | Ames Municipal Electric System | 100
Ames Electric Services Power Plant | 1122_B_8 | 1122 | B | 8 | 768 | O/G Steam |  | MIS_MIDA | Iowa | 19 | Story | 169 | 19169 | 63 | 12538 | 1982 | 9999 | wall | dry | N | Natural Gas |  |  |  | LNBO | [8 empty] | 1.2 | 0.12277 | 0.12277 | 0.12277 | 0.12277 | [11 empty] | Ames Municipal Electric System | 100 | Ames Municipal Electric System | 100
Anita | 1123_G_2 | 1123 | G | 2 |  | Combustion Turbine | IC Engine | MIS_IL | Iowa | 19 | Cass | 29 | 19029 | 0.1 | 10745 | 1939 | 9999 |  |  | N | Distillate Fuel Oil | [12 empty] | 2.5 | 1.6498 | 1.6498 | 1.6498 | 1.6498 | [11 empty] | Anita IA (City of) | 100 | Anita IA (City of) | 100
Anita | 1123_G_3 | 1123 | G | 3 |  | Combustion Turbine | IC Engine | MIS_IL | Iowa | 19 | Cass | 29 | 19029 | 0.2 | 11148 | 1951 | 9999 |  |  | N | Distillate Fuel Oil | [12 empty] | 2.5 | 1.6498 | 1.6498 | 1.6498 | 1.6498 | [11 empty] | Anita IA (City of) | 100 | Anita IA (City of) | 100
Anita | 1123_G_4 | 1123 | G | 4 |  | Combustion Turbine | IC Engine | MIS_IL | Iowa | 19 | Cass | 29 | 19029 | 0.2 | 11148 | 2000 | 9999 |  |  | N | Distillate Fuel Oil | [12 empty] | 2.5 | 1.6498 | 1.6498 | 1.6498 | 1.6498 | [11 empty] | Anita IA (City of) | 100 | Anita IA (City of) | 100
Anita | 1123_G_5 | 1123 | G | 5 |  | Combustion Turbine | IC Engine | MIS_IL | Iowa | 19 | Cass | 29 | 19029 | 0.2 | 11148 | 2000 | 9999 |  |  | N | Distillate Fuel Oil | [12 empty] | 2.5 | 1.6498 | 1.6498 | 1.6498 | 1.6498 | [11 empty] | Anita IA (City of) | 100 | Anita IA (City of) | 100
Anita | 1123_G_6 | 1123 | G | 6 |  | Combustion Turbine | IC Engine | MIS_IL | Iowa | 19 | Cass | 29 | 19029 | 2 | 10873 | 2003 | 9999 |  |  | N | Distillate Fuel Oil | [12 empty] | 2.5 | 1.6498 | 1.6498 | 1.6498 | 1.6498 | [11 empty] | Anita IA (City of) | 100 | Anita IA (City of) | 100
Atlantic | 1124_G_6 | 1124 | G | 6 |  | Combustion Turbine |  | MIS_MIDA | Iowa | 19 | Cass | 29 | 19029 | 9.8 | 13412 | 1999 | 9999 |  |  | N | Natural Gas, Distillate Fuel Oil | [12 empty] | 2.5 | 0.23894 | 0.23894 | 0.23894 | 0.23894 | [11 empty] | Atlantic Municipal Utilities | 100 | Atlantic Municipal Utilities | 100
Bancroft | 1125_G_5 | 1125 | G | 5 |  | Combustion Turbine | IC Engine | MIS_MIDA | Iowa | 19 | Kossuth | 109 | 19109 | 0.5 | 25000 | 1954 | 9999 |  |  | N | Distillate Fuel Oil | [12 empty] | 2.5 | 1.6498 | 1.6498 | 1.6498 | 1.6498 | [11 empty] | Bancroft Municipal Utilities | 100 | Bancroft Municipal Utilities | 100
Bancroft | 1125_G_6 | 1125 | G | 6 |  | Combustion Turbine | IC Engine | MIS_MIDA | Iowa | 19 | Kossuth | 109 | 19109 | 1.8 | 10849 | 2001 | 9999 |  |  | N | Distillate Fuel Oil | [12 empty] | 2.5 | 1.6498 | 1.6498 | 1.6498 | 1.6498 | [11 empty] | Bancroft Municipal Utilities | 100 | Bancroft Municipal Utilities | 100
Bancroft | 1125_G_7 | 1125 | G | 7 |  | Combustion Turbine | IC Engine | MIS_MIDA | Iowa | 19 | Kossuth | 109 | 19109 | 1.8 | 11549 | 2001 | 9999 |  |  | N | Distillate Fuel Oil | [12 empty] | 2.5 | 1.6498 | 1.6498 | 1.6498 | 1.6498 | [11 empty] | Bancroft Municipal Utilities | 100 | Bancroft Municipal Utilities | 100
Bellevue | 1126_G_5 | 1126 | G | 5 |  | Combustion Turbine | IC Engine | MIS_IA | Iowa | 19 | Jackson | 97 | 19097 | 0.7 | 10745 | 1953 | 9999 |  |  | N | Distillate Fuel Oil | [12 empty] | 2.5 | 1.6498 | 1.6498 | 1.6498 | 1.6498 | [11 empty] | Bellevue Municipal Utilities | 100 | Bellevue Municipal Utilities | 100
Bellevue | 1126_G_4 | 1126 | G | 4 |  | Combustion Turbine | IC Engine | MIS_IA | Iowa | 19 | Jackson | 97 | 19097 | 0.6 | 10745 | 1963 | 9999 |  |  | N | Distillate Fuel Oil | [12 empty] | 2.5 | 1.6498 | 1.6498 | 1.6498 | 1.6498 | [11 empty] | Bellevue Municipal Utilities | 100 | Bellevue Municipal Utilities | 100
Bellevue | 1126_G_6 | 1126 | G | 6 |  | Combustion Turbine | IC Engine | MIS_IA | Iowa | 19 | Jackson | 97 | 19097 | 2.4 | 10745 | 1971 | 9999 |  |  | N | Distillate Fuel Oil | [12 empty] | 2.5 | 1.6498 | 1.6498 | 1.6498 | 1.6498 | [11 empty] | Bellevue Municipal Utilities | 100 | Bellevue Municipal Utilities | 100
Bellevue | 1126_G_2 | 1126 | G | 2 |  | Combustion Turbine | IC Engine | MIS_IA | Iowa | 19 | Jackson | 97 | 19097 | 1.6 | 10745 | 1992 | 9999 |  |  | N | Distillate Fuel Oil | [12 empty] | 2.5 | 1.6498 | 1.6498 | 1.6498 | 1.6498 | [11 empty] | Bellevue Municipal Utilities | 100 | Bellevue Municipal Utilities | 100
Bellevue | 1126_G_3 | 1126 | G | 3 |  | Combustion Turbine | IC Engine | MIS_IA | Iowa | 19 | Jackson | 97 | 19097 | 1.7 | 10745 | 2001 | 9999 |  |  | N | Distillate Fuel Oil | [12 empty] | 2.5 | 1.6498 | 1.6498 | 1.6498 | 1.6498 | [11 empty] | Bellevue Municipal Utilities | 100 | Bellevue Municipal Utilities | 100
Bloomfield | 1127_G_2 | 1127 | G | 2 |  | Combustion Turbine | IC Engine | MIS_IA | Iowa | 19 | Davis | 51 | 19051 | 0.2 | 13072 | 1945 | 9999 |  |  | N | Distillate Fuel Oil | [12 empty] | 2.5 | 1.6498 | 1.6498 | 1.6498 | 1.6498 | [11 empty] | Bloomfield IA (City of) | 100 | Bloomfield IA (City of) | 100
Bloomfield | 1127_G_4 | 1127 | G | 4 |  | Combustion Turbine | IC Engine | MIS_IA | Iowa | 19 | Davis | 51 | 19051 | 0.2 | 13072 | 1946 | 9999 |  |  | N | Distillate Fuel Oil | [12 empty] | 2.5 | 1.6498 | 1.6498 | 1.6498 | 1.6498 | [11 empty] | Bloomfield IA (City of) | 100 | Bloomfield IA (City of) | 100
Bloomfield | 1127_G_5 | 1127 | G | 5 |  | Combustion Turbine | IC Engine | MIS_IA | Iowa | 19 | Davis | 51 | 19051 | 0.8 | 13114 | 1951 | 9999 |  |  | N | Natural Gas | [12 empty] | 2.5 | 1.061 | 1.061 | 1.061 | 1.061 | [11 empty] | Bloomfield IA (City of) | 100 | Bloomfield IA (City of) | 100
Bloomfield | 1127_G_6 | 1127 | G | 6 |  | Combustion Turbine | IC Engine | MIS_IA | Iowa | 19 | Davis | 51 | 19051 | 1.2 | 13072 | 1958 | 9999 |  |  | N | Natural Gas | [12 empty] | 2.5 | 1.061 | 1.061 | 1.061 | 1.061 | [11 empty] | Bloomfield IA (City of) | 100 | Bloomfield IA (City of) | 100
Bloomfield | 1127_G_3 | 1127 | G | 3 |  | Combustion Turbine | IC Engine | MIS_IA | Iowa | 19 | Davis | 51 | 19051 | 2.2 | 13034 | 1964 | 9999 |  |  | N | Natural Gas | [12 empty] | 2.5 | 1.061 | 1.061 | 1.061 | 1.061 | [11 empty] | Bloomfield IA (City of) | 100 | Bloomfield IA (City of) | 100
Bloomfield | 1127_G_1 | 1127 | G | 1 |  | Combustion Turbine | IC Engine | MIS_IA | Iowa | 19 | Davis | 51 | 19051 | 2.3 | 13007 | 1975 | 9999 |  |  | N | Natural Gas | [12 empty] | 2.5 | 1.061 | 1.061 | 1.061 | 1.061 | [11 empty] | Bloomfield IA (City of) | 100 | Bloomfield IA (City of) | 100
Brooklyn | 1128_G_7 | 1128 | G | 7 |  | Combustion Turbine | IC Engine | MIS_IA | Iowa | 19 | Poweshiek | 157 | 19157 | 2 | 10745 | 2012 | 9999 |  |  | N | Distillate Fuel Oil | [13 empty] | 1.6498 | 1.6498 | 1.6498 | 1.6498 | [11 empty] | Brooklyn IA (City of) | 100 | Brooklyn IA (City of) | 100
Cascade | 1129_G_4 | 1129 | G | 4 |  | Combustion Turbine | IC Engine | MIS_IA | Iowa | 19 | Dubuque | 61 | 19061 | 0.5 | 10745 | 1951 | 9999 |  |  | N | Distillate Fuel Oil | [12 empty] | 2.5 | 1.6498 | 1.6498 | 1.6498 | 1.6498 | [11 empty] | Cascade Municipal Utilities | 100 | Cascade Municipal Utilities | 100
Cascade | 1129_G_1 | 1129 | G | 1 |  | Combustion Turbine | IC Engine | MIS_IA | Iowa | 19 | Dubuque | 61 | 19061 | 0.7 | 10745 | 1957 | 9999 |  |  | N | Distillate Fuel Oil | [12 empty] | 2.5 | 1.6498 | 1.6498 | 1.6498 | 1.6498 | [11 empty] | Cascade Municipal Utilities | 100 | Cascade Municipal Utilities | 100
Cascade | 1129_G_2 | 1129 | G | 2 |  | Combustion Turbine | IC Engine | MIS_IA | Iowa | 19 | Dubuque | 61 | 19061 | 1.9 | 10745 | 1971 | 9999 |  |  | N | Natural Gas, Distillate Fuel Oil | [12 empty] | 2.5 | 1.6498 | 1.6498 | 1.6498 | 1.6498 | [11 empty] | Cascade Municipal Utilities | 100 | Cascade Municipal Utilities | 100
Cascade | 1129_G_3A | 1129 | G | 3A |  | Combustion Turbine | IC Engine | MIS_IA | Iowa | 19 | Dubuque | 61 | 19061 | 1.8 | 10745 | 1998 | 9999 |  |  | N | Distillate Fuel Oil | [12 empty] | 2.5 | 1.6498 | 1.6498 | 1.6498 | 1.6498 | [11 empty] | Cascade Municipal Utilities | 100 | Cascade Municipal Utilities | 100
Gas Turbine (IA) | 1130_G_1 | 1130 | G | 1 |  | Combustion Turbine |  | MIS_MIDA | Iowa | 19 | Black Hawk | 13 | 19013 | 19 | 25000 | 1968 | 9999 |  |  | N | Natural Gas, Distillate Fuel Oil | [12 empty] | 2.5 | 0.6153 | 0.6153 | 0.6153 | 0.6153 | [11 empty] | Cedar Falls Utilities | 100 | Cedar Falls Utilities | 100
Gas Turbine (IA) | 1130_G_2 | 1130 | G | 2 |  | Combustion Turbine |  | MIS_MIDA | Iowa | 19 | Black Hawk | 13 | 19013 | 24.4 | 25000 | 2000 | 9999 |  |  | N | Natural Gas, Distillate Fuel Oil | [12 empty] | 2.5 | 0.23894 | 0.23894 | 0.23894 | 0.23894 | [11 empty] | Cedar Falls Utilities | 100 | Cedar Falls Utilities | 100
Streeter Station | 1131_B_6 | 1131 | B | 6 |  | O/G Steam |  | MIS_MIDA | Iowa | 19 | Black Hawk | 13 | 19013 | 19.6 | 14500 | 1963 | 9999 |  |  | N | Natural Gas | [12 empty] | 6 | 0.57654 | 0.57654 | 0.57654 | 0.57654 | [11 empty] | Cedar Falls Utilities | 100 | Cedar Falls Utilities | 100
Streeter Station | 1131_B_7 | 1131 | B | 7 | 772 | O/G Steam |  | MIS_MIDA | Iowa | 19 | Black Hawk | 13 | 19013 | 37 | 14500 | 1973 | 9999 | wall | dry | N | Natural Gas | [12 empty] | 6 | 0.29097 | 0.29097 | 0.29097 | 0.29097 | [11 empty] | Cedar Falls Utilities | 100 | Cedar Falls Utilities | 100
Coggon | 1132_G_IC5 | 1132 | G | IC5 |  | Combustion Turbine | IC Engine | MIS_IL | Iowa | 19 | Linn | 113 | 19113 | 1.8 | 12469 | 2003 | 9999 |  |  | N | Distillate Fuel Oil | [12 empty] | 2.5 | 1.6498 | 1.6498 | 1.6498 | 1.6498 | [11 empty] | Coggon Municipal Light Plant | 100 | Coggon Municipal Light Plant | 100
Corning | 1134_G_5 | 1134 | G | 5 |  | Combustion Turbine | IC Engine | MIS_IA | Iowa | 19 | Adams | 3 | 19003 | 2.8 | 10817 | 1975 | 9999 |  |  | N | Distillate Fuel Oil | [12 empty] | 2.5 | 1.6498 | 1.6498 | 1.6498 | 1.6498 | [11 empty] | Corning Municipal Utilities | 100 | Corning Municipal Utilities | 100
Corning | 1134_G_6 | 1134 | G | 6 |  | Combustion Turbine | IC Engine | MIS_IA | Iowa | 19 | Adams | 3 | 19003 | 2 | 11413 | 2006 | 9999 |  |  | N | Distillate Fuel Oil | [12 empty] | 2.5 | 1.6498 | 1.6498 | 1.6498 | 1.6498 | [11 empty] | Corning Municipal Utilities | 100 | Corning Municipal Utilities | 100
Corning | 1134_G_7 | 1134 | G | 7 |  | Combustion Turbine | IC Engine | MIS_IA | Iowa | 19 | Adams | 3 | 19003 | 2 | 11413 | 2006 | 9999 |  |  | N | Distillate Fuel Oil | [12 empty] | 2.5 | 1.6498 | 1.6498 | 1.6498 | 1.6498 | [11 empty] | Corning Municipal Utilities | 100 | Corning Municipal Utilities | 100
Dayton (IA) | 1135_G_5 | 1135 | G | 5 |  | Combustion Turbine | IC Engine | MIS_IA | Iowa | 19 | Webster | 187 | 19187 | 1.8 | 10745 | 2000 | 9999 |  |  | N | Distillate Fuel Oil | [12 empty] | 2.5 | 1.6498 | 1.6498 | 1.6498 | 1.6498 | [11 empty] | Dayton IA (City of) | 100 | Dayton IA (City of) | 100
Estherville | 1137_G_2 | 1137 | G | 2 |  | Combustion Turbine | IC Engine | MIS_IA | Iowa | 19 | Emmet | 63 | 19063 | 1.1 | 10745 | 1946 | 9999 |  |  | N | Distillate Fuel Oil | [12 empty] | 2.5 | 1.6498 | 1.6498 | 1.6498 | 1.6498 | [11 empty] | Estherville IA (City of) | 100 | Estherville IA (City of) | 100
Estherville | 1137_G_3 | 1137 | G | 3 |  | Combustion Turbine | IC Engine | MIS_IA | Iowa | 19 | Emmet | 63 | 19063 | 2.7 | 10745 | 1960 | 9999 |  |  | N | Natural Gas, Distillate Fuel Oil | [12 empty] | 2.5 | 1.061 | 1.061 | 1.061 | 1.061 | [11 empty] | Estherville IA (City of) | 100 | Estherville IA (City of) | 100
Estherville | 1137_G_7 | 1137 | G | 7 |  | Combustion Turbine | IC Engine | MIS_IA | Iowa | 19 | Emmet | 63 | 19063 | 2.7 | 10745 | 1960 | 9999 |  |  | N | Natural Gas, Distillate Fuel Oil | [12 empty] | 2.5 | 1.061 | 1.061 | 1.061 | 1.061 | [11 empty] | Estherville IA (City of) | 100 | Estherville IA (City of) | 100
Estherville | 1137_G_4 | 1137 | G | 4 |  | Combustion Turbine | IC Engine | MIS_IA | Iowa | 19 | Emmet | 63 | 19063 | 3.6 | 10745 | 1969 | 9999 |  |  | N | Natural Gas, Distillate Fuel Oil | [12 empty] | 2.5 | 1.061 | 1.061 | 1.061 | 1.061 | [11 empty] | Estherville IA (City of) | 100 | Estherville IA (City of) | 100
Estherville | 1137_G_5 | 1137 | G | 5 |  | Combustion Turbine | IC Engine | MIS_IA | Iowa | 19 | Emmet | 63 | 19063 | 3.6 | 10745 | 1969 | 9999 |  |  | N | Natural Gas, Distillate Fuel Oil | [12 empty] | 2.5 | 1.061 | 1.061 | 1.061 | 1.061 | [11 empty] | Estherville IA (City of) | 100 | Estherville IA (City of) | 100
Forest City Light Plant | 1138_G_5 | 1138 | G | 5 |  | Combustion Turbine | IC Engine | MIS_MNWI | Iowa | 19 | Winnebago | 189 | 19189 | 0.7 | 10745 | 1950 | 9999 |  |  | N | Distillate Fuel Oil | [12 empty] | 2.5 | 1.6498 | 1.6498 | 1.6498 | 1.6498 | [11 empty] | Forest City IA (City of) | 100 | Forest City IA (City of) | 100
Forest City Light Plant | 1138_G_1 | 1138 | G | 1 |  | Combustion Turbine | IC Engine | MIS_MNWI | Iowa | 19 | Winnebago | 189 | 19189 | 1.3 | 10745 | 1958 | 9999 |  |  | N | Distillate Fuel Oil | [12 empty] | 2.5 | 1.6498 | 1.6498 | 1.6498 | 1.6498 | [11 empty] | Forest City IA (City of) | 100 | Forest City IA (City of) | 100
Forest City Light Plant | 1138_G_2 | 1138 | G | 2 |  | Combustion Turbine | IC Engine | MIS_MNWI | Iowa | 19 | Winnebago | 189 | 19189 | 2.2 | 10745 | 1965 | 9999 |  |  | N | Distillate Fuel Oil | [12 empty] | 2.5 | 1.6498 | 1.6498 | 1.6498 | 1.6498 | [11 empty] | Forest City IA (City of) | 100 | Forest City IA (City of) | 100
Forest City Light Plant | 1138_G_3 | 1138 | G | 3 |  | Combustion Turbine | IC Engine | MIS_MNWI | Iowa | 19 | Winnebago | 189 | 19189 | 3.3 | 10745 | 1968 | 9999 |  |  | N | Distillate Fuel Oil | [12 empty] | 2.5 | 1.6498 | 1.6498 | 1.6498 | 1.6498 | [11 empty] | Forest City IA (City of) | 100 | Forest City IA (City of) | 100
Forest City Light Plant | 1138_G_4 | 1138 | G | 4 |  | Combustion Turbine | IC Engine | MIS_MNWI | Iowa | 19 | Winnebago | 189 | 19189 | 6.1 | 10745 | 1976 | 9999 |  |  | N | Distillate Fuel Oil | [12 empty] | 2.5 | 1.6498 | 1.6498 | 1.6498 | 1.6498 | [11 empty] | Forest City IA (City of) | 100 | Forest City IA (City of) | 100
Forest City Light Plant | 1138_G_6 | 1138 | G | 6 |  | Combustion Turbine | IC Engine | MIS_MNWI | Iowa | 19 | Winnebago | 189 | 19189 | 7.6 | 10745 | 2000 | 9999 |  |  | N | Distillate Fuel Oil | [12 empty] | 2.5 | 1.6498 | 1.6498 | 1.6498 | 1.6498 | [11 empty] | Forest City IA (City of) | 100 | Forest City IA (City of) | 100
Gowrie | 1141_G_3 | 1141 | G | 3 |  | Combustion Turbine | IC Engine | MIS_IA | Iowa | 19 | Webster | 187 | 19187 | 2.2 | 11648 | 2013 | 9999 |  |  | N | Distillate Fuel Oil | [13 empty] | 1.6498 | 1.6498 | 1.6498 | 1.6498 | [11 empty] | Gowrie Municipal Utilities | 100 | Gowrie Municipal Utilities | 100
Graettinger | 1142_G_4 | 1142 | G | 4 |  | Combustion Turbine | IC Engine | MIS_IA | Iowa | 19 | Palo Alto | 147 | 19147 | 0.5 | 11908 | 1957 | 9999 |  |  | N | Distillate Fuel Oil | [12 empty] | 2.5 | 1.6498 | 1.6498 | 1.6498 | 1.6498 | [11 empty] | Graettinger Municipal Light Plant | 100 | Graettinger Municipal Light Plant | 100
Graettinger | 1142_G_5 | 1142 | G | 5 |  | Combustion Turbine | IC Engine | MIS_IA | Iowa | 19 | Palo Alto | 147 | 19147 | 1.1 | 11586 | 1990 | 9999 |  |  | N | Distillate Fuel Oil | [12 empty] | 0.107 | 1.6498 | 1.6498 | 1.6498 | 1.6498 | [11 empty] | Graettinger Municipal Light Plant | 100 | Graettinger Municipal Light Plant | 100
Graettinger | 1142_G_6 | 1142 | G | 6 |  | Combustion Turbine | IC Engine | MIS_IA | Iowa | 19 | Palo Alto | 147 | 19147 | 2 | 11304 | 2002 | 9999 |  |  | N | Distillate Fuel Oil | [12 empty] | 2.5 | 1.6498 | 1.6498 | 1.6498 | 1.6498 | [11 empty] | Graettinger Municipal Light Plant | 100 | Graettinger Municipal Light Plant | 100
Grand Junction | 1143_G_2 | 1143 | G | 2 |  | Combustion Turbine | IC Engine | MIS_IA | Iowa | 19 | Greene | 73 | 19073 | 1.7 | 12849 | 1994 | 9999 |  |  | N | Distillate Fuel Oil | [12 empty] | 2.5 | 1.6498 | 1.6498 | 1.6498 | 1.6498 | [11 empty] | Grand Junction Municipal Light & Power | 100 | Grand Junction Municipal Light & Power | 100
Grundy Center City Light Plant | 1145_G_IC1 | 1145 | G | IC1 |  | Combustion Turbine | IC Engine | MIS_IA | Iowa | 19 | Grundy | 75 | 19075 | 2.2 | 10748 | 1963 | 9999 |  |  | N | Natural Gas, Distillate Fuel Oil | [12 empty] | 2.5 | 1.6498 | 1.6498 | 1.6498 | 1.6498 | [11 empty] | Grundy Center Municipal Light & Power Dept | 100 | Grundy Center Municipal Light & Power Dept | 100
Grundy Center City Light Plant | 1145_G_IC2 | 1145 | G | IC2 |  | Combustion Turbine | IC Engine | MIS_IA | Iowa | 19 | Grundy | 75 | 19075 | 3.5 | 10745 | 1972 | 9999 |  |  | N | Natural Gas, Distillate Fuel Oil | [12 empty] | 2.5 | 1.6498 | 1.6498 | 1.6498 | 1.6498 | [11 empty] | Grundy Center Municipal Light & Power Dept | 100 | Grundy Center Municipal Light & Power Dept | 100
Grundy Center City Light Plant | 1145_G_IC3 | 1145 | G | IC3 |  | Combustion Turbine | IC Engine | MIS_IA | Iowa | 19 | Grundy | 75 | 19075 | 3 | 10745 | 1990 | 9999 |  |  | N | Natural Gas, Distillate Fuel Oil | [12 empty] | 2.5 | 1.6498 | 1.6498 | 1.6498 | 1.6498 | [11 empty] | Grundy Center Municipal Light & Power Dept | 100 | Grundy Center Municipal Light & Power Dept | 100
Harlan | 1146_G_HMU1 | 1146 | G | HMU1 |  | Combustion Turbine | IC Engine | MIS_MIDA | Iowa | 19 | Shelby | 165 | 19165 | 1.6 | 10745 | 2001 | 9999 |  |  | N | Distillate Fuel Oil | [12 empty] | 2.5 | 1.6498 | 1.6498 | 1.6498 | 1.6498 | [11 empty] | Harlan Municipal Utilities | 100 | Harlan Municipal Utilities | 100
Harlan | 1146_G_HMU2 | 1146 | G | HMU2 |  | Combustion Turbine | IC Engine | MIS_MIDA | Iowa | 19 | Shelby | 165 | 19165 | 1.6 | 10830 | 2001 | 9999 |  |  | N | Distillate Fuel Oil | [12 empty] | 2.5 | 1.6498 | 1.6498 | 1.6498 | 1.6498 | [11 empty] | Harlan Municipal Utilities | 100 | Harlan Municipal Utilities | 100
Indianola | 1150_G_7 | 1150 | G | 7 |  | Combustion Turbine |  | MIS_MIDA | Iowa | 19 | Warren | 181 | 19181 | 19.4 | 25000 | 1977 | 9999 |  |  | N | Distillate Fuel Oil | [12 empty] | 2.5 | 1.01 | 1.01 | 1.01 | 1.01 | [11 empty] | Indianola Municipal Utilities | 100 | Indianola Municipal Utilities | 100
Indianola | 1150_G_8 | 1150 | G | 8 |  | Combustion Turbine |  | MIS_MIDA | Iowa | 19 | Warren | 181 | 19181 | 22.8 | 25000 | 2000 | 9999 |  |  | N | Distillate Fuel Oil | [12 empty] | 2.5 | 1.01 | 1.01 | 1.01 | 1.01 | [11 empty] | Indianola Municipal Utilities | 100 | Indianola Municipal Utilities | 100
Lake Park | 1153_G_3 | 1153 | G | 3 |  | Combustion Turbine | IC Engine | MIS_IA | Iowa | 19 | Dickinson | 59 | 19059 | 2 | 10745 | 2005 | 9999 |  |  | N | Distillate Fuel Oil | [12 empty] | 2.5 | 1.6498 | 1.6498 | 1.6498 | 1.6498 | [11 empty] | Lake Park Municipal Utilities | 100 | Lake Park Municipal Utilities | 100
Lake Park | 1153_G_G2 | 1153 | G | G2 |  | Combustion Turbine | IC Engine | MIS_IA | Iowa | 19 | Dickinson | 59 | 19059 | 2 | 10745 | 2005 | 9999 |  |  | N | Distillate Fuel Oil | [12 empty] | 2.5 | 1.6498 | 1.6498 | 1.6498 | 1.6498 | [11 empty] | Lake Park Municipal Utilities | 100 | Lake Park Municipal Utilities | 100
Lake Mills | 1154_G_4 | 1154 | G | 4 |  | Combustion Turbine | IC Engine | MIS_IA | Iowa | 19 | Winnebago | 189 | 19189 | 1.3 | 10745 | 1962 | 9999 |  |  | N | Natural Gas, Distillate Fuel Oil | [12 empty] | 2.5 | 1.6498 | 1.6498 | 1.6498 | 1.6498 | [11 empty] | Lake Mills IA (City of) | 100 | Lake Mills IA (City of) | 100
Lake Mills | 1154_G_6 | 1154 | G | 6 |  | Combustion Turbine | IC Engine | MIS_IA | Iowa | 19 | Winnebago | 189 | 19189 | 5.7 | 10745 | 1979 | 9999 |  |  | N | Distillate Fuel Oil | [12 empty] | 2.5 | 1.6498 | 1.6498 | 1.6498 | 1.6498 | [11 empty] | Lake Mills IA (City of) | 100 | Lake Mills IA (City of) | 100
Lake Mills | 1154_G_7 | 1154 | G | 7 |  | Combustion Turbine | IC Engine | MIS_IA | Iowa | 19 | Winnebago | 189 | 19189 | 7.6 | 10745 | 1999 | 9999 |  |  | N | Distillate Fuel Oil | [12 empty] | 2.5 | 1.6498 | 1.6498 | 1.6498 | 1.6498 | [11 empty] | Lake Mills IA (City of) | 100 | Lake Mills IA (City of) | 100
Lamoni Municipal Utilities | 1155_G_2 | 1155 | G | 2 |  | Combustion Turbine | IC Engine | MIS_IA | Iowa | 19 | Decatur | 53 | 19053 | 0.2 | 10745 | 1940 | 9999 |  |  | N | Distillate Fuel Oil | [12 empty] | 2.5 | 1.6498 | 1.6498 | 1.6498 | 1.6498 | [11 empty] | Lamoni Municipal Utilities | 100 | Lamoni Municipal Utilities | 100
Lamoni Municipal Utilities | 1155_G_3 | 1155 | G | 3 |  | Combustion Turbine | IC Engine | MIS_IA | Iowa | 19 | Decatur | 53 | 19053 | 0.3 | 11291 | 1941 | 9999 |  |  | N | Distillate Fuel Oil | [12 empty] | 2.5 | 1.6498 | 1.6498 | 1.6498 | 1.6498 | [11 empty] | Lamoni Municipal Utilities | 100 | Lamoni Municipal Utilities | 100
Lamoni Municipal Utilities | 1155_G_4 | 1155 | G | 4 |  | Combustion Turbine | IC Engine | MIS_IA | Iowa | 19 | Decatur | 53 | 19053 | 0.6 | 10878 | 1948 | 9999 |  |  | N | Distillate Fuel Oil | [12 empty] | 2.5 | 1.6498 | 1.6498 | 1.6498 | 1.6498 | [11 empty] | Lamoni Municipal Utilities | 100 | Lamoni Municipal Utilities | 100
Lamoni Municipal Utilities | 1155_G_5 | 1155 | G | 5 |  | Combustion Turbine | IC Engine | MIS_IA | Iowa | 19 | Decatur | 53 | 19053 | 1.1 | 10931 | 1955 | 9999 |  |  | N | Natural Gas, Distillate Fuel Oil | [12 empty] | 2.5 | 1.6498 | 1.6498 | 1.6498 | 1.6498 | [11 empty] | Lamoni Municipal Utilities | 100 | Lamoni Municipal Utilities | 100
Lamoni Municipal Utilities | 1155_G_1 | 1155 | G | 1 |  | Combustion Turbine | IC Engine | MIS_IA | Iowa | 19 | Decatur | 53 | 19053 | 2.7 | 10785 | 1973 | 9999 |  |  | N | Natural Gas, Distillate Fuel Oil | [12 empty] | 2.5 | 1.6498 | 1.6498 | 1.6498 | 1.6498 | [11 empty] | Lamoni Municipal Utilities | 100 | Lamoni Municipal Utilities | 100
Lamoni Municipal Utilities | 1155_G_6 | 1155 | G | 6 |  | Combustion Turbine | IC Engine | MIS_IA | Iowa | 19 | Decatur | 53 | 19053 | 0.5 | 10944 | 1993 | 9999 |  |  | N | Distillate Fuel Oil | [12 empty] | 2.5 | 1.6498 | 1.6498 | 1.6498 | 1.6498 | [11 empty] | Lamoni Municipal Utilities | 100 | Lamoni Municipal Utilities | 100
Lamoni Municipal Utilities | 1155_G_7 | 1155 | G | 7 |  | Combustion Turbine | IC Engine | MIS_IA | Iowa | 19 | Decatur | 53 | 19053 | 2.3 | 10894 | 2011 | 9999 |  |  | N | Distillate Fuel Oil | [13 empty] | 1.6498 | 1.6498 | 1.6498 | 1.6498 | [11 empty] | Lamoni Municipal Utilities | 100 | Lamoni Municipal Utilities | 100
Lamoni Municipal Utilities | 1155_G_8 | 1155 | G | 8 |  | Combustion Turbine | IC Engine | MIS_IA | Iowa | 19 | Decatur | 53 | 19053 | 2.3 | 10894 | 2011 | 9999 |  |  | N | Distillate Fuel Oil | [13 empty] | 1.6498 | 1.6498 | 1.6498 | 1.6498 | [11 empty] | Lamoni Municipal Utilities | 100 | Lamoni Municipal Utilities | 100
La Porte | 1156_G_3A | 1156 | G | 3A |  | Combustion Turbine | IC Engine | MIS_IL | Iowa | 19 | Black Hawk | 13 | 19013 | 1.8 | 11393 | 2000 | 9999 |  |  | N | Distillate Fuel Oil | [12 empty] | 0.03 | 1.6498 | 1.6498 | 1.6498 | 1.6498 | [11 empty] | La Porte City Utilities | 100 | La Porte City Utilities | 100
La Porte | 1156_G_4A | 1156 | G | 4A |  | Combustion Turbine | IC Engine | MIS_IL | Iowa | 19 | Black Hawk | 13 | 19013 | 1.8 | 11453 | 2000 | 9999 |  |  | N | Distillate Fuel Oil | [12 empty] | 0.048 | 1.6498 | 1.6498 | 1.6498 | 1.6498 | [11 empty] | La Porte City Utilities | 100 | La Porte City Utilities | 100
La Porte | 1156_G_6 | 1156 | G | 6 |  | Combustion Turbine | IC Engine | MIS_IL | Iowa | 19 | Black Hawk | 13 | 19013 | 1.8 | 11453 | 2013 | 9999 |  |  | N | Distillate Fuel Oil | [13 empty] | 1.6498 | 1.6498 | 1.6498 | 1.6498 | [11 empty] | La Porte City Utilities | 100 | La Porte City Utilities | 100
Laurens | 1157_G_4 | 1157 | G | 4 |  | Combustion Turbine | IC Engine | MIS_MIDA | Iowa | 19 | Pocahontas | 151 | 19151 | 0.7 | 10745 | 1951 | 9999 |  |  | N | Distillate Fuel Oil | [12 empty] | 2.5 | 1.6498 | 1.6498 | 1.6498 | 1.6498 | [11 empty] | Laurens IA (City of) | 100 | Laurens IA (City of) | 100
Laurens | 1157_G_3 | 1157 | G | 3 |  | Combustion Turbine | IC Engine | MIS_MIDA | Iowa | 19 | Pocahontas | 151 | 19151 | 0.7 | 10745 | 1952 | 9999 |  |  | N | Distillate Fuel Oil | [12 empty] | 2.5 | 1.6498 | 1.6498 | 1.6498 | 1.6498 | [11 empty] | Laurens IA (City of) | 100 | Laurens IA (City of) | 100
Laurens | 1157_G_5 | 1157 | G | 5 |  | Combustion Turbine | IC Engine | MIS_MIDA | Iowa | 19 | Pocahontas | 151 | 19151 | 2.3 | 10745 | 2013 | 9999 |  |  | N | Distillate Fuel Oil | [13 empty] | 1.6498 | 1.6498 | 1.6498 | 1.6498 | [11 empty] | Laurens IA (City of) | 100 | Laurens IA (City of) | 100
Laurens | 1157_G_6 | 1157 | G | 6 |  | Combustion Turbine | IC Engine | MIS_MIDA | Iowa | 19 | Pocahontas | 151 | 19151 | 2.3 | 10745 | 2013 | 9999 |  |  | N | Distillate Fuel Oil | [13 empty] | 1.6498 | 1.6498 | 1.6498 | 1.6498 | [11 empty] | Laurens IA (City of) | 100 | Laurens IA (City of) | 100
Laurens | 1157_G_7 | 1157 | G | 7 |  | Combustion Turbine | IC Engine | MIS_MIDA | Iowa | 19 | Pocahontas | 151 | 19151 | 2.3 | 10745 | 2013 | 9999 |  |  | N | Distillate Fuel Oil | [13 empty] | 1.6498 | 1.6498 | 1.6498 | 1.6498 | [11 empty] | Laurens IA (City of) | 100 | Laurens IA (City of) | 100
Lenox | 1158_G_1 | 1158 | G | 1 |  | Combustion Turbine | IC Engine | MIS_IA | Iowa | 19 | Taylor | 173 | 19173 | 0.3 | 12409 | 1948 | 9999 |  |  | N | Distillate Fuel Oil | [12 empty] | 2.5 | 1.6498 | 1.6498 | 1.6498 | 1.6498 | [11 empty] | Lenox IA (City of) | 100 | Lenox IA (City of) | 100
Lenox | 1158_G_2 | 1158 | G | 2 |  | Combustion Turbine | IC Engine | MIS_IA | Iowa | 19 | Taylor | 173 | 19173 | 1.1 | 12302 | 1965 | 9999 |  |  | N | Distillate Fuel Oil | [12 empty] | 2.5 | 1.6498 | 1.6498 | 1.6498 | 1.6498 | [11 empty] | Lenox IA (City of) | 100 | Lenox IA (City of) | 100
Lenox | 1158_G_3 | 1158 | G | 3 |  | Combustion Turbine | IC Engine | MIS_IA | Iowa | 19 | Taylor | 173 | 19173 | 0.9 | 12410 | 1966 | 9999 |  |  | N | Distillate Fuel Oil | [12 empty] | 2.5 | 1.6498 | 1.6498 | 1.6498 | 1.6498 | [11 empty] | Lenox IA (City of) | 100 | Lenox IA (City of) | 100
Lenox | 1158_G_4 | 1158 | G | 4 |  | Combustion Turbine | IC Engine | MIS_IA | Iowa | 19 | Taylor | 173 | 19173 | 1.7 | 12155 | 2001 | 9999 |  |  | N | Distillate Fuel Oil | [12 empty] | 2.5 | 1.6498 | 1.6498 | 1.6498 | 1.6498 | [11 empty] | Lenox IA (City of) | 100 | Lenox IA (City of) | 100
Lenox | 1158_G_5 | 1158 | G | 5 |  | Combustion Turbine | IC Engine | MIS_IA | Iowa | 19 | Taylor | 173 | 19173 | 1.8 | 13261 | 2016 | 9999 |  |  | N | Distillate Fuel Oil | [13 empty] | 1.6498 | 1.6498 | 1.6498 | 1.6498 | [11 empty] | Lenox IA (City of) | 100 | Lenox IA (City of) | 100
Manning | 1160_G_1 | 1160 | G | 1 |  | Combustion Turbine | IC Engine | MIS_MIDA | Iowa | 19 | Carroll | 27 | 19027 | 0.2 | 12283 | 1928 | 9999 |  |  | N | Distillate Fuel Oil | [12 empty] | 2.5 | 1.6498 | 1.6498 | 1.6498 | 1.6498 | [11 empty] | Manning IA (City of) | 100 | Manning IA (City of) | 100
Manning | 1160_G_2 | 1160 | G | 2 |  | Combustion Turbine | IC Engine | MIS_MIDA | Iowa | 19 | Carroll | 27 | 19027 | 0.2 | 12283 | 1928 | 9999 |  |  | N | Distillate Fuel Oil | [12 empty] | 2.5 | 1.6498 | 1.6498 | 1.6498 | 1.6498 | [11 empty] | Manning IA (City of) | 100 | Manning IA (City of) | 100
Manning | 1160_G_4 | 1160 | G | 4 |  | Combustion Turbine | IC Engine | MIS_MIDA | Iowa | 19 | Carroll | 27 | 19027 | 0.6 | 12283 | 1949 | 9999 |  |  | N | Distillate Fuel Oil | [12 empty] | 2.5 | 1.6498 | 1.6498 | 1.6498 | 1.6498 | [11 empty] | Manning IA (City of) | 100 | Manning IA (City of) | 100
Manning | 1160_G_M1 | 1160 | G | M1 |  | Combustion Turbine | IC Engine | MIS_MIDA | Iowa | 19 | Carroll | 27 | 19027 | 2.3 | 12283 | 2012 | 9999 |  |  | N | Distillate Fuel Oil | [13 empty] | 1.6498 | 1.6498 | 1.6498 | 1.6498 | [11 empty] | Manning IA (City of) | 100 | Manning IA (City of) | 100
Manning | 1160_G_M2 | 1160 | G | M2 |  | Combustion Turbine | IC Engine | MIS_MIDA | Iowa | 19 | Carroll | 27 | 19027 | 2.3 | 12283 | 2012 | 9999 |  |  | N | Distillate Fuel Oil | [13 empty] | 1.6498 | 1.6498 | 1.6498 | 1.6498 | [11 empty] | Manning IA (City of) | 100 | Manning IA (City of) | 100
Manning | 1160_G_M3 | 1160 | G | M3 |  | Combustion Turbine | IC Engine | MIS_MIDA | Iowa | 19 | Carroll | 27 | 19027 | 2.3 | 12283 | 2012 | 9999 |  |  | N | Distillate Fuel Oil | [13 empty] | 1.6498 | 1.6498 | 1.6498 | 1.6498 | [11 empty] | Manning IA (City of) | 100 | Manning IA (City of) | 100
Maquoketa 1 | 1162_G_5 | 1162 | G | 5 |  | Combustion Turbine | IC Engine | MIS_IA | Iowa | 19 | Jackson | 97 | 19097 | 1.4 | 12283 | 1956 | 9999 |  |  | N | Natural Gas, Distillate Fuel Oil | [12 empty] | 2.5 | 1.061 | 1.061 | 1.061 | 1.061 | [11 empty] | Maquoketa Municipal Electric Utility | 100 | Maquoketa Municipal Electric Utility | 100
Maquoketa 1 | 1162_G_6 | 1162 | G | 6 |  | Combustion Turbine | IC Engine | MIS_IA | Iowa | 19 | Jackson | 97 | 19097 | 2.1 | 12283 | 1962 | 9999 |  |  | N | Natural Gas, Distillate Fuel Oil | [12 empty] | 2.5 | 1.061 | 1.061 | 1.061 | 1.061 | [11 empty] | Maquoketa Municipal Electric Utility | 100 | Maquoketa Municipal Electric Utility | 100
Maquoketa 1 | 1162_G_3 | 1162 | G | 3 |  | Combustion Turbine | IC Engine | MIS_IA | Iowa | 19 | Jackson | 97 | 19097 | 1.8 | 12283 | 1969 | 9999 |  |  | N | Natural Gas, Distillate Fuel Oil | [12 empty] | 2.5 | 1.061 | 1.061 | 1.061 | 1.061 | [11 empty] | Maquoketa Municipal Electric Utility | 100 | Maquoketa Municipal Electric Utility | 100
Maquoketa 1 | 1162_G_7 | 1162 | G | 7 |  | Combustion Turbine | IC Engine | MIS_IA | Iowa | 19 | Jackson | 97 | 19097 | 6 | 12283 | 1982 | 9999 |  |  | N | Natural Gas, Distillate Fuel Oil | [12 empty] | 2.5 | 1.061 | 1.061 | 1.061 | 1.061 | [11 empty] | Maquoketa Municipal Electric Utility | 100 | Maquoketa Municipal Electric Utility | 100
Maquoketa 1 | 1162_G_8 | 1162 | G | 8 |  | Combustion Turbine | IC Engine | MIS_IA | Iowa | 19 | Jackson | 97 | 19097 | 1.7 | 12283 | 1996 | 9999 |  |  | N | Distillate Fuel Oil | [12 empty] | 2.5 | 1.6498 | 1.6498 | 1.6498 | 1.6498 | [11 empty] | Maquoketa Municipal Electric Utility | 100 | Maquoketa Municipal Electric Utility | 100
Maquoketa 1 | 1162_G_4A | 1162 | G | 4A |  | Combustion Turbine | IC Engine | MIS_IA | Iowa | 19 | Jackson | 97 | 19097 | 1.7 | 12283 | 1999 | 9999 |  |  | N | Distillate Fuel Oil | [12 empty] | 2.5 | 1.6498 | 1.6498 | 1.6498 | 1.6498 | [11 empty] | Maquoketa Municipal Electric Utility | 100 | Maquoketa Municipal Electric Utility | 100
Maquoketa 1 | 1162_G_9 | 1162 | G | 9 |  | Combustion Turbine | IC Engine | MIS_IA | Iowa | 19 | Jackson | 97 | 19097 | 1.7 | 12283 | 2000 | 9999 |  |  | N | Distillate Fuel Oil | [12 empty] | 2.5 | 1.6498 | 1.6498 | 1.6498 | 1.6498 | [11 empty] | Maquoketa Municipal Electric Utility | 100 | Maquoketa Municipal Electric Utility | 100
Maquoketa 1 | 1162_G_1A | 1162 | G | 1A |  | Combustion Turbine | IC Engine | MIS_IA | Iowa | 19 | Jackson | 97 | 19097 | 2.8 | 12283 | 2004 | 9999 |  |  | N | Natural Gas, Distillate Fuel Oil | [12 empty] | 2.5 | 1.061 | 1.061 | 1.061 | 1.061 | [11 empty] | Maquoketa Municipal Electric Utility | 100 | Maquoketa Municipal Electric Utility | 100
Maquoketa 1 | 1162_G_2A | 1162 | G | 2A |  | Combustion Turbine | IC Engine | MIS_IA | Iowa | 19 | Jackson | 97 | 19097 | 2.8 | 12283 | 2004 | 9999 |  |  | N | Natural Gas, Distillate Fuel Oil | [12 empty] | 2.5 | 1.061 | 1.061 | 1.061 | 1.061 | [11 empty] | Maquoketa Municipal Electric Utility | 100 | Maquoketa Municipal Electric Utility | 100
McGregor | 1163_G_2 | 1163 | G | 2 |  | Combustion Turbine | IC Engine | MIS_IA | Iowa | 19 | Clayton | 43 | 19043 | 0.3 | 15551 | 1941 | 9999 |  |  | N | Distillate Fuel Oil | [12 empty] | 2.5 | 1.6498 | 1.6498 | 1.6498 | 1.6498 | [11 empty] | McGregor Municipal Utilities | 100 | McGregor Municipal Utilities | 100
McGregor | 1163_G_1 | 1163 | G | 1 |  | Combustion Turbine | IC Engine | MIS_IA | Iowa | 19 | Clayton | 43 | 19043 | 1.2 | 12926 | 1977 | 9999 |  |  | N | Distillate Fuel Oil | [12 empty] | 2.5 | 1.6498 | 1.6498 | 1.6498 | 1.6498 | [11 empty] | McGregor Municipal Utilities | 100 | McGregor Municipal Utilities | 100
Milford | 1164_G_4 | 1164 | G | 4 |  | Combustion Turbine | IC Engine | MIS_IA | Iowa | 19 | Dickinson | 59 | 19059 | 0.5 | 10745 | 1949 | 9999 |  |  | N | Distillate Fuel Oil | [13 empty] | 1.6498 | 1.6498 | 1.6498 | 1.6498 | [11 empty] | Milford Municipal Utilities | 100 | Milford Municipal Utilities | 100
Milford | 1164_G_1 | 1164 | G | 1 |  | Combustion Turbine | IC Engine | MIS_IA | Iowa | 19 | Dickinson | 59 | 19059 | 0.6 | 10745 | 1954 | 9999 |  |  | N | Distillate Fuel Oil | [13 empty] | 1.6498 | 1.6498 | 1.6498 | 1.6498 | [11 empty] | Milford Municipal Utilities | 100 | Milford Municipal Utilities | 100
Milford | 1164_G_5 | 1164 | G | 5 |  | Combustion Turbine | IC Engine | MIS_IA | Iowa | 19 | Dickinson | 59 | 19059 | 1.8 | 10745 | 1997 | 9999 |  |  | N | Distillate Fuel Oil | [12 empty] | 1.559 | 1.6498 | 1.6498 | 1.6498 | 1.6498 | [11 empty] | Milford Municipal Utilities | 100 | Milford Municipal Utilities | 100
Milford | 1164_G_6 | 1164 | G | 6 |  | Combustion Turbine | IC Engine | MIS_IA | Iowa | 19 | Dickinson | 59 | 19059 | 1.8 | 10745 | 1997 | 9999 |  |  | N | Distillate Fuel Oil | [12 empty] | 1.559 | 1.6498 | 1.6498 | 1.6498 | 1.6498 | [11 empty] | Milford Municipal Utilities | 100 | Milford Municipal Utilities | 100
Milford | 1164_G_7 | 1164 | G | 7 |  | Combustion Turbine | IC Engine | MIS_IA | Iowa | 19 | Dickinson | 59 | 19059 | 1.8 | 10745 | 1997 | 9999 |  |  | N | Distillate Fuel Oil | [12 empty] | 1.559 | 1.6498 | 1.6498 | 1.6498 | 1.6498 | [11 empty] | Milford Municipal Utilities | 100 | Milford Municipal Utilities | 100
Montezuma | 1165_G_1 | 1165 | G | 1 |  | Combustion Turbine | IC Engine | MIS_MIDA | Iowa | 19 | Poweshiek | 157 | 19157 | 0.2 | 11468 | 1940 | 9999 |  |  | N | Distillate Fuel Oil | [12 empty] | 2.5 | 1.6498 | 1.6498 | 1.6498 | 1.6498 | [11 empty] | Montezuma Municipal Light & Power | 100 | Montezuma Municipal Light & Power | 100
Montezuma | 1165_G_4 | 1165 | G | 4 |  | Combustion Turbine | IC Engine | MIS_MIDA | Iowa | 19 | Poweshiek | 157 | 19157 | 0.5 | 11566 | 1947 | 9999 |  |  | N | Distillate Fuel Oil | [12 empty] | 0.174 | 1.6498 | 1.6498 | 1.6498 | 1.6498 | [11 empty] | Montezuma Municipal Light & Power | 100 | Montezuma Municipal Light & Power | 100
Montezuma | 1165_G_5 | 1165 | G | 5 |  | Combustion Turbine | IC Engine | MIS_MIDA | Iowa | 19 | Poweshiek | 157 | 19157 | 1 | 11483 | 1959 | 9999 |  |  | N | Distillate Fuel Oil | [12 empty] | 0.173 | 1.6498 | 1.6498 | 1.6498 | 1.6498 | [11 empty] | Montezuma Municipal Light & Power | 100 | Montezuma Municipal Light & Power | 100
Montezuma | 1165_G_6 | 1165 | G | 6 |  | Combustion Turbine | IC Engine | MIS_MIDA | Iowa | 19 | Poweshiek | 157 | 19157 | 1.6 | 11487 | 1967 | 9999 |  |  | N | Natural Gas, Distillate Fuel Oil | [12 empty] | 0.171 | 1.061 | 1.061 | 1.061 | 1.061 | [11 empty] | Montezuma Municipal Light & Power | 100 | Montezuma Municipal Light & Power | 100
Montezuma | 1165_G_7 | 1165 | G | 7 |  | Combustion Turbine | IC Engine | MIS_MIDA | Iowa | 19 | Poweshiek | 157 | 19157 | 2.3 | 11476 | 1974 | 9999 |  |  | N | Natural Gas, Distillate Fuel Oil | [12 empty] | 0.171 | 1.061 | 1.061 | 1.061 | 1.061 | [11 empty] | Montezuma Municipal Light & Power | 100 | Montezuma Municipal Light & Power | 100
Montezuma | 1165_G_8 | 1165 | G | 8 |  | Combustion Turbine | IC Engine | MIS_MIDA | Iowa | 19 | Poweshiek | 157 | 19157 | 1.8 | 11506 | 1998 | 9999 |  |  | N | Distillate Fuel Oil | [12 empty] | 0.172 | 1.6498 | 1.6498 | 1.6498 | 1.6498 | [11 empty] | Montezuma Municipal Light & Power | 100 | Montezuma Municipal Light & Power | 100
Montezuma | 1165_G_9 | 1165 | G | 9 |  | Combustion Turbine | IC Engine | MIS_MIDA | Iowa | 19 | Poweshiek | 157 | 19157 | 1.8 | 11506 | 2000 | 9999 |  |  | N | Distillate Fuel Oil | [12 empty] | 0.172 | 1.6498 | 1.6498 | 1.6498 | 1.6498 | [11 empty] | Montezuma Municipal Light & Power | 100 | Montezuma Municipal Light & Power | 100
Montezuma | 1165_G_10 | 1165 | G | 10 |  | Combustion Turbine | IC Engine | MIS_MIDA | Iowa | 19 | Poweshiek | 157 | 19157 | 0.2 | 11468 | 2003 | 9999 |  |  | N | Distillate Fuel Oil | [13 empty] | 1.6498 | 1.6498 | 1.6498 | 1.6498 | [11 empty] | Montezuma Municipal Light & Power | 100 | Montezuma Municipal Light & Power | 100
Mt Pleasant | 1166_G_1 | 1166 | G | 1 |  | Combustion Turbine | IC Engine | MIS_IA | Iowa | 19 | Henry | 87 | 19087 | 2 | 10745 | 2002 | 9999 |  |  | N | Distillate Fuel Oil | [12 empty] | 0.146 | 1.6498 | 1.6498 | 1.6498 | 1.6498 | [11 empty] | MT Pleasant Municipal Utilities | 100 | MT Pleasant Municipal Utilities | 100
Mt Pleasant | 1166_G_10 | 1166 | G | 10 |  | Combustion Turbine | IC Engine | MIS_IA | Iowa | 19 | Henry | 87 | 19087 | 2 | 10745 | 2002 | 9999 |  |  | N | Distillate Fuel Oil | [12 empty] | 0.146 | 1.6498 | 1.6498 | 1.6498 | 1.6498 | [11 empty] | MT Pleasant Municipal Utilities | 100 | MT Pleasant Municipal Utilities | 100
Mt Pleasant | 1166_G_11 | 1166 | G | 11 |  | Combustion Turbine | IC Engine | MIS_IA | Iowa | 19 | Henry | 87 | 19087 | 2 | 10745 | 2002 | 9999 |  |  | N | Distillate Fuel Oil | [12 empty] | 0.146 | 1.6498 | 1.6498 | 1.6498 | 1.6498 | [11 empty] | MT Pleasant Municipal Utilities | 100 | MT Pleasant Municipal Utilities | 100
Mt Pleasant | 1166_G_12 | 1166 | G | 12 |  | Combustion Turbine | IC Engine | MIS_IA | Iowa | 19 | Henry | 87 | 19087 | 2 | 10745 | 2002 | 9999 |  |  | N | Distillate Fuel Oil | [12 empty] | 0.146 | 1.6498 | 1.6498 | 1.6498 | 1.6498 | [11 empty] | MT Pleasant Municipal Utilities | 100 | MT Pleasant Municipal Utilities | 100
Mt Pleasant | 1166_G_2 | 1166 | G | 2 |  | Combustion Turbine | IC Engine | MIS_IA | Iowa | 19 | Henry | 87 | 19087 | 2 | 10745 | 2002 | 9999 |  |  | N | Distillate Fuel Oil | [12 empty] | 0.146 | 1.6498 | 1.6498 | 1.6498 | 1.6498 | [11 empty] | MT Pleasant Municipal Utilities | 100 | MT Pleasant Municipal Utilities | 100
Mt Pleasant | 1166_G_3 | 1166 | G | 3 |  | Combustion Turbine | IC Engine | MIS_IA | Iowa | 19 | Henry | 87 | 19087 | 2 | 10745 | 2002 | 9999 |  |  | N | Distillate Fuel Oil | [12 empty] | 0.146 | 1.6498 | 1.6498 | 1.6498 | 1.6498 | [11 empty] | MT Pleasant Municipal Utilities | 100 | MT Pleasant Municipal Utilities | 100
Mt Pleasant | 1166_G_4A | 1166 | G | 4A |  | Combustion Turbine | IC Engine | MIS_IA | Iowa | 19 | Henry | 87 | 19087 | 2 | 10745 | 2002 | 9999 |  |  | N | Distillate Fuel Oil | [12 empty] | 0.146 | 1.6498 | 1.6498 | 1.6498 | 1.6498 | [11 empty] | MT Pleasant Municipal Utilities | 100 | MT Pleasant Municipal Utilities | 100
Mt Pleasant | 1166_G_5A | 1166 | G | 5A |  | Combustion Turbine | IC Engine | MIS_IA | Iowa | 19 | Henry | 87 | 19087 | 2 | 10745 | 2002 | 9999 |  |  | N | Distillate Fuel Oil | [12 empty] | 0.146 | 1.6498 | 1.6498 | 1.6498 | 1.6498 | [11 empty] | MT Pleasant Municipal Utilities | 100 | MT Pleasant Municipal Utilities | 100
Mt Pleasant | 1166_G_6 | 1166 | G | 6 |  | Combustion Turbine | IC Engine | MIS_IA | Iowa | 19 | Henry | 87 | 19087 | 2 | 10745 | 2002 | 9999 |  |  | N | Distillate Fuel Oil | [12 empty] | 0.146 | 1.6498 | 1.6498 | 1.6498 | 1.6498 | [11 empty] | MT Pleasant Municipal Utilities | 100 | MT Pleasant Municipal Utilities | 100
Mt Pleasant | 1166_G_7 | 1166 | G | 7 |  | Combustion Turbine | IC Engine | MIS_IA | Iowa | 19 | Henry | 87 | 19087 | 2 | 10745 | 2002 | 9999 |  |  | N | Distillate Fuel Oil | [12 empty] | 0.146 | 1.6498 | 1.6498 | 1.6498 | 1.6498 | [11 empty] | MT Pleasant Municipal Utilities | 100 | MT Pleasant Municipal Utilities | 100
Mt Pleasant | 1166_G_8 | 1166 | G | 8 |  | Combustion Turbine | IC Engine | MIS_IA | Iowa | 19 | Henry | 87 | 19087 | 2 | 10745 | 2002 | 9999 |  |  | N | Distillate Fuel Oil | [12 empty] | 0.146 | 1.6498 | 1.6498 | 1.6498 | 1.6498 | [11 empty] | MT Pleasant Municipal Utilities | 100 | MT Pleasant Municipal Utilities | 100
Mt Pleasant | 1166_G_9 | 1166 | G | 9 |  | Combustion Turbine | IC Engine | MIS_IA | Iowa | 19 | Henry | 87 | 19087 | 2 | 10745 | 2002 | 9999 |  |  | N | Distillate Fuel Oil | [12 empty] | 0.146 | 1.6498 | 1.6498 | 1.6498 | 1.6498 | [11 empty] | MT Pleasant Municipal Utilities | 100 | MT Pleasant Municipal Utilities | 100
Muscatine Plant #1 | 1167_B_7 | 1167 | B | 7 |  | Coal Steam |  | MIS_IA | Iowa | 19 | Muscatine | 139 | 19139 | 20.7 | 8800 | 1958 | 2029 | stoker/SPR | dry | N | Subbituminous | [7 empty] | ESPC | No |  |  |  | 6 | 0.42901 | 0.42901 | 0.42901 | 0.42901 | 0.64 | 0.1 | 1 | 0 | [7 empty] | Muscatine Power & Water | 100 | Muscatine Power & Water | 100
Muscatine Plant #1 | 1167_B_8 | 1167 | B | 8 | 787 | Coal Steam |  | MIS_IA | Iowa | 19 | Muscatine | 139 | 19139 | 44 | 8300 | 1969 | 2029 | cyclone | wet | Y | Subbituminous |  |  |  | LA + OFA |  |  |  | ESPC | No | ACI | 2016 |  | 6 | 0.81466 | 0.81466 | 0.81466 | 0.81466 | 0.1 | 0.1 | 0.1 | 0 | [7 empty] | Muscatine Power & Water | 100 | Muscatine Power & Water | 100
Muscatine Plant #1 | 1167_B_9 | 1167 | B | 9 | 788 | Coal Steam |  | MIS_IA | Iowa | 19 | Muscatine | 139 | 19139 | 163 | 8800 | 1983 | 9999 | tangential | dry | N | Subbituminous | Wet Scrubber | 1983 | 0.96 | OFA |  |  |  | ESPC | No | ACI | 2016 |  | 0.45 | 0.1654 | 0.1654 | 0.1469 | 0.1469 | 0.1 | 0.1 | 0.1 | 0.99 | [7 empty] | Muscatine Power & Water | 100 | Muscatine Power & Water | 100
New Hampton | 1168_G_3 | 1168 | G | 3 |  | Combustion Turbine | IC Engine | MIS_IA | Iowa | 19 | Chickasaw | 37 | 19037 | 3.5 | 18000 | 1967 | 9999 |  |  | N | Natural Gas, Distillate Fuel Oil | [12 empty] | 1.558 | 1.061 | 1.061 | 1.061 | 1.061 | [11 empty] | New Hampton Municipal Light Plant | 100 | New Hampton Municipal Light Plant | 100
New Hampton | 1168_G_4 | 1168 | G | 4 |  | Combustion Turbine | IC Engine | MIS_IA | Iowa | 19 | Chickasaw | 37 | 19037 | 5 | 18000 | 1973 | 9999 |  |  | N | Natural Gas, Distillate Fuel Oil | [12 empty] | 1.575 | 1.061 | 1.061 | 1.061 | 1.061 | [11 empty] | New Hampton Municipal Light Plant | 100 | New Hampton Municipal Light Plant | 100
New Hampton | 1168_G_5 | 1168 | G | 5 |  | Combustion Turbine | IC Engine | MIS_IA | Iowa | 19 | Chickasaw | 37 | 19037 | 5 | 18000 | 1973 | 9999 |  |  | N | Natural Gas, Distillate Fuel Oil | [12 empty] | 1.575 | 1.061 | 1.061 | 1.061 | 1.061 | [11 empty] | New Hampton Municipal Light Plant | 100 | New Hampton Municipal Light Plant | 100
New Hampton | 1168_G_7 | 1168 | G | 7 |  | Combustion Turbine | IC Engine | MIS_IA | Iowa | 19 | Chickasaw | 37 | 19037 | 5.3 | 10745 | 1999 | 9999 |  |  | N | Distillate Fuel Oil | [12 empty] | 1.564 | 1.6498 | 1.6498 | 1.6498 | 1.6498 | [11 empty] | New Hampton Municipal Light Plant | 100 | New Hampton Municipal Light Plant | 100
New Hampton | 1168_G_8 | 1168 | G | 8 |  | Combustion Turbine | IC Engine | MIS_IA | Iowa | 19 | Chickasaw | 37 | 19037 | 5.3 | 10745 | 1999 | 9999 |  |  | N | Distillate Fuel Oil | [12 empty] | 1.564 | 1.6498 | 1.6498 | 1.6498 | 1.6498 | [11 empty] | New Hampton Municipal Light Plant | 100 | New Hampton Municipal Light Plant | 100
Ogden | 1169_G_4 | 1169 | G | 4 |  | Combustion Turbine | IC Engine | MIS_IA | Iowa | 19 | Boone | 15 | 19015 | 0.5 | 25000 | 1951 | 9999 |  |  | N | Natural Gas, Distillate Fuel Oil | [12 empty] | 7.637 | 1.6498 | 1.6498 | 1.6498 | 1.6498 | [11 empty] | Ogden IA (City of) | 100 | Ogden IA (City of) | 100
Ogden | 1169_G_5 | 1169 | G | 5 |  | Combustion Turbine | IC Engine | MIS_IA | Iowa | 19 | Boone | 15 | 19015 | 1 | 25000 | 1958 | 9999 |  |  | N | Natural Gas, Distillate Fuel Oil | [12 empty] | 3.812 | 1.6498 | 1.6498 | 1.6498 | 1.6498 | [11 empty] | Ogden IA (City of) | 100 | Ogden IA (City of) | 100
Ogden | 1169_G_6 | 1169 | G | 6 |  | Combustion Turbine | IC Engine | MIS_IA | Iowa | 19 | Boone | 15 | 19015 | 2.5 | 25000 | 1971 | 9999 |  |  | N | Natural Gas, Distillate Fuel Oil | [12 empty] | 7.719 | 1.6498 | 1.6498 | 1.6498 | 1.6498 | [11 empty] | Ogden IA (City of) | 100 | Ogden IA (City of) | 100
Osage (IA) | 1172_G_5 | 1172 | G | 5 |  | Combustion Turbine | IC Engine | MIS_IA | Iowa | 19 | Mitchell | 131 | 19131 | 3.1 | 12283 | 1963 | 9999 |  |  | N | Natural Gas | [12 empty] | 1.558 | 1.061 | 1.061 | 1.061 | 1.061 | [11 empty] | Osage Municipal Utilities | 100 | Osage Municipal Utilities | 100
Osage (IA) | 1172_G_6 | 1172 | G | 6 |  | Combustion Turbine | IC Engine | MIS_IA | Iowa | 19 | Mitchell | 131 | 19131 | 6 | 12283 | 1973 | 9999 |  |  | N | Natural Gas | [12 empty] | 1.563 | 1.061 | 1.061 | 1.061 | 1.061 | [11 empty] | Osage Municipal Utilities | 100 | Osage Municipal Utilities | 100
Osage (IA) | 1172_G_7 | 1172 | G | 7 |  | Combustion Turbine | IC Engine | MIS_IA | Iowa | 19 | Mitchell | 131 | 19131 | 3.6 | 12283 | 1996 | 9999 |  |  | N | Distillate Fuel Oil | [12 empty] | 1.559 | 1.6498 | 1.6498 | 1.6498 | 1.6498 | [11 empty] | Osage Municipal Utilities | 100 | Osage Municipal Utilities | 100
Osage (IA) | 1172_G_8 | 1172 | G | 8 |  | Combustion Turbine | IC Engine | MIS_IA | Iowa | 19 | Mitchell | 131 | 19131 | 3.6 | 12283 | 1998 | 9999 |  |  | N | Distillate Fuel Oil | [12 empty] | 7.713 | 1.6498 | 1.6498 | 1.6498 | 1.6498 | [11 empty] | Osage Municipal Utilities | 100 | Osage Municipal Utilities | 100
Osage (IA) | 1172_G_W1 | 1172 | G | W1 |  | Onshore Wind |  | MIS_IA | Iowa | 19 | Mitchell | 131 | 19131 | 0.5 | 0 | 2009 | 9999 |  |  | N | Wind | [13 empty] | 0 | 0 | 0 | 0 | [11 empty] | Osage Municipal Utilities | 100 | Osage Municipal Utilities | 100
Osage (IA) | 1172_G_SO | 1172 | G | SO |  | Solar PV |  | MIS_IA | Iowa | 19 | Mitchell | 131 | 19131 | 0.8 | 0 | 2016 | 9999 |  |  | N | Solar | [13 empty] | 0 | 0 | 0 | 0 | [11 empty] | Osage Municipal Utilities | 100 | Osage Municipal Utilities | 100
Ottumwa City of | 1173_G_2 | 1173 | G | 2 |  | Hydro |  | MIS_IA | Iowa | 19 | Wapello | 179 | 19179 | 1.2 | 0 | 1931 | 9999 |  |  | N | Hydro | [13 empty] | 0 | 0 | 0 | 0 | [11 empty] | Ottumwa (City of) | 100 | Ottumwa (City of) | 100
Ottumwa City of | 1173_G_3 | 1173 | G | 3 |  | Hydro |  | MIS_IA | Iowa | 19 | Wapello | 179 | 19179 | 1 | 0 | 1931 | 9999 |  |  | N | Hydro | [13 empty] | 0 | 0 | 0 | 0 | [11 empty] | Ottumwa (City of) | 100 | Ottumwa (City of) | 100
Preston (IA) | 1176_G_4 | 1176 | G | 4 |  | Combustion Turbine | IC Engine | MIS_IA | Iowa | 19 | Jackson | 97 | 19097 | 1.8 | 18000 | 1980 | 9999 |  |  | N | Natural Gas | [12 empty] | 1.558 | 1.061 | 1.061 | 1.061 | 1.061 | [11 empty] | Preston IA (City of) | 100 | Preston IA (City of) | 100
Primghar | 1177_G_4 | 1177 | G | 4 |  | Combustion Turbine | IC Engine | MIS_MIDA | Iowa | 19 | O'Brien | 141 | 19141 | 0.6 | 12283 | 1972 | 9999 |  |  | N | Distillate Fuel Oil | [12 empty] | 2.5 | 1.6498 | 1.6498 | 1.6498 | 1.6498 | [11 empty] | Primghar Municipal Electric Utility | 100 | Primghar Municipal Electric Utility | 100
Primghar | 1177_G_5 | 1177 | G | 5 |  | Combustion Turbine | IC Engine | MIS_MIDA | Iowa | 19 | O'Brien | 141 | 19141 | 0.9 | 12283 | 1992 | 9999 |  |  | N | Distillate Fuel Oil | [12 empty] | 2.5 | 1.6498 | 1.6498 | 1.6498 | 1.6498 | [11 empty] | Primghar Municipal Electric Utility | 100 | Primghar Municipal Electric Utility | 100
Rockford | 1180_G_1 | 1180 | G | 1 |  | Combustion Turbine | IC Engine | MIS_MIDA | Iowa | 19 | Floyd | 67 | 19067 | 0.4 | 10975 | 1951 | 9999 |  |  | N | Distillate Fuel Oil | [12 empty] | 1.562 | 1.6498 | 1.6498 | 1.6498 | 1.6498 | [11 empty] | Rockford Municipal Light Plant | 100 | Rockford Municipal Light Plant | 100
Rockford | 1180_G_5 | 1180 | G | 5 |  | Combustion Turbine | IC Engine | MIS_MIDA | Iowa | 19 | Floyd | 67 | 19067 | 0.9 | 11288 | 1961 | 9999 |  |  | N | Distillate Fuel Oil | [12 empty] | 1.564 | 1.6498 | 1.6498 | 1.6498 | 1.6498 | [11 empty] | Rockford Municipal Light Plant | 100 | Rockford Municipal Light Plant | 100
Rockford | 1180_G_6 | 1180 | G | 6 |  | Combustion Turbine | IC Engine | MIS_MIDA | Iowa | 19 | Floyd | 67 | 19067 | 1.6 | 11200 | 1999 | 9999 |  |  | N | Distillate Fuel Oil | [12 empty] | 1.424 | 1.6498 | 1.6498 | 1.6498 | 1.6498 | [11 empty] | Rockford Municipal Light Plant | 100 | Rockford Municipal Light Plant | 100
Rock Rapids | 1181_G_1 | 1181 | G | 1 |  | Combustion Turbine | IC Engine | MIS_IA | Iowa | 19 | Lyon | 119 | 19119 | 2.5 | 14177 | 1968 | 9999 |  |  | N | Distillate Fuel Oil | [12 empty] | 2.5 | 1.6498 | 1.6498 | 1.6498 | 1.6498 | [11 empty] | Rock Rapids Utilities | 100 | Rock Rapids Utilities | 100
Sibley One | 1184_G_2 | 1184 | G | 2 |  | Combustion Turbine | IC Engine | MIS_IL | Iowa | 19 | Osceola | 143 | 19143 | 1.9 | 10745 | 1971 | 9999 |  |  | N | Natural Gas | [12 empty] | 2.5 | 1.061 | 1.061 | 1.061 | 1.061 | [11 empty] | Sibley IA (City of) | 100 | Sibley IA (City of) | 100
Sibley One | 1184_G_3 | 1184 | G | 3 |  | Combustion Turbine | IC Engine | MIS_IL | Iowa | 19 | Osceola | 143 | 19143 | 1.1 | 10745 | 1987 | 9999 |  |  | N | Natural Gas | [12 empty] | 2.5 | 1.061 | 1.061 | 1.061 | 1.061 | [11 empty] | Sibley IA (City of) | 100 | Sibley IA (City of) | 100
Sibley One | 1184_G_5 | 1184 | G | 5 |  | Combustion Turbine | IC Engine | MIS_IL | Iowa | 19 | Osceola | 143 | 19143 | 1.8 | 10745 | 2000 | 9999 |  |  | N | Natural Gas | [12 empty] | 2.5 | 1.061 | 1.061 | 1.061 | 1.061 | [11 empty] | Sibley IA (City of) | 100 | Sibley IA (City of) | 100
Spencer Gas Turbine | 1186_G_GT1 | 1186 | G | GT1 |  | Combustion Turbine |  | SPP_WAUE | Iowa | 19 | Clay | 41 | 19041 | 17 | 22308 | 1970 | 9999 |  |  | N | Distillate Fuel Oil | [12 empty] | 2.5 | 1.01 | 1.01 | 1.01 | 1.01 | [11 empty] | Spencer Municipal Utilities | 100 | Spencer Municipal Utilities | 100
State Center | 1187_G_6 | 1187 | G | 6 |  | Combustion Turbine | IC Engine | MIS_IL | Iowa | 19 | Marshall | 127 | 19127 | 2.5 | 12927 | 1972 | 9999 |  |  | N | Natural Gas, Distillate Fuel Oil | [12 empty] | 2.5 | 1.6498 | 1.6498 | 1.6498 | 1.6498 | [11 empty] | State Center IA (City of) | 100 | State Center IA (City of) | 100
State Center | 1187_G_1 | 1187 | G | 1 |  | Combustion Turbine | IC Engine | MIS_IL | Iowa | 19 | Marshall | 127 | 19127 | 0.6 | 12872 | 1995 | 9999 |  |  | N | Distillate Fuel Oil | [12 empty] | 2.5 | 1.6498 | 1.6498 | 1.6498 | 1.6498 | [11 empty] | State Center IA (City of) | 100 | State Center IA (City of) | 100
State Center | 1187_G_2 | 1187 | G | 2 |  | Combustion Turbine | IC Engine | MIS_IL | Iowa | 19 | Marshall | 127 | 19127 | 0.6 | 12872 | 1995 | 9999 |  |  | N | Distillate Fuel Oil | [12 empty] | 2.5 | 1.6498 | 1.6498 | 1.6498 | 1.6498 | [11 empty] | State Center IA (City of) | 100 | State Center IA (City of) | 100
State Center | 1187_G_3 | 1187 | G | 3 |  | Combustion Turbine | IC Engine | MIS_IL | Iowa | 19 | Marshall | 127 | 19127 | 1.3 | 12833 | 1995 | 9999 |  |  | N | Distillate Fuel Oil | [12 empty] | 2.5 | 1.6498 | 1.6498 | 1.6498 | 1.6498 | [11 empty] | State Center IA (City of) | 100 | State Center IA (City of) | 100
State Center | 1187_G_4 | 1187 | G | 4 |  | Combustion Turbine | IC Engine | MIS_IL | Iowa | 19 | Marshall | 127 | 19127 | 1.3 | 12833 | 1995 | 9999 |  |  | N | Distillate Fuel Oil | [12 empty] | 2.5 | 1.6498 | 1.6498 | 1.6498 | 1.6498 | [11 empty] | State Center IA (City of) | 100 | State Center IA (City of) | 100
Story City | 1188_G_1 | 1188 | G | 1 |  | Combustion Turbine | IC Engine | MIS_IL | Iowa | 19 | Story | 169 | 19169 | 1.3 | 10745 | 1964 | 9999 |  |  | N | Natural Gas, Distillate Fuel Oil | [12 empty] | 2.5 | 1.6498 | 1.6498 | 1.6498 | 1.6498 | [11 empty] | Story City IA (City of) | 100 | Story City IA (City of) | 100
Story City | 1188_G_2 | 1188 | G | 2 |  | Combustion Turbine | IC Engine | MIS_IL | Iowa | 19 | Story | 169 | 19169 | 2 | 10745 | 1972 | 9999 |  |  | N | Natural Gas, Distillate Fuel Oil | [12 empty] | 2.5 | 1.6498 | 1.6498 | 1.6498 | 1.6498 | [11 empty] | Story City IA (City of) | 100 | Story City IA (City of) | 100
Story City | 1188_G_6 | 1188 | G | 6 |  | Combustion Turbine | IC Engine | MIS_IL | Iowa | 19 | Story | 169 | 19169 | 2 | 10745 | 1978 | 9999 |  |  | N | Natural Gas, Distillate Fuel Oil | [12 empty] | 2.5 | 1.6498 | 1.6498 | 1.6498 | 1.6498 | [11 empty] | Story City IA (City of) | 100 | Story City IA (City of) | 100
Story City | 1188_G_7 | 1188 | G | 7 |  | Combustion Turbine | IC Engine | MIS_IL | Iowa | 19 | Story | 169 | 19169 | 2 | 10745 | 1978 | 9999 |  |  | N | Natural Gas, Distillate Fuel Oil | [12 empty] | 2.5 | 1.6498 | 1.6498 | 1.6498 | 1.6498 | [11 empty] | Story City IA (City of) | 100 | Story City IA (City of) | 100
Story City | 1188_G_5A | 1188 | G | 5A |  | Combustion Turbine | IC Engine | MIS_IL | Iowa | 19 | Story | 169 | 19169 | 3.1 | 10745 | 1993 | 9999 |  |  | N | Natural Gas, Distillate Fuel Oil | [12 empty] | 2.5 | 1.6498 | 1.6498 | 1.6498 | 1.6498 | [11 empty] | Story City IA (City of) | 100 | Story City IA (City of) | 100
Story City | 1188_G_4A | 1188 | G | 4A |  | Combustion Turbine | IC Engine | MIS_IL | Iowa | 19 | Story | 169 | 19169 | 3.1 | 10745 | 2003 | 9999 |  |  | N | Natural Gas, Distillate Fuel Oil | [12 empty] | 2.5 | 1.6498 | 1.6498 | 1.6498 | 1.6498 | [11 empty] | Story City IA (City of) | 100 | Story City IA (City of) | 100
Stuart (IA) | 1190_G_1 | 1190 | G | 1 |  | Combustion Turbine | IC Engine | MIS_IA | Iowa | 19 | Guthrie | 77 | 19077 | 0.6 | 17238 | 1956 | 9999 |  |  | N | Natural Gas, Distillate Fuel Oil | [12 empty] | 2.5 | 1.6498 | 1.6498 | 1.6498 | 1.6498 | [11 empty] | Stuart Municipal Utility | 100 | Stuart Municipal Utility | 100
Stuart (IA) | 1190_G_4 | 1190 | G | 4 |  | Combustion Turbine | IC Engine | MIS_IA | Iowa | 19 | Guthrie | 77 | 19077 | 1 | 16702 | 1964 | 9999 |  |  | N | Natural Gas, Distillate Fuel Oil | [12 empty] | 2.5 | 1.6498 | 1.6498 | 1.6498 | 1.6498 | [11 empty] | Stuart Municipal Utility | 100 | Stuart Municipal Utility | 100
Stuart (IA) | 1190_G_2 | 1190 | G | 2 |  | Combustion Turbine | IC Engine | MIS_IA | Iowa | 19 | Guthrie | 77 | 19077 | 1.1 | 18359 | 1968 | 9999 |  |  | N | Natural Gas, Distillate Fuel Oil | [12 empty] | 2.5 | 1.6498 | 1.6498 | 1.6498 | 1.6498 | [11 empty] | Stuart Municipal Utility | 100 | Stuart Municipal Utility | 100
Traer Main | 1192_G_3 | 1192 | G | 3 |  | Combustion Turbine | IC Engine | MIS_IL | Iowa | 19 | Tama | 171 | 19171 | 1 | 25000 | 1963 | 9999 |  |  | N | Natural Gas, Distillate Fuel Oil | [12 empty] | 2.5 | 1.6498 | 1.6498 | 1.6498 | 1.6498 | [11 empty] | Traer Municipal Utilities | 100 | Traer Municipal Utilities | 100
Traer Main | 1192_G_4 | 1192 | G | 4 |  | Combustion Turbine | IC Engine | MIS_IL | Iowa | 19 | Tama | 171 | 19171 | 1 | 25000 | 1963 | 9999 |  |  | N | Natural Gas, Distillate Fuel Oil | [12 empty] | 2.5 | 1.6498 | 1.6498 | 1.6498 | 1.6498 | [11 empty] | Traer Municipal Utilities | 100 | Traer Municipal Utilities | 100
Traer Main | 1192_G_6 | 1192 | G | 6 |  | Combustion Turbine | IC Engine | MIS_IL | Iowa | 19 | Tama | 171 | 19171 | 1.2 | 25000 | 1970 | 9999 |  |  | N | Natural Gas, Distillate Fuel Oil | [12 empty] | 2.5 | 1.6498 | 1.6498 | 1.6498 | 1.6498 | [11 empty] | Traer Municipal Utilities | 100 | Traer Municipal Utilities | 100
Villisca Municipal Power Plant | 1193_G_5 | 1193 | G | 5 |  | Combustion Turbine | IC Engine | MIS_IA | Iowa | 19 | Montgomery | 137 | 19137 | 2 | 10745 | 2003 | 9999 |  |  | N | Distillate Fuel Oil | [12 empty] | 0.14 | 1.6498 | 1.6498 | 1.6498 | 1.6498 | [11 empty] | Villisca Municipal Power Plant | 100 | Villisca Municipal Power Plant | 100
Villisca Municipal Power Plant | 1193_G_6 | 1193 | G | 6 |  | Combustion Turbine | IC Engine | MIS_IA | Iowa | 19 | Montgomery | 137 | 19137 | 2 | 10745 | 2003 | 9999 |  |  | N | Distillate Fuel Oil | [12 empty] | 0.14 | 1.6498 | 1.6498 | 1.6498 | 1.6498 | [11 empty] | Villisca Municipal Power Plant | 100 | Villisca Municipal Power Plant | 100
Vinton | 1194_G_1 | 1194 | G | 1 |  | Combustion Turbine | IC Engine | MIS_IL | Iowa | 19 | Benton | 11 | 19011 | 1.2 | 12283 | 1955 | 9999 |  |  | N | Natural Gas, Distillate Fuel Oil | [12 empty] | 1.557 | 1.6498 | 1.6498 | 1.6498 | 1.6498 | [11 empty] | Vinton Municipal Electric Utility | 100 | Vinton Municipal Electric Utility | 100
Vinton | 1194_G_6 | 1194 | G | 6 |  | Combustion Turbine | IC Engine | MIS_IL | Iowa | 19 | Benton | 11 | 19011 | 2.5 | 12283 | 1961 | 9999 |  |  | N | Natural Gas, Distillate Fuel Oil | [12 empty] | 1.56 | 1.6498 | 1.6498 | 1.6498 | 1.6498 | [11 empty] | Vinton Municipal Electric Utility | 100 | Vinton Municipal Electric Utility | 100
Vinton | 1194_G_7 | 1194 | G | 7 |  | Combustion Turbine | IC Engine | MIS_IL | Iowa | 19 | Benton | 11 | 19011 | 3.7 | 12283 | 1967 | 9999 |  |  | N | Natural Gas, Distillate Fuel Oil | [12 empty] | 1.564 | 1.6498 | 1.6498 | 1.6498 | 1.6498 | [11 empty] | Vinton Municipal Electric Utility | 100 | Vinton Municipal Electric Utility | 100
Vinton | 1194_G_8 | 1194 | G | 8 |  | Combustion Turbine | IC Engine | MIS_IL | Iowa | 19 | Benton | 11 | 19011 | 5.6 | 12283 | 1973 | 9999 |  |  | N | Natural Gas, Distillate Fuel Oil | [12 empty] | 1.466 | 1.6498 | 1.6498 | 1.6498 | 1.6498 | [11 empty] | Vinton Municipal Electric Utility | 100 | Vinton Municipal Electric Utility | 100
Vinton | 1194_G_9 | 1194 | G | 9 |  | Combustion Turbine | IC Engine | MIS_IL | Iowa | 19 | Benton | 11 | 19011 | 3 | 12283 | 1992 | 9999 |  |  | N | Natural Gas, Distillate Fuel Oil | [12 empty] | 1.564 | 1.6498 | 1.6498 | 1.6498 | 1.6498 | [11 empty] | Vinton Municipal Electric Utility | 100 | Vinton Municipal Electric Utility | 100
Vinton | 1194_G_10 | 1194 | G | 10 |  | Combustion Turbine | IC Engine | MIS_IL | Iowa | 19 | Benton | 11 | 19011 | 0.6 | 12283 | 2009 | 9999 |  |  | N | Distillate Fuel Oil | [13 empty] | 1.6498 | 1.6498 | 1.6498 | 1.6498 | [11 empty] | Vinton Municipal Electric Utility | 100 | Vinton Municipal Electric Utility | 100
Webster City | 1198_G_6 | 1198 | G | 6 |  | Combustion Turbine |  | MIS_MIDA | Iowa | 19 | Hamilton | 79 | 19079 | 20.7 | 14145 | 1972 | 9999 |  |  | N | Distillate Fuel Oil | [12 empty] | 2.5 | 1.01 | 1.01 | 1.01 | 1.01 | [11 empty] | Corn Belt Power Coop | 100 | Corn Belt Power Coop | 100
West Bend | 1199_G_3 | 1199 | G | 3 |  | Combustion Turbine | IC Engine | MIS_IA | Iowa | 19 | Palo Alto | 147 | 19147 | 0.9 | 16927 | 1954 | 9999 |  |  | N | Distillate Fuel Oil | [12 empty] | 1.561 | 1.6498 | 1.6498 | 1.6498 | 1.6498 | [11 empty] | West Bend IA (City of) | 100 | West Bend IA (City of) | 100
West Bend | 1199_G_1 | 1199 | G | 1 |  | Combustion Turbine | IC Engine | MIS_IA | Iowa | 19 | Palo Alto | 147 | 19147 | 1 | 17046 | 1959 | 9999 |  |  | N | Distillate Fuel Oil | [12 empty] | 1.575 | 1.6498 | 1.6498 | 1.6498 | 1.6498 | [11 empty] | West Bend IA (City of) | 100 | West Bend IA (City of) | 100
West Bend | 1199_G_4 | 1199 | G | 4 |  | Combustion Turbine | IC Engine | MIS_IA | Iowa | 19 | Palo Alto | 147 | 19147 | 2 | 16779 | 1973 | 9999 |  |  | N | Distillate Fuel Oil | [12 empty] | 1.564 | 1.6498 | 1.6498 | 1.6498 | 1.6498 | [11 empty] | West Bend IA (City of) | 100 | West Bend IA (City of) | 100
West Bend | 1199_G_5 | 1199 | G | 5 |  | Combustion Turbine | IC Engine | MIS_IA | Iowa | 19 | Palo Alto | 147 | 19147 | 2.5 | 16267 | 2013 | 9999 |  |  | N | Distillate Fuel Oil | [13 empty] | 1.6498 | 1.6498 | 1.6498 | 1.6498 | [11 empty] | West Bend IA (City of) | 100 | West Bend IA (City of) | 100
West Liberty | 1200_G_2 | 1200 | G | 2 |  | Combustion Turbine | IC Engine | MIS_IL | Iowa | 19 | Muscatine | 139 | 19139 | 2.1 | 14023 | 1974 | 9999 |  |  | N | Distillate Fuel Oil | [12 empty] | 2.5 | 1.6498 | 1.6498 | 1.6498 | 1.6498 | [11 empty] | West Liberty IA (City of) | 100 | West Liberty IA (City of) | 100
West Liberty | 1200_G_3 | 1200 | G | 3 |  | Combustion Turbine | IC Engine | MIS_IL | Iowa | 19 | Muscatine | 139 | 19139 | 2.7 | 14054 | 1982 | 9999 |  |  | N | Natural Gas, Distillate Fuel Oil | [12 empty] | 2.5 | 1.6498 | 1.6498 | 1.6498 | 1.6498 | [11 empty] | West Liberty IA (City of) | 100 | West Liberty IA (City of) | 100
West Liberty | 1200_G_5 | 1200 | G | 5 |  | Combustion Turbine |  | MIS_IL | Iowa | 19 | Muscatine | 139 | 19139 | 5 | 14682 | 2004 | 9999 |  |  | N | Distillate Fuel Oil | [12 empty] | 2.5 | 1.01 | 1.01 | 1.01 | 1.01 | [11 empty] | West Liberty IA (City of) | 100 | West Liberty IA (City of) | 100
West Liberty | 1200_G_6 | 1200 | G | 6 |  | Combustion Turbine |  | MIS_IL | Iowa | 19 | Muscatine | 139 | 19139 | 5 | 14769 | 2004 | 9999 |  |  | N | Distillate Fuel Oil | [12 empty] | 2.5 | 1.01 | 1.01 | 1.01 | 1.01 | [11 empty] | West Liberty IA (City of) | 100 | West Liberty IA (City of) | 100
Wilton | 1202_G_5 | 1202 | G | 5 |  | Combustion Turbine | IC Engine | MIS_MIDA | Iowa | 19 | Muscatine | 139 | 19139 | 1.6 | 11347 | 1992 | 9999 |  |  | N | Distillate Fuel Oil | [12 empty] | 0.147 | 1.6498 | 1.6498 | 1.6498 | 1.6498 | [11 empty] | Wilton IA (City of) | 100 | Wilton IA (City of) | 100
Wilton | 1202_G_6 | 1202 | G | 6 |  | Combustion Turbine | IC Engine | MIS_MIDA | Iowa | 19 | Muscatine | 139 | 19139 | 1.6 | 11347 | 1992 | 9999 |  |  | N | Distillate Fuel Oil | [12 empty] | 0.147 | 1.6498 | 1.6498 | 1.6498 | 1.6498 | [11 empty] | Wilton IA (City of) | 100 | Wilton IA (City of) | 100
Wilton | 1202_G_7 | 1202 | G | 7 |  | Combustion Turbine | IC Engine | MIS_MIDA | Iowa | 19 | Muscatine | 139 | 19139 | 1.6 | 11347 | 1992 | 9999 |  |  | N | Distillate Fuel Oil | [12 empty] | 0.147 | 1.6498 | 1.6498 | 1.6498 | 1.6498 | [11 empty] | Wilton IA (City of) | 100 | Wilton IA (City of) | 100
Wilton | 1202_G_8 | 1202 | G | 8 |  | Combustion Turbine | IC Engine | MIS_MIDA | Iowa | 19 | Muscatine | 139 | 19139 | 2.2 | 10745 | 2002 | 9999 |  |  | N | Distillate Fuel Oil | [12 empty] | 0.133 | 1.6498 | 1.6498 | 1.6498 | 1.6498 | [11 empty] | Wilton IA (City of) | 100 | Wilton IA (City of) | 100
Wilton | 1202_G_9 | 1202 | G | 9 |  | Combustion Turbine | IC Engine | MIS_MIDA | Iowa | 19 | Muscatine | 139 | 19139 | 2.2 | 11203 | 2002 | 9999 |  |  | N | Distillate Fuel Oil | [12 empty] | 0.133 | 1.6498 | 1.6498 | 1.6498 | 1.6498 | [11 empty] | Wilton IA (City of) | 100 | Wilton IA (City of) | 100
Winterset | 1203_G_2 | 1203 | G | 2 |  | Combustion Turbine | IC Engine | MIS_IA | Iowa | 19 | Madison | 121 | 19121 | 1.5 | 25000 | 1956 | 9999 |  |  | N | Natural Gas, Distillate Fuel Oil | [12 empty] | 0.156 | 1.6498 | 1.6498 | 1.6498 | 1.6498 | [11 empty] | Winterset IA (City of) | 100 | Winterset IA (City of) | 100
Winterset | 1203_G_3 | 1203 | G | 3 |  | Combustion Turbine | IC Engine | MIS_IA | Iowa | 19 | Madison | 121 | 19121 | 1.7 | 25000 | 1966 | 9999 |  |  | N | Natural Gas, Distillate Fuel Oil | [12 empty] | 0.156 | 1.6498 | 1.6498 | 1.6498 | 1.6498 | [11 empty] | Winterset IA (City of) | 100 | Winterset IA (City of) | 100
Winterset | 1203_G_4 | 1203 | G | 4 |  | Combustion Turbine | IC Engine | MIS_IA | Iowa | 19 | Madison | 121 | 19121 | 4.4 | 25000 | 1972 | 9999 |  |  | N | Natural Gas, Distillate Fuel Oil | [12 empty] | 0.159 | 1.6498 | 1.6498 | 1.6498 | 1.6498 | [11 empty] | Winterset IA (City of) | 100 | Winterset IA (City of) | 100
Winterset | 1203_G_5 | 1203 | G | 5 |  | Combustion Turbine | IC Engine | MIS_IA | Iowa | 19 | Madison | 121 | 19121 | 2 | 25000 | 2002 | 9999 |  |  | N | Distillate Fuel Oil | [12 empty] | 0.141 | 1.6498 | 1.6498 | 1.6498 | 1.6498 | [11 empty] | Winterset IA (City of) | 100 | Winterset IA (City of) | 100
Winterset | 1203_G_6 | 1203 | G | 6 |  | Combustion Turbine | IC Engine | MIS_IA | Iowa | 19 | Madison | 121 | 19121 | 2 | 25000 | 2002 | 9999 |  |  | N | Distillate Fuel Oil | [12 empty] | 0.141 | 1.6498 | 1.6498 | 1.6498 | 1.6498 | [11 empty] | Winterset IA (City of) | 100 | Winterset IA (City of) | 100
Winterset | 1203_G_7 | 1203 | G | 7 |  | Combustion Turbine | IC Engine | MIS_IA | Iowa | 19 | Madison | 121 | 19121 | 2 | 25000 | 2002 | 9999 |  |  | N | Distillate Fuel Oil | [12 empty] | 0.141 | 1.6498 | 1.6498 | 1.6498 | 1.6498 | [11 empty] | Winterset IA (City of) | 100 | Winterset IA (City of) | 100
Summit Lake | 1206_G_GT1 | 1206 | G | GT1 | 89919 | Combustion Turbine |  | MIS_IA | Iowa | 19 | Union | 175 | 19175 | 27.5 | 12889 | 1973 | 9999 |  |  | N | Natural Gas, Distillate Fuel Oil | [12 empty] | 2.5 | 0.67334 | 0.67334 | 0.67334 | 0.67334 | [11 empty] | Central Iowa Power Coop | 100 | Central Iowa Power Coop | 100
Summit Lake | 1206_G_GT2 | 1206 | G | GT2 | 90041 | Combustion Turbine |  | MIS_IA | Iowa | 19 | Union | 175 | 19175 | 27.9 | 12889 | 1975 | 9999 |  |  | N | Natural Gas, Distillate Fuel Oil | [12 empty] | 2.5 | 0.55809 | 0.55809 | 0.55809 | 0.55809 | [11 empty] | Central Iowa Power Coop | 100 | Central Iowa Power Coop | 100
Earl F Wisdom | 1217_B_1 | 1217 | B | 1 | 806 | O/G Steam |  | MIS_MIDA | Iowa | 19 | Clay | 41 | 19041 | 38 | 14500 | 1960 | 9999 | wall | dry | N | Natural Gas, Distillate Fuel Oil |  |  |  | LNB | [8 empty] | 2.7 | 0.0807 | 0.0807 | 0.0807 | 0.0807 | [11 empty] | Corn Belt Power Coop | 100 | Corn Belt Power Coop | 100
Earl F Wisdom | 1217_G_2 | 1217 | G | 2 | 89384 | Combustion Turbine |  | MIS_MIDA | Iowa | 19 | Clay | 41 | 19041 | 76 | 13763 | 2004 | 9999 |  |  | N | Natural Gas, Distillate Fuel Oil |  |  |  | DLNB + H2O | [8 empty] | 2.5 | 0.03813 | 0.03813 | 0.03813 | 0.03813 | [11 empty] | Basin Electric Power Coop | 50 | Basin Electric Power Coop | 50
Bird City | 1224_G_1 | 1224 | G | 1 |  | Combustion Turbine | IC Engine | SPP_WEST | Kansas | 20 | Cheyenne | 23 | 20023 | 2 | 12283 | 1965 | 9999 |  |  | N | Distillate Fuel Oil | [13 empty] | 1.6498 | 1.6498 | 1.6498 | 1.6498 | [11 empty] | Midwest Energy Inc | 100 | Midwest Energy Inc | 100
Colby | 1225_G_GT1 | 1225 | G | GT1 |  | Combustion Turbine |  | SPP_WEST | Kansas | 20 | Thomas | 193 | 20193 | 13 | 25000 | 1970 | 9999 |  |  | N | Natural Gas | [12 empty] | 3 | 0.55023 | 0.55023 | 0.55023 | 0.55023 | [11 empty] | Midwest Energy Inc | 100 | Midwest Energy Inc | 100
Cimarron River | 1230_B_1 | 1230 | B | 1 | 808 | O/G Steam |  | SPP_N | Kansas | 20 | Seward | 175 | 20175 | 52 | 11605 | 1963 | 9999 | wall | dry | N | Natural Gas | [12 empty] | 3 | 0.1368 | 0.1368 | 0.1368 | 0.1368 | [11 empty] | Mid Kansas Electric Co LLC | 100 | Wheatland Electric Coop Inc | 100
Cimarron River | 1230_G_2 | 1230 | G | 2 |  | Combustion Turbine |  | SPP_N | Kansas | 20 | Seward | 175 | 20175 | 13.7 | 25000 | 1968 | 9999 |  |  | N | Natural Gas | [13 empty] | 0.32 | 0.32 | 0.32 | 0.32 | [11 empty] | Mid Kansas Electric Co LLC | 100 | Wheatland Electric Coop Inc | 100
Fort Dodge | 1233_B_4 | 1233 | B | 4 | 810 | O/G Steam |  | SPP_N | Kansas | 20 | Ford | 57 | 20057 | 147 | 12673 | 1969 | 9999 | wall | dry | N | Natural Gas | [12 empty] | 3 | 0.15956 | 0.15956 | 0.15956 | 0.15956 | [11 empty] | Mid Kansas Electric Co LLC | 100 | Wheatland Electric Coop Inc | 100
Great Bend - Sunflower | 1235_B_3 | 1235 | B | 3 | 811 | O/G Steam |  | SPP_N | Kansas | 20 | Barton | 9 | 20009 | 93 | 13329 | 1963 | 9999 | tangential | dry | N | Natural Gas | [12 empty] | 3 | 0.13953 | 0.13953 | 0.13953 | 0.13953 | [11 empty] | Mid Kansas Electric Co LLC | 100 | Wheatland Electric Coop Inc | 100
Riverton | 1239_G_10 | 1239 | G | 10 |  | Combustion Turbine |  | SPP_N | Kansas | 20 | Cherokee | 21 | 20021 | 13 | 11012 | 1988 | 9999 |  |  | N | Natural Gas, Distillate Fuel Oil | [13 empty] | 0.31659 | 0.31659 | 0.31659 | 0.31659 | [11 empty] | Empire District Electric Co (The) | 100 | Algonquin Power & Utilities Corp | 100
Riverton | 1239_G_11 | 1239 | G | 11 |  | Combustion Turbine |  | SPP_N | Kansas | 20 | Cherokee | 21 | 20021 | 15 | 11010 | 1988 | 9999 |  |  | N | Natural Gas, Distillate Fuel Oil | [13 empty] | 0.13115 | 0.13115 | 0.13115 | 0.13115 | [11 empty] | Empire District Electric Co (The) | 100 | Algonquin Power & Utilities Corp | 100
Riverton | 1239_G_12 | 1239 | G | 12 | 89715 | Combined Cycle |  | SPP_N | Kansas | 20 | Cherokee | 21 | 20021 | 149 | 7432 | 2007 | 9999 |  |  | N | Natural Gas |  |  |  | LNB | SCR | [7 empty] | 3 | 0.12282 | 0.027078 | 0.12282 | 0.027078 | [11 empty] | Empire District Electric Co (The) | 100 | Algonquin Power & Utilities Corp | 100
Riverton | 1239_G_12-2 | 1239 | G | 12-2 | 89715 | Combined Cycle |  | SPP_N | Kansas | 20 | Cherokee | 21 | 20021 | 117 | 7432 | 2016 | 9999 |  |  | N | Natural Gas |  |  |  | LNB | SCR | [8 empty] | 0.12282 | 0.027078 | 0.12282 | 0.027078 | [11 empty] | Empire District Electric Co (The) | 100 | Algonquin Power & Utilities Corp | 100
Gordon Evans Energy Center | 1240_G_5 | 1240 | G | 5 |  | Combustion Turbine | IC Engine | SPP_N | Kansas | 20 | Sedgwick | 173 | 20173 | 3 | 11913 | 1969 | 9999 |  |  | N | Distillate Fuel Oil | [12 empty] | 3 | 1.6498 | 1.6498 | 1.6498 | 1.6498 | [11 empty] | Evergy Kansas South Inc | 100 | Evergy Inc | 100
Gordon Evans Energy Center | 1240_G_GT1 | 1240 | G | GT1 | 816 | Combustion Turbine |  | SPP_N | Kansas | 20 | Sedgwick | 173 | 20173 | 73 | 11494 | 2000 | 9999 |  |  | N | Natural Gas, Distillate Fuel Oil |  |  |  | H2O | [8 empty] | 3 | 0.03524 | 0.03524 | 0.03524 | 0.03524 | [11 empty] | Evergy Kansas Central Inc | 100 | Evergy Inc | 100
Gordon Evans Energy Center | 1240_G_GT2 | 1240 | G | GT2 | 817 | Combustion Turbine |  | SPP_N | Kansas | 20 | Sedgwick | 173 | 20173 | 72 | 11493 | 2000 | 9999 |  |  | N | Natural Gas, Distillate Fuel Oil |  |  |  | H2O | [8 empty] | 3 | 0.0327 | 0.0327 | 0.0327 | 0.0327 | [11 empty] | Evergy Kansas Central Inc | 100 | Evergy Inc | 100
Gordon Evans Energy Center | 1240_G_GT3 | 1240 | G | GT3 | 818 | Combustion Turbine |  | SPP_N | Kansas | 20 | Sedgwick | 173 | 20173 | 149 | 11500 | 2001 | 9999 |  |  | N | Natural Gas |  |  |  | H2O | [8 empty] | 3 | 0.0399 | 0.0399 | 0.0399 | 0.0399 | [11 empty] | Evergy Kansas Central Inc | 100 | Evergy Inc | 100
La Cygne | 1241_B_1 | 1241 | B | 1 | 819 | Coal Steam |  | SPP_N | Kansas | 20 | Linn | 107 | 20107 | 736 | 10600 | 1973 | 2032 | cyclone | wet | N | Bituminous, Subbituminous | Wet Scrubber | 2015 | 0.98 | OFA | SCR | 2007 |  | B | NA | ACI | 2015 |  | 0.1 | 0.5103 | 0.0879 | 0.5103 | 0.0879 | 0.05 | 0.1 | 0.1 | 0.99 | Yes | 2015 |  |  |  |  | Yes | Evergy Kansas South Inc | 50 | Evergy Inc | 100
La Cygne | 1241_B_2 | 1241 | B | 2 | 820 | Coal Steam |  | SPP_N | Kansas | 20 | Linn | 107 | 20107 | 662 | 10424 | 1977 | 2039 | wall | dry | N | Bituminous, Subbituminous | Wet Scrubber | 2015 | 0.98 | LNB + OFA | SCR | 2015 |  | B | NA | ACI | 2015 |  | 0.1 | 0.2145 | 0.09606 | 0.2145 | 0.09606 | 0.05 | 0.1 | 0.1 | 0.99 | Yes | 2015 |  |  |  |  | Yes | Evergy Kansas South Inc | 50 | Evergy Inc | 100
Hutchinson Energy Center | 1248_G_GT1 | 1248 | G | GT1 | 90748 | Combustion Turbine |  | SPP_N | Kansas | 20 | Reno | 155 | 20155 | 54 | 25000 | 1974 | 9999 |  |  | N | Natural Gas, Distillate Fuel Oil | [12 empty] | 3 | 0.70001 | 0.70001 | 0.70001 | 0.70001 | [11 empty] | Evergy Kansas Central Inc | 100 | Evergy Inc | 100
Hutchinson Energy Center | 1248_G_GT2 | 1248 | G | GT2 | 90749 | Combustion Turbine |  | SPP_N | Kansas | 20 | Reno | 155 | 20155 | 50 | 25000 | 1974 | 9999 |  |  | N | Natural Gas, Distillate Fuel Oil | [12 empty] | 3 | 0.70013 | 0.70013 | 0.70013 | 0.70013 | [11 empty] | Evergy Kansas Central Inc | 100 | Evergy Inc | 100
Hutchinson Energy Center | 1248_G_GT3 | 1248 | G | GT3 | 90750 | Combustion Turbine |  | SPP_N | Kansas | 20 | Reno | 155 | 20155 | 53 | 25000 | 1974 | 9999 |  |  | N | Natural Gas, Distillate Fuel Oil | [12 empty] | 3 | 0.70002 | 0.70002 | 0.70002 | 0.70002 | [11 empty] | Evergy Kansas Central Inc | 100 | Evergy Inc | 100
Hutchinson Energy Center | 1248_G_GT4 | 1248 | G | GT4 | 90751 | Combustion Turbine |  | SPP_N | Kansas | 20 | Reno | 155 | 20155 | 70 | 25000 | 1975 | 9999 |  |  | N | Distillate Fuel Oil | [12 empty] | 3 | 1.2001 | 1.2001 | 1.2001 | 1.2001 | [11 empty] | Evergy Kansas Central Inc | 100 | Evergy Inc | 100
Hutchinson Energy Center | 1248_G_H1DG | 1248 | G | H1DG |  | Combustion Turbine | IC Engine | SPP_N | Kansas | 20 | Reno | 155 | 20155 | 3 | 11704 | 1983 | 9999 |  |  | N | Distillate Fuel Oil | [13 empty] | 1.6498 | 1.6498 | 1.6498 | 1.6498 | [11 empty] | Evergy Kansas Central Inc | 100 | Evergy Inc | 100
Anthony | 1258_G_IC1 | 1258 | G | IC1 |  | Combustion Turbine | IC Engine | SPP_N | Kansas | 20 | Harper | 77 | 20077 | 4.1 | 10745 | 1972 | 9999 |  |  | N | Natural Gas, Distillate Fuel Oil | [12 empty] | 3 | 2.7 | 2.7 | 2.7 | 2.7 | [11 empty] | Anthony KS (City of) | 100 | Anthony KS (City of) | 100
Anthony | 1258_G_IC2 | 1258 | G | IC2 |  | Combustion Turbine | IC Engine | SPP_N | Kansas | 20 | Harper | 77 | 20077 | 3 | 10745 | 1976 | 9999 |  |  | N | Natural Gas, Distillate Fuel Oil | [12 empty] | 3 | 3.9371 | 3.9371 | 3.9371 | 3.9371 | [11 empty] | Anthony KS (City of) | 100 | Anthony KS (City of) | 100
Anthony | 1258_G_IC3 | 1258 | G | IC3 |  | Combustion Turbine | IC Engine | SPP_N | Kansas | 20 | Harper | 77 | 20077 | 4 | 10745 | 1981 | 9999 |  |  | N | Natural Gas, Distillate Fuel Oil | [12 empty] | 3 | 2.7 | 2.7 | 2.7 | 2.7 | [11 empty] | Anthony KS (City of) | 100 | Anthony KS (City of) | 100
Ashland | 1259_G_1 | 1259 | G | 1 |  | Combustion Turbine | IC Engine | SPP_N | Kansas | 20 | Clark | 25 | 20025 | 0.6 | 10745 | 1953 | 9999 |  |  | N | Natural Gas, Distillate Fuel Oil | [13 empty] | 1.061 | 1.061 | 1.061 | 1.061 | [11 empty] | Ashland KS (City of) | 100 | Ashland KS (City of) | 100
Ashland | 1259_G_3 | 1259 | G | 3 |  | Combustion Turbine | IC Engine | SPP_N | Kansas | 20 | Clark | 25 | 20025 | 1.1 | 10745 | 1963 | 9999 |  |  | N | Distillate Fuel Oil | [13 empty] | 1.6498 | 1.6498 | 1.6498 | 1.6498 | [11 empty] | Ashland KS (City of) | 100 | Ashland KS (City of) | 100
Ashland | 1259_G_5 | 1259 | G | 5 |  | Combustion Turbine | IC Engine | SPP_N | Kansas | 20 | Clark | 25 | 20025 | 0.7 | 10745 | 1971 | 9999 |  |  | N | Distillate Fuel Oil | [13 empty] | 1.6498 | 1.6498 | 1.6498 | 1.6498 | [11 empty] | Ashland KS (City of) | 100 | Ashland KS (City of) | 100
Ashland | 1259_G_2 | 1259 | G | 2 |  | Combustion Turbine | IC Engine | SPP_N | Kansas | 20 | Clark | 25 | 20025 | 0.7 | 10745 | 1974 | 9999 |  |  | N | Natural Gas, Distillate Fuel Oil | [13 empty] | 1.061 | 1.061 | 1.061 | 1.061 | [11 empty] | Ashland KS (City of) | 100 | Ashland KS (City of) | 100
Ashland | 1259_G_4B | 1259 | G | 4B |  | Combustion Turbine | IC Engine | SPP_N | Kansas | 20 | Clark | 25 | 20025 | 1.8 | 10745 | 2014 | 9999 |  |  | N | Distillate Fuel Oil | [13 empty] | 1.6498 | 1.6498 | 1.6498 | 1.6498 | [11 empty] | Ashland KS (City of) | 100 | Ashland KS (City of) | 100
Augusta Electric Plant No 1 | 1261_G_2 | 1261 | G | 2 |  | Combustion Turbine | IC Engine | SPP_N | Kansas | 20 | Butler | 15 | 20015 | 0.3 | 12283 | 1929 | 9999 |  |  | N | Distillate Fuel Oil | [13 empty] | 1.6498 | 1.6498 | 1.6498 | 1.6498 | [11 empty] | Augusta KS (City of) | 100 | Augusta KS (City of) | 100
Augusta Electric Plant No 1 | 1261_G_4 | 1261 | G | 4 |  | Combustion Turbine | IC Engine | SPP_N | Kansas | 20 | Butler | 15 | 20015 | 0.7 | 12283 | 1939 | 9999 |  |  | N | Distillate Fuel Oil | [13 empty] | 1.6498 | 1.6498 | 1.6498 | 1.6498 | [11 empty] | Augusta KS (City of) | 100 | Augusta KS (City of) | 100
Augusta Electric Plant No 1 | 1261_G_3 | 1261 | G | 3 |  | Combustion Turbine | IC Engine | SPP_N | Kansas | 20 | Butler | 15 | 20015 | 1 | 12283 | 1949 | 9999 |  |  | N | Natural Gas, Distillate Fuel Oil | [13 empty] | 1.061 | 1.061 | 1.061 | 1.061 | [11 empty] | Augusta KS (City of) | 100 | Augusta KS (City of) | 100
Augusta Electric Plant No 1 | 1261_G_1 | 1261 | G | 1 |  | Combustion Turbine | IC Engine | SPP_N | Kansas | 20 | Butler | 15 | 20015 | 1.1 | 12283 | 1954 | 9999 |  |  | N | Natural Gas, Distillate Fuel Oil | [13 empty] | 1.061 | 1.061 | 1.061 | 1.061 | [11 empty] | Augusta KS (City of) | 100 | Augusta KS (City of) | 100
Augusta Electric Plant No 1 | 1261_G_5 | 1261 | G | 5 |  | Combustion Turbine | IC Engine | SPP_N | Kansas | 20 | Butler | 15 | 20015 | 2.2 | 12283 | 1956 | 9999 |  |  | N | Natural Gas, Distillate Fuel Oil | [13 empty] | 1.061 | 1.061 | 1.061 | 1.061 | [11 empty] | Augusta KS (City of) | 100 | Augusta KS (City of) | 100
Augusta Electric Plant No 1 | 1261_G_6 | 1261 | G | 6 |  | Combustion Turbine | IC Engine | SPP_N | Kansas | 20 | Butler | 15 | 20015 | 2.2 | 12283 | 1956 | 9999 |  |  | N | Natural Gas, Distillate Fuel Oil | [13 empty] | 1.061 | 1.061 | 1.061 | 1.061 | [11 empty] | Augusta KS (City of) | 100 | Augusta KS (City of) | 100
Augusta Electric Plant No 1 | 1261_G_7 | 1261 | G | 7 |  | Combustion Turbine | IC Engine | SPP_N | Kansas | 20 | Butler | 15 | 20015 | 2 | 12283 | 1964 | 9999 |  |  | N | Natural Gas, Distillate Fuel Oil | [13 empty] | 1.061 | 1.061 | 1.061 | 1.061 | [11 empty] | Augusta KS (City of) | 100 | Augusta KS (City of) | 100
Augusta Electric Plant No 1 | 1261_G_8 | 1261 | G | 8 |  | Combustion Turbine | IC Engine | SPP_N | Kansas | 20 | Butler | 15 | 20015 | 2 | 12283 | 2016 | 9999 |  |  | N | Distillate Fuel Oil | [13 empty] | 1.6498 | 1.6498 | 1.6498 | 1.6498 | [11 empty] | Augusta KS (City of) | 100 | Augusta KS (City of) | 100
Baldwin City Plant No 1 | 1262_G_5 | 1262 | G | 5 |  | Combustion Turbine | IC Engine | SPP_N | Kansas | 20 | Douglas | 45 | 20045 | 0.7 | 12283 | 1964 | 9999 |  |  | N | Distillate Fuel Oil | [13 empty] | 1.6498 | 1.6498 | 1.6498 | 1.6498 | [11 empty] | Baldwin City KS (City of) | 100 | Baldwin City KS (City of) | 100
Baldwin City Plant No 1 | 1262_G_6 | 1262 | G | 6 |  | Combustion Turbine | IC Engine | SPP_N | Kansas | 20 | Douglas | 45 | 20045 | 0.7 | 11684 | 1964 | 9999 |  |  | N | Natural Gas, Distillate Fuel Oil | [13 empty] | 1.6498 | 1.6498 | 1.6498 | 1.6498 | [11 empty] | Baldwin City KS (City of) | 100 | Baldwin City KS (City of) | 100
Baldwin City Plant No 1 | 1262_G_4 | 1262 | G | 4 |  | Combustion Turbine | IC Engine | SPP_N | Kansas | 20 | Douglas | 45 | 20045 | 1.5 | 11751 | 1970 | 9999 |  |  | N | Distillate Fuel Oil | [13 empty] | 1.6498 | 1.6498 | 1.6498 | 1.6498 | [11 empty] | Baldwin City KS (City of) | 100 | Baldwin City KS (City of) | 100
Belleville | 1263_G_4 | 1263 | G | 4 |  | Combustion Turbine | IC Engine | SPP_NEBR | Kansas | 20 | Republic | 157 | 20157 | 1 | 11740 | 1955 | 9999 |  |  | N | Natural Gas, Distillate Fuel Oil | [12 empty] | 3 | 1.6498 | 1.6498 | 1.6498 | 1.6498 | [11 empty] | Belleville KS (City of) | 100 | Belleville KS (City of) | 100
Belleville | 1263_G_5 | 1263 | G | 5 |  | Combustion Turbine | IC Engine | SPP_NEBR | Kansas | 20 | Republic | 157 | 20157 | 1.7 | 11741 | 1961 | 9999 |  |  | N | Natural Gas, Distillate Fuel Oil | [12 empty] | 3 | 1.6498 | 1.6498 | 1.6498 | 1.6498 | [11 empty] | Belleville KS (City of) | 100 | Belleville KS (City of) | 100
Belleville | 1263_G_6 | 1263 | G | 6 |  | Combustion Turbine | IC Engine | SPP_NEBR | Kansas | 20 | Republic | 157 | 20157 | 3.7 | 11739 | 1966 | 9999 |  |  | N | Natural Gas, Distillate Fuel Oil | [12 empty] | 3 | 1.6498 | 1.6498 | 1.6498 | 1.6498 | [11 empty] | Belleville KS (City of) | 100 | Belleville KS (City of) | 100
Belleville | 1263_G_7 | 1263 | G | 7 |  | Combustion Turbine | IC Engine | SPP_NEBR | Kansas | 20 | Republic | 157 | 20157 | 5.1 | 11730 | 1971 | 9999 |  |  | N | Natural Gas, Distillate Fuel Oil | [12 empty] | 3 | 1.6498 | 1.6498 | 1.6498 | 1.6498 | [11 empty] | Belleville KS (City of) | 100 | Belleville KS (City of) | 100
Belleville | 1263_G_8 | 1263 | G | 8 |  | Combustion Turbine | IC Engine | SPP_NEBR | Kansas | 20 | Republic | 157 | 20157 | 2.8 | 11731 | 2007 | 9999 |  |  | N | Distillate Fuel Oil | [13 empty] | 1.6498 | 1.6498 | 1.6498 | 1.6498 | [11 empty] | Belleville KS (City of) | 100 | Belleville KS (City of) | 100
Beloit | 1264_G_5 | 1264 | G | 5 |  | Combustion Turbine | IC Engine | SPP_N | Kansas | 20 | Mitchell | 123 | 20123 | 0.6 | 10745 | 1950 | 9999 |  |  | N | Natural Gas, Distillate Fuel Oil | [12 empty] | 3 | 1.6498 | 1.6498 | 1.6498 | 1.6498 | [11 empty] | Beloit KS (City of) | 100 | Beloit KS (City of) | 100
Beloit | 1264_G_1 | 1264 | G | 1 |  | Combustion Turbine | IC Engine | SPP_N | Kansas | 20 | Mitchell | 123 | 20123 | 1.1 | 10745 | 1951 | 9999 |  |  | N | Natural Gas, Distillate Fuel Oil | [12 empty] | 3 | 0.87209 | 0.87209 | 0.87209 | 0.87209 | [11 empty] | Beloit KS (City of) | 100 | Beloit KS (City of) | 100
Beloit | 1264_G_2 | 1264 | G | 2 |  | Combustion Turbine | IC Engine | SPP_N | Kansas | 20 | Mitchell | 123 | 20123 | 1.1 | 10745 | 1951 | 9999 |  |  | N | Natural Gas, Distillate Fuel Oil | [12 empty] | 3 | 1.9632 | 1.9632 | 1.9632 | 1.9632 | [11 empty] | Beloit KS (City of) | 100 | Beloit KS (City of) | 100
Beloit | 1264_G_3 | 1264 | G | 3 |  | Combustion Turbine | IC Engine | SPP_N | Kansas | 20 | Mitchell | 123 | 20123 | 2 | 10745 | 1961 | 9999 |  |  | N | Natural Gas, Distillate Fuel Oil | [12 empty] | 3 | 2.7 | 2.7 | 2.7 | 2.7 | [11 empty] | Beloit KS (City of) | 100 | Beloit KS (City of) | 100
Beloit | 1264_G_4 | 1264 | G | 4 |  | Combustion Turbine | IC Engine | SPP_N | Kansas | 20 | Mitchell | 123 | 20123 | 3 | 10745 | 1964 | 9999 |  |  | N | Natural Gas, Distillate Fuel Oil | [12 empty] | 3 | 1.6544 | 1.6544 | 1.6544 | 1.6544 | [11 empty] | Beloit KS (City of) | 100 | Beloit KS (City of) | 100
Beloit | 1264_G_6 | 1264 | G | 6 |  | Combustion Turbine | IC Engine | SPP_N | Kansas | 20 | Mitchell | 123 | 20123 | 3.5 | 10745 | 1971 | 9999 |  |  | N | Natural Gas, Distillate Fuel Oil | [12 empty] | 3 | 3.5822 | 3.5822 | 3.5822 | 3.5822 | [11 empty] | Beloit KS (City of) | 100 | Beloit KS (City of) | 100
Beloit | 1264_G_7 | 1264 | G | 7 |  | Combustion Turbine | IC Engine | SPP_N | Kansas | 20 | Mitchell | 123 | 20123 | 5.5 | 10745 | 1980 | 9999 |  |  | N | Natural Gas, Distillate Fuel Oil | [12 empty] | 3 | 4.1068 | 4.1068 | 4.1068 | 4.1068 | [11 empty] | Beloit KS (City of) | 100 | Beloit KS (City of) | 100
Burlingame | 1265_G_3 | 1265 | G | 3 |  | Combustion Turbine | IC Engine | SPP_N | Kansas | 20 | Osage | 139 | 20139 | 0.8 | 10745 | 1963 | 9999 |  |  | N | Natural Gas, Distillate Fuel Oil | [12 empty] | 3 | 1.061 | 1.061 | 1.061 | 1.061 | [11 empty] | Burlingame KS (City of) | 100 | Burlingame KS (City of) | 100
Burlingame | 1265_G_4 | 1265 | G | 4 |  | Combustion Turbine | IC Engine | SPP_N | Kansas | 20 | Osage | 139 | 20139 | 1 | 10745 | 1969 | 9999 |  |  | N | Natural Gas, Distillate Fuel Oil | [12 empty] | 3 | 1.061 | 1.061 | 1.061 | 1.061 | [11 empty] | Burlingame KS (City of) | 100 | Burlingame KS (City of) | 100
Burlingame | 1265_G_1 | 1265 | G | 1 |  | Combustion Turbine | IC Engine | SPP_N | Kansas | 20 | Osage | 139 | 20139 | 1 | 10745 | 1973 | 9999 |  |  | N | Natural Gas, Distillate Fuel Oil | [12 empty] | 3 | 1.061 | 1.061 | 1.061 | 1.061 | [11 empty] | Burlingame KS (City of) | 100 | Burlingame KS (City of) | 100
Burlingame | 1265_G_5 | 1265 | G | 5 |  | Combustion Turbine | IC Engine | SPP_N | Kansas | 20 | Osage | 139 | 20139 | 0.8 | 10745 | 1980 | 9999 |  |  | N | Natural Gas, Distillate Fuel Oil | [12 empty] | 3 | 1.061 | 1.061 | 1.061 | 1.061 | [11 empty] | Burlingame KS (City of) | 100 | Burlingame KS (City of) | 100
Burlington (KS) | 1266_G_5 | 1266 | G | 5 |  | Combustion Turbine | IC Engine | SPP_N | Kansas | 20 | Coffey | 31 | 20031 | 1 | 12585 | 1955 | 9999 |  |  | N | Natural Gas, Distillate Fuel Oil | [13 empty] | 1.061 | 1.061 | 1.061 | 1.061 | [11 empty] | Burlington KS (City of) | 100 | Burlington KS (City of) | 100
Burlington (KS) | 1266_G_2 | 1266 | G | 2 |  | Combustion Turbine | IC Engine | SPP_N | Kansas | 20 | Coffey | 31 | 20031 | 1.3 | 12625 | 1962 | 9999 |  |  | N | Natural Gas, Distillate Fuel Oil | [13 empty] | 1.6498 | 1.6498 | 1.6498 | 1.6498 | [11 empty] | Burlington KS (City of) | 100 | Burlington KS (City of) | 100
Burlington (KS) | 1266_G_IC6 | 1266 | G | IC6 |  | Combustion Turbine | IC Engine | SPP_N | Kansas | 20 | Coffey | 31 | 20031 | 4.8 | 12598 | 1983 | 9999 |  |  | N | Natural Gas, Distillate Fuel Oil | [13 empty] | 1.061 | 1.061 | 1.061 | 1.061 | [11 empty] | Burlington KS (City of) | 100 | Burlington KS (City of) | 100
Burlington (KS) | 1266_G_1A | 1266 | G | 1A |  | Combustion Turbine | IC Engine | SPP_N | Kansas | 20 | Coffey | 31 | 20031 | 2 | 12648 | 2003 | 9999 |  |  | N | Distillate Fuel Oil | [13 empty] | 1.6498 | 1.6498 | 1.6498 | 1.6498 | [11 empty] | Burlington KS (City of) | 100 | Burlington KS (City of) | 100
Burlington (KS) | 1266_G_4A | 1266 | G | 4A |  | Combustion Turbine | IC Engine | SPP_N | Kansas | 20 | Coffey | 31 | 20031 | 2.3 | 12580 | 2005 | 9999 |  |  | N | Natural Gas, Distillate Fuel Oil | [13 empty] | 1.6498 | 1.6498 | 1.6498 | 1.6498 | [11 empty] | Burlington KS (City of) | 100 | Burlington KS (City of) | 100
Chanute 2 | 1268_G_7 | 1268 | G | 7 |  | Combustion Turbine | IC Engine | SPP_N | Kansas | 20 | Neosho | 133 | 20133 | 2 | 11881 | 1965 | 9999 |  |  | N | Natural Gas | [12 empty] | 3 | 0.01572 | 0.01572 | 0.01572 | 0.01572 | [11 empty] | Chanute Municipal Electric Utility | 100 | Chanute Municipal Electric Utility | 100
Chanute 2 | 1268_G_8 | 1268 | G | 8 |  | Combustion Turbine | IC Engine | SPP_N | Kansas | 20 | Neosho | 133 | 20133 | 2 | 12139 | 1965 | 9999 |  |  | N | Natural Gas | [12 empty] | 3 | 0.01181 | 0.01181 | 0.01181 | 0.01181 | [11 empty] | Chanute Municipal Electric Utility | 100 | Chanute Municipal Electric Utility | 100
Chanute 2 | 1268_G_14 | 1268 | G | 14 | 2247 | Combustion Turbine |  | SPP_N | Kansas | 20 | Neosho | 133 | 20133 | 42 | 11519 | 2002 | 9999 |  |  | N | Natural Gas |  |  |  | DLNB | [8 empty] | 3 | 0.11114 | 0.11114 | 0.11114 | 0.11114 | [11 empty] | Chanute Municipal Electric Utility | 100 | Chanute Municipal Electric Utility | 100
Clay Center | 1270_G_5 | 1270 | G | 5 |  | O/G Steam |  | SPP_N | Kansas | 20 | Clay | 27 | 20027 | 3 | 14500 | 1948 | 9999 |  |  | N | Natural Gas, Distillate Fuel Oil | [13 empty] | 0.20523 | 0.20523 | 0.20523 | 0.20523 | [11 empty] | Clay Center KS (City of) | 100 | Clay Center KS (City of) | 100
Clay Center | 1270_G_IC1 | 1270 | G | IC1 |  | Combustion Turbine | IC Engine | SPP_N | Kansas | 20 | Clay | 27 | 20027 | 0.9 | 12283 | 1958 | 9999 |  |  | N | Natural Gas, Distillate Fuel Oil | [13 empty] | 1.061 | 1.061 | 1.061 | 1.061 | [11 empty] | Clay Center KS (City of) | 100 | Clay Center KS (City of) | 100
Clay Center | 1270_G_6 | 1270 | G | 6 |  | O/G Steam |  | SPP_N | Kansas | 20 | Clay | 27 | 20027 | 5 | 14500 | 1961 | 9999 |  |  | N | Natural Gas, Distillate Fuel Oil | [13 empty] | 0.20523 | 0.20523 | 0.20523 | 0.20523 | [11 empty] | Clay Center KS (City of) | 100 | Clay Center KS (City of) | 100
Clay Center | 1270_G_IC2 | 1270 | G | IC2 |  | Combustion Turbine | IC Engine | SPP_N | Kansas | 20 | Clay | 27 | 20027 | 2 | 12283 | 1966 | 9999 |  |  | N | Natural Gas, Distillate Fuel Oil | [13 empty] | 1.061 | 1.061 | 1.061 | 1.061 | [11 empty] | Clay Center KS (City of) | 100 | Clay Center KS (City of) | 100
Clay Center | 1270_G_IC3 | 1270 | G | IC3 |  | Combustion Turbine | IC Engine | SPP_N | Kansas | 20 | Clay | 27 | 20027 | 5 | 12283 | 1972 | 9999 |  |  | N | Natural Gas, Distillate Fuel Oil | [13 empty] | 1.061 | 1.061 | 1.061 | 1.061 | [11 empty] | Clay Center KS (City of) | 100 | Clay Center KS (City of) | 100
Clay Center | 1270_G_IC4 | 1270 | G | IC4 |  | Combustion Turbine | IC Engine | SPP_N | Kansas | 20 | Clay | 27 | 20027 | 3.5 | 12283 | 1996 | 9999 |  |  | N | Natural Gas, Distillate Fuel Oil | [13 empty] | 1.061 | 1.061 | 1.061 | 1.061 | [11 empty] | Clay Center KS (City of) | 100 | Clay Center KS (City of) | 100
Clay Center | 1270_G_IC5 | 1270 | G | IC5 |  | Combustion Turbine | IC Engine | SPP_N | Kansas | 20 | Clay | 27 | 20027 | 3.5 | 12283 | 1996 | 9999 |  |  | N | Natural Gas, Distillate Fuel Oil | [13 empty] | 1.061 | 1.061 | 1.061 | 1.061 | [11 empty] | Clay Center KS (City of) | 100 | Clay Center KS (City of) | 100
Clay Center | 1270_G_IC6 | 1270 | G | IC6 |  | Combustion Turbine | IC Engine | SPP_N | Kansas | 20 | Clay | 27 | 20027 | 6.8 | 12283 | 2005 | 9999 |  |  | N | Natural Gas, Distillate Fuel Oil | [13 empty] | 1.061 | 1.061 | 1.061 | 1.061 | [11 empty] | Clay Center KS (City of) | 100 | Clay Center KS (City of) | 100
Coffeyville | 1271_B_4 | 1271 | B | 4 | 841 | O/G Steam |  | SPP_N | Kansas | 20 | Montgomery | 125 | 20125 | 37 | 12690 | 1972 | 9999 | wall | dry | N | Natural Gas | [12 empty] | 3 | 0.152 | 0.152 | 0.152 | 0.152 | [11 empty] | Coffeyville Municipal Light & Power | 100 | Coffeyville Municipal Light & Power | 100
Coffeyville | 1271_G_1 | 1271 | G | 1 |  | Combustion Turbine | IC Engine | SPP_N | Kansas | 20 | Montgomery | 125 | 20125 | 2 | 10745 | 2007 | 9999 |  |  | N | Distillate Fuel Oil | [13 empty] | 1.6498 | 1.6498 | 1.6498 | 1.6498 | [11 empty] | Coffeyville Municipal Light & Power | 100 | Coffeyville Municipal Light & Power | 100
Coffeyville | 1271_G_2 | 1271 | G | 2 |  | Combustion Turbine | IC Engine | SPP_N | Kansas | 20 | Montgomery | 125 | 20125 | 2 | 10745 | 2007 | 9999 |  |  | N | Distillate Fuel Oil | [13 empty] | 1.6498 | 1.6498 | 1.6498 | 1.6498 | [11 empty] | Coffeyville Municipal Light & Power | 100 | Coffeyville Municipal Light & Power | 100
Colby City of | 1272_G_4 | 1272 | G | 4 |  | Combustion Turbine | IC Engine | SPP_WEST | Kansas | 20 | Thomas | 193 | 20193 | 1.2 | 10745 | 1958 | 9999 |  |  | N | Natural Gas, Distillate Fuel Oil | [12 empty] | 3 | 1.6498 | 1.6498 | 1.6498 | 1.6498 | [11 empty] | Colby KS (City of) | 100 | Colby KS (City of) | 100
Colby City of | 1272_G_5 | 1272 | G | 5 |  | Combustion Turbine | IC Engine | SPP_WEST | Kansas | 20 | Thomas | 193 | 20193 | 1 | 10745 | 1958 | 9999 |  |  | N | Natural Gas, Distillate Fuel Oil | [12 empty] | 3 | 1.6498 | 1.6498 | 1.6498 | 1.6498 | [11 empty] | Colby KS (City of) | 100 | Colby KS (City of) | 100
Colby City of | 1272_G_8 | 1272 | G | 8 |  | Combustion Turbine | IC Engine | SPP_WEST | Kansas | 20 | Thomas | 193 | 20193 | 2.5 | 10745 | 1965 | 9999 |  |  | N | Natural Gas, Distillate Fuel Oil | [12 empty] | 3 | 1.6498 | 1.6498 | 1.6498 | 1.6498 | [11 empty] | Colby KS (City of) | 100 | Colby KS (City of) | 100
Colby City of | 1272_G_6 | 1272 | G | 6 |  | Combustion Turbine | IC Engine | SPP_WEST | Kansas | 20 | Thomas | 193 | 20193 | 3.5 | 10745 | 1971 | 9999 |  |  | N | Natural Gas, Distillate Fuel Oil | [12 empty] | 3 | 1.6498 | 1.6498 | 1.6498 | 1.6498 | [11 empty] | Colby KS (City of) | 100 | Colby KS (City of) | 100
Colby City of | 1272_G_7 | 1272 | G | 7 |  | Combustion Turbine | IC Engine | SPP_WEST | Kansas | 20 | Thomas | 193 | 20193 | 3.5 | 10745 | 1971 | 9999 |  |  | N | Natural Gas, Distillate Fuel Oil | [12 empty] | 3 | 1.6498 | 1.6498 | 1.6498 | 1.6498 | [11 empty] | Colby KS (City of) | 100 | Colby KS (City of) | 100
Colby City of | 1272_G_9 | 1272 | G | 9 |  | Combustion Turbine | IC Engine | SPP_WEST | Kansas | 20 | Thomas | 193 | 20193 | 3 | 10745 | 2019 | 9999 |  |  | N | Distillate Fuel Oil | [13 empty] | 1.6498 | 1.6498 | 1.6498 | 1.6498 | [11 empty] | Colby KS (City of) | 100 | Colby KS (City of) | 100
Ellinwood | 1274_G_3 | 1274 | G | 3 |  | Combustion Turbine | IC Engine | SPP_N | Kansas | 20 | Barton | 9 | 20009 | 0.3 | 19175 | 1948 | 9999 |  |  | N | Natural Gas, Distillate Fuel Oil | [13 empty] | 1.6498 | 1.6498 | 1.6498 | 1.6498 | [11 empty] | Ellinwood KS (City of) | 100 | Ellinwood KS (City of) | 100
Ellinwood | 1274_G_4 | 1274 | G | 4 |  | Combustion Turbine | IC Engine | SPP_N | Kansas | 20 | Barton | 9 | 20009 | 1 | 18613 | 1953 | 9999 |  |  | N | Natural Gas, Distillate Fuel Oil | [13 empty] | 1.6498 | 1.6498 | 1.6498 | 1.6498 | [11 empty] | Ellinwood KS (City of) | 100 | Ellinwood KS (City of) | 100
Ellinwood | 1274_G_2 | 1274 | G | 2 |  | Combustion Turbine | IC Engine | SPP_N | Kansas | 20 | Barton | 9 | 20009 | 1.3 | 18907 | 1957 | 9999 |  |  | N | Natural Gas, Distillate Fuel Oil | [13 empty] | 1.6498 | 1.6498 | 1.6498 | 1.6498 | [11 empty] | Ellinwood KS (City of) | 100 | Ellinwood KS (City of) | 100
Ellinwood | 1274_G_1 | 1274 | G | 1 |  | Combustion Turbine | IC Engine | SPP_N | Kansas | 20 | Barton | 9 | 20009 | 1.8 | 18765 | 1965 | 9999 |  |  | N | Natural Gas, Distillate Fuel Oil | [13 empty] | 1.6498 | 1.6498 | 1.6498 | 1.6498 | [11 empty] | Ellinwood KS (City of) | 100 | Ellinwood KS (City of) | 100
Ellinwood | 1274_G_5 | 1274 | G | 5 |  | Combustion Turbine | IC Engine | SPP_N | Kansas | 20 | Barton | 9 | 20009 | 2.5 | 18615 | 1971 | 9999 |  |  | N | Natural Gas, Distillate Fuel Oil | [13 empty] | 1.6498 | 1.6498 | 1.6498 | 1.6498 | [11 empty] | Ellinwood KS (City of) | 100 | Ellinwood KS (City of) | 100
Erie | 1276_G_3 | 1276 | G | 3 |  | Combustion Turbine | IC Engine | SPP_N | Kansas | 20 | Neosho | 133 | 20133 | 0.9 | 10745 | 1958 | 9999 |  |  | N | Distillate Fuel Oil | [12 empty] | 3 | 1.6498 | 1.6498 | 1.6498 | 1.6498 | [11 empty] | Erie Municipal Light & Power | 100 | Erie Municipal Light & Power | 100
Erie | 1276_G_6 | 1276 | G | 6 |  | Combustion Turbine | IC Engine | SPP_N | Kansas | 20 | Neosho | 133 | 20133 | 1 | 10745 | 2005 | 9999 |  |  | N | Distillate Fuel Oil | [12 empty] | 3 | 1.6498 | 1.6498 | 1.6498 | 1.6498 | [11 empty] | Erie Municipal Light & Power | 100 | Erie Municipal Light & Power | 100
Erie | 1276_G_7 | 1276 | G | 7 |  | Combustion Turbine | IC Engine | SPP_N | Kansas | 20 | Neosho | 133 | 20133 | 1 | 10745 | 2005 | 9999 |  |  | N | Distillate Fuel Oil | [12 empty] | 3 | 1.6498 | 1.6498 | 1.6498 | 1.6498 | [11 empty] | Erie Municipal Light & Power | 100 | Erie Municipal Light & Power | 100
Erie | 1276_G_8 | 1276 | G | 8 |  | Combustion Turbine | IC Engine | SPP_N | Kansas | 20 | Neosho | 133 | 20133 | 1 | 10745 | 2005 | 9999 |  |  | N | Distillate Fuel Oil | [12 empty] | 3 | 1.6498 | 1.6498 | 1.6498 | 1.6498 | [11 empty] | Erie Municipal Light & Power | 100 | Erie Municipal Light & Power | 100
Garnett Municipal | 1278_G_2 | 1278 | G | 2 |  | Combustion Turbine | IC Engine | SPP_N | Kansas | 20 | Anderson | 3 | 20003 | 0.3 | 25000 | 1930 | 9999 |  |  | N | Distillate Fuel Oil | [13 empty] | 1.6498 | 1.6498 | 1.6498 | 1.6498 | [11 empty] | Garnett KS (City of) | 100 | Garnett KS (City of) | 100
Garnett Municipal | 1278_G_4 | 1278 | G | 4 |  | Combustion Turbine | IC Engine | SPP_N | Kansas | 20 | Anderson | 3 | 20003 | 0.8 | 23289 | 1948 | 9999 |  |  | N | Natural Gas, Distillate Fuel Oil | [13 empty] | 1.6498 | 1.6498 | 1.6498 | 1.6498 | [11 empty] | Garnett KS (City of) | 100 | Garnett KS (City of) | 100
Garnett Municipal | 1278_G_3 | 1278 | G | 3 |  | Combustion Turbine | IC Engine | SPP_N | Kansas | 20 | Anderson | 3 | 20003 | 1.3 | 23872 | 1955 | 9999 |  |  | N | Natural Gas, Distillate Fuel Oil | [13 empty] | 1.6498 | 1.6498 | 1.6498 | 1.6498 | [11 empty] | Garnett KS (City of) | 100 | Garnett KS (City of) | 100
Garnett Municipal | 1278_G_1 | 1278 | G | 1 |  | Combustion Turbine | IC Engine | SPP_N | Kansas | 20 | Anderson | 3 | 20003 | 1.3 | 23872 | 1961 | 9999 |  |  | N | Natural Gas, Distillate Fuel Oil | [13 empty] | 1.6498 | 1.6498 | 1.6498 | 1.6498 | [11 empty] | Garnett KS (City of) | 100 | Garnett KS (City of) | 100
Garnett Municipal | 1278_G_IC6 | 1278 | G | IC6 |  | Combustion Turbine | IC Engine | SPP_N | Kansas | 20 | Anderson | 3 | 20003 | 2.2 | 23868 | 1978 | 9999 |  |  | N | Distillate Fuel Oil | [13 empty] | 1.6498 | 1.6498 | 1.6498 | 1.6498 | [11 empty] | Garnett KS (City of) | 100 | Garnett KS (City of) | 100
Garnett Municipal | 1278_G_IC5 | 1278 | G | IC5 |  | Combustion Turbine | IC Engine | SPP_N | Kansas | 20 | Anderson | 3 | 20003 | 2.1 | 24318 | 1981 | 9999 |  |  | N | Natural Gas, Distillate Fuel Oil | [13 empty] | 1.6498 | 1.6498 | 1.6498 | 1.6498 | [11 empty] | Garnett KS (City of) | 100 | Garnett KS (City of) | 100
Garnett Municipal | 1278_G_7 | 1278 | G | 7 |  | Combustion Turbine | IC Engine | SPP_N | Kansas | 20 | Anderson | 3 | 20003 | 2.2 | 21099 | 2000 | 9999 |  |  | N | Distillate Fuel Oil | [13 empty] | 1.6498 | 1.6498 | 1.6498 | 1.6498 | [11 empty] | Garnett KS (City of) | 100 | Garnett KS (City of) | 100
Girard | 1279_G_1 | 1279 | G | 1 |  | Combustion Turbine | IC Engine | SPP_N | Kansas | 20 | Crawford | 37 | 20037 | 1.1 | 11228 | 1955 | 9999 |  |  | N | Natural Gas | [13 empty] | 1.061 | 1.061 | 1.061 | 1.061 | [11 empty] | Girard KS (City of) | 100 | Girard KS (City of) | 100
Girard | 1279_G_4 | 1279 | G | 4 |  | Combustion Turbine | IC Engine | SPP_N | Kansas | 20 | Crawford | 37 | 20037 | 1.8 | 11202 | 1962 | 9999 |  |  | N | Natural Gas | [13 empty] | 1.061 | 1.061 | 1.061 | 1.061 | [11 empty] | Girard KS (City of) | 100 | Girard KS (City of) | 100
Girard | 1279_G_6 | 1279 | G | 6 |  | Combustion Turbine | IC Engine | SPP_N | Kansas | 20 | Crawford | 37 | 20037 | 3.2 | 11219 | 1997 | 9999 |  |  | N | Natural Gas | [13 empty] | 1.061 | 1.061 | 1.061 | 1.061 | [11 empty] | Girard KS (City of) | 100 | Girard KS (City of) | 100
Girard | 1279_G_7 | 1279 | G | 7 |  | Combustion Turbine | IC Engine | SPP_N | Kansas | 20 | Crawford | 37 | 20037 | 3.4 | 11176 | 1997 | 9999 |  |  | N | Natural Gas | [13 empty] | 1.061 | 1.061 | 1.061 | 1.061 | [11 empty] | Girard KS (City of) | 100 | Girard KS (City of) | 100
Goodland | 1280_G_3 | 1280 | G | 3 |  | Combustion Turbine | IC Engine | SPP_N | Kansas | 20 | Sherman | 181 | 20181 | 0.7 | 12283 | 1939 | 9999 |  |  | N | Distillate Fuel Oil | [12 empty] | 3 | 1.6498 | 1.6498 | 1.6498 | 1.6498 | [11 empty] | Goodland Electric Dept | 100 | Goodland Electric Dept | 100
Goodland | 1280_G_6 | 1280 | G | 6 |  | Combustion Turbine | IC Engine | SPP_N | Kansas | 20 | Sherman | 181 | 20181 | 1.8 | 12283 | 1962 | 9999 |  |  | N | Natural Gas, Distillate Fuel Oil | [12 empty] | 3 | 1.061 | 1.061 | 1.061 | 1.061 | [11 empty] | Goodland Electric Dept | 100 | Goodland Electric Dept | 100
Goodland | 1280_G_7 | 1280 | G | 7 |  | Combustion Turbine | IC Engine | SPP_N | Kansas | 20 | Sherman | 181 | 20181 | 1.8 | 12283 | 1966 | 9999 |  |  | N | Natural Gas, Distillate Fuel Oil | [12 empty] | 3 | 1.061 | 1.061 | 1.061 | 1.061 | [11 empty] | Goodland Electric Dept | 100 | Goodland Electric Dept | 100
Goodland | 1280_G_10 | 1280 | G | 10 |  | Combustion Turbine | IC Engine | SPP_N | Kansas | 20 | Sherman | 181 | 20181 | 1.8 | 12283 | 1971 | 9999 |  |  | N | Natural Gas, Distillate Fuel Oil | [12 empty] | 3 | 1.061 | 1.061 | 1.061 | 1.061 | [11 empty] | Goodland Electric Dept | 100 | Goodland Electric Dept | 100
Goodland | 1280_G_8 | 1280 | G | 8 |  | Combustion Turbine | IC Engine | SPP_N | Kansas | 20 | Sherman | 181 | 20181 | 4.6 | 12283 | 1975 | 9999 |  |  | N | Natural Gas, Distillate Fuel Oil | [12 empty] | 3 | 1.061 | 1.061 | 1.061 | 1.061 | [11 empty] | Goodland Electric Dept | 100 | Goodland Electric Dept | 100
Goodland | 1280_G_11 | 1280 | G | 11 |  | Combustion Turbine | IC Engine | SPP_N | Kansas | 20 | Sherman | 181 | 20181 | 3.5 | 12283 | 1978 | 9999 |  |  | N | Natural Gas, Distillate Fuel Oil | [12 empty] | 3 | 1.061 | 1.061 | 1.061 | 1.061 | [11 empty] | Goodland Electric Dept | 100 | Goodland Electric Dept | 100
Goodland | 1280_G_12 | 1280 | G | 12 |  | Combustion Turbine | IC Engine | SPP_N | Kansas | 20 | Sherman | 181 | 20181 | 0.8 | 12283 | 1995 | 9999 |  |  | N | Natural Gas, Distillate Fuel Oil | [12 empty] | 3 | 1.061 | 1.061 | 1.061 | 1.061 | [11 empty] | Goodland Electric Dept | 100 | Goodland Electric Dept | 100
Goodland | 1280_G_13 | 1280 | G | 13 |  | Combustion Turbine | IC Engine | SPP_N | Kansas | 20 | Sherman | 181 | 20181 | 1.1 | 12283 | 1999 | 9999 |  |  | N | Natural Gas, Distillate Fuel Oil | [12 empty] | 3 | 1.061 | 1.061 | 1.061 | 1.061 | [11 empty] | Goodland Electric Dept | 100 | Goodland Electric Dept | 100
Herington | 1283_G_4B | 1283 | G | 4B |  | Combustion Turbine | IC Engine | SPP_N | Kansas | 20 | Dickinson | 41 | 20041 | 1.5 | 10745 | 2001 | 9999 |  |  | N | Distillate Fuel Oil | [13 empty] | 1.6498 | 1.6498 | 1.6498 | 1.6498 | [11 empty] | Herington KS (City of) | 100 | Herington KS (City of) | 100
Hill City | 1285_G_3 | 1285 | G | 3 |  | Combustion Turbine | IC Engine | SPP_N | Kansas | 20 | Graham | 65 | 20065 | 0.6 | 12283 | 1952 | 9999 |  |  | N | Natural Gas, Distillate Fuel Oil | [13 empty] | 1.061 | 1.061 | 1.061 | 1.061 | [11 empty] | Hill City KS (City of) | 100 | Hill City KS (City of) | 100
Hill City | 1285_G_1 | 1285 | G | 1 |  | Combustion Turbine | IC Engine | SPP_N | Kansas | 20 | Graham | 65 | 20065 | 1.1 | 12283 | 1962 | 9999 |  |  | N | Natural Gas, Distillate Fuel Oil | [13 empty] | 1.061 | 1.061 | 1.061 | 1.061 | [11 empty] | Hill City KS (City of) | 100 | Hill City KS (City of) | 100
Hill City | 1285_G_2 | 1285 | G | 2 |  | Combustion Turbine | IC Engine | SPP_N | Kansas | 20 | Graham | 65 | 20065 | 1.1 | 12283 | 1962 | 9999 |  |  | N | Natural Gas, Distillate Fuel Oil | [13 empty] | 1.061 | 1.061 | 1.061 | 1.061 | [11 empty] | Hill City KS (City of) | 100 | Hill City KS (City of) | 100
Hill City | 1285_G_4 | 1285 | G | 4 |  | Combustion Turbine | IC Engine | SPP_N | Kansas | 20 | Graham | 65 | 20065 | 1 | 12283 | 1967 | 9999 |  |  | N | Natural Gas, Distillate Fuel Oil | [13 empty] | 1.061 | 1.061 | 1.061 | 1.061 | [11 empty] | Hill City KS (City of) | 100 | Hill City KS (City of) | 100
Hill City | 1285_G_5 | 1285 | G | 5 |  | Combustion Turbine | IC Engine | SPP_N | Kansas | 20 | Graham | 65 | 20065 | 1.2 | 12283 | 1974 | 9999 |  |  | N | Natural Gas, Distillate Fuel Oil | [13 empty] | 1.061 | 1.061 | 1.061 | 1.061 | [11 empty] | Hill City KS (City of) | 100 | Hill City KS (City of) | 100
Hill City | 1285_G_6 | 1285 | G | 6 |  | Combustion Turbine | IC Engine | SPP_N | Kansas | 20 | Graham | 65 | 20065 | 1.2 | 12283 | 1974 | 9999 |  |  | N | Natural Gas, Distillate Fuel Oil | [13 empty] | 1.061 | 1.061 | 1.061 | 1.061 | [11 empty] | Hill City KS (City of) | 100 | Hill City KS (City of) | 100
Hoisington | 1286_G_6 | 1286 | G | 6 |  | Combustion Turbine | IC Engine | SPP_N | Kansas | 20 | Barton | 9 | 20009 | 2 | 12627 | 1961 | 9999 |  |  | N | Natural Gas, Distillate Fuel Oil | [13 empty] | 1.061 | 1.061 | 1.061 | 1.061 | [11 empty] | Hoisington KS (City of) | 100 | Hoisington KS (City of) | 100
Hoisington | 1286_G_7 | 1286 | G | 7 |  | Combustion Turbine | IC Engine | SPP_N | Kansas | 20 | Barton | 9 | 20009 | 4 | 12792 | 1966 | 9999 |  |  | N | Natural Gas, Distillate Fuel Oil | [13 empty] | 1.061 | 1.061 | 1.061 | 1.061 | [11 empty] | Hoisington KS (City of) | 100 | Hoisington KS (City of) | 100
Hoisington | 1286_G_2A | 1286 | G | 2A |  | Combustion Turbine | IC Engine | SPP_N | Kansas | 20 | Barton | 9 | 20009 | 1.1 | 12697 | 1996 | 9999 |  |  | N | Distillate Fuel Oil | [13 empty] | 1.6498 | 1.6498 | 1.6498 | 1.6498 | [11 empty] | Hoisington KS (City of) | 100 | Hoisington KS (City of) | 100
Holton | 1287_G_6 | 1287 | G | 6 |  | Combustion Turbine | IC Engine | SPP_N | Kansas | 20 | Jackson | 85 | 20085 | 1.4 | 22574 | 1958 | 9999 |  |  | N | Distillate Fuel Oil | [12 empty] | 3 | 1.6498 | 1.6498 | 1.6498 | 1.6498 | [11 empty] | Holton Light Dept KS (City of) | 100 | Holton Light Dept KS (City of) | 100
Holton | 1287_G_7 | 1287 | G | 7 |  | Combustion Turbine | IC Engine | SPP_N | Kansas | 20 | Jackson | 85 | 20085 | 2.4 | 22567 | 1963 | 9999 |  |  | N | Distillate Fuel Oil | [12 empty] | 3 | 1.6498 | 1.6498 | 1.6498 | 1.6498 | [11 empty] | Holton Light Dept KS (City of) | 100 | Holton Light Dept KS (City of) | 100
Holton | 1287_G_8 | 1287 | G | 8 |  | Combustion Turbine | IC Engine | SPP_N | Kansas | 20 | Jackson | 85 | 20085 | 3.8 | 22573 | 1969 | 9999 |  |  | N | Distillate Fuel Oil | [12 empty] | 3 | 1.6498 | 1.6498 | 1.6498 | 1.6498 | [11 empty] | Holton Light Dept KS (City of) | 100 | Holton Light Dept KS (City of) | 100
Holton | 1287_G_10 | 1287 | G | 10 |  | Combustion Turbine | IC Engine | SPP_N | Kansas | 20 | Jackson | 85 | 20085 | 1.8 | 22565 | 1970 | 9999 |  |  | N | Distillate Fuel Oil | [12 empty] | 3 | 1.6498 | 1.6498 | 1.6498 | 1.6498 | [11 empty] | Holton Light Dept KS (City of) | 100 | Holton Light Dept KS (City of) | 100
Holton | 1287_G_9 | 1287 | G | 9 |  | Combustion Turbine | IC Engine | SPP_N | Kansas | 20 | Jackson | 85 | 20085 | 1.8 | 22565 | 1970 | 9999 |  |  | N | Distillate Fuel Oil | [12 empty] | 3 | 1.6498 | 1.6498 | 1.6498 | 1.6498 | [11 empty] | Holton Light Dept KS (City of) | 100 | Holton Light Dept KS (City of) | 100
Holton | 1287_G_11 | 1287 | G | 11 |  | Combustion Turbine | IC Engine | SPP_N | Kansas | 20 | Jackson | 85 | 20085 | 2.2 | 22565 | 1994 | 9999 |  |  | N | Distillate Fuel Oil | [12 empty] | 3 | 1.6498 | 1.6498 | 1.6498 | 1.6498 | [11 empty] | Holton Light Dept KS (City of) | 100 | Holton Light Dept KS (City of) | 100
Holton | 1287_G_12 | 1287 | G | 12 |  | Combustion Turbine | IC Engine | SPP_N | Kansas | 20 | Jackson | 85 | 20085 | 3 | 18000 | 2001 | 9999 |  |  | N | Natural Gas | [12 empty] | 3 | 1.061 | 1.061 | 1.061 | 1.061 | [11 empty] | Holton Light Dept KS (City of) | 100 | Holton Light Dept KS (City of) | 100
Holton | 1287_G_13 | 1287 | G | 13 |  | Combustion Turbine | IC Engine | SPP_N | Kansas | 20 | Jackson | 85 | 20085 | 3 | 18000 | 2001 | 9999 |  |  | N | Natural Gas | [12 empty] | 3 | 1.061 | 1.061 | 1.061 | 1.061 | [11 empty] | Holton Light Dept KS (City of) | 100 | Holton Light Dept KS (City of) | 100
Iola | 1291_G_6 | 1291 | G | 6 |  | Combustion Turbine | IC Engine | SPP_N | Kansas | 20 | Allen | 1 | 20001 | 2.9 | 11242 | 1969 | 9999 |  |  | N | Distillate Fuel Oil | [13 empty] | 1.6498 | 1.6498 | 1.6498 | 1.6498 | [11 empty] | Iola Electric Dept | 100 | Iola Electric Dept | 100
Iola | 1291_G_7 | 1291 | G | 7 |  | Combustion Turbine | IC Engine | SPP_N | Kansas | 20 | Allen | 1 | 20001 | 2.9 | 11242 | 1971 | 9999 |  |  | N | Distillate Fuel Oil | [13 empty] | 1.6498 | 1.6498 | 1.6498 | 1.6498 | [11 empty] | Iola Electric Dept | 100 | Iola Electric Dept | 100
Iola | 1291_G_8 | 1291 | G | 8 |  | Combustion Turbine | IC Engine | SPP_N | Kansas | 20 | Allen | 1 | 20001 | 2.9 | 11242 | 1976 | 9999 |  |  | N | Distillate Fuel Oil | [13 empty] | 1.6498 | 1.6498 | 1.6498 | 1.6498 | [11 empty] | Iola Electric Dept | 100 | Iola Electric Dept | 100
Iola | 1291_G_9 | 1291 | G | 9 |  | Combustion Turbine | IC Engine | SPP_N | Kansas | 20 | Allen | 1 | 20001 | 2.9 | 11242 | 1977 | 9999 |  |  | N | Distillate Fuel Oil | [13 empty] | 1.6498 | 1.6498 | 1.6498 | 1.6498 | [11 empty] | Iola Electric Dept | 100 | Iola Electric Dept | 100
Iola | 1291_G_10 | 1291 | G | 10 |  | Combustion Turbine | IC Engine | SPP_N | Kansas | 20 | Allen | 1 | 20001 | 2.9 | 11242 | 1981 | 9999 |  |  | N | Distillate Fuel Oil | [13 empty] | 1.6498 | 1.6498 | 1.6498 | 1.6498 | [11 empty] | Iola Electric Dept | 100 | Iola Electric Dept | 100
Iola | 1291_G_1 | 1291 | G | 1 |  | Combustion Turbine | IC Engine | SPP_N | Kansas | 20 | Allen | 1 | 20001 | 5 | 11265 | 1998 | 9999 |  |  | N | Natural Gas | [13 empty] | 1.061 | 1.061 | 1.061 | 1.061 | [11 empty] | Iola Electric Dept | 100 | Iola Electric Dept | 100
Iola | 1291_G_2 | 1291 | G | 2 |  | Combustion Turbine | IC Engine | SPP_N | Kansas | 20 | Allen | 1 | 20001 | 5 | 11245 | 2000 | 9999 |  |  | N | Natural Gas | [13 empty] | 1.061 | 1.061 | 1.061 | 1.061 | [11 empty] | Iola Electric Dept | 100 | Iola Electric Dept | 100
Jetmore | 1292_G_8 | 1292 | G | 8 |  | Combustion Turbine | IC Engine | SPP_N | Kansas | 20 | Hodgeman | 83 | 20083 | 2.5 | 25000 | 2015 | 9999 |  |  | N | Distillate Fuel Oil | [13 empty] | 1.6498 | 1.6498 | 1.6498 | 1.6498 | [11 empty] | Jetmore KS (City of) | 100 | Jetmore KS (City of) | 100
Quindaro | 1295_G_GT2 | 1295 | G | GT2 | 90731 | Combustion Turbine |  | SPP_N | Kansas | 20 | Wyandotte | 209 | 20209 | 56 | 25000 | 1974 | 9999 |  |  | N | Distillate Fuel Oil | [13 empty] | 1.2 | 1.2 | 1.2 | 1.2 | [11 empty] | Kansas City Board Public Utilities | 100 | Kansas City Board Public Utilities | 100
Quindaro | 1295_G_GT3 | 1295 | G | GT3 | 90732 | Combustion Turbine |  | SPP_N | Kansas | 20 | Wyandotte | 209 | 20209 | 46 | 25000 | 1977 | 9999 |  |  | N | Distillate Fuel Oil | [13 empty] | 1.2 | 1.2 | 1.2 | 1.2 | [11 empty] | Kansas City Board Public Utilities | 100 | Kansas City Board Public Utilities | 100
Kingman Municipal Power and Light Plant | 1296_G_2 | 1296 | G | 2 |  | Combustion Turbine | IC Engine | SPP_N | Kansas | 20 | Kingman | 95 | 20095 | 1.9 | 18000 | 1962 | 9999 |  |  | N | Natural Gas, Distillate Fuel Oil | [12 empty] | 3 | 0.36981 | 0.36981 | 0.36981 | 0.36981 | [11 empty] | Kingman Municipal Electric Dept | 100 | Kingman Municipal Electric Dept | 100
Kingman Municipal Power and Light Plant | 1296_G_6 | 1296 | G | 6 |  | Combustion Turbine | IC Engine | SPP_N | Kansas | 20 | Kingman | 95 | 20095 | 3.4 | 12674 | 1969 | 9999 |  |  | N | Natural Gas, Distillate Fuel Oil | [12 empty] | 3 | 2.7 | 2.7 | 2.7 | 2.7 | [11 empty] | Kingman Municipal Electric Dept | 100 | Kingman Municipal Electric Dept | 100
Kingman Municipal Power and Light Plant | 1296_G_4 | 1296 | G | 4 |  | Combustion Turbine | IC Engine | SPP_N | Kansas | 20 | Kingman | 95 | 20095 | 1.9 | 12673 | 1977 | 9999 |  |  | N | Natural Gas, Distillate Fuel Oil | [12 empty] | 3 | 2.7 | 2.7 | 2.7 | 2.7 | [11 empty] | Kingman Municipal Electric Dept | 100 | Kingman Municipal Electric Dept | 100
Kingman Municipal Power and Light Plant | 1296_G_7 | 1296 | G | 7 |  | Combustion Turbine | IC Engine | SPP_N | Kansas | 20 | Kingman | 95 | 20095 | 2.1 | 12675 | 1979 | 9999 |  |  | N | Natural Gas, Distillate Fuel Oil | [12 empty] | 3 | 2.7 | 2.7 | 2.7 | 2.7 | [11 empty] | Kingman Municipal Electric Dept | 100 | Kingman Municipal Electric Dept | 100
Kingman Municipal Power and Light Plant | 1296_G_8 | 1296 | G | 8 |  | Combustion Turbine | IC Engine | SPP_N | Kansas | 20 | Kingman | 95 | 20095 | 2.4 | 12673 | 1984 | 9999 |  |  | N | Natural Gas, Distillate Fuel Oil | [12 empty] | 3 | 2.7 | 2.7 | 2.7 | 2.7 | [11 empty] | Kingman Municipal Electric Dept | 100 | Kingman Municipal Electric Dept | 100
Kingman Municipal Power and Light Plant | 1296_G_9 | 1296 | G | 9 |  | Combustion Turbine | IC Engine | SPP_N | Kansas | 20 | Kingman | 95 | 20095 | 6.3 | 12672 | 1993 | 9999 |  |  | N | Natural Gas, Distillate Fuel Oil | [12 empty] | 3 | 1.061 | 1.061 | 1.061 | 1.061 | [11 empty] | Kingman Municipal Electric Dept | 100 | Kingman Municipal Electric Dept | 100
La Crosse | 1297_G_1 | 1297 | G | 1 |  | Combustion Turbine | IC Engine | SPP_WEST | Kansas | 20 | Rush | 165 | 20165 | 0.7 | 13318 | 1962 | 9999 |  |  | N | Natural Gas, Distillate Fuel Oil | [12 empty] | 3 | 1.6498 | 1.6498 | 1.6498 | 1.6498 | [11 empty] | La Crosse KS (City of) | 100 | La Crosse KS (City of) | 100
La Crosse | 1297_G_2 | 1297 | G | 2 |  | Combustion Turbine | IC Engine | SPP_WEST | Kansas | 20 | Rush | 165 | 20165 | 0.9 | 12700 | 1964 | 9999 |  |  | N | Natural Gas, Distillate Fuel Oil | [12 empty] | 3 | 1.6498 | 1.6498 | 1.6498 | 1.6498 | [11 empty] | La Crosse KS (City of) | 100 | La Crosse KS (City of) | 100
La Crosse | 1297_G_5 | 1297 | G | 5 |  | Combustion Turbine | IC Engine | SPP_WEST | Kansas | 20 | Rush | 165 | 20165 | 1.5 | 12748 | 1969 | 9999 |  |  | N | Natural Gas, Distillate Fuel Oil | [12 empty] | 3 | 1.6498 | 1.6498 | 1.6498 | 1.6498 | [11 empty] | La Crosse KS (City of) | 100 | La Crosse KS (City of) | 100
La Crosse | 1297_G_6 | 1297 | G | 6 |  | Combustion Turbine | IC Engine | SPP_WEST | Kansas | 20 | Rush | 165 | 20165 | 1.5 | 13289 | 1975 | 9999 |  |  | N | Natural Gas, Distillate Fuel Oil | [12 empty] | 3 | 1.6498 | 1.6498 | 1.6498 | 1.6498 | [11 empty] | La Crosse KS (City of) | 100 | La Crosse KS (City of) | 100
Larned | 1299_G_IC5 | 1299 | G | IC5 |  | Combustion Turbine | IC Engine | SPP_N | Kansas | 20 | Pawnee | 145 | 20145 | 6 | 12283 | 1976 | 9999 |  |  | N | Natural Gas, Distillate Fuel Oil | [12 empty] | 3 | 1.6498 | 1.6498 | 1.6498 | 1.6498 | [11 empty] | Larned KS (City of) | 100 | Larned KS (City of) | 100
Larned | 1299_G_CAT | 1299 | G | CAT |  | Combustion Turbine | IC Engine | SPP_N | Kansas | 20 | Pawnee | 145 | 20145 | 2 | 12283 | 2004 | 9999 |  |  | N | Distillate Fuel Oil | [12 empty] | 3 | 1.6498 | 1.6498 | 1.6498 | 1.6498 | [11 empty] | Larned KS (City of) | 100 | Larned KS (City of) | 100
Larned | 1299_G_CAT1 | 1299 | G | CAT1 |  | Combustion Turbine | IC Engine | SPP_N | Kansas | 20 | Pawnee | 145 | 20145 | 2 | 12283 | 2004 | 9999 |  |  | N | Distillate Fuel Oil | [12 empty] | 3 | 1.6498 | 1.6498 | 1.6498 | 1.6498 | [11 empty] | Larned KS (City of) | 100 | Larned KS (City of) | 100
Larned | 1299_G_CAT2 | 1299 | G | CAT2 |  | Combustion Turbine | IC Engine | SPP_N | Kansas | 20 | Pawnee | 145 | 20145 | 2 | 12283 | 2004 | 9999 |  |  | N | Distillate Fuel Oil | [12 empty] | 3 | 1.6498 | 1.6498 | 1.6498 | 1.6498 | [11 empty] | Larned KS (City of) | 100 | Larned KS (City of) | 100
Larned | 1299_G_CAT3 | 1299 | G | CAT3 |  | Combustion Turbine | IC Engine | SPP_N | Kansas | 20 | Pawnee | 145 | 20145 | 2 | 12283 | 2004 | 9999 |  |  | N | Distillate Fuel Oil | [12 empty] | 3 | 1.6498 | 1.6498 | 1.6498 | 1.6498 | [11 empty] | Larned KS (City of) | 100 | Larned KS (City of) | 100
Larned | 1299_G_CAT4 | 1299 | G | CAT4 |  | Combustion Turbine | IC Engine | SPP_N | Kansas | 20 | Pawnee | 145 | 20145 | 2 | 12283 | 2004 | 9999 |  |  | N | Distillate Fuel Oil | [12 empty] | 3 | 1.6498 | 1.6498 | 1.6498 | 1.6498 | [11 empty] | Larned KS (City of) | 100 | Larned KS (City of) | 100
Lincoln | 1300_G_4 | 1300 | G | 4 |  | Combustion Turbine | IC Engine | SPP_N | Kansas | 20 | Lincoln | 105 | 20105 | 0.6 | 10745 | 1958 | 9999 |  |  | N | Distillate Fuel Oil | [12 empty] | 3 | 1.6498 | 1.6498 | 1.6498 | 1.6498 | [11 empty] | Lincoln KS (City of) | 100 | Lincoln KS (City of) | 100
Lincoln | 1300_G_1 | 1300 | G | 1 |  | Combustion Turbine | IC Engine | SPP_N | Kansas | 20 | Lincoln | 105 | 20105 | 1.1 | 10745 | 1964 | 9999 |  |  | N | Natural Gas, Distillate Fuel Oil | [12 empty] | 3 | 1.6498 | 1.6498 | 1.6498 | 1.6498 | [11 empty] | Lincoln KS (City of) | 100 | Lincoln KS (City of) | 100
Lincoln | 1300_G_2 | 1300 | G | 2 |  | Combustion Turbine | IC Engine | SPP_N | Kansas | 20 | Lincoln | 105 | 20105 | 1.1 | 10745 | 1964 | 9999 |  |  | N | Natural Gas, Distillate Fuel Oil | [12 empty] | 3 | 1.6498 | 1.6498 | 1.6498 | 1.6498 | [11 empty] | Lincoln KS (City of) | 100 | Lincoln KS (City of) | 100
Lincoln | 1300_G_7 | 1300 | G | 7 |  | Combustion Turbine | IC Engine | SPP_N | Kansas | 20 | Lincoln | 105 | 20105 | 3 | 10745 | 1974 | 9999 |  |  | N | Natural Gas, Distillate Fuel Oil | [12 empty] | 3 | 1.6498 | 1.6498 | 1.6498 | 1.6498 | [11 empty] | Lincoln KS (City of) | 100 | Lincoln KS (City of) | 100
Lincoln | 1300_G_8 | 1300 | G | 8 |  | Combustion Turbine | IC Engine | SPP_N | Kansas | 20 | Lincoln | 105 | 20105 | 1.8 | 10745 | 2017 | 9999 |  |  | N | Distillate Fuel Oil | [13 empty] | 1.6498 | 1.6498 | 1.6498 | 1.6498 | [11 empty] | Lincoln KS (City of) | 100 | Lincoln KS (City of) | 100
McPherson 2 | 1305_G_GT1 | 1305 | G | GT1 | 90704 | Combustion Turbine |  | SPP_N | Kansas | 20 | McPherson | 113 | 20113 | 49.9 | 15987 | 1973 | 9999 |  |  | N | Natural Gas, Distillate Fuel Oil | [12 empty] | 3 | 0.70603 | 0.70603 | 0.70603 | 0.70603 | [11 empty] | McPherson Board of Public Utilities | 100 | McPherson Board of Public Utilities | 100
McPherson 2 | 1305_G_GT2 | 1305 | G | GT2 | 90705 | Combustion Turbine |  | SPP_N | Kansas | 20 | McPherson | 113 | 20113 | 52 | 15982 | 1976 | 9999 |  |  | N | Distillate Fuel Oil | [13 empty] | 1.2 | 1.2 | 1.2 | 1.2 | [11 empty] | McPherson Board of Public Utilities | 100 | McPherson Board of Public Utilities | 100
McPherson 2 | 1305_G_GT3 | 1305 | G | GT3 | 90706 | Combustion Turbine |  | SPP_N | Kansas | 20 | McPherson | 113 | 20113 | 51.9 | 15982 | 1979 | 9999 |  |  | N | Natural Gas, Distillate Fuel Oil | [12 empty] | 3 | 0.704 | 0.704 | 0.704 | 0.704 | [11 empty] | McPherson Board of Public Utilities | 100 | McPherson Board of Public Utilities | 100
Meade | 1306_G_2 | 1306 | G | 2 |  | Combustion Turbine | IC Engine | SPP_N | Kansas | 20 | Meade | 119 | 20119 | 0.8 | 10745 | 1951 | 9999 |  |  | N | Natural Gas, Distillate Fuel Oil | [12 empty] | 3 | 1.061 | 1.061 | 1.061 | 1.061 | [11 empty] | Meade KS (City of) | 100 | Meade KS (City of) | 100
Meade | 1306_G_3 | 1306 | G | 3 |  | Combustion Turbine | IC Engine | SPP_N | Kansas | 20 | Meade | 119 | 20119 | 1.1 | 10745 | 1957 | 9999 |  |  | N | Natural Gas, Distillate Fuel Oil | [12 empty] | 3 | 1.061 | 1.061 | 1.061 | 1.061 | [11 empty] | Meade KS (City of) | 100 | Meade KS (City of) | 100
Meade | 1306_G_4 | 1306 | G | 4 |  | Combustion Turbine | IC Engine | SPP_N | Kansas | 20 | Meade | 119 | 20119 | 1.3 | 10745 | 1961 | 9999 |  |  | N | Natural Gas, Distillate Fuel Oil | [12 empty] | 3 | 1.061 | 1.061 | 1.061 | 1.061 | [11 empty] | Meade KS (City of) | 100 | Meade KS (City of) | 100
Meade | 1306_G_5 | 1306 | G | 5 |  | Combustion Turbine | IC Engine | SPP_N | Kansas | 20 | Meade | 119 | 20119 | 1.7 | 10745 | 1965 | 9999 |  |  | N | Natural Gas, Distillate Fuel Oil | [12 empty] | 3 | 1.6498 | 1.6498 | 1.6498 | 1.6498 | [11 empty] | Meade KS (City of) | 100 | Meade KS (City of) | 100
Meade | 1306_G_6 | 1306 | G | 6 |  | Combustion Turbine | IC Engine | SPP_N | Kansas | 20 | Meade | 119 | 20119 | 1.9 | 10745 | 1972 | 9999 |  |  | N | Natural Gas, Distillate Fuel Oil | [12 empty] | 3 | 1.061 | 1.061 | 1.061 | 1.061 | [11 empty] | Meade KS (City of) | 100 | Meade KS (City of) | 100
Minneapolis City of | 1307_G_4 | 1307 | G | 4 |  | Combustion Turbine | IC Engine | SPP_N | Kansas | 20 | Ottawa | 143 | 20143 | 0.5 | 11165 | 1955 | 9999 |  |  | N | Natural Gas, Distillate Fuel Oil | [12 empty] | 3 | 1.061 | 1.061 | 1.061 | 1.061 | [11 empty] | Minneapolis KS (City of) | 100 | Minneapolis KS (City of) | 100
Minneapolis City of | 1307_G_3 | 1307 | G | 3 |  | Combustion Turbine | IC Engine | SPP_N | Kansas | 20 | Ottawa | 143 | 20143 | 1.2 | 11177 | 1961 | 9999 |  |  | N | Natural Gas, Distillate Fuel Oil | [12 empty] | 3 | 1.061 | 1.061 | 1.061 | 1.061 | [11 empty] | Minneapolis KS (City of) | 100 | Minneapolis KS (City of) | 100
Minneapolis City of | 1307_G_5 | 1307 | G | 5 |  | Combustion Turbine | IC Engine | SPP_N | Kansas | 20 | Ottawa | 143 | 20143 | 1.8 | 11147 | 1966 | 9999 |  |  | N | Natural Gas, Distillate Fuel Oil | [12 empty] | 3 | 1.061 | 1.061 | 1.061 | 1.061 | [11 empty] | Minneapolis KS (City of) | 100 | Minneapolis KS (City of) | 100
Minneapolis City of | 1307_G_6 | 1307 | G | 6 |  | Combustion Turbine | IC Engine | SPP_N | Kansas | 20 | Ottawa | 143 | 20143 | 2.7 | 11150 | 1972 | 9999 |  |  | N | Natural Gas, Distillate Fuel Oil | [12 empty] | 3 | 1.061 | 1.061 | 1.061 | 1.061 | [11 empty] | Minneapolis KS (City of) | 100 | Minneapolis KS (City of) | 100
Minneapolis City of | 1307_G_7 | 1307 | G | 7 |  | Combustion Turbine | IC Engine | SPP_N | Kansas | 20 | Ottawa | 143 | 20143 | 1.8 | 11147 | 1989 | 9999 |  |  | N | Distillate Fuel Oil | [12 empty] | 3 | 1.6498 | 1.6498 | 1.6498 | 1.6498 | [11 empty] | Minneapolis KS (City of) | 100 | Minneapolis KS (City of) | 100
Oberlin (KS) | 1312_G_1 | 1312 | G | 1 |  | Combustion Turbine | IC Engine | SPP_N | Kansas | 20 | Decatur | 39 | 20039 | 0.9 | 10745 | 1956 | 9999 |  |  | N | Natural Gas, Distillate Fuel Oil | [13 empty] | 1.6498 | 1.6498 | 1.6498 | 1.6498 | [11 empty] | Oberlin KS (City of) | 100 | Oberlin KS (City of) | 100
Osage City | 1313_G_1 | 1313 | G | 1 |  | Combustion Turbine | IC Engine | SPP_N | Kansas | 20 | Osage | 139 | 20139 | 0.9 | 12283 | 1955 | 9999 |  |  | N | Natural Gas, Distillate Fuel Oil | [12 empty] | 3 | 1.061 | 1.061 | 1.061 | 1.061 | [11 empty] | Osage City KS (City of) | 100 | Osage City KS (City of) | 100
Osage City | 1313_G_2 | 1313 | G | 2 |  | Combustion Turbine | IC Engine | SPP_N | Kansas | 20 | Osage | 139 | 20139 | 1.1 | 12283 | 1960 | 9999 |  |  | N | Natural Gas, Distillate Fuel Oil | [12 empty] | 3 | 1.061 | 1.061 | 1.061 | 1.061 | [11 empty] | Osage City KS (City of) | 100 | Osage City KS (City of) | 100
Osage City | 1313_G_4 | 1313 | G | 4 |  | Combustion Turbine | IC Engine | SPP_N | Kansas | 20 | Osage | 139 | 20139 | 1.9 | 12283 | 1967 | 9999 |  |  | N | Natural Gas, Distillate Fuel Oil | [12 empty] | 3 | 1.061 | 1.061 | 1.061 | 1.061 | [11 empty] | Osage City KS (City of) | 100 | Osage City KS (City of) | 100
Osage City | 1313_G_5 | 1313 | G | 5 |  | Combustion Turbine | IC Engine | SPP_N | Kansas | 20 | Osage | 139 | 20139 | 1.9 | 12283 | 1970 | 9999 |  |  | N | Natural Gas, Distillate Fuel Oil | [12 empty] | 3 | 1.061 | 1.061 | 1.061 | 1.061 | [11 empty] | Osage City KS (City of) | 100 | Osage City KS (City of) | 100
Osage City | 1313_G_IC6 | 1313 | G | IC6 |  | Combustion Turbine | IC Engine | SPP_N | Kansas | 20 | Osage | 139 | 20139 | 0.9 | 12283 | 1983 | 9999 |  |  | N | Natural Gas, Distillate Fuel Oil | [12 empty] | 3 | 1.061 | 1.061 | 1.061 | 1.061 | [11 empty] | Osage City KS (City of) | 100 | Osage City KS (City of) | 100
Osage City | 1313_G_7 | 1313 | G | 7 |  | Combustion Turbine | IC Engine | SPP_N | Kansas | 20 | Osage | 139 | 20139 | 1.5 | 12283 | 1984 | 9999 |  |  | N | Natural Gas, Distillate Fuel Oil | [12 empty] | 3 | 1.061 | 1.061 | 1.061 | 1.061 | [11 empty] | Osage City KS (City of) | 100 | Osage City KS (City of) | 100
Osage City | 1313_G_IC3 | 1313 | G | IC3 |  | Combustion Turbine | IC Engine | SPP_N | Kansas | 20 | Osage | 139 | 20139 | 1.9 | 12283 | 2011 | 9999 |  |  | N | Natural Gas, Distillate Fuel Oil | [13 empty] | 1.061 | 1.061 | 1.061 | 1.061 | [11 empty] | Osage City KS (City of) | 100 | Osage City KS (City of) | 100
Osawatomie City of | 1314_G_4 | 1314 | G | 4 |  | Combustion Turbine | IC Engine | SPP_N | Kansas | 20 | Miami | 121 | 20121 | 1 | 25000 | 1950 | 9999 |  |  | N | Natural Gas, Distillate Fuel Oil | [12 empty] | 3 | 1.6498 | 1.6498 | 1.6498 | 1.6498 | [11 empty] | Osawatomie KS (City of) | 100 | Osawatomie KS (City of) | 100
Osawatomie City of | 1314_G_2 | 1314 | G | 2 |  | Combustion Turbine | IC Engine | SPP_N | Kansas | 20 | Miami | 121 | 20121 | 1.8 | 25000 | 1957 | 9999 |  |  | N | Natural Gas, Distillate Fuel Oil | [12 empty] | 3 | 1.6498 | 1.6498 | 1.6498 | 1.6498 | [11 empty] | Osawatomie KS (City of) | 100 | Osawatomie KS (City of) | 100
Osawatomie City of | 1314_G_5 | 1314 | G | 5 |  | Combustion Turbine | IC Engine | SPP_N | Kansas | 20 | Miami | 121 | 20121 | 2.8 | 24374 | 1966 | 9999 |  |  | N | Natural Gas, Distillate Fuel Oil | [12 empty] | 3 | 1.6498 | 1.6498 | 1.6498 | 1.6498 | [11 empty] | Osawatomie KS (City of) | 100 | Osawatomie KS (City of) | 100
Osborne | 1315_G_3 | 1315 | G | 3 |  | Combustion Turbine | IC Engine | SPP_N | Kansas | 20 | Osborne | 141 | 20141 | 0.6 | 13707 | 1957 | 9999 |  |  | N | Natural Gas, Distillate Fuel Oil | [12 empty] | 3 | 1.6498 | 1.6498 | 1.6498 | 1.6498 | [11 empty] | Osborne KS (City of) | 100 | Osborne KS (City of) | 100
Osborne | 1315_G_2 | 1315 | G | 2 |  | Combustion Turbine | IC Engine | SPP_N | Kansas | 20 | Osborne | 141 | 20141 | 1.2 | 13734 | 1963 | 9999 |  |  | N | Natural Gas, Distillate Fuel Oil | [12 empty] | 3 | 1.6498 | 1.6498 | 1.6498 | 1.6498 | [11 empty] | Osborne KS (City of) | 100 | Osborne KS (City of) | 100
Osborne | 1315_G_1 | 1315 | G | 1 |  | Combustion Turbine | IC Engine | SPP_N | Kansas | 20 | Osborne | 141 | 20141 | 1.4 | 13050 | 1967 | 9999 |  |  | N | Natural Gas, Distillate Fuel Oil | [12 empty] | 3 | 1.6498 | 1.6498 | 1.6498 | 1.6498 | [11 empty] | Osborne KS (City of) | 100 | Osborne KS (City of) | 100
Osborne | 1315_G_6 | 1315 | G | 6 |  | Combustion Turbine | IC Engine | SPP_N | Kansas | 20 | Osborne | 141 | 20141 | 0.4 | 13377 | 1992 | 9999 |  |  | N | Natural Gas | [12 empty] | 3 | 1.061 | 1.061 | 1.061 | 1.061 | [11 empty] | Osborne KS (City of) | 100 | Osborne KS (City of) | 100
Osborne | 1315_G_7 | 1315 | G | 7 |  | Combustion Turbine | IC Engine | SPP_N | Kansas | 20 | Osborne | 141 | 20141 | 0.4 | 13377 | 1992 | 9999 |  |  | N | Natural Gas | [12 empty] | 3 | 1.061 | 1.061 | 1.061 | 1.061 | [11 empty] | Osborne KS (City of) | 100 | Osborne KS (City of) | 100
Osborne | 1315_G_8 | 1315 | G | 8 |  | Combustion Turbine | IC Engine | SPP_N | Kansas | 20 | Osborne | 141 | 20141 | 0.6 | 13707 | 1994 | 9999 |  |  | N | Natural Gas | [12 empty] | 3 | 1.061 | 1.061 | 1.061 | 1.061 | [11 empty] | Osborne KS (City of) | 100 | Osborne KS (City of) | 100
Ottawa | 1316_G_IC4 | 1316 | G | IC4 |  | Combustion Turbine | IC Engine | SPP_N | Kansas | 20 | Franklin | 59 | 20059 | 3 | 18000 | 1958 | 9999 |  |  | N | Natural Gas, Distillate Fuel Oil | [13 empty] | 4.5245 | 4.5245 | 4.5245 | 4.5245 | [11 empty] | Ottawa KS (City of) | 100 | Ottawa KS (City of) | 100
Ottawa | 1316_G_IC3 | 1316 | G | IC3 |  | Combustion Turbine | IC Engine | SPP_N | Kansas | 20 | Franklin | 59 | 20059 | 3.2 | 18000 | 1962 | 9999 |  |  | N | Natural Gas, Distillate Fuel Oil | [13 empty] | 2.7 | 2.7 | 2.7 | 2.7 | [11 empty] | Ottawa KS (City of) | 100 | Ottawa KS (City of) | 100
Ottawa | 1316_G_IC6 | 1316 | G | IC6 |  | Combustion Turbine | IC Engine | SPP_N | Kansas | 20 | Franklin | 59 | 20059 | 5.9 | 18000 | 1981 | 9999 |  |  | N | Natural Gas, Distillate Fuel Oil | [13 empty] | 2.7 | 2.7 | 2.7 | 2.7 | [11 empty] | Ottawa KS (City of) | 100 | Ottawa KS (City of) | 100
Ottawa | 1316_G_IC7 | 1316 | G | IC7 |  | Combustion Turbine | IC Engine | SPP_N | Kansas | 20 | Franklin | 59 | 20059 | 5.9 | 18000 | 1981 | 9999 |  |  | N | Natural Gas, Distillate Fuel Oil | [13 empty] | 2.7 | 2.7 | 2.7 | 2.7 | [11 empty] | Ottawa KS (City of) | 100 | Ottawa KS (City of) | 100
Pratt | 1317_G_IC1 | 1317 | G | IC1 |  | Combustion Turbine | IC Engine | SPP_N | Kansas | 20 | Pratt | 151 | 20151 | 1.5 | 14378 | 1958 | 9999 |  |  | N | Distillate Fuel Oil | [12 empty] | 3 | 0.11529 | 0.11529 | 0.11529 | 0.11529 | [11 empty] | Pratt KS (City of) | 100 | Pratt KS (City of) | 100
Pratt | 1317_B_5 | 1317 | B | 5 |  | O/G Steam |  | SPP_N | Kansas | 20 | Pratt | 151 | 20151 | 13 | 14500 | 1965 | 9999 |  |  | N | Natural Gas | [12 empty] | 3 | 0.20523 | 0.20523 | 0.20523 | 0.20523 | [11 empty] | Pratt KS (City of) | 100 | Pratt KS (City of) | 100
Russell Downtown | 1319_G_7 | 1319 | G | 7 |  | Combustion Turbine | IC Engine | SPP_N | Kansas | 20 | Russell | 167 | 20167 | 3 | 11357 | 1971 | 9999 |  |  | N | Natural Gas, Distillate Fuel Oil | [12 empty] | 3 | 1.061 | 1.061 | 1.061 | 1.061 | [11 empty] | Russell KS (City of) | 100 | Russell KS (City of) | 100
Russell Downtown | 1319_G_8 | 1319 | G | 8 |  | Combustion Turbine | IC Engine | SPP_N | Kansas | 20 | Russell | 167 | 20167 | 2.5 | 11346 | 1978 | 9999 |  |  | N | Distillate Fuel Oil | [12 empty] | 3 | 1.6498 | 1.6498 | 1.6498 | 1.6498 | [11 empty] | Russell KS (City of) | 100 | Russell KS (City of) | 100
Russell Downtown | 1319_G_9 | 1319 | G | 9 |  | Combustion Turbine | IC Engine | SPP_N | Kansas | 20 | Russell | 167 | 20167 | 2.5 | 11346 | 1981 | 9999 |  |  | N | Distillate Fuel Oil | [12 empty] | 3 | 1.6498 | 1.6498 | 1.6498 | 1.6498 | [11 empty] | Russell KS (City of) | 100 | Russell KS (City of) | 100
Russell Downtown | 1319_G_11 | 1319 | G | 11 |  | Combustion Turbine | IC Engine | SPP_N | Kansas | 20 | Russell | 167 | 20167 | 3.2 | 11380 | 1994 | 9999 |  |  | N | Natural Gas, Distillate Fuel Oil | [12 empty] | 3 | 2.2753 | 2.2753 | 2.2753 | 2.2753 | [11 empty] | Russell KS (City of) | 100 | Russell KS (City of) | 100
Russell Downtown | 1319_G_12 | 1319 | G | 12 |  | Combustion Turbine | IC Engine | SPP_N | Kansas | 20 | Russell | 167 | 20167 | 3.2 | 11342 | 1994 | 9999 |  |  | N | Natural Gas, Distillate Fuel Oil | [12 empty] | 3 | 1.061 | 1.061 | 1.061 | 1.061 | [11 empty] | Russell KS (City of) | 100 | Russell KS (City of) | 100
Sabetha Power Plant | 1320_G_3 | 1320 | G | 3 |  | Combustion Turbine | IC Engine | SPP_N | Kansas | 20 | Nemaha | 131 | 20131 | 0.6 | 12283 | 1947 | 9999 |  |  | N | Natural Gas, Distillate Fuel Oil | [12 empty] | 3 | 1.6498 | 1.6498 | 1.6498 | 1.6498 | [11 empty] | Sabetha KS (City of) | 100 | Sabetha KS (City of) | 100
Sabetha Power Plant | 1320_G_4 | 1320 | G | 4 |  | Combustion Turbine | IC Engine | SPP_N | Kansas | 20 | Nemaha | 131 | 20131 | 0.7 | 12283 | 1950 | 9999 |  |  | N | Natural Gas, Distillate Fuel Oil | [12 empty] | 3 | 1.6498 | 1.6498 | 1.6498 | 1.6498 | [11 empty] | Sabetha KS (City of) | 100 | Sabetha KS (City of) | 100
Sabetha Power Plant | 1320_G_2 | 1320 | G | 2 |  | Combustion Turbine | IC Engine | SPP_N | Kansas | 20 | Nemaha | 131 | 20131 | 1.2 | 12283 | 1957 | 9999 |  |  | N | Natural Gas, Distillate Fuel Oil | [12 empty] | 3 | 1.6498 | 1.6498 | 1.6498 | 1.6498 | [11 empty] | Sabetha KS (City of) | 100 | Sabetha KS (City of) | 100
Sabetha Power Plant | 1320_G_5 | 1320 | G | 5 |  | Combustion Turbine | IC Engine | SPP_N | Kansas | 20 | Nemaha | 131 | 20131 | 1.2 | 12283 | 1961 | 9999 |  |  | N | Natural Gas, Distillate Fuel Oil | [12 empty] | 3 | 1.6498 | 1.6498 | 1.6498 | 1.6498 | [11 empty] | Sabetha KS (City of) | 100 | Sabetha KS (City of) | 100
Sabetha Power Plant | 1320_G_6 | 1320 | G | 6 |  | Combustion Turbine | IC Engine | SPP_N | Kansas | 20 | Nemaha | 131 | 20131 | 1.2 | 12283 | 1967 | 9999 |  |  | N | Natural Gas, Distillate Fuel Oil | [12 empty] | 3 | 1.6498 | 1.6498 | 1.6498 | 1.6498 | [11 empty] | Sabetha KS (City of) | 100 | Sabetha KS (City of) | 100
Sabetha Power Plant | 1320_G_7 | 1320 | G | 7 |  | Combustion Turbine | IC Engine | SPP_N | Kansas | 20 | Nemaha | 131 | 20131 | 1.8 | 12283 | 1970 | 9999 |  |  | N | Natural Gas, Distillate Fuel Oil | [12 empty] | 3 | 1.6498 | 1.6498 | 1.6498 | 1.6498 | [11 empty] | Sabetha KS (City of) | 100 | Sabetha KS (City of) | 100
Sabetha Power Plant | 1320_G_8 | 1320 | G | 8 |  | Combustion Turbine | IC Engine | SPP_N | Kansas | 20 | Nemaha | 131 | 20131 | 2.1 | 12283 | 1978 | 9999 |  |  | N | Natural Gas, Distillate Fuel Oil | [12 empty] | 3 | 1.6498 | 1.6498 | 1.6498 | 1.6498 | [11 empty] | Sabetha KS (City of) | 100 | Sabetha KS (City of) | 100
Sabetha Power Plant | 1320_G_IC9 | 1320 | G | IC9 |  | Combustion Turbine | IC Engine | SPP_N | Kansas | 20 | Nemaha | 131 | 20131 | 1 | 12283 | 1985 | 9999 |  |  | N | Natural Gas, Distillate Fuel Oil | [12 empty] | 3 | 1.6498 | 1.6498 | 1.6498 | 1.6498 | [11 empty] | Sabetha KS (City of) | 100 | Sabetha KS (City of) | 100
Sabetha Power Plant | 1320_G_IC10 | 1320 | G | IC10 |  | Combustion Turbine | IC Engine | SPP_N | Kansas | 20 | Nemaha | 131 | 20131 | 2.1 | 12283 | 1990 | 9999 |  |  | N | Natural Gas, Distillate Fuel Oil | [12 empty] | 3 | 1.6498 | 1.6498 | 1.6498 | 1.6498 | [11 empty] | Sabetha KS (City of) | 100 | Sabetha KS (City of) | 100
Sabetha Power Plant | 1320_G_11 | 1320 | G | 11 |  | Combustion Turbine | IC Engine | SPP_N | Kansas | 20 | Nemaha | 131 | 20131 | 2.7 | 12283 | 1992 | 9999 |  |  | N | Natural Gas, Distillate Fuel Oil | [12 empty] | 3 | 1.6498 | 1.6498 | 1.6498 | 1.6498 | [11 empty] | Sabetha KS (City of) | 100 | Sabetha KS (City of) | 100
Sabetha Power Plant | 1320_G_12 | 1320 | G | 12 |  | Combustion Turbine | IC Engine | SPP_N | Kansas | 20 | Nemaha | 131 | 20131 | 4.1 | 12283 | 2001 | 9999 |  |  | N | Natural Gas, Distillate Fuel Oil | [12 empty] | 3 | 1.061 | 1.061 | 1.061 | 1.061 | [11 empty] | Sabetha KS (City of) | 100 | Sabetha KS (City of) | 100
St Francis | 1321_G_5 | 1321 | G | 5 |  | Combustion Turbine | IC Engine | SPP_N | Kansas | 20 | Cheyenne | 23 | 20023 | 0.9 | 12283 | 1953 | 9999 |  |  | N | Natural Gas, Distillate Fuel Oil | [13 empty] | 1.6498 | 1.6498 | 1.6498 | 1.6498 | [11 empty] | St Francis KS (City of) | 100 | St Francis KS (City of) | 100
St Francis | 1321_G_2 | 1321 | G | 2 |  | Combustion Turbine | IC Engine | SPP_N | Kansas | 20 | Cheyenne | 23 | 20023 | 1.5 | 12283 | 1964 | 9999 |  |  | N | Natural Gas, Distillate Fuel Oil | [13 empty] | 1.6498 | 1.6498 | 1.6498 | 1.6498 | [11 empty] | St Francis KS (City of) | 100 | St Francis KS (City of) | 100
St Francis | 1321_G_4 | 1321 | G | 4 |  | Combustion Turbine | IC Engine | SPP_N | Kansas | 20 | Cheyenne | 23 | 20023 | 2.7 | 12283 | 1972 | 9999 |  |  | N | Natural Gas, Distillate Fuel Oil | [13 empty] | 1.6498 | 1.6498 | 1.6498 | 1.6498 | [11 empty] | St Francis KS (City of) | 100 | St Francis KS (City of) | 100
St John | 1322_G_4 | 1322 | G | 4 |  | Combustion Turbine | IC Engine | SPP_WEST | Kansas | 20 | Stafford | 185 | 20185 | 1.7 | 10745 | 1965 | 9999 |  |  | N | Distillate Fuel Oil | [12 empty] | 3 | 1.6498 | 1.6498 | 1.6498 | 1.6498 | [11 empty] | St John KS (City of) | 100 | St John KS (City of) | 100
St John | 1322_G_5 | 1322 | G | 5 |  | Combustion Turbine | IC Engine | SPP_WEST | Kansas | 20 | Stafford | 185 | 20185 | 2 | 10745 | 1982 | 9999 |  |  | N | Distillate Fuel Oil | [12 empty] | 3 | 1.6498 | 1.6498 | 1.6498 | 1.6498 | [11 empty] | St John KS (City of) | 100 | St John KS (City of) | 100
St John | 1322_G_2 | 1322 | G | 2 |  | Combustion Turbine | IC Engine | SPP_WEST | Kansas | 20 | Stafford | 185 | 20185 | 1.3 | 10745 | 2002 | 9999 |  |  | N | Distillate Fuel Oil | [12 empty] | 3 | 1.6498 | 1.6498 | 1.6498 | 1.6498 | [11 empty] | St John KS (City of) | 100 | St John KS (City of) | 100
Sharon Spring | 1324_G_4 | 1324 | G | 4 |  | Combustion Turbine | IC Engine | SPP_N | Kansas | 20 | Wallace | 199 | 20199 | 0.6 | 12283 | 1951 | 9999 |  |  | N | Natural Gas, Distillate Fuel Oil | [12 empty] | 3 | 1.061 | 1.061 | 1.061 | 1.061 | [11 empty] | Sharon Springs KS (City of) | 100 | Sharon Springs KS (City of) | 100
Sharon Spring | 1324_G_3 | 1324 | G | 3 |  | Combustion Turbine | IC Engine | SPP_N | Kansas | 20 | Wallace | 199 | 20199 | 0.4 | 12283 | 1958 | 9999 |  |  | N | Natural Gas, Distillate Fuel Oil | [12 empty] | 3 | 1.061 | 1.061 | 1.061 | 1.061 | [11 empty] | Sharon Springs KS (City of) | 100 | Sharon Springs KS (City of) | 100
Sharon Spring | 1324_G_2 | 1324 | G | 2 |  | Combustion Turbine | IC Engine | SPP_N | Kansas | 20 | Wallace | 199 | 20199 | 1 | 12283 | 1964 | 9999 |  |  | N | Natural Gas, Distillate Fuel Oil | [12 empty] | 3 | 1.061 | 1.061 | 1.061 | 1.061 | [11 empty] | Sharon Springs KS (City of) | 100 | Sharon Springs KS (City of) | 100
Sharon Spring | 1324_G_1 | 1324 | G | 1 |  | Combustion Turbine | IC Engine | SPP_N | Kansas | 20 | Wallace | 199 | 20199 | 0.9 | 12283 | 1970 | 9999 |  |  | N | Natural Gas, Distillate Fuel Oil | [12 empty] | 3 | 1.061 | 1.061 | 1.061 | 1.061 | [11 empty] | Sharon Springs KS (City of) | 100 | Sharon Springs KS (City of) | 100
Stafford | 1325_G_4 | 1325 | G | 4 |  | Combustion Turbine | IC Engine | SPP_WEST | Kansas | 20 | Stafford | 185 | 20185 | 1.4 | 10745 | 1973 | 9999 |  |  | N | Natural Gas, Distillate Fuel Oil | [12 empty] | 3 | 1.6498 | 1.6498 | 1.6498 | 1.6498 | [11 empty] | Stafford KS (City of) | 100 | Stafford KS (City of) | 100
Stafford | 1325_G_5 | 1325 | G | 5 |  | Combustion Turbine | IC Engine | SPP_WEST | Kansas | 20 | Stafford | 185 | 20185 | 1.1 | 10745 | 1983 | 9999 |  |  | N | Natural Gas, Distillate Fuel Oil | [12 empty] | 3 | 1.6498 | 1.6498 | 1.6498 | 1.6498 | [11 empty] | Stafford KS (City of) | 100 | Stafford KS (City of) | 100
Sterling | 1326_G_2 | 1326 | G | 2 |  | Combustion Turbine | IC Engine | SPP_N | Kansas | 20 | Rice | 159 | 20159 | 0.4 | 10745 | 1950 | 9999 |  |  | N | Natural Gas, Distillate Fuel Oil | [12 empty] | 3 | 1.6498 | 1.6498 | 1.6498 | 1.6498 | [11 empty] | Sterling KS (City of) | 100 | Sterling KS (City of) | 100
Sterling | 1326_G_4 | 1326 | G | 4 |  | Combustion Turbine | IC Engine | SPP_N | Kansas | 20 | Rice | 159 | 20159 | 0.8 | 10745 | 1955 | 9999 |  |  | N | Natural Gas, Distillate Fuel Oil | [12 empty] | 3 | 1.6498 | 1.6498 | 1.6498 | 1.6498 | [11 empty] | Sterling KS (City of) | 100 | Sterling KS (City of) | 100
Sterling | 1326_G_1 | 1326 | G | 1 |  | Combustion Turbine | IC Engine | SPP_N | Kansas | 20 | Rice | 159 | 20159 | 1.3 | 10745 | 1962 | 9999 |  |  | N | Natural Gas, Distillate Fuel Oil | [12 empty] | 3 | 1.6498 | 1.6498 | 1.6498 | 1.6498 | [11 empty] | Sterling KS (City of) | 100 | Sterling KS (City of) | 100
Sterling | 1326_G_3 | 1326 | G | 3 |  | Combustion Turbine | IC Engine | SPP_N | Kansas | 20 | Rice | 159 | 20159 | 2.2 | 10745 | 1972 | 9999 |  |  | N | Natural Gas, Distillate Fuel Oil | [12 empty] | 3 | 1.6498 | 1.6498 | 1.6498 | 1.6498 | [11 empty] | Sterling KS (City of) | 100 | Sterling KS (City of) | 100
Sterling | 1326_G_5 | 1326 | G | 5 |  | Combustion Turbine | IC Engine | SPP_N | Kansas | 20 | Rice | 159 | 20159 | 1.2 | 10745 | 2002 | 9999 |  |  | N | Natural Gas, Distillate Fuel Oil | [12 empty] | 3 | 1.6498 | 1.6498 | 1.6498 | 1.6498 | [11 empty] | Sterling KS (City of) | 100 | Sterling KS (City of) | 100
Sterling | 1326_G_6 | 1326 | G | 6 |  | Combustion Turbine | IC Engine | SPP_N | Kansas | 20 | Rice | 159 | 20159 | 1.2 | 10745 | 2002 | 9999 |  |  | N | Natural Gas, Distillate Fuel Oil | [12 empty] | 3 | 1.6498 | 1.6498 | 1.6498 | 1.6498 | [11 empty] | Sterling KS (City of) | 100 | Sterling KS (City of) | 100
Sterling | 1326_G_7 | 1326 | G | 7 |  | Combustion Turbine | IC Engine | SPP_N | Kansas | 20 | Rice | 159 | 20159 | 1.2 | 10745 | 2002 | 9999 |  |  | N | Natural Gas, Distillate Fuel Oil | [12 empty] | 3 | 1.6498 | 1.6498 | 1.6498 | 1.6498 | [11 empty] | Sterling KS (City of) | 100 | Sterling KS (City of) | 100
Stockton | 1327_G_5 | 1327 | G | 5 |  | Combustion Turbine | IC Engine | SPP_N | Kansas | 20 | Rooks | 163 | 20163 | 1 | 12283 | 1955 | 9999 |  |  | N | Natural Gas, Distillate Fuel Oil | [12 empty] | 3 | 1.061 | 1.061 | 1.061 | 1.061 | [11 empty] | Stockton KS (City of) | 100 | Stockton KS (City of) | 100
Stockton | 1327_G_2 | 1327 | G | 2 |  | Combustion Turbine | IC Engine | SPP_N | Kansas | 20 | Rooks | 163 | 20163 | 0.9 | 12283 | 1962 | 9999 |  |  | N | Natural Gas, Distillate Fuel Oil | [12 empty] | 3 | 1.061 | 1.061 | 1.061 | 1.061 | [11 empty] | Stockton KS (City of) | 100 | Stockton KS (City of) | 100
Stockton | 1327_G_1 | 1327 | G | 1 |  | Combustion Turbine | IC Engine | SPP_N | Kansas | 20 | Rooks | 163 | 20163 | 0.9 | 12283 | 1967 | 9999 |  |  | N | Natural Gas, Distillate Fuel Oil | [12 empty] | 3 | 1.061 | 1.061 | 1.061 | 1.061 | [11 empty] | Stockton KS (City of) | 100 | Stockton KS (City of) | 100
Stockton | 1327_G_3 | 1327 | G | 3 |  | Combustion Turbine | IC Engine | SPP_N | Kansas | 20 | Rooks | 163 | 20163 | 1.7 | 12283 | 1971 | 9999 |  |  | N | Natural Gas, Distillate Fuel Oil | [12 empty] | 3 | 1.061 | 1.061 | 1.061 | 1.061 | [11 empty] | Stockton KS (City of) | 100 | Stockton KS (City of) | 100
Wamego | 1328_G_4 | 1328 | G | 4 |  | Combustion Turbine | IC Engine | SPP_N | Kansas | 20 | Pottawatomie | 149 | 20149 | 1.1 | 12283 | 1956 | 9999 |  |  | N | Natural Gas, Distillate Fuel Oil | [12 empty] | 3 | 1.061 | 1.061 | 1.061 | 1.061 | [11 empty] | Wamego KS (City of) | 100 | Wamego KS (City of) | 100
Wamego | 1328_G_1 | 1328 | G | 1 |  | Combustion Turbine | IC Engine | SPP_N | Kansas | 20 | Pottawatomie | 149 | 20149 | 1.3 | 12283 | 1963 | 9999 |  |  | N | Natural Gas, Distillate Fuel Oil | [12 empty] | 3 | 1.061 | 1.061 | 1.061 | 1.061 | [11 empty] | Wamego KS (City of) | 100 | Wamego KS (City of) | 100
Wamego | 1328_G_5 | 1328 | G | 5 |  | Combustion Turbine | IC Engine | SPP_N | Kansas | 20 | Pottawatomie | 149 | 20149 | 1.8 | 12283 | 1967 | 9999 |  |  | N | Natural Gas, Distillate Fuel Oil | [12 empty] | 3 | 1.061 | 1.061 | 1.061 | 1.061 | [11 empty] | Wamego KS (City of) | 100 | Wamego KS (City of) | 100
Wamego | 1328_G_3 | 1328 | G | 3 |  | Combustion Turbine | IC Engine | SPP_N | Kansas | 20 | Pottawatomie | 149 | 20149 | 1.3 | 12283 | 1972 | 9999 |  |  | N | Natural Gas, Distillate Fuel Oil | [12 empty] | 3 | 1.061 | 1.061 | 1.061 | 1.061 | [11 empty] | Wamego KS (City of) | 100 | Wamego KS (City of) | 100
Wamego | 1328_G_6 | 1328 | G | 6 |  | Combustion Turbine | IC Engine | SPP_N | Kansas | 20 | Pottawatomie | 149 | 20149 | 2.2 | 12283 | 1979 | 9999 |  |  | N | Natural Gas, Distillate Fuel Oil | [12 empty] | 3 | 1.061 | 1.061 | 1.061 | 1.061 | [11 empty] | Wamego KS (City of) | 100 | Wamego KS (City of) | 100
Wamego | 1328_G_7 | 1328 | G | 7 |  | Combustion Turbine | IC Engine | SPP_N | Kansas | 20 | Pottawatomie | 149 | 20149 | 1.3 | 12283 | 1996 | 9999 |  |  | N | Natural Gas, Distillate Fuel Oil | [12 empty] | 3 | 1.061 | 1.061 | 1.061 | 1.061 | [11 empty] | Wamego KS (City of) | 100 | Wamego KS (City of) | 100
Wamego | 1328_G_8 | 1328 | G | 8 |  | Combustion Turbine | IC Engine | SPP_N | Kansas | 20 | Pottawatomie | 149 | 20149 | 1.3 | 12283 | 1996 | 9999 |  |  | N | Natural Gas, Distillate Fuel Oil | [12 empty] | 3 | 1.061 | 1.061 | 1.061 | 1.061 | [11 empty] | Wamego KS (City of) | 100 | Wamego KS (City of) | 100
Wamego | 1328_G_9 | 1328 | G | 9 |  | Combustion Turbine | IC Engine | SPP_N | Kansas | 20 | Pottawatomie | 149 | 20149 | 1.3 | 12283 | 1996 | 9999 |  |  | N | Natural Gas, Distillate Fuel Oil | [12 empty] | 3 | 1.061 | 1.061 | 1.061 | 1.061 | [11 empty] | Wamego KS (City of) | 100 | Wamego KS (City of) | 100
Wamego | 1328_G_10 | 1328 | G | 10 |  | Combustion Turbine | IC Engine | SPP_N | Kansas | 20 | Pottawatomie | 149 | 20149 | 2.9 | 12283 | 2016 | 9999 |  |  | N | Natural Gas, Distillate Fuel Oil | [13 empty] | 1.061 | 1.061 | 1.061 | 1.061 | [11 empty] | Wamego KS (City of) | 100 | Wamego KS (City of) | 100
Washington | 1329_G_5 | 1329 | G | 5 |  | Combustion Turbine | IC Engine | SPP_N | Kansas | 20 | Washington | 201 | 20201 | 0.4 | 16160 | 1953 | 9999 |  |  | N | Distillate Fuel Oil | [12 empty] | 3 | 1.6498 | 1.6498 | 1.6498 | 1.6498 | [11 empty] | Washington KS (City of) | 100 | Washington KS (City of) | 100
Washington | 1329_G_2 | 1329 | G | 2 |  | Combustion Turbine | IC Engine | SPP_N | Kansas | 20 | Washington | 201 | 20201 | 0.8 | 16372 | 1958 | 9999 |  |  | N | Distillate Fuel Oil | [12 empty] | 3 | 1.6498 | 1.6498 | 1.6498 | 1.6498 | [11 empty] | Washington KS (City of) | 100 | Washington KS (City of) | 100
Washington | 1329_G_1 | 1329 | G | 1 |  | Combustion Turbine | IC Engine | SPP_N | Kansas | 20 | Washington | 201 | 20201 | 1 | 16366 | 1963 | 9999 |  |  | N | Distillate Fuel Oil | [12 empty] | 3 | 1.6498 | 1.6498 | 1.6498 | 1.6498 | [11 empty] | Washington KS (City of) | 100 | Washington KS (City of) | 100
Washington | 1329_G_6 | 1329 | G | 6 |  | Combustion Turbine | IC Engine | SPP_N | Kansas | 20 | Washington | 201 | 20201 | 1.3 | 16344 | 1967 | 9999 |  |  | N | Distillate Fuel Oil | [12 empty] | 3 | 1.6498 | 1.6498 | 1.6498 | 1.6498 | [11 empty] | Washington KS (City of) | 100 | Washington KS (City of) | 100
Washington | 1329_G_7 | 1329 | G | 7 |  | Combustion Turbine | IC Engine | SPP_N | Kansas | 20 | Washington | 201 | 20201 | 0.9 | 16310 | 1976 | 9999 |  |  | N | Distillate Fuel Oil | [12 empty] | 3 | 1.6498 | 1.6498 | 1.6498 | 1.6498 | [11 empty] | Washington KS (City of) | 100 | Washington KS (City of) | 100
Washington | 1329_G_3 | 1329 | G | 3 |  | Combustion Turbine | IC Engine | SPP_N | Kansas | 20 | Washington | 201 | 20201 | 0.7 | 16257 | 1978 | 9999 |  |  | N | Distillate Fuel Oil | [12 empty] | 3 | 1.6498 | 1.6498 | 1.6498 | 1.6498 | [11 empty] | Washington KS (City of) | 100 | Washington KS (City of) | 100
Washington | 1329_G_IC4 | 1329 | G | IC4 |  | Combustion Turbine | IC Engine | SPP_N | Kansas | 20 | Washington | 201 | 20201 | 2.3 | 16217 | 1986 | 9999 |  |  | N | Distillate Fuel Oil | [12 empty] | 3 | 1.6498 | 1.6498 | 1.6498 | 1.6498 | [11 empty] | Washington KS (City of) | 100 | Washington KS (City of) | 100
Wellington 1 | 1330_B_4 | 1330 | B | 4 |  | O/G Steam |  | SPP_N | Kansas | 20 | Sumner | 191 | 20191 | 19.5 | 13544 | 1970 | 9999 |  |  | N | Natural Gas | [13 empty] | 0.13648 | 0.13648 | 0.13648 | 0.13648 | [11 empty] | Wellington Municipal Electric Utility | 100 | Wellington Municipal Electric Utility | 100
Wellington 1 | 1330_G_7 | 1330 | G | 7 |  | Combustion Turbine | IC Engine | SPP_N | Kansas | 20 | Sumner | 191 | 20191 | 2 | 10745 | 2004 | 9999 |  |  | N | Distillate Fuel Oil | [12 empty] | 3 | 1.6498 | 1.6498 | 1.6498 | 1.6498 | [11 empty] | Wellington Municipal Electric Utility | 100 | Wellington Municipal Electric Utility | 100
Wellington 1 | 1330_G_8 | 1330 | G | 8 |  | Combustion Turbine | IC Engine | SPP_N | Kansas | 20 | Sumner | 191 | 20191 | 2 | 10745 | 2004 | 9999 |  |  | N | Distillate Fuel Oil | [12 empty] | 3 | 1.6498 | 1.6498 | 1.6498 | 1.6498 | [11 empty] | Wellington Municipal Electric Utility | 100 | Wellington Municipal Electric Utility | 100
West 14th Street | 1332_G_GT1 | 1332 | G | GT1 |  | Combustion Turbine |  | SPP_N | Kansas | 20 | Cowley | 35 | 20035 | 11.1 | 23501 | 1962 | 9999 |  |  | N | Natural Gas | [13 empty] | 0.55023 | 0.55023 | 0.55023 | 0.55023 | [11 empty] | Winfield KS (City of) | 100 | Winfield KS (City of) | 100
Garden City | 1336_G_S3 | 1336 | G | S3 |  | Combustion Turbine |  | SPP_N | Kansas | 20 | Finney | 55 | 20055 | 12.8 | 19499 | 1968 | 9999 |  |  | N | Natural Gas | [13 empty] | 0.32 | 0.32 | 0.32 | 0.32 | [11 empty] | Sunflower Electric Power Corp | 100 | Victory Electric Coop Association Inc | 100
Garden City | 1336_B_S-2 | 1336 | B | S-2 | 871 | O/G Steam |  | SPP_N | Kansas | 20 | Finney | 55 | 20055 | 93 | 12360 | 1973 | 9999 | tangential | dry | N | Natural Gas | [12 empty] | 3 | 0.26924 | 0.26924 | 0.26924 | 0.26924 | [11 empty] | Sunflower Electric Power Corp | 100 | Victory Electric Coop Association Inc | 100
Garden City | 1336_G_S4 | 1336 | G | S4 | 90745 | Combustion Turbine |  | SPP_N | Kansas | 20 | Finney | 55 | 20055 | 49.4 | 17171 | 1976 | 9999 |  |  | N | Natural Gas | [13 empty] | 0.24112 | 0.24112 | 0.24112 | 0.24112 | [11 empty] | Sunflower Electric Power Corp | 100 | Victory Electric Coop Association Inc | 100
Garden City | 1336_G_S5 | 1336 | G | S5 | 90746 | Combustion Turbine |  | SPP_N | Kansas | 20 | Finney | 55 | 20055 | 48.4 | 17166 | 1979 | 9999 |  |  | N | Natural Gas |  |  |  | H2O | [9 empty] | 0.18466 | 0.18466 | 0.18466 | 0.18466 | [11 empty] | Sunflower Electric Power Corp | 100 | Victory Electric Coop Association Inc | 100
Big Sandy | 1353_B_BSU1 | 1353 | B | BSU1 | 872 | O/G Steam |  | PJM_West | Kentucky | 21 | Lawrence | 127 | 21127 | 260 | 11615 | 1963 | 9999 | wall | dry | N | Natural Gas |  |  |  | LNB + OFA | [8 empty] | 1.75 | 0.17073 | 0.17073 | 0.17073 | 0.17073 | [11 empty] | Kentucky Power Co | 100 | American Electric Power Co Inc | 100
Dix Dam | 1354_G_1 | 1354 | G | 1 |  | Hydro |  | S_C_KY | Kentucky | 21 | Mercer | 167 | 21167 | 10.5 | 0 | 1925 | 9999 |  |  | N | Hydro | [13 empty] | 0 | 0 | 0 | 0 | [11 empty] | Kentucky Utilities Co | 100 | PPL Corp | 100
Dix Dam | 1354_G_2 | 1354 | G | 2 |  | Hydro |  | S_C_KY | Kentucky | 21 | Mercer | 167 | 21167 | 10.5 | 0 | 1925 | 9999 |  |  | N | Hydro | [13 empty] | 0 | 0 | 0 | 0 | [11 empty] | Kentucky Utilities Co | 100 | PPL Corp | 100
Dix Dam | 1354_G_3 | 1354 | G | 3 |  | Hydro |  | S_C_KY | Kentucky | 21 | Mercer | 167 | 21167 | 10.5 | 0 | 1925 | 9999 |  |  | N | Hydro | [13 empty] | 0 | 0 | 0 | 0 | [11 empty] | Kentucky Utilities Co | 100 | PPL Corp | 100
E W Brown | 1355_B_3 | 1355 | B | 3 | 878 | Coal Steam |  | S_C_KY | Kentucky | 21 | Mercer | 167 | 21167 | 409 | 11543 | 1971 | 2029 | tangential | dry | N | Bituminous | Wet Scrubber | 2010 | 0.98 | LNC3 | SCR | 2012 |  | ESPC + B | No | ACI | 2015 |  | 5.15 | 0.3008 | 0.04773 | 0.3008 | 0.04773 | 0.05 | 0.1 | 0.1 | 0.99 | Yes | 2012 | [5 empty] | Kentucky Utilities Co | 100 | PPL Corp | 100
E W Brown | 1355_G_9 | 1355 | G | 9 | 883 | Combustion Turbine |  | S_C_KY | Kentucky | 21 | Mercer | 167 | 21167 | 121 | 12424 | 1994 | 9999 |  |  | N | Natural Gas, Distillate Fuel Oil |  |  |  | H2O | [8 empty] | 4 | 0.11844 | 0.11844 | 0.11844 | 0.11844 | [11 empty] | Kentucky Utilities Co | 100 | PPL Corp | 100
E W Brown | 1355_G_10 | 1355 | G | 10 | 875 | Combustion Turbine |  | S_C_KY | Kentucky | 21 | Mercer | 167 | 21167 | 121 | 12424 | 1995 | 9999 |  |  | N | Natural Gas, Distillate Fuel Oil |  |  |  | H2O | [8 empty] | 4 | 0.12602 | 0.12602 | 0.12602 | 0.12602 | [11 empty] | Kentucky Utilities Co | 100 | PPL Corp | 100
E W Brown | 1355_G_8 | 1355 | G | 8 | 882 | Combustion Turbine |  | S_C_KY | Kentucky | 21 | Mercer | 167 | 21167 | 121 | 12424 | 1995 | 9999 |  |  | N | Natural Gas, Distillate Fuel Oil |  |  |  | H2O | [8 empty] | 4 | 0.11424 | 0.11424 | 0.11424 | 0.11424 | [11 empty] | Kentucky Utilities Co | 100 | PPL Corp | 100
E W Brown | 1355_G_11 | 1355 | G | 11 | 876 | Combustion Turbine |  | S_C_KY | Kentucky | 21 | Mercer | 167 | 21167 | 121 | 12424 | 1996 | 9999 |  |  | N | Natural Gas, Distillate Fuel Oil |  |  |  | H2O | [8 empty] | 4 | 0.12692 | 0.12692 | 0.12692 | 0.12692 | [11 empty] | Kentucky Utilities Co | 100 | PPL Corp | 100
E W Brown | 1355_G_6 | 1355 | G | 6 | 880 | Combustion Turbine |  | S_C_KY | Kentucky | 21 | Mercer | 167 | 21167 | 146 | 12430 | 1999 | 9999 |  |  | N | Natural Gas |  |  |  | DLNB + H2O | [8 empty] | 4 | 0.04245 | 0.04245 | 0.04245 | 0.04245 | [11 empty] | Kentucky Utilities Co | 62 | PPL Corp | 100
E W Brown | 1355_G_7 | 1355 | G | 7 | 881 | Combustion Turbine |  | S_C_KY | Kentucky | 21 | Mercer | 167 | 21167 | 146 | 12430 | 1999 | 9999 |  |  | N | Natural Gas |  |  |  | DLNB + H2O | [8 empty] | 4 | 0.0726 | 0.0726 | 0.0726 | 0.0726 | [11 empty] | Kentucky Utilities Co | 62 | PPL Corp | 100
E W Brown | 1355_G_5 | 1355 | G | 5 | 879 | Combustion Turbine |  | S_C_KY | Kentucky | 21 | Mercer | 167 | 21167 | 130 | 12424 | 2001 | 9999 |  |  | N | Natural Gas |  |  |  | H2O | [8 empty] | 4 | 0.07045 | 0.07045 | 0.07045 | 0.07045 | [11 empty] | Louisville Gas & Electric Co | 53 | PPL Corp | 100
E W Brown | 1355_G_SOLAR | 1355 | G | SOLAR |  | Solar PV |  | S_C_KY | Kentucky | 21 | Mercer | 167 | 21167 | 10 | 0 | 2016 | 9999 |  |  | N | Solar | [13 empty] | 0 | 0 | 0 | 0 | [11 empty] | Kentucky Utilities Co | 64 | PPL Corp | 100
Ghent | 1356_B_1 | 1356 | B | 1 | 884 | Coal Steam |  | S_C_KY | Kentucky | 21 | Carroll | 41 | 21041 | 474 | 10759 | 1973 | 2034 | tangential | dry | N | Bituminous | Wet Scrubber | 2009 | 0.983 | LNC2 | SCR | 2004 |  | ESPC + B | No | ACI | 2015 |  | 5.67 | 0.4028 | 0.06109 | 0.4028 | 0.06109 | 0.05 | 0.1 | 0.1 | 0.99 | Yes | 2015 | [5 empty] | Kentucky Utilities Co | 100 | PPL Corp | 100
Ghent | 1356_B_2 | 1356 | B | 2 | 885 | Coal Steam |  | S_C_KY | Kentucky | 21 | Carroll | 41 | 21041 | 495 | 10767 | 1977 | 2034 | tangential | dry | N | Bituminous | Wet Scrubber | 2009 | 0.93 | LNC3 |  |  |  | ESPH + B | No | ACI | 2015 |  | 1.2 | 0.30525 | 0.30525 | 0.30525 | 0.30525 | 0.05 | 0.1 | 0.1 | 0.98 | Yes | 2015 | [5 empty] | Kentucky Utilities Co | 100 | PPL Corp | 100
Ghent | 1356_B_3 | 1356 | B | 3 | 886 | Coal Steam |  | S_C_KY | Kentucky | 21 | Carroll | 41 | 21041 | 485 | 11003 | 1981 | 2037 | wall | dry | N | Bituminous | Wet Scrubber | 2007 | 0.983 | LNBO | SCR | 2004 |  | ESPH + B | No | ACI | 2014 |  | 1.2 | 0.075 | 0.075 | 0.075 | 0.075 | 0.05 | 0.1 | 0.1 | 0.99 | Yes | 2008 | [5 empty] | Kentucky Utilities Co | 100 | PPL Corp | 100
Ghent | 1356_B_4 | 1356 | B | 4 | 887 | Coal Steam |  | S_C_KY | Kentucky | 21 | Carroll | 41 | 21041 | 465 | 10946 | 1984 | 2037 | wall | dry | N | Bituminous | Wet Scrubber | 2008 | 0.983 | LNBO | SCR | 2004 |  | ESPH + B | No | ACI | 2014 |  | 1.2 | 0.2062 | 0.05175 | 0.2062 | 0.05175 | 0.05 | 0.1 | 0.1 | 0.99 | Yes | 2012 | [5 empty] | Kentucky Utilities Co | 100 | PPL Corp | 100
Haefling | 1358_G_1 | 1358 | G | 1 |  | Combustion Turbine |  | S_C_KY | Kentucky | 21 | Fayette | 67 | 21067 | 12 | 23799 | 1970 | 9999 |  |  | N | Natural Gas | [12 empty] | 4.807 | 0.69986 | 0.69986 | 0.69986 | 0.69986 | [11 empty] | Kentucky Utilities Co | 100 | PPL Corp | 100
Haefling | 1358_G_2 | 1358 | G | 2 |  | Combustion Turbine |  | S_C_KY | Kentucky | 21 | Fayette | 67 | 21067 | 12 | 23821 | 1970 | 9999 |  |  | N | Natural Gas | [12 empty] | 4.844 | 0.69986 | 0.69986 | 0.69986 | 0.69986 | [11 empty] | Kentucky Utilities Co | 100 | PPL Corp | 100
Mother Ann Lee | 1359_G_2 | 1359 | G | 2 |  | Hydro |  | PJM_West | Kentucky | 21 | Mercer | 167 | 21167 | 0.9 | 0 | 2007 | 9999 |  |  | N | Hydro | [13 empty] | 0 | 0 | 0 | 0 | [11 empty] | Lock 7 Hydro Partners | 100 | Lock 7 Hydro Partners | 100
Mother Ann Lee | 1359_G_3 | 1359 | G | 3 |  | Hydro |  | PJM_West | Kentucky | 21 | Mercer | 167 | 21167 | 0.7 | 0 | 2007 | 9999 |  |  | N | Hydro | [13 empty] | 0 | 0 | 0 | 0 | [11 empty] | Lock 7 Hydro Partners | 100 | Lock 7 Hydro Partners | 100
Mother Ann Lee | 1359_G_1 | 1359 | G | 1 |  | Hydro |  | PJM_West | Kentucky | 21 | Mercer | 167 | 21167 | 0.7 | 0 | 2008 | 9999 |  |  | N | Hydro | [13 empty] | 0 | 0 | 0 | 0 | [11 empty] | Lock 7 Hydro Partners | 100 | Lock 7 Hydro Partners | 100
Cane Run | 1363_G_7A | 1363 | G | 7A | 90928 | Combined Cycle |  | S_C_KY | Kentucky | 21 | Jefferson | 111 | 21111 | 213 | 7050 | 2015 | 2055 |  |  | N | Natural Gas |  |  |  | DLNB | [9 empty] | 0.024825 | 0.024825 | 0.024825 | 0.024825 | [11 empty] | Kentucky Utilities Co | 78 | PPL Corp | 100
Cane Run | 1363_G_7B | 1363 | G | 7B | 90929 | Combined Cycle |  | S_C_KY | Kentucky | 21 | Jefferson | 111 | 21111 | 213 | 7050 | 2015 | 2055 |  |  | N | Natural Gas |  |  |  | DLNB | [9 empty] | 0.024825 | 0.024825 | 0.024825 | 0.024825 | [11 empty] | Kentucky Utilities Co | 78 | PPL Corp | 100
Cane Run | 1363_G_7S | 1363 | G | 7S | 90928 | Combined Cycle |  | S_C_KY | Kentucky | 21 | Jefferson | 111 | 21111 | 237 | 7050 | 2015 | 2055 | other |  | N | Natural Gas |  |  |  | DLNB | [9 empty] | 0.024825 | 0.024825 | 0.024825 | 0.024825 | [11 empty] | Kentucky Utilities Co | 78 | PPL Corp | 100
Mill Creek (KY) | 1364_B_3 | 1364 | B | 3 | 907 | Coal Steam |  | S_C_KY | Kentucky | 21 | Jefferson | 111 | 21111 | 391 | 10521 | 1978 | 2039 | wall | dry | N | Bituminous | Wet Scrubber | 2016 | 0.983 | LA + LNB | SCR | 2003 |  | ESPC + B | No | ACI | 2016 |  | 1.2 | 0.2414 | 0.07646 | 0.2414 | 0.07646 | 0.05 | 0.1 | 0.1 | 0.99 | Yes | 2016 | [5 empty] | Louisville Gas & Electric Co | 100 | PPL Corp | 100
Mill Creek (KY) | 1364_B_4 | 1364 | B | 4 | 908 | Coal Steam |  | S_C_KY | Kentucky | 21 | Jefferson | 111 | 21111 | 477 | 10452 | 1982 | 2039 | wall | dry | N | Bituminous | Wet Scrubber | 2014 | 0.983 | LA + LNB | SCR | 2003 |  | ESPC + B | No | ACI | 2014 |  | 1.2 | 0.2395 | 0.07149 | 0.2395 | 0.07149 | 0.05 | 0.1 | 0.1 | 0.99 | Yes | 2014 | [5 empty] | Louisville Gas & Electric Co | 100 | PPL Corp | 100
Ohio Falls | 1365_G_1 | 1365 | G | 1 |  | Hydro |  | S_C_KY | Kentucky | 21 | Jefferson | 111 | 21111 | 12.6 | 0 | 1928 | 9999 |  |  | N | Hydro | [13 empty] | 0 | 0 | 0 | 0 | [11 empty] | Louisville Gas & Electric Co | 100 | PPL Corp | 100
Ohio Falls | 1365_G_2 | 1365 | G | 2 |  | Hydro |  | S_C_KY | Kentucky | 21 | Jefferson | 111 | 21111 | 12.6 | 0 | 1928 | 9999 |  |  | N | Hydro | [13 empty] | 0 | 0 | 0 | 0 | [11 empty] | Louisville Gas & Electric Co | 100 | PPL Corp | 100
Ohio Falls | 1365_G_3 | 1365 | G | 3 |  | Hydro |  | S_C_KY | Kentucky | 21 | Jefferson | 111 | 21111 | 12.6 | 0 | 1928 | 9999 |  |  | N | Hydro | [13 empty] | 0 | 0 | 0 | 0 | [11 empty] | Louisville Gas & Electric Co | 100 | PPL Corp | 100
Ohio Falls | 1365_G_4 | 1365 | G | 4 |  | Hydro |  | S_C_KY | Kentucky | 21 | Jefferson | 111 | 21111 | 12.6 | 0 | 1928 | 9999 |  |  | N | Hydro | [13 empty] | 0 | 0 | 0 | 0 | [11 empty] | Louisville Gas & Electric Co | 100 | PPL Corp | 100
Ohio Falls | 1365_G_5 | 1365 | G | 5 |  | Hydro |  | S_C_KY | Kentucky | 21 | Jefferson | 111 | 21111 | 12.6 | 0 | 1928 | 9999 |  |  | N | Hydro | [13 empty] | 0 | 0 | 0 | 0 | [11 empty] | Louisville Gas & Electric Co | 100 | PPL Corp | 100
Ohio Falls | 1365_G_6 | 1365 | G | 6 |  | Hydro |  | S_C_KY | Kentucky | 21 | Jefferson | 111 | 21111 | 12.6 | 0 | 1928 | 9999 |  |  | N | Hydro | [13 empty] | 0 | 0 | 0 | 0 | [11 empty] | Louisville Gas & Electric Co | 100 | PPL Corp | 100
Ohio Falls | 1365_G_7 | 1365 | G | 7 |  | Hydro |  | S_C_KY | Kentucky | 21 | Jefferson | 111 | 21111 | 12.6 | 0 | 1928 | 9999 |  |  | N | Hydro | [13 empty] | 0 | 0 | 0 | 0 | [11 empty] | Louisville Gas & Electric Co | 100 | PPL Corp | 100
Ohio Falls | 1365_G_8 | 1365 | G | 8 |  | Hydro |  | S_C_KY | Kentucky | 21 | Jefferson | 111 | 21111 | 12.6 | 0 | 1928 | 9999 |  |  | N | Hydro | [13 empty] | 0 | 0 | 0 | 0 | [11 empty] | Louisville Gas & Electric Co | 100 | PPL Corp | 100
Paddys Run | 1366_G_12 | 1366 | G | 12 | 10010 | Combustion Turbine |  | S_C_KY | Kentucky | 21 | Jefferson | 111 | 21111 | 23 | 11117 | 1968 | 9999 |  |  | N | Natural Gas | [12 empty] | 3 | 0.69986 | 0.69986 | 0.69986 | 0.69986 | [11 empty] | Louisville Gas & Electric Co | 100 | PPL Corp | 100
Paddys Run | 1366_G_13 | 1366 | G | 13 | 909 | Combustion Turbine |  | S_C_KY | Kentucky | 21 | Jefferson | 111 | 21111 | 147 | 11117 | 2001 | 9999 |  |  | N | Natural Gas |  |  |  | DLNB | [8 empty] | 0.8 | 0.09488 | 0.09488 | 0.09488 | 0.09488 | [11 empty] | Louisville Gas & Electric Co | 53 | PPL Corp | 100
Barkley | 1371_G_1 | 1371 | G | 1 |  | Hydro |  | S_C_TVA | Kentucky | 21 | Lyon | 143 | 21143 | 37 | 0 | 1966 | 9999 |  |  | N | Hydro | [13 empty] | 0 | 0 | 0 | 0 | [11 empty] | USACE Nashville District | 100 | U S Army Corps of Engineers | 100
Barkley | 1371_G_2 | 1371 | G | 2 |  | Hydro |  | S_C_TVA | Kentucky | 21 | Lyon | 143 | 21143 | 37 | 0 | 1966 | 9999 |  |  | N | Hydro | [13 empty] | 0 | 0 | 0 | 0 | [11 empty] | USACE Nashville District | 100 | U S Army Corps of Engineers | 100
Barkley | 1371_G_3 | 1371 | G | 3 |  | Hydro |  | S_C_TVA | Kentucky | 21 | Lyon | 143 | 21143 | 37 | 0 | 1966 | 9999 |  |  | N | Hydro | [13 empty] | 0 | 0 | 0 | 0 | [11 empty] | USACE Nashville District | 100 | U S Army Corps of Engineers | 100
Barkley | 1371_G_4 | 1371 | G | 4 |  | Hydro |  | S_C_TVA | Kentucky | 21 | Lyon | 143 | 21143 | 37 | 0 | 1966 | 9999 |  |  | N | Hydro | [13 empty] | 0 | 0 | 0 | 0 | [11 empty] | USACE Nashville District | 100 | U S Army Corps of Engineers | 100
Paris (KY) | 1376_G_3 | 1376 | G | 3 |  | Combustion Turbine | IC Engine | S_C_KY | Kentucky | 21 | Bourbon | 17 | 21017 | 0.8 | 11195 | 1934 | 9999 |  |  | N | Distillate Fuel Oil | [12 empty] | 4 | 1.6498 | 1.6498 | 1.6498 | 1.6498 | [11 empty] | Paris KY (City of) | 100 | Paris KY (City of) | 100
Paris (KY) | 1376_G_4 | 1376 | G | 4 |  | Combustion Turbine | IC Engine | S_C_KY | Kentucky | 21 | Bourbon | 17 | 21017 | 1.1 | 11187 | 1947 | 9999 |  |  | N | Distillate Fuel Oil | [12 empty] | 4 | 1.6498 | 1.6498 | 1.6498 | 1.6498 | [11 empty] | Paris KY (City of) | 100 | Paris KY (City of) | 100
Paris (KY) | 1376_G_5 | 1376 | G | 5 |  | Combustion Turbine | IC Engine | S_C_KY | Kentucky | 21 | Bourbon | 17 | 21017 | 1.2 | 11204 | 1949 | 9999 |  |  | N | Distillate Fuel Oil | [12 empty] | 4 | 1.6498 | 1.6498 | 1.6498 | 1.6498 | [11 empty] | Paris KY (City of) | 100 | Paris KY (City of) | 100
Paris (KY) | 1376_G_1 | 1376 | G | 1 |  | Combustion Turbine | IC Engine | S_C_KY | Kentucky | 21 | Bourbon | 17 | 21017 | 1.4 | 11207 | 1952 | 9999 |  |  | N | Distillate Fuel Oil | [12 empty] | 4 | 1.6498 | 1.6498 | 1.6498 | 1.6498 | [11 empty] | Paris KY (City of) | 100 | Paris KY (City of) | 100
Paris (KY) | 1376_G_2 | 1376 | G | 2 |  | Combustion Turbine | IC Engine | S_C_KY | Kentucky | 21 | Bourbon | 17 | 21017 | 1.4 | 11207 | 1954 | 9999 |  |  | N | Distillate Fuel Oil | [12 empty] | 4 | 1.6498 | 1.6498 | 1.6498 | 1.6498 | [11 empty] | Paris KY (City of) | 100 | Paris KY (City of) | 100
Paris (KY) | 1376_G_6 | 1376 | G | 6 |  | Combustion Turbine | IC Engine | S_C_KY | Kentucky | 21 | Bourbon | 17 | 21017 | 3 | 11236 | 1974 | 9999 |  |  | N | Distillate Fuel Oil | [12 empty] | 4 | 1.6498 | 1.6498 | 1.6498 | 1.6498 | [11 empty] | Paris KY (City of) | 100 | Paris KY (City of) | 100
Paris (KY) | 1376_G_7 | 1376 | G | 7 |  | Combustion Turbine | IC Engine | S_C_KY | Kentucky | 21 | Bourbon | 17 | 21017 | 3 | 11197 | 1974 | 9999 |  |  | N | Distillate Fuel Oil | [12 empty] | 4 | 1.6498 | 1.6498 | 1.6498 | 1.6498 | [11 empty] | Paris KY (City of) | 100 | Paris KY (City of) | 100
Kentucky Dam | 1377_G_2 | 1377 | G | 2 |  | Hydro |  | S_C_TVA | Kentucky | 21 | Marshall | 157 | 21157 | 45.4 | 0 | 1944 | 9999 |  |  | N | Hydro | [13 empty] | 0 | 0 | 0 | 0 | [11 empty] | Tennessee Valley Authority | 100 | Tennessee Valley Authority | 100
Kentucky Dam | 1377_G_3 | 1377 | G | 3 |  | Hydro |  | S_C_TVA | Kentucky | 21 | Marshall | 157 | 21157 | 44.9 | 0 | 1944 | 9999 |  |  | N | Hydro | [13 empty] | 0 | 0 | 0 | 0 | [11 empty] | Tennessee Valley Authority | 100 | Tennessee Valley Authority | 100
Kentucky Dam | 1377_G_1 | 1377 | G | 1 |  | Hydro |  | S_C_TVA | Kentucky | 21 | Marshall | 157 | 21157 | 44 | 0 | 1945 | 9999 |  |  | N | Hydro | [13 empty] | 0 | 0 | 0 | 0 | [11 empty] | Tennessee Valley Authority | 100 | Tennessee Valley Authority | 100
Kentucky Dam | 1377_G_4 | 1377 | G | 4 |  | Hydro |  | S_C_TVA | Kentucky | 21 | Marshall | 157 | 21157 | 43.1 | 0 | 1945 | 9999 |  |  | N | Hydro | [13 empty] | 0 | 0 | 0 | 0 | [11 empty] | Tennessee Valley Authority | 100 | Tennessee Valley Authority | 100
Kentucky Dam | 1377_G_5 | 1377 | G | 5 |  | Hydro |  | S_C_TVA | Kentucky | 21 | Marshall | 157 | 21157 | 45.1 | 0 | 1948 | 9999 |  |  | N | Hydro | [13 empty] | 0 | 0 | 0 | 0 | [11 empty] | Tennessee Valley Authority | 100 | Tennessee Valley Authority | 100
Paradise | 1378_G_CTG1 | 1378 | G | CTG1 | 91045 | Combined Cycle |  | S_C_TVA | Kentucky | 21 | Muhlenberg | 177 | 21177 | 211 | 7178 | 2017 | 9999 |  |  | N | Natural Gas |  |  |  |  | SCR | [8 empty] | 0.055134 | 0.055134 | 0.055134 | 0.055134 | [11 empty] | Tennessee Valley Authority | 100 | Tennessee Valley Authority | 100
Paradise | 1378_G_CTG2 | 1378 | G | CTG2 | 91046 | Combined Cycle |  | S_C_TVA | Kentucky | 21 | Muhlenberg | 177 | 21177 | 211 | 7178 | 2017 | 9999 |  |  | N | Natural Gas |  |  |  |  | SCR | [8 empty] | 0.055134 | 0.055134 | 0.055134 | 0.055134 | [11 empty] | Tennessee Valley Authority | 100 | Tennessee Valley Authority | 100
Paradise | 1378_G_CTG3 | 1378 | G | CTG3 | 91047 | Combined Cycle |  | S_C_TVA | Kentucky | 21 | Muhlenberg | 177 | 21177 | 211 | 7178 | 2017 | 9999 |  |  | N | Natural Gas |  |  |  |  | SCR | [8 empty] | 0.055134 | 0.055134 | 0.055134 | 0.055134 | [11 empty] | Tennessee Valley Authority | 100 | Tennessee Valley Authority | 100
Paradise | 1378_G_STG1 | 1378 | G | STG1 | 91048 | Combined Cycle |  | S_C_TVA | Kentucky | 21 | Muhlenberg | 177 | 21177 | 467 | 7178 | 2017 | 9999 |  |  | N | Natural Gas |  |  |  | LNB | SCR | [8 empty] | 0.055134 | 0.055134 | 0.055134 | 0.055134 | [11 empty] | Tennessee Valley Authority | 100 | Tennessee Valley Authority | 100
Shawnee | 1379_B_1 | 1379 | B | 1 | 916 | Coal Steam |  | S_C_TVA | Kentucky | 21 | McCracken | 145 | 21145 | 134 | 11164 | 1953 | 2034 | wall | dry | N | Bituminous, Subbituminous | Dry Scrubber | 2017 | 0.96 | LNB | SCR | 2017 |  | B + C | NA |  |  |  | 1.2 | 0.28522 | 0.182 | 0.28522 | 0.182 | 0.05 | 0.1 | 1 | 0.99 | Yes | 2015 | [5 empty] | Tennessee Valley Authority | 100 | Tennessee Valley Authority | 100
Shawnee | 1379_B_2 | 1379 | B | 2 | 918 | Coal Steam |  | S_C_TVA | Kentucky | 21 | McCracken | 145 | 21145 | 134 | 11162 | 1953 | 2034 | wall | dry | N | Bituminous, Subbituminous |  |  | 0.304 | LNB |  |  |  | B + C | NA |  |  |  | 1.2 | 0.19594 | 0.19594 | 0.19594 | 0.19594 | 0.11 | 0.1 | 1 | 0.98 | Yes | 2015 | [5 empty] | Tennessee Valley Authority | 100 | Tennessee Valley Authority | 100
Shawnee | 1379_B_3 | 1379 | B | 3 | 919 | Coal Steam |  | S_C_TVA | Kentucky | 21 | McCracken | 145 | 21145 | 134 | 11191 | 1953 | 2034 | wall | dry | N | Bituminous, Subbituminous |  |  | 0.3093 | LNB |  |  |  | B + C | NA |  |  |  | 1.2 | 0.19637 | 0.19637 | 0.19637 | 0.19637 | 0.11 | 0.1 | 1 | 0.98 | Yes | 2015 | [5 empty] | Tennessee Valley Authority | 100 | Tennessee Valley Authority | 100
Shawnee | 1379_B_4 | 1379 | B | 4 | 920 | Coal Steam |  | S_C_TVA | Kentucky | 21 | McCracken | 145 | 21145 | 134 | 11152 | 1954 | 2034 | wall | dry | N | Bituminous, Subbituminous | Dry Scrubber | 2017 | 0.96 | LNB | SCR | 2017 |  | B + C | NA |  |  |  | 1.2 | 0.2705 | 0.18664 | 0.2705 | 0.18664 | 0.05 | 0.1 | 1 | 0.99 | Yes | 2015 | [5 empty] | Tennessee Valley Authority | 100 | Tennessee Valley Authority | 100
Shawnee | 1379_B_5 | 1379 | B | 5 | 921 | Coal Steam |  | S_C_TVA | Kentucky | 21 | McCracken | 145 | 21145 | 134 | 11200 | 1954 | 2034 | wall | dry | N | Bituminous, Subbituminous |  |  | 0.2985 | LNB |  |  |  | B + C | NA |  |  |  | 1.2 | 0.1952 | 0.1952 | 0.1952 | 0.1952 | 0.11 | 0.1 | 1 | 0.98 | Yes | 2015 | [5 empty] | Tennessee Valley Authority | 100 | Tennessee Valley Authority | 100
Shawnee | 1379_B_6 | 1379 | B | 6 | 922 | Coal Steam |  | S_C_TVA | Kentucky | 21 | McCracken | 145 | 21145 | 134 | 11190 | 1954 | 2034 | wall | dry | N | Bituminous, Subbituminous |  |  | 0.1078 | LNB |  |  |  | B + C | NA |  |  |  | 1.2 | 0.26001 | 0.26001 | 0.1987 | 0.1987 | 0.11 | 0.1 | 1 | 0.98 | Yes | 2015 | [5 empty] | Tennessee Valley Authority | 100 | Tennessee Valley Authority | 100
Shawnee | 1379_B_7 | 1379 | B | 7 | 923 | Coal Steam |  | S_C_TVA | Kentucky | 21 | McCracken | 145 | 21145 | 134 | 11178 | 1954 | 2034 | wall | dry | N | Bituminous, Subbituminous |  |  | 0.1137 | LNB |  |  |  | B + C | NA |  |  |  | 1.2 | 0.2546 | 0.2546 | 0.1987 | 0.1987 | 0.11 | 0.1 | 1 | 0.98 | Yes | 2015 | [5 empty] | Tennessee Valley Authority | 100 | Tennessee Valley Authority | 100
Shawnee | 1379_B_8 | 1379 | B | 8 | 924 | Coal Steam |  | S_C_TVA | Kentucky | 21 | McCracken | 145 | 21145 | 134 | 11225 | 1955 | 2034 | wall | dry | N | Bituminous, Subbituminous |  |  | 0.1175 | LNB |  |  |  | B + C | NA |  |  |  | 1.2 | 0.25617 | 0.25617 | 0.1987 | 0.1987 | 0.11 | 0.1 | 1 | 0.98 | Yes | 2015 | [5 empty] | Tennessee Valley Authority | 100 | Tennessee Valley Authority | 100
Shawnee | 1379_B_9 | 1379 | B | 9 | 925 | Coal Steam |  | S_C_TVA | Kentucky | 21 | McCracken | 145 | 21145 | 134 | 11187 | 1955 | 2034 | wall | dry | N | Bituminous, Subbituminous |  |  | 0.1008 | LNB |  |  |  | B + C | NA |  |  |  | 1.2 | 0.2566 | 0.2566 | 0.1987 | 0.1987 | 0.11 | 0.1 | 1 | 0.98 | Yes | 2015 | [5 empty] | Tennessee Valley Authority | 100 | Tennessee Valley Authority | 100
Wolf Creek | 1380_G_4 | 1380 | G | 4 |  | Hydro |  | S_C_TVA | Kentucky | 21 | Russell | 207 | 21207 | 52 | 0 | 1951 | 9999 |  |  | N | Hydro | [13 empty] | 0 | 0 | 0 | 0 | [11 empty] | USACE Nashville District | 100 | U S Army Corps of Engineers | 100
Wolf Creek | 1380_G_5 | 1380 | G | 5 |  | Hydro |  | S_C_TVA | Kentucky | 21 | Russell | 207 | 21207 | 52 | 0 | 1951 | 9999 |  |  | N | Hydro | [13 empty] | 0 | 0 | 0 | 0 | [11 empty] | USACE Nashville District | 100 | U S Army Corps of Engineers | 100
Wolf Creek | 1380_G_6 | 1380 | G | 6 |  | Hydro |  | S_C_TVA | Kentucky | 21 | Russell | 207 | 21207 | 52 | 0 | 1951 | 9999 |  |  | N | Hydro | [13 empty] | 0 | 0 | 0 | 0 | [11 empty] | USACE Nashville District | 100 | U S Army Corps of Engineers | 100
Wolf Creek | 1380_G_1 | 1380 | G | 1 |  | Hydro |  | S_C_TVA | Kentucky | 21 | Russell | 207 | 21207 | 52 | 0 | 1952 | 9999 |  |  | N | Hydro | [13 empty] | 0 | 0 | 0 | 0 | [11 empty] | USACE Nashville District | 100 | U S Army Corps of Engineers | 100
Wolf Creek | 1380_G_2 | 1380 | G | 2 |  | Hydro |  | S_C_TVA | Kentucky | 21 | Russell | 207 | 21207 | 52 | 0 | 1952 | 9999 |  |  | N | Hydro | [13 empty] | 0 | 0 | 0 | 0 | [11 empty] | USACE Nashville District | 100 | U S Army Corps of Engineers | 100
Wolf Creek | 1380_G_3 | 1380 | G | 3 |  | Hydro |  | S_C_TVA | Kentucky | 21 | Russell | 207 | 21207 | 52 | 0 | 1952 | 9999 |  |  | N | Hydro | [13 empty] | 0 | 0 | 0 | 0 | [11 empty] | USACE Nashville District | 100 | U S Army Corps of Engineers | 100
Robert A Reid | 1383_G_GEN2 | 1383 | G | GEN2 | 88132 | Combustion Turbine |  | MIS_INKY | Kentucky | 21 | Webster | 233 | 21233 | 58 | 25000 | 1976 | 9999 |  |  | N | Natural Gas, Distillate Fuel Oil | [12 empty] | 0.884 | 0.69998 | 0.69998 | 0.69998 | 0.69998 | [11 empty] | Big Rivers Electric Corp | 100 | Big Rivers Electric Corp | 100
Cooper | 1384_B_1 | 1384 | B | 1 | 932 | Coal Steam |  | PJM_West | Kentucky | 21 | Pulaski | 199 | 21199 | 116 | 10639 | 1969 | 9999 | wall | dry | N | Bituminous | Dry Scrubber | 2012 | 0.961 | LNB |  |  |  | ESPC + B | No | ACI | 2016 |  | 3.3 | 0.27252 | 0.27252 | 0.1987 | 0.1987 | 0.1 | 0.1 | 0.1 | 0.99 | [6 empty] | Yes | East Kentucky Power Coop | 100 | East Kentucky Power Coop | 100
Cooper | 1384_B_2 | 1384 | B | 2 | 933 | Coal Steam |  | PJM_West | Kentucky | 21 | Pulaski | 199 | 21199 | 225 | 10681 | 1969 | 9999 | wall | dry | N | Bituminous | Dry Scrubber | 2012 | 0.961 | LNB | SCR | 2012 |  | B | NA | ACI | 2016 |  | 3.3 | 0.075 | 0.075 | 0.075 | 0.075 | 0.1 | 0.1 | 0.1 | 0.99 | [6 empty] | Yes | East Kentucky Power Coop | 100 | East Kentucky Power Coop | 100
Louisiana 1 | 1391_B_9 | 1391 | B | 9 |  | Fossil Waste |  | MIS_LA | Louisiana | 22 | East Baton Rouge | 33 | 22033 | 4.4 | 4549 | 1949 | 9999 | wall |  | Y | Fossil Waste | [13 empty] | 0.05352 | 0.05352 | 0.05352 | 0.05352 | [11 empty] | Entergy Louisiana LLC | 100 | Entergy Corp | 100
Louisiana 1 | 1391_B_3A | 1391 | B | 3A | 938 | Fossil Waste |  | MIS_LA | Louisiana | 22 | East Baton Rouge | 33 | 22033 | 23.5 | 4549 | 1953 | 9999 | tangential |  | Y | Fossil Waste |  |  |  | LNC1 | [9 empty] | 0.09144 | 0.09144 | 0.09144 | 0.09144 | [11 empty] | Entergy Louisiana LLC | 100 | Entergy Corp | 100
Louisiana 1 | 1391_B_1A | 1391 | B | 1A | 936 | Fossil Waste |  | MIS_LA | Louisiana | 22 | East Baton Rouge | 33 | 22033 | 21.3 | 4549 | 1954 | 9999 | tangential |  | Y | Fossil Waste |  |  |  | LNC1 | [9 empty] | 0.08853 | 0.08853 | 0.08853 | 0.08853 | [11 empty] | Entergy Louisiana LLC | 100 | Entergy Corp | 100
Louisiana 1 | 1391_B_2A | 1391 | B | 2A | 937 | Fossil Waste |  | MIS_LA | Louisiana | 22 | East Baton Rouge | 33 | 22033 | 21.3 | 4549 | 1954 | 9999 | tangential |  | Y | Fossil Waste |  |  |  | LNC1 | [9 empty] | 0.09582 | 0.09582 | 0.09582 | 0.09582 | [11 empty] | Entergy Louisiana LLC | 100 | Entergy Corp | 100
Louisiana 1 | 1391_B_4A | 1391 | B | 4A | 939 | Fossil Waste |  | MIS_LA | Louisiana | 22 | East Baton Rouge | 33 | 22033 | 21.3 | 4549 | 1987 | 9999 |  |  | Y | Fossil Waste |  |  |  | H2O | [9 empty] | 0.14281 | 0.14281 | 0.14281 | 0.14281 | [11 empty] | Entergy Louisiana LLC | 100 | Entergy Corp | 100
Louisiana 1 | 1391_G_4A | 1391 | G | 4A | 939 | Fossil Waste |  | MIS_LA | Louisiana | 22 | East Baton Rouge | 33 | 22033 | 100 | 4549 | 1987 | 9999 |  |  | Y | Fossil Waste |  |  |  | H2O | [9 empty] | 0.14281 | 0.14281 | 0.14281 | 0.14281 | [11 empty] | Entergy Louisiana LLC | 100 | Entergy Corp | 100
Louisiana 1 | 1391_B_5A | 1391 | B | 5A | 940 | Fossil Waste |  | MIS_LA | Louisiana | 22 | East Baton Rouge | 33 | 22033 | 36 | 4549 | 1999 | 9999 |  |  | Y | Fossil Waste |  |  |  | DLNB | [9 empty] | 0.04188 | 0.04188 | 0.04188 | 0.04188 | [11 empty] | ExxonMobil Corp | 100 | ExxonMobil Corp | 100
Louisiana 1 | 1391_G_5A | 1391 | G | 5A | 940 | Fossil Waste |  | MIS_LA | Louisiana | 22 | East Baton Rouge | 33 | 22033 | 154.4 | 4549 | 1999 | 9999 |  |  | Y | Fossil Waste |  |  |  | H2O | [9 empty] | 0.04188 | 0.04188 | 0.04188 | 0.04188 | [11 empty] | ExxonMobil Corp | 100 | ExxonMobil Corp | 100
R S Nelson | 1393_B_4 | 1393 | B | 4 | 949 | O/G Steam |  | MIS_WOTA | Louisiana | 22 | Calcasieu | 19 | 22019 | 425 | 11999 | 1970 | 9999 | wall | dry | N | Natural Gas |  |  |  | CM + FU | [8 empty] | 5.261 | 0.13176 | 0.13176 | 0.13176 | 0.13176 | [11 empty] | Entergy Louisiana LLC | 100 | Entergy Corp | 100
R S Nelson | 1393_B_6 | 1393 | B | 6 | 950 | Coal Steam |  | MIS_WOTA | Louisiana | 22 | Calcasieu | 19 | 22019 | 550 | 11854 | 1982 | 9999 | tangential | wet | N | Subbituminous, Petroleum Coke |  |  |  | LNC2 |  |  |  | ESPC | Yes | ACI | 2015 |  | 0.6 | 0.21498 | 0.21498 | 0.1469 | 0.1469 | 0.1 | 0.1 | 0.1 | 0.98 | [7 empty] | Entergy Louisiana LLC | 40.25 | Entergy Corp | 80.9
R S Nelson | 1393_B_1A | 1393 | B | 1A | 90014 | Coal Steam |  | MIS_WOTA | Louisiana | 22 | Calcasieu | 19 | 22019 | 104 | 12292 | 1992 | 9999 | FBC | dry | Y | Petroleum Coke | Reagent Injection | 1992 | 0.893 | CF + OFA |  |  |  | B | NA |  |  |  | 0.83 | 0.11131 | 0.11131 | 0.11131 | 0.11131 | 0.05 | 0.05 | 0.05 | 0.98 | Yes | 1992 | [5 empty] | Citgo Petroleum Corp | 49.5 | Petróleos de Venezuela SA | 49.5
R S Nelson | 1393_B_2A | 1393 | B | 2A | 90015 | Coal Steam |  | MIS_WOTA | Louisiana | 22 | Calcasieu | 19 | 22019 | 100 | 12292 | 1992 | 9999 | FBC | dry | Y | Petroleum Coke | Reagent Injection | 1992 | 0.893 | CF + OFA |  |  |  | B | NA |  |  |  | 0.83 | 0.1047 | 0.1047 | 0.1047 | 0.1047 | 0.05 | 0.05 | 0.05 | 0.98 | Yes | 1992 | [5 empty] | Citgo Petroleum Corp | 49.5 | Petróleos de Venezuela SA | 49.5
Coughlin Power Station | 1396_G_6 | 1396 | G | 6 | 957 | Combined Cycle |  | MIS_LA | Louisiana | 22 | Evangeline | 39 | 22039 | 98.5 | 7629 | 1961 | 9999 |  |  | N | Natural Gas |  |  |  | DLNB | SCR | [8 empty] | 0.061066 | 0.061066 | 0.061066 | 0.061066 | [11 empty] | CLECO Evangeline LLC | 100 | Cleco Corp | 100
Coughlin Power Station | 1396_G_7 | 1396 | G | 7 | 959 | Combined Cycle |  | MIS_LA | Louisiana | 22 | Evangeline | 39 | 22039 | 180.5 | 7629 | 1966 | 9999 |  |  | N | Natural Gas |  |  |  | LNB | SCR | [8 empty] | 0.033202 | 0.033202 | 0.033202 | 0.033202 | [11 empty] | CLECO Evangeline LLC | 100 | Cleco Corp | 100
Coughlin Power Station | 1396_G_U6CT | 1396 | G | U6CT | 957 | Combined Cycle |  | MIS_LA | Louisiana | 22 | Evangeline | 39 | 22039 | 147.3 | 7629 | 2000 | 9999 |  |  | N | Natural Gas |  |  |  | DLNB | SCR | [8 empty] | 0.061066 | 0.061066 | 0.061066 | 0.061066 | [11 empty] | CLECO Evangeline LLC | 100 | Cleco Corp | 100
Coughlin Power Station | 1396_G_U72 | 1396 | G | U72 | 960 | Combined Cycle |  | MIS_LA | Louisiana | 22 | Evangeline | 39 | 22039 | 153 | 7629 | 2000 | 9999 |  |  | N | Natural Gas |  |  |  | DLNB | SCR | [8 empty] | 0.033202 | 0.033202 | 0.033202 | 0.033202 | [11 empty] | CLECO Evangeline LLC | 100 | Cleco Corp | 100
Coughlin Power Station | 1396_G_U7CT | 1396 | G | U7CT | 959 | Combined Cycle |  | MIS_LA | Louisiana | 22 | Evangeline | 39 | 22039 | 150.2 | 7629 | 2000 | 9999 |  |  | N | Natural Gas |  |  |  | DLNB | SCR | [8 empty] | 0.033202 | 0.033202 | 0.033202 | 0.033202 | [11 empty] | CLECO Evangeline LLC | 100 | Cleco Corp | 100
Teche | 1400_B_3 | 1400 | B | 3 | 962 | O/G Steam |  | MIS_LA | Louisiana | 22 | St Mary | 101 | 22101 | 331 | 11862 | 1971 | 9999 | wall | dry | N | Natural Gas | [12 empty] | 4.94 | 0.25101 | 0.25101 | 0.25101 | 0.25101 | [11 empty] | CLECO Power LLC | 100 | Cleco Corp | 100
Teche | 1400_G_4 | 1400 | G | 4 | 90666 | Combustion Turbine |  | MIS_LA | Louisiana | 22 | St Mary | 101 | 22101 | 34.3 | 15171 | 2011 | 9999 |  |  | N | Natural Gas |  |  |  | DLNB | [9 empty] | 0.01705 | 0.01705 | 0.01705 | 0.01705 | [11 empty] | CLECO Power LLC | 100 | Cleco Corp | 100
Little Gypsy | 1402_B_3 | 1402 | B | 3 | 965 | O/G Steam |  | MIS_AMSO | Louisiana | 22 | St Charles | 89 | 22089 | 524 | 11224 | 1969 | 9999 | wall | dry | N | Natural Gas |  |  |  | CM + FU | [8 empty] | 5.261 | 0.29902 | 0.29902 | 0.29902 | 0.29902 | [11 empty] | Entergy Louisiana LLC | 100 | Entergy Corp | 100
Nine Mile Point | 1403_B_4 | 1403 | B | 4 | 969 | O/G Steam |  | MIS_AMSO | Louisiana | 22 | Jefferson | 51 | 22051 | 737 | 10561 | 1971 | 9999 | tangential |  | N | Natural Gas |  |  |  | FR + LA | [8 empty] | 5.261 | 0.30011 | 0.30011 | 0.30011 | 0.30011 | [11 empty] | Entergy Louisiana LLC | 100 | Entergy Corp | 100
Nine Mile Point | 1403_B_5 | 1403 | B | 5 | 970 | O/G Steam |  | MIS_AMSO | Louisiana | 22 | Jefferson | 51 | 22051 | 737 | 10484 | 1973 | 9999 | tangential |  | N | Natural Gas, Distillate Fuel Oil |  |  |  | FR + LA | [8 empty] | 5.261 | 0.26764 | 0.26764 | 0.26764 | 0.26764 | [11 empty] | Entergy Louisiana LLC | 100 | Entergy Corp | 100
Nine Mile Point | 1403_G_6A | 1403 | G | 6A | 90866 | Combined Cycle |  | MIS_AMSO | Louisiana | 22 | Jefferson | 51 | 22051 | 167.9 | 7050 | 2014 | 9999 |  |  | N | Natural Gas, Distillate Fuel Oil |  |  |  | H2O | SCR | [8 empty] | 0.011657 | 0.011657 | 0.011657 | 0.011657 | [11 empty] | Entergy Louisiana LLC | 100 | Entergy Corp | 100
Nine Mile Point | 1403_G_6B | 1403 | G | 6B | 90867 | Combined Cycle |  | MIS_AMSO | Louisiana | 22 | Jefferson | 51 | 22051 | 167.9 | 7050 | 2014 | 9999 |  |  | N | Natural Gas, Distillate Fuel Oil |  |  |  | H2O | SCR | [8 empty] | 0.011657 | 0.011657 | 0.011657 | 0.011657 | [11 empty] | Entergy Louisiana LLC | 100 | Entergy Corp | 100
Nine Mile Point | 1403_G_6C | 1403 | G | 6C | 90866 | Combined Cycle |  | MIS_AMSO | Louisiana | 22 | Jefferson | 51 | 22051 | 224.3 | 7050 | 2014 | 9999 |  |  | N | Natural Gas, Distillate Fuel Oil |  |  |  | NH3 | SCR | [8 empty] | 0.011657 | 0.011657 | 0.011657 | 0.011657 | [11 empty] | Entergy Louisiana LLC | 100 | Entergy Corp | 100
Lieberman | 1417_B_3 | 1417 | B | 3 | 980 | O/G Steam |  | SPP_WEST | Louisiana | 22 | Caddo | 17 | 22017 | 109 | 13044 | 1957 | 9999 | tangential |  | N | Natural Gas, Residual Fuel Oil | [13 empty] | 0.16597 | 0.16597 | 0.16597 | 0.16597 | [11 empty] | Southwestern Electric Power Co | 100 | American Electric Power Co Inc | 100
Lieberman | 1417_B_4 | 1417 | B | 4 | 981 | O/G Steam |  | SPP_WEST | Louisiana | 22 | Caddo | 17 | 22017 | 108 | 13408 | 1959 | 9999 | tangential |  | N | Natural Gas, Residual Fuel Oil | [13 empty] | 0.17038 | 0.17038 | 0.17038 | 0.17038 | [11 empty] | Southwestern Electric Power Co | 100 | American Electric Power Co Inc | 100
Houma | 1439_B_15 | 1439 | B | 15 | 982 | O/G Steam |  | MIS_AMSO | Louisiana | 22 | Terrebonne | 109 | 22109 | 23.5 | 13609 | 1969 | 9999 | wall | dry | N | Natural Gas | [12 empty] | 5.261 | 0.2556 | 0.2556 | 0.2556 | 0.2556 | [11 empty] | Terrebonne Parish Consolidated | 100 | Terrebonne Parish Consolidated | 100
Houma | 1439_B_16 | 1439 | B | 16 | 983 | O/G Steam |  | MIS_AMSO | Louisiana | 22 | Terrebonne | 109 | 22109 | 39 | 14500 | 1976 | 9999 | tangential |  | N | Natural Gas |  |  |  | OFA | [8 empty] | 5.261 | 0.13157 | 0.13157 | 0.13157 | 0.13157 | [11 empty] | Terrebonne Parish Consolidated | 100 | Terrebonne Parish Consolidated | 100
Houma | 1439_B_14 | 1439 | B | 14 |  | O/G Steam |  | MIS_AMSO | Louisiana | 22 | Terrebonne | 109 | 22109 | 10 | 13548 | 1994 | 9999 |  |  | N | Natural Gas |  |  |  | FR | [8 empty] | 5.261 | 0.1 | 0.1 | 0.1 | 0.1 | [11 empty] | Terrebonne Parish Consolidated | 100 | Terrebonne Parish Consolidated | 100
New Roads | 1453_G_5 | 1453 | G | 5 |  | Combustion Turbine | IC Engine | MIS_LA | Louisiana | 22 | Pointe Coupee | 77 | 22077 | 1.2 | 13265 | 1951 | 9999 |  |  | N | Natural Gas, Distillate Fuel Oil | [12 empty] | 5.261 | 0.19999 | 0.19999 | 0.19999 | 0.19999 | [11 empty] | New Roads LA (Town of) | 100 | New Roads LA (Town of) | 100
New Roads | 1453_G_2 | 1453 | G | 2 |  | Combustion Turbine | IC Engine | MIS_LA | Louisiana | 22 | Pointe Coupee | 77 | 22077 | 0.6 | 13128 | 1953 | 9999 |  |  | N | Natural Gas, Distillate Fuel Oil | [12 empty] | 5.261 | 0.19999 | 0.19999 | 0.19999 | 0.19999 | [11 empty] | New Roads LA (Town of) | 100 | New Roads LA (Town of) | 100
New Roads | 1453_G_3 | 1453 | G | 3 |  | Combustion Turbine | IC Engine | MIS_LA | Louisiana | 22 | Pointe Coupee | 77 | 22077 | 0.7 | 13290 | 1957 | 9999 |  |  | N | Natural Gas, Distillate Fuel Oil | [12 empty] | 5.261 | 0.19999 | 0.19999 | 0.19999 | 0.19999 | [11 empty] | New Roads LA (Town of) | 100 | New Roads LA (Town of) | 100
New Roads | 1453_G_4 | 1453 | G | 4 |  | Combustion Turbine | IC Engine | MIS_LA | Louisiana | 22 | Pointe Coupee | 77 | 22077 | 1.2 | 13265 | 1957 | 9999 |  |  | N | Natural Gas, Distillate Fuel Oil | [12 empty] | 5.261 | 0.19999 | 0.19999 | 0.19999 | 0.19999 | [11 empty] | New Roads LA (Town of) | 100 | New Roads LA (Town of) | 100
New Roads | 1453_G_1 | 1453 | G | 1 |  | Combustion Turbine | IC Engine | MIS_LA | Louisiana | 22 | Pointe Coupee | 77 | 22077 | 1.8 | 13147 | 1965 | 9999 |  |  | N | Natural Gas, Distillate Fuel Oil | [12 empty] | 5.261 | 0.19999 | 0.19999 | 0.19999 | 0.19999 | [11 empty] | New Roads LA (Town of) | 100 | New Roads LA (Town of) | 100
New Roads | 1453_G_6 | 1453 | G | 6 |  | Combustion Turbine | IC Engine | MIS_LA | Louisiana | 22 | Pointe Coupee | 77 | 22077 | 1.5 | 13215 | 1971 | 9999 |  |  | N | Natural Gas, Distillate Fuel Oil | [12 empty] | 5.261 | 0.19999 | 0.19999 | 0.19999 | 0.19999 | [11 empty] | New Roads LA (Town of) | 100 | New Roads LA (Town of) | 100
Rayne | 1456_G_9 | 1456 | G | 9 |  | Combustion Turbine | IC Engine | MIS_WOTA | Louisiana | 22 | Acadia | 1 | 22001 | 3.6 | 14667 | 1969 | 9999 |  |  | N | Distillate Fuel Oil | [12 empty] | 5.261 | 1.6498 | 1.6498 | 1.6498 | 1.6498 | [11 empty] | Rayne LA (City of) | 100 | Rayne LA (City of) | 100
Big Cajun 1 | 1464_B_1B1 | 1464 | B | 1B1 | 994 | O/G Steam |  | MIS_LA | Louisiana | 22 | Pointe Coupee | 77 | 22077 | 110 | 14500 | 1972 | 9999 | wall | dry | N | Natural Gas |  |  |  | LNB + other | [8 empty] | 0.8 | 0.08434 | 0.08434 | 0.08434 | 0.08434 | [11 empty] | Louisiana Generating LLC | 100 | Cleco Corp | 100
Big Cajun 1 | 1464_B_1B2 | 1464 | B | 1B2 | 995 | O/G Steam |  | MIS_LA | Louisiana | 22 | Pointe Coupee | 77 | 22077 | 110 | 14500 | 1972 | 9999 | wall | dry | N | Natural Gas |  |  |  | LNB + other | [8 empty] | 0.8 | 0.08967 | 0.08967 | 0.08967 | 0.08967 | [11 empty] | Louisiana Generating LLC | 100 | Cleco Corp | 100
Big Cajun 1 | 1464_G_3 | 1464 | G | 3 | 8306 | Combustion Turbine |  | MIS_LA | Louisiana | 22 | Pointe Coupee | 77 | 22077 | 105 | 12648 | 2001 | 9999 |  |  | N | Natural Gas |  |  |  | DLNB | [8 empty] | 0.01 | 0.07624 | 0.07624 | 0.07624 | 0.07624 | [11 empty] | Big Cajun I Peaking Power LLC | 100 | Cleco Corp | 100
Big Cajun 1 | 1464_G_4 | 1464 | G | 4 | 8308 | Combustion Turbine |  | MIS_LA | Louisiana | 22 | Pointe Coupee | 77 | 22077 | 105 | 12649 | 2001 | 9999 |  |  | N | Natural Gas |  |  |  | DLNB | [8 empty] | 0.01 | 0.06903 | 0.06903 | 0.06903 | 0.06903 | [11 empty] | Big Cajun I Peaking Power LLC | 100 | Cleco Corp | 100
Ellsworth Hydro Station | 1469_G_EL01 | 1469 | G | EL01 |  | Hydro |  | NENG_ME | Maine | 23 | Hancock | 9 | 23009 | 2.6 | 0 | 1924 | 9999 |  |  | N | Hydro | [13 empty] | 0 | 0 | 0 | 0 | [11 empty] | Black Bear Hydro Partners LLC | 100 | Brookfield Asset Management Inc | 100
Ellsworth Hydro Station | 1469_G_EL04 | 1469 | G | EL04 |  | Hydro |  | NENG_ME | Maine | 23 | Hancock | 9 | 23009 | 2.5 | 0 | 1924 | 9999 |  |  | N | Hydro | [13 empty] | 0 | 0 | 0 | 0 | [11 empty] | Black Bear Hydro Partners LLC | 100 | Brookfield Asset Management Inc | 100
Ellsworth Hydro Station | 1469_G_EL02 | 1469 | G | EL02 |  | Hydro |  | NENG_ME | Maine | 23 | Hancock | 9 | 23009 | 2.1 | 0 | 1938 | 9999 |  |  | N | Hydro | [13 empty] | 0 | 0 | 0 | 0 | [11 empty] | Black Bear Hydro Partners LLC | 100 | Brookfield Asset Management Inc | 100
Ellsworth Hydro Station | 1469_G_EL03 | 1469 | G | EL03 |  | Hydro |  | NENG_ME | Maine | 23 | Hancock | 9 | 23009 | 2.1 | 0 | 1938 | 9999 |  |  | N | Hydro | [13 empty] | 0 | 0 | 0 | 0 | [11 empty] | Black Bear Hydro Partners LLC | 100 | Brookfield Asset Management Inc | 100
Milford Hydro Station | 1475_G_MF05 | 1475 | G | MF05 |  | Hydro |  | NENG_ME | Maine | 23 | Penobscot | 19 | 23019 | 1.6 | 0 | 1941 | 9999 |  |  | N | Hydro | [13 empty] | 0 | 0 | 0 | 0 | [11 empty] | Black Bear Hydro Partners LLC | 100 | Brookfield Asset Management Inc | 100
Milford Hydro Station | 1475_G_MF06 | 1475 | G | MF06 |  | Hydro |  | NENG_ME | Maine | 23 | Penobscot | 19 | 23019 | 1.6 | 0 | 1942 | 9999 |  |  | N | Hydro | [13 empty] | 0 | 0 | 0 | 0 | [11 empty] | Black Bear Hydro Partners LLC | 100 | Brookfield Asset Management Inc | 100
Milford Hydro Station | 1475_G_MF04 | 1475 | G | MF04 |  | Hydro |  | NENG_ME | Maine | 23 | Penobscot | 19 | 23019 | 1.6 | 0 | 1946 | 9999 |  |  | N | Hydro | [13 empty] | 0 | 0 | 0 | 0 | [11 empty] | Black Bear Hydro Partners LLC | 100 | Brookfield Asset Management Inc | 100
Milford Hydro Station | 1475_G_MF03 | 1475 | G | MF03 |  | Hydro |  | NENG_ME | Maine | 23 | Penobscot | 19 | 23019 | 1.6 | 0 | 1956 | 9999 |  |  | N | Hydro | [13 empty] | 0 | 0 | 0 | 0 | [11 empty] | Black Bear Hydro Partners LLC | 100 | Brookfield Asset Management Inc | 100
Milford Hydro Station | 1475_G_MF01 | 1475 | G | MF01 |  | Hydro |  | NENG_ME | Maine | 23 | Penobscot | 19 | 23019 | 0.7 | 0 | 2011 | 9999 |  |  | N | Hydro | [13 empty] | 0 | 0 | 0 | 0 | [11 empty] | Black Bear Hydro Partners LLC | 100 | Brookfield Asset Management Inc | 100
Milford Hydro Station | 1475_G_MF02 | 1475 | G | MF02 |  | Hydro |  | NENG_ME | Maine | 23 | Penobscot | 19 | 23019 | 0.7 | 0 | 2011 | 9999 |  |  | N | Hydro | [13 empty] | 0 | 0 | 0 | 0 | [11 empty] | Black Bear Hydro Partners LLC | 100 | Brookfield Asset Management Inc | 100
Stillwater Hydro Station | 1478_G_SW01 | 1478 | G | SW01 |  | Hydro |  | NENG_ME | Maine | 23 | Penobscot | 19 | 23019 | 0.5 | 0 | 1913 | 9999 |  |  | N | Hydro | [13 empty] | 0 | 0 | 0 | 0 | [11 empty] | Black Bear Hydro Partners LLC | 100 | Brookfield Asset Management Inc | 100
Stillwater Hydro Station | 1478_G_SW02 | 1478 | G | SW02 |  | Hydro |  | NENG_ME | Maine | 23 | Penobscot | 19 | 23019 | 0.5 | 0 | 1913 | 9999 |  |  | N | Hydro | [13 empty] | 0 | 0 | 0 | 0 | [11 empty] | Black Bear Hydro Partners LLC | 100 | Brookfield Asset Management Inc | 100
Stillwater Hydro Station | 1478_G_SW03 | 1478 | G | SW03 |  | Hydro |  | NENG_ME | Maine | 23 | Penobscot | 19 | 23019 | 0.5 | 0 | 1916 | 9999 |  |  | N | Hydro | [13 empty] | 0 | 0 | 0 | 0 | [11 empty] | Black Bear Hydro Partners LLC | 100 | Brookfield Asset Management Inc | 100
Stillwater Hydro Station | 1478_G_SW04 | 1478 | G | SW04 |  | Hydro |  | NENG_ME | Maine | 23 | Penobscot | 19 | 23019 | 0.6 | 0 | 1929 | 9999 |  |  | N | Hydro | [13 empty] | 0 | 0 | 0 | 0 | [11 empty] | Black Bear Hydro Partners LLC | 100 | Brookfield Asset Management Inc | 100
Bonny Eagle | 1482_G_1 | 1482 | G | 1 |  | Hydro |  | NENG_ME | Maine | 23 | York | 31 | 23031 | 1.5 | 0 | 1910 | 9999 |  |  | N | Hydro | [13 empty] | 0 | 0 | 0 | 0 | [11 empty] | Brookfield White Pine Hydro LLC | 100 | Brookfield Asset Management Inc | 100
Bonny Eagle | 1482_G_2 | 1482 | G | 2 |  | Hydro |  | NENG_ME | Maine | 23 | York | 31 | 23031 | 1.5 | 0 | 1910 | 9999 |  |  | N | Hydro | [13 empty] | 0 | 0 | 0 | 0 | [11 empty] | Brookfield White Pine Hydro LLC | 100 | Brookfield Asset Management Inc | 100
Bonny Eagle | 1482_G_3 | 1482 | G | 3 |  | Hydro |  | NENG_ME | Maine | 23 | York | 31 | 23031 | 1.5 | 0 | 1910 | 9999 |  |  | N | Hydro | [13 empty] | 0 | 0 | 0 | 0 | [11 empty] | Brookfield White Pine Hydro LLC | 100 | Brookfield Asset Management Inc | 100
Bonny Eagle | 1482_G_4 | 1482 | G | 4 |  | Hydro |  | NENG_ME | Maine | 23 | York | 31 | 23031 | 1.5 | 0 | 1910 | 9999 |  |  | N | Hydro | [13 empty] | 0 | 0 | 0 | 0 | [11 empty] | Brookfield White Pine Hydro LLC | 100 | Brookfield Asset Management Inc | 100
Bonny Eagle | 1482_G_5 | 1482 | G | 5 |  | Hydro |  | NENG_ME | Maine | 23 | York | 31 | 23031 | 1.5 | 0 | 1910 | 9999 |  |  | N | Hydro | [13 empty] | 0 | 0 | 0 | 0 | [11 empty] | Brookfield White Pine Hydro LLC | 100 | Brookfield Asset Management Inc | 100
Bonny Eagle | 1482_G_6 | 1482 | G | 6 |  | Hydro |  | NENG_ME | Maine | 23 | York | 31 | 23031 | 1.5 | 0 | 1910 | 9999 |  |  | N | Hydro | [13 empty] | 0 | 0 | 0 | 0 | [11 empty] | Brookfield White Pine Hydro LLC | 100 | Brookfield Asset Management Inc | 100
Brunswick Hydro | 1483_G_B1 | 1483 | G | B1 |  | Hydro |  | NENG_ME | Maine | 23 | Cumberland | 5 | 23005 | 13 | 0 | 1982 | 9999 |  |  | N | Hydro | [13 empty] | 0 | 0 | 0 | 0 | [11 empty] | Brookfield White Pine Hydro LLC | 100 | Brookfield Asset Management Inc | 100
Brunswick Hydro | 1483_G_B2 | 1483 | G | B2 |  | Hydro |  | NENG_ME | Maine | 23 | Cumberland | 5 | 23005 | 3.5 | 0 | 1983 | 9999 |  |  | N | Hydro | [13 empty] | 0 | 0 | 0 | 0 | [11 empty] | Brookfield White Pine Hydro LLC | 100 | Brookfield Asset Management Inc | 100
Brunswick Hydro | 1483_G_B3 | 1483 | G | B3 |  | Hydro |  | NENG_ME | Maine | 23 | Cumberland | 5 | 23005 | 3.5 | 0 | 1983 | 9999 |  |  | N | Hydro | [13 empty] | 0 | 0 | 0 | 0 | [11 empty] | Brookfield White Pine Hydro LLC | 100 | Brookfield Asset Management Inc | 100
Cape Gas Turbine | 1484_G_GT4 | 1484 | G | GT4 |  | Combustion Turbine |  | NENG_ME | Maine | 23 | Cumberland | 5 | 23005 | 16 | 17263 | 1970 | 9999 |  |  | N | Distillate Fuel Oil | [12 empty] | 0.39 | 0.2 | 0.2 | 0.2 | 0.2 | [11 empty] | FPL Energy Cape LLC | 100 | NextEra Energy Inc | 100
Cape Gas Turbine | 1484_G_GT5 | 1484 | G | GT5 |  | Combustion Turbine |  | NENG_ME | Maine | 23 | Cumberland | 5 | 23005 | 16 | 17270 | 1970 | 9999 |  |  | N | Distillate Fuel Oil | [12 empty] | 0.39 | 0.2 | 0.2 | 0.2 | 0.2 | [11 empty] | FPL Energy Cape LLC | 100 | NextEra Energy Inc | 100
Cataract Hydro | 1486_G_1 | 1486 | G | 1 |  | Hydro |  | NENG_ME | Maine | 23 | York | 31 | 23031 | 8 | 0 | 1937 | 9999 |  |  | N | Hydro | [13 empty] | 0 | 0 | 0 | 0 | [11 empty] | Brookfield White Pine Hydro LLC | 100 | Brookfield Asset Management Inc | 100
Deer Rips | 1488_G_DR1 | 1488 | G | DR1 |  | Hydro |  | NENG_ME | Maine | 23 | Androscoggin | 1 | 23001 | 0.7 | 0 | 1903 | 9999 |  |  | N | Hydro | [13 empty] | 0 | 0 | 0 | 0 | [11 empty] | Brookfield White Pine Hydro LLC | 100 | Brookfield Asset Management Inc | 100
Deer Rips | 1488_G_DR2 | 1488 | G | DR2 |  | Hydro |  | NENG_ME | Maine | 23 | Androscoggin | 1 | 23001 | 0.7 | 0 | 1903 | 9999 |  |  | N | Hydro | [13 empty] | 0 | 0 | 0 | 0 | [11 empty] | Brookfield White Pine Hydro LLC | 100 | Brookfield Asset Management Inc | 100
Deer Rips | 1488_G_DR3 | 1488 | G | DR3 |  | Hydro |  | NENG_ME | Maine | 23 | Androscoggin | 1 | 23001 | 0.8 | 0 | 1906 | 9999 |  |  | N | Hydro | [13 empty] | 0 | 0 | 0 | 0 | [11 empty] | Brookfield White Pine Hydro LLC | 100 | Brookfield Asset Management Inc | 100
Deer Rips | 1488_G_DR4 | 1488 | G | DR4 |  | Hydro |  | NENG_ME | Maine | 23 | Androscoggin | 1 | 23001 | 0.7 | 0 | 1911 | 9999 |  |  | N | Hydro | [13 empty] | 0 | 0 | 0 | 0 | [11 empty] | Brookfield White Pine Hydro LLC | 100 | Brookfield Asset Management Inc | 100
Deer Rips | 1488_G_DR5 | 1488 | G | DR5 |  | Hydro |  | NENG_ME | Maine | 23 | Androscoggin | 1 | 23001 | 0.7 | 0 | 1913 | 9999 |  |  | N | Hydro | [13 empty] | 0 | 0 | 0 | 0 | [11 empty] | Brookfield White Pine Hydro LLC | 100 | Brookfield Asset Management Inc | 100
Deer Rips | 1488_G_DR6 | 1488 | G | DR6 |  | Hydro |  | NENG_ME | Maine | 23 | Androscoggin | 1 | 23001 | 1.7 | 0 | 1919 | 9999 |  |  | N | Hydro | [13 empty] | 0 | 0 | 0 | 0 | [11 empty] | Brookfield White Pine Hydro LLC | 100 | Brookfield Asset Management Inc | 100
Deer Rips | 1488_G_DR7 | 1488 | G | DR7 |  | Hydro |  | NENG_ME | Maine | 23 | Androscoggin | 1 | 23001 | 0.9 | 0 | 1924 | 9999 |  |  | N | Hydro | [13 empty] | 0 | 0 | 0 | 0 | [11 empty] | Brookfield White Pine Hydro LLC | 100 | Brookfield Asset Management Inc | 100
Gulf Island | 1491_G_GI1 | 1491 | G | GI1 |  | Hydro |  | NENG_ME | Maine | 23 | Androscoggin | 1 | 23001 | 7.2 | 0 | 1926 | 9999 |  |  | N | Hydro | [13 empty] | 0 | 0 | 0 | 0 | [11 empty] | Brookfield White Pine Hydro LLC | 100 | Brookfield Asset Management Inc | 100
Gulf Island | 1491_G_GI2 | 1491 | G | GI2 |  | Hydro |  | NENG_ME | Maine | 23 | Androscoggin | 1 | 23001 | 8.1 | 0 | 1926 | 9999 |  |  | N | Hydro | [13 empty] | 0 | 0 | 0 | 0 | [11 empty] | Brookfield White Pine Hydro LLC | 100 | Brookfield Asset Management Inc | 100
Gulf Island | 1491_G_GI3 | 1491 | G | GI3 |  | Hydro |  | NENG_ME | Maine | 23 | Androscoggin | 1 | 23001 | 7.9 | 0 | 1926 | 9999 |  |  | N | Hydro | [13 empty] | 0 | 0 | 0 | 0 | [11 empty] | Brookfield White Pine Hydro LLC | 100 | Brookfield Asset Management Inc | 100
Harris Hydro | 1492_G_HA1 | 1492 | G | HA1 |  | Hydro |  | NENG_ME | Maine | 23 | Somerset | 25 | 23025 | 16.8 | 0 | 1954 | 9999 |  |  | N | Hydro | [13 empty] | 0 | 0 | 0 | 0 | [11 empty] | Brookfield White Pine Hydro LLC | 100 | Brookfield Asset Management Inc | 100
Harris Hydro | 1492_G_HA2 | 1492 | G | HA2 |  | Hydro |  | NENG_ME | Maine | 23 | Somerset | 25 | 23025 | 35 | 0 | 1954 | 9999 |  |  | N | Hydro | [13 empty] | 0 | 0 | 0 | 0 | [11 empty] | Brookfield White Pine Hydro LLC | 100 | Brookfield Asset Management Inc | 100
Harris Hydro | 1492_G_HA3 | 1492 | G | HA3 |  | Hydro |  | NENG_ME | Maine | 23 | Somerset | 25 | 23025 | 34.2 | 0 | 1955 | 9999 |  |  | N | Hydro | [13 empty] | 0 | 0 | 0 | 0 | [11 empty] | Brookfield White Pine Hydro LLC | 100 | Brookfield Asset Management Inc | 100
Harris Hydro | 1492_G_HA4 | 1492 | G | HA4 |  | Hydro |  | NENG_ME | Maine | 23 | Somerset | 25 | 23025 | 1.4 | 0 | 1955 | 9999 |  |  | N | Hydro | [13 empty] | 0 | 0 | 0 | 0 | [11 empty] | Brookfield White Pine Hydro LLC | 100 | Brookfield Asset Management Inc | 100
Hiram | 1493_G_1 | 1493 | G | 1 |  | Hydro |  | NENG_ME | Maine | 23 | Cumberland | 5 | 23005 | 3.1 | 0 | 1917 | 9999 |  |  | N | Hydro | [13 empty] | 0 | 0 | 0 | 0 | [11 empty] | Brookfield White Pine Hydro LLC | 100 | Brookfield Asset Management Inc | 100
Hiram | 1493_G_2 | 1493 | G | 2 |  | Hydro |  | NENG_ME | Maine | 23 | Cumberland | 5 | 23005 | 8.5 | 0 | 1985 | 9999 |  |  | N | Hydro | [13 empty] | 0 | 0 | 0 | 0 | [11 empty] | Brookfield White Pine Hydro LLC | 100 | Brookfield Asset Management Inc | 100
Messalonskee 2 (Oakland) | 1497_G_1 | 1497 | G | 1 |  | Hydro |  | NENG_ME | Maine | 23 | Kennebec | 11 | 23011 | 2.8 | 0 | 1924 | 9999 |  |  | N | Hydro | [13 empty] | 0 | 0 | 0 | 0 | [11 empty] | Maine Renewables LLC | 100 | Synergics Inc | 100
Messalonskee 3 | 1498_G_1 | 1498 | G | 1 |  | Hydro |  | NENG_ME | Maine | 23 | Kennebec | 11 | 23011 | 1.6 | 0 | 1918 | 9999 |  |  | N | Hydro | [13 empty] | 0 | 0 | 0 | 0 | [11 empty] | Maine Renewables LLC | 100 | Synergics Inc | 100
Messalonskee 5 | 1500_G_1 | 1500 | G | 1 |  | Hydro |  | NENG_ME | Maine | 23 | Kennebec | 11 | 23011 | 1.8 | 0 | 1935 | 9999 |  |  | N | Hydro | [13 empty] | 0 | 0 | 0 | 0 | [11 empty] | Maine Renewables LLC | 100 | Synergics Inc | 100
North Gorham | 1501_G_1 | 1501 | G | 1 |  | Hydro |  | NENG_ME | Maine | 23 | Cumberland | 5 | 23005 | 1 | 0 | 1925 | 9999 |  |  | N | Hydro | [13 empty] | 0 | 0 | 0 | 0 | [11 empty] | Brookfield White Pine Hydro LLC | 100 | Brookfield Asset Management Inc | 100
North Gorham | 1501_G_2 | 1501 | G | 2 |  | Hydro |  | NENG_ME | Maine | 23 | Cumberland | 5 | 23005 | 1 | 0 | 1925 | 9999 |  |  | N | Hydro | [13 empty] | 0 | 0 | 0 | 0 | [11 empty] | Brookfield White Pine Hydro LLC | 100 | Brookfield Asset Management Inc | 100
Shawmut | 1504_G_SH1 | 1504 | G | SH1 |  | Hydro |  | NENG_ME | Maine | 23 | Somerset | 25 | 23025 | 0.9 | 0 | 1913 | 9999 |  |  | N | Hydro | [13 empty] | 0 | 0 | 0 | 0 | [11 empty] | Brookfield White Pine Hydro LLC | 100 | Brookfield Asset Management Inc | 100
Shawmut | 1504_G_SH2 | 1504 | G | SH2 |  | Hydro |  | NENG_ME | Maine | 23 | Somerset | 25 | 23025 | 0.9 | 0 | 1913 | 9999 |  |  | N | Hydro | [13 empty] | 0 | 0 | 0 | 0 | [11 empty] | Brookfield White Pine Hydro LLC | 100 | Brookfield Asset Management Inc | 100
Shawmut | 1504_G_SH3 | 1504 | G | SH3 |  | Hydro |  | NENG_ME | Maine | 23 | Somerset | 25 | 23025 | 0.9 | 0 | 1913 | 9999 |  |  | N | Hydro | [13 empty] | 0 | 0 | 0 | 0 | [11 empty] | Brookfield White Pine Hydro LLC | 100 | Brookfield Asset Management Inc | 100
Shawmut | 1504_G_SH4 | 1504 | G | SH4 |  | Hydro |  | NENG_ME | Maine | 23 | Somerset | 25 | 23025 | 0.9 | 0 | 1913 | 9999 |  |  | N | Hydro | [13 empty] | 0 | 0 | 0 | 0 | [11 empty] | Brookfield White Pine Hydro LLC | 100 | Brookfield Asset Management Inc | 100
Shawmut | 1504_G_SH5 | 1504 | G | SH5 |  | Hydro |  | NENG_ME | Maine | 23 | Somerset | 25 | 23025 | 0.9 | 0 | 1913 | 9999 |  |  | N | Hydro | [13 empty] | 0 | 0 | 0 | 0 | [11 empty] | Brookfield White Pine Hydro LLC | 100 | Brookfield Asset Management Inc | 100
Shawmut | 1504_G_SH6 | 1504 | G | SH6 |  | Hydro |  | NENG_ME | Maine | 23 | Somerset | 25 | 23025 | 0.9 | 0 | 1921 | 9999 |  |  | N | Hydro | [13 empty] | 0 | 0 | 0 | 0 | [11 empty] | Brookfield White Pine Hydro LLC | 100 | Brookfield Asset Management Inc | 100
Shawmut | 1504_G_SH7 | 1504 | G | SH7 |  | Hydro |  | NENG_ME | Maine | 23 | Somerset | 25 | 23025 | 1.9 | 0 | 1982 | 9999 |  |  | N | Hydro | [13 empty] | 0 | 0 | 0 | 0 | [11 empty] | Brookfield White Pine Hydro LLC | 100 | Brookfield Asset Management Inc | 100
Shawmut | 1504_G_SH8 | 1504 | G | SH8 |  | Hydro |  | NENG_ME | Maine | 23 | Somerset | 25 | 23025 | 1.9 | 0 | 1982 | 9999 |  |  | N | Hydro | [13 empty] | 0 | 0 | 0 | 0 | [11 empty] | Brookfield White Pine Hydro LLC | 100 | Brookfield Asset Management Inc | 100
Skelton | 1505_G_1 | 1505 | G | 1 |  | Hydro |  | NENG_ME | Maine | 23 | York | 31 | 23031 | 10.8 | 0 | 1948 | 9999 |  |  | N | Hydro | [13 empty] | 0 | 0 | 0 | 0 | [11 empty] | Brookfield White Pine Hydro LLC | 100 | Brookfield Asset Management Inc | 100
Skelton | 1505_G_2 | 1505 | G | 2 |  | Hydro |  | NENG_ME | Maine | 23 | York | 31 | 23031 | 10.8 | 0 | 1948 | 9999 |  |  | N | Hydro | [13 empty] | 0 | 0 | 0 | 0 | [11 empty] | Brookfield White Pine Hydro LLC | 100 | Brookfield Asset Management Inc | 100
William F Wyman | 1507_B_3 | 1507 | B | 3 | 1002 | O/G Steam |  | NENG_ME | Maine | 23 | Cumberland | 5 | 23005 | 111 | 12234 | 1965 | 9999 | tangential | dry | N | Residual Fuel Oil |  |  |  | LA + LNB + OFA |  |  |  | C | NA |  |  |  | 2.16 | 0.16709 | 0.16709 | 0.16709 | 0.16709 | [11 empty] | FPL Energy Wyman LLC | 100 | NextEra Energy Inc | 100
William F Wyman | 1507_B_4 | 1507 | B | 4 | 1003 | O/G Steam |  | NENG_ME | Maine | 23 | Cumberland | 5 | 23005 | 602 | 11368 | 1978 | 9999 | wall | dry | N | Residual Fuel Oil |  |  |  | FR + LNB + OFA |  |  |  | ESPC | No |  |  |  | 0.8 | 0.15 | 0.15 | 0.15 | 0.15 | [11 empty] | FPL Energy Wyman IV LLC | 76.01 | NextEra Energy Inc | 76.01
William F Wyman | 1507_G_BESS | 1507 | G | BESS |  | Energy Storage |  | NENG_ME | Maine | 23 | Cumberland | 5 | 23005 | 16.2 | 0 | 2016 | 9999 |  |  | N | Energy Storage | [13 empty] | 0 | 0 | 0 | 0 | [11 empty] | FPL Energy Wyman LLC | 100 | NextEra Energy Inc | 100
West Buxton | 1508_G_WB5 | 1508 | G | WB5 |  | Hydro |  | NENG_ME | Maine | 23 | York | 31 | 23031 | 0.7 | 0 | 1904 | 9999 |  |  | N | Hydro | [13 empty] | 0 | 0 | 0 | 0 | [11 empty] | Brookfield White Pine Hydro LLC | 100 | Brookfield Asset Management Inc | 100
West Buxton | 1508_G_WB4 | 1508 | G | WB4 |  | Hydro |  | NENG_ME | Maine | 23 | York | 31 | 23031 | 0.7 | 0 | 1907 | 9999 |  |  | N | Hydro | [13 empty] | 0 | 0 | 0 | 0 | [11 empty] | Brookfield White Pine Hydro LLC | 100 | Brookfield Asset Management Inc | 100
West Buxton | 1508_G_WB3 | 1508 | G | WB3 |  | Hydro |  | NENG_ME | Maine | 23 | York | 31 | 23031 | 1.1 | 0 | 1920 | 9999 |  |  | N | Hydro | [13 empty] | 0 | 0 | 0 | 0 | [11 empty] | Brookfield White Pine Hydro LLC | 100 | Brookfield Asset Management Inc | 100
West Buxton | 1508_G_WB6 | 1508 | G | WB6 |  | Hydro |  | NENG_ME | Maine | 23 | York | 31 | 23031 | 4 | 0 | 1927 | 9999 |  |  | N | Hydro | [13 empty] | 0 | 0 | 0 | 0 | [11 empty] | Brookfield White Pine Hydro LLC | 100 | Brookfield Asset Management Inc | 100
West Buxton | 1508_G_WB1 | 1508 | G | WB1 |  | Hydro |  | NENG_ME | Maine | 23 | York | 31 | 23031 | 0.6 | 0 | 1982 | 9999 |  |  | N | Hydro | [13 empty] | 0 | 0 | 0 | 0 | [11 empty] | Brookfield White Pine Hydro LLC | 100 | Brookfield Asset Management Inc | 100
West Buxton | 1508_G_WB2 | 1508 | G | WB2 |  | Hydro |  | NENG_ME | Maine | 23 | York | 31 | 23031 | 0.6 | 0 | 1982 | 9999 |  |  | N | Hydro | [13 empty] | 0 | 0 | 0 | 0 | [11 empty] | Brookfield White Pine Hydro LLC | 100 | Brookfield Asset Management Inc | 100
Weston Hydro | 1509_G_WE2 | 1509 | G | WE2 |  | Hydro |  | NENG_ME | Maine | 23 | Somerset | 25 | 23025 | 3.3 | 0 | 1920 | 9999 |  |  | N | Hydro | [13 empty] | 0 | 0 | 0 | 0 | [11 empty] | Brookfield White Pine Hydro LLC | 100 | Brookfield Asset Management Inc | 100
Weston Hydro | 1509_G_WE1 | 1509 | G | WE1 |  | Hydro |  | NENG_ME | Maine | 23 | Somerset | 25 | 23025 | 3.3 | 0 | 1921 | 9999 |  |  | N | Hydro | [13 empty] | 0 | 0 | 0 | 0 | [11 empty] | Brookfield White Pine Hydro LLC | 100 | Brookfield Asset Management Inc | 100
Weston Hydro | 1509_G_WE3 | 1509 | G | WE3 |  | Hydro |  | NENG_ME | Maine | 23 | Somerset | 25 | 23025 | 3.3 | 0 | 1921 | 9999 |  |  | N | Hydro | [13 empty] | 0 | 0 | 0 | 0 | [11 empty] | Brookfield White Pine Hydro LLC | 100 | Brookfield Asset Management Inc | 100
Weston Hydro | 1509_G_WE4 | 1509 | G | WE4 |  | Hydro |  | NENG_ME | Maine | 23 | Somerset | 25 | 23025 | 3.3 | 0 | 1923 | 9999 |  |  | N | Hydro | [13 empty] | 0 | 0 | 0 | 0 | [11 empty] | Brookfield White Pine Hydro LLC | 100 | Brookfield Asset Management Inc | 100
Williams Hydro | 1510_G_WI1 | 1510 | G | WI1 |  | Hydro |  | NENG_ME | Maine | 23 | Somerset | 25 | 23025 | 8.2 | 0 | 1939 | 9999 |  |  | N | Hydro | [13 empty] | 0 | 0 | 0 | 0 | [11 empty] | Brookfield White Pine Hydro LLC | 100 | Brookfield Asset Management Inc | 100
Williams Hydro | 1510_G_WI2 | 1510 | G | WI2 |  | Hydro |  | NENG_ME | Maine | 23 | Somerset | 25 | 23025 | 6.7 | 0 | 1950 | 9999 |  |  | N | Hydro | [13 empty] | 0 | 0 | 0 | 0 | [11 empty] | Brookfield White Pine Hydro LLC | 100 | Brookfield Asset Management Inc | 100
Wyman Hydro | 1511_G_WY1 | 1511 | G | WY1 |  | Hydro |  | NENG_ME | Maine | 23 | Somerset | 25 | 23025 | 29.4 | 0 | 1930 | 9999 |  |  | N | Hydro | [13 empty] | 0 | 0 | 0 | 0 | [11 empty] | Brookfield White Pine Hydro LLC | 100 | Brookfield Asset Management Inc | 100
Wyman Hydro | 1511_G_WY2 | 1511 | G | WY2 |  | Hydro |  | NENG_ME | Maine | 23 | Somerset | 25 | 23025 | 29.9 | 0 | 1931 | 9999 |  |  | N | Hydro | [13 empty] | 0 | 0 | 0 | 0 | [11 empty] | Brookfield White Pine Hydro LLC | 100 | Brookfield Asset Management Inc | 100
Wyman Hydro | 1511_G_WY3 | 1511 | G | WY3 |  | Hydro |  | NENG_ME | Maine | 23 | Somerset | 25 | 23025 | 29.2 | 0 | 1940 | 9999 |  |  | N | Hydro | [13 empty] | 0 | 0 | 0 | 0 | [11 empty] | Brookfield White Pine Hydro LLC | 100 | Brookfield Asset Management Inc | 100
Squa Pan Hydro Station | 1516_G_SP1 | 1516 | G | SP1 |  | Hydro |  | NENG_ME | Maine | 23 | Aroostook | 3 | 23003 | 1.4 | 0 | 1941 | 9999 |  |  | N | Hydro | [13 empty] | 0 | 0 | 0 | 0 | [11 empty] | Algonquin Northern Maine Gen Co | 100 | Algonquin Power Income Fund | 100
Herbert A Wagner | 1554_B_1 | 1554 | B | 1 | 1007 | O/G Steam |  | PJM_SMAC | Maryland | 24 | Anne Arundel | 3 | 24003 | 126 | 10859 | 1956 | 9999 | wall | dry | N | Natural Gas, Residual Fuel Oil |  |  |  | LNB | SNCR |  |  | ESPC | No |  |  |  |  | 0.09203 | 0.09203 | 0.09203 | 0.09203 | [11 empty] | HA Wagner LLC | 100 | Riverstone Holdings LLC | 100
Herbert A Wagner | 1554_G_GT1 | 1554 | G | GT1 |  | Combustion Turbine |  | PJM_SMAC | Maryland | 24 | Anne Arundel | 3 | 24003 | 12.9 | 13097 | 1967 | 9999 |  |  | N | Distillate Fuel Oil | [12 empty] | 1.053 | 0.70576 | 0.70576 | 0.70576 | 0.70576 | [11 empty] | Raven Power Holdings | 100 | Riverstone Holdings LLC | 100
Herbert A Wagner | 1554_B_4 | 1554 | B | 4 | 1010 | O/G Steam |  | PJM_SMAC | Maryland | 24 | Anne Arundel | 3 | 24003 | 397 | 10961 | 1972 | 9999 | wall | dry | N | Residual Fuel Oil |  |  |  | BOOS + LA + LNB |  |  |  | ESPC | No |  |  |  | 0.6 | 0.23528 | 0.23528 | 0.23528 | 0.23528 | [11 empty] | Raven Power Holdings | 100 | Riverstone Holdings LLC | 100
Perryman | 1556_G_GT1 | 1556 | G | GT1 | 1023 | Combustion Turbine |  | PJM_SMAC | Maryland | 24 | Harford | 25 | 24025 | 52 | 10911 | 1972 | 9999 |  |  | N | Distillate Fuel Oil | [12 empty] | 1.053 | 0.6501 | 0.6501 | 0.6501 | 0.6501 | [11 empty] | Constellation Energy Commodities Group Inc | 100 | Exelon Corp | 100
Perryman | 1556_G_GT3 | 1556 | G | GT3 | 1025 | Combustion Turbine |  | PJM_SMAC | Maryland | 24 | Harford | 25 | 24025 | 51 | 10911 | 1972 | 9999 |  |  | N | Distillate Fuel Oil | [12 empty] | 1.053 | 0.83631 | 0.83631 | 0.83631 | 0.83631 | [11 empty] | Constellation Energy Commodities Group Inc | 100 | Exelon Corp | 100
Perryman | 1556_G_GT4 | 1556 | G | GT4 | 1026 | Combustion Turbine |  | PJM_SMAC | Maryland | 24 | Harford | 25 | 24025 | 52 | 10911 | 1972 | 9999 |  |  | N | Distillate Fuel Oil | [12 empty] | 1.053 | 0.83639 | 0.83639 | 0.83639 | 0.83639 | [11 empty] | Constellation Energy Commodities Group Inc | 100 | Exelon Corp | 100
Perryman | 1556_G_GT5 | 1556 | G | GT5 | 1019 | Combustion Turbine |  | PJM_SMAC | Maryland | 24 | Harford | 25 | 24025 | 139 | 10915 | 1995 | 9999 |  |  | N | Natural Gas, Distillate Fuel Oil |  |  |  | H2O | [8 empty] | 0.001 | 0.05619 | 0.05619 | 0.05619 | 0.05619 | [11 empty] | Constellation Energy Commodities Group Inc | 100 | Exelon Corp | 100
Perryman | 1556_G_GT6 | 1556 | G | GT6 | 90366 | Combustion Turbine |  | PJM_SMAC | Maryland | 24 | Harford | 25 | 24025 | 109.8 | 10745 | 2015 | 9999 |  |  | N | Natural Gas, Distillate Fuel Oil |  |  |  | H2O | SCR | [8 empty] | 0.01135 | 0.01055 | 0.01135 | 0.01055 | [11 empty] | Constellation Energy Commodities Group Inc | 100 | Exelon Corp | 100
Philadelphia | 1557_G_GT1 | 1557 | G | GT1 |  | Combustion Turbine |  | PJM_SMAC | Maryland | 24 | Baltimore City | 510 | 24510 | 15.3 | 18086 | 1970 | 9999 |  |  | N | Distillate Fuel Oil | [12 empty] | 1.053 | 0.01968 | 0.01968 | 0.01968 | 0.01968 | [11 empty] | Constellation Energy Commodities Group Inc | 100 | Exelon Corp | 100
Philadelphia | 1557_G_GT2 | 1557 | G | GT2 |  | Combustion Turbine |  | PJM_SMAC | Maryland | 24 | Baltimore City | 510 | 24510 | 16 | 18087 | 1970 | 9999 |  |  | N | Distillate Fuel Oil | [12 empty] | 1.053 | 0.60913 | 0.60913 | 0.60913 | 0.60913 | [11 empty] | Constellation Energy Commodities Group Inc | 100 | Exelon Corp | 100
Philadelphia | 1557_G_GT3 | 1557 | G | GT3 |  | Combustion Turbine |  | PJM_SMAC | Maryland | 24 | Baltimore City | 510 | 24510 | 14.8 | 18086 | 1970 | 9999 |  |  | N | Distillate Fuel Oil | [12 empty] | 1.053 | 0.60913 | 0.60913 | 0.60913 | 0.60913 | [11 empty] | Constellation Energy Commodities Group Inc | 100 | Exelon Corp | 100
Philadelphia | 1557_G_GT4 | 1557 | G | GT4 |  | Combustion Turbine |  | PJM_SMAC | Maryland | 24 | Baltimore City | 510 | 24510 | 14.8 | 18086 | 1970 | 9999 |  |  | N | Distillate Fuel Oil | [12 empty] | 1.053 | 0.60913 | 0.60913 | 0.60913 | 0.60913 | [11 empty] | Constellation Energy Commodities Group Inc | 100 | Exelon Corp | 100
Crisfield | 1563_G_CRIS | 1563 | G | CRIS |  | Combustion Turbine | IC Engine | PJM_EMAC | Maryland | 24 | Somerset | 39 | 24039 | 2.6 | 10745 | 1968 | 9999 |  |  | N | Distillate Fuel Oil | [12 empty] | 0.3 | 0.33082 | 0.33082 | 0.33082 | 0.33082 | [11 empty] | Calpine Mid Atlantic Generation LLC | 100 | Energy Capital Partners | 100
Crisfield | 1563_G_CRS2 | 1563 | G | CRS2 |  | Combustion Turbine | IC Engine | PJM_EMAC | Maryland | 24 | Somerset | 39 | 24039 | 2.6 | 10745 | 1968 | 9999 |  |  | N | Distillate Fuel Oil | [12 empty] | 0.3 | 0.31498 | 0.31498 | 0.31498 | 0.31498 | [11 empty] | Calpine Mid Atlantic Generation LLC | 100 | Energy Capital Partners | 100
Crisfield | 1563_G_CRS3 | 1563 | G | CRS3 |  | Combustion Turbine | IC Engine | PJM_EMAC | Maryland | 24 | Somerset | 39 | 24039 | 2.6 | 10745 | 1968 | 9999 |  |  | N | Distillate Fuel Oil | [12 empty] | 0.3 | 0.36383 | 0.36383 | 0.36383 | 0.36383 | [11 empty] | Calpine Mid Atlantic Generation LLC | 100 | Energy Capital Partners | 100
Crisfield | 1563_G_CRS4 | 1563 | G | CRS4 |  | Combustion Turbine | IC Engine | PJM_EMAC | Maryland | 24 | Somerset | 39 | 24039 | 2.6 | 10745 | 1968 | 9999 |  |  | N | Distillate Fuel Oil | [12 empty] | 0.3 | 0.29854 | 0.29854 | 0.29854 | 0.29854 | [11 empty] | Calpine Mid Atlantic Generation LLC | 100 | Energy Capital Partners | 100
Deep Creek | 1567_G_1 | 1567 | G | 1 |  | Hydro |  | PJM_PENE | Maryland | 24 | Garrett | 23 | 24023 | 9 | 0 | 1925 | 9999 |  |  | N | Hydro | [13 empty] | 0 | 0 | 0 | 0 | [11 empty] | Brookfield Renewable Energy Partners LP | 100 | Brookfield Asset Management Inc | 100
Deep Creek | 1567_G_2 | 1567 | G | 2 |  | Hydro |  | PJM_PENE | Maryland | 24 | Garrett | 23 | 24023 | 9 | 0 | 1925 | 9999 |  |  | N | Hydro | [13 empty] | 0 | 0 | 0 | 0 | [11 empty] | Brookfield Renewable Energy Partners LP | 100 | Brookfield Asset Management Inc | 100
Chalk Point LLC | 1571_G_GT1 | 1571 | G | GT1 |  | Combustion Turbine |  | PJM_SMAC | Maryland | 24 | Prince Georges | 33 | 24033 | 16 | 14549 | 1967 | 9999 |  |  | N | Distillate Fuel Oil | [12 empty] | 0.3 | 0.0703 | 0.0703 | 0.0703 | 0.0703 | [11 empty] | GenOn Chalk Point LLC | 100 | GenOn Energy Inc | 100
Chalk Point LLC | 1571_G_GT2 | 1571 | G | GT2 | 1055 | Combustion Turbine |  | PJM_SMAC | Maryland | 24 | Prince Georges | 33 | 24033 | 22 | 14549 | 1974 | 9999 |  |  | N | Distillate Fuel Oil | [12 empty] | 0.3 | 1.1947 | 1.1947 | 1.1947 | 1.1947 | [11 empty] | GenOn Chalk Point LLC | 100 | GenOn Energy Inc | 100
Chalk Point LLC | 1571_B_3 | 1571 | B | 3 | 1052 | O/G Steam |  | PJM_SMAC | Maryland | 24 | Prince Georges | 33 | 24033 | 582 | 11892 | 1975 | 9999 | tangential | dry | N | Natural Gas |  |  |  | OFA | [8 empty] | 0.92 | 0.12752 | 0.12752 | 0.12752 | 0.12752 | [11 empty] | GenOn Chalk Point LLC | 100 | GenOn Energy Inc | 100
Chalk Point LLC | 1571_B_4 | 1571 | B | 4 | 1053 | O/G Steam |  | PJM_SMAC | Maryland | 24 | Prince Georges | 33 | 24033 | 582 | 11720 | 1981 | 9999 | tangential | dry | N | Natural Gas |  |  |  | OFA | [8 empty] | 0.8 | 0.11795 | 0.11795 | 0.11795 | 0.11795 | [11 empty] | GenOn Chalk Point LLC | 100 | GenOn Energy Inc | 100
Chalk Point LLC | 1571_G_GT3 | 1571 | G | GT3 | 1046 | Combustion Turbine |  | PJM_SMAC | Maryland | 24 | Prince Georges | 33 | 24033 | 73 | 14549 | 1991 | 9999 |  |  | N | Natural Gas, Distillate Fuel Oil |  |  |  | H2O | [8 empty] | 0.2 | 0.11306 | 0.11306 | 0.11306 | 0.11306 | [11 empty] | GenOn Chalk Point LLC | 100 | GenOn Energy Inc | 100
Chalk Point LLC | 1571_G_GT4 | 1571 | G | GT4 | 1047 | Combustion Turbine |  | PJM_SMAC | Maryland | 24 | Prince Georges | 33 | 24033 | 73 | 14549 | 1991 | 9999 |  |  | N | Natural Gas, Distillate Fuel Oil |  |  |  | H2O | [8 empty] | 0.2 | 0.11403 | 0.11403 | 0.11403 | 0.11403 | [11 empty] | GenOn Chalk Point LLC | 100 | GenOn Energy Inc | 100
Chalk Point LLC | 1571_G_GT5 | 1571 | G | GT5 | 1048 | Combustion Turbine |  | PJM_SMAC | Maryland | 24 | Prince Georges | 33 | 24033 | 81 | 14549 | 1991 | 9999 |  |  | N | Natural Gas, Distillate Fuel Oil |  |  |  | H2O | [8 empty] | 0.2 | 0.08668 | 0.08668 | 0.08668 | 0.08668 | [11 empty] | GenOn Chalk Point LLC | 100 | GenOn Energy Inc | 100
Chalk Point LLC | 1571_G_GT6 | 1571 | G | GT6 | 1049 | Combustion Turbine |  | PJM_SMAC | Maryland | 24 | Prince Georges | 33 | 24033 | 81 | 14549 | 1991 | 9999 |  |  | N | Natural Gas, Distillate Fuel Oil |  |  |  | H2O | [8 empty] | 0.2 | 0.08664 | 0.08664 | 0.08664 | 0.08664 | [11 empty] | GenOn Chalk Point LLC | 100 | GenOn Energy Inc | 100
Dickerson | 1572_G_GT2 | 1572 | G | GT2 | 1061 | Combustion Turbine |  | PJM_SMAC | Maryland | 24 | Montgomery | 31 | 24031 | 147 | 12819 | 1992 | 9999 |  |  | N | Natural Gas, Distillate Fuel Oil |  |  |  | H2O | [8 empty] | 0.3 | 0.10394 | 0.10394 | 0.10394 | 0.10394 | [11 empty] | Lanyard Power Holdings LLC | 100 | GenOn Energy Inc | 100
Dickerson | 1572_G_GT3 | 1572 | G | GT3 | 1062 | Combustion Turbine |  | PJM_SMAC | Maryland | 24 | Montgomery | 31 | 24031 | 147 | 12819 | 1992 | 9999 |  |  | N | Natural Gas, Distillate Fuel Oil |  |  |  | H2O | [8 empty] | 0.3 | 0.07974 | 0.07974 | 0.07974 | 0.07974 | [11 empty] | Lanyard Power Holdings LLC | 100 | GenOn Energy Inc | 100
Morgantown Generating Plant | 1573_G_3 | 1573 | G | 3 | 1069 | Combustion Turbine |  | PJM_SMAC | Maryland | 24 | Charles | 17 | 24017 | 48 | 14269 | 1973 | 9999 |  |  | N | Distillate Fuel Oil | [12 empty] | 0.3 | 0.54196 | 0.54196 | 0.54196 | 0.54196 | [11 empty] | Lanyard Power Holdings LLC | 100 | GenOn Energy Inc | 100
Morgantown Generating Plant | 1573_G_4 | 1573 | G | 4 | 1070 | Combustion Turbine |  | PJM_SMAC | Maryland | 24 | Charles | 17 | 24017 | 48 | 14270 | 1973 | 9999 |  |  | N | Distillate Fuel Oil | [12 empty] | 0.3 | 0.54212 | 0.54212 | 0.54212 | 0.54212 | [11 empty] | Lanyard Power Holdings LLC | 100 | GenOn Energy Inc | 100
Morgantown Generating Plant | 1573_G_5 | 1573 | G | 5 | 1071 | Combustion Turbine |  | PJM_SMAC | Maryland | 24 | Charles | 17 | 24017 | 48 | 14270 | 1973 | 9999 |  |  | N | Distillate Fuel Oil | [12 empty] | 0.3 | 0.54205 | 0.54205 | 0.54205 | 0.54205 | [11 empty] | Lanyard Power Holdings LLC | 100 | GenOn Energy Inc | 100
Morgantown Generating Plant | 1573_G_6 | 1573 | G | 6 | 1072 | Combustion Turbine |  | PJM_SMAC | Maryland | 24 | Charles | 17 | 24017 | 48 | 14270 | 1973 | 9999 |  |  | N | Distillate Fuel Oil | [12 empty] | 0.3 | 0.54197 | 0.54197 | 0.54197 | 0.54197 | [11 empty] | Lanyard Power Holdings LLC | 100 | GenOn Energy Inc | 100
Conowingo | 1574_G_1 | 1574 | G | 1 |  | Hydro |  | PJM_EMAC | Maryland | 24 | Harford | 25 | 24025 | 48 | 0 | 1928 | 9999 |  |  | N | Hydro | [13 empty] | 0 | 0 | 0 | 0 | [11 empty] | Susquehanna Electric Co | 100 | Exelon Corp | 100
Conowingo | 1574_G_2 | 1574 | G | 2 |  | Hydro |  | PJM_EMAC | Maryland | 24 | Harford | 25 | 24025 | 36 | 0 | 1928 | 9999 |  |  | N | Hydro | [13 empty] | 0 | 0 | 0 | 0 | [11 empty] | Susquehanna Electric Co | 100 | Exelon Corp | 100
Conowingo | 1574_G_3 | 1574 | G | 3 |  | Hydro |  | PJM_EMAC | Maryland | 24 | Harford | 25 | 24025 | 48 | 0 | 1928 | 9999 |  |  | N | Hydro | [13 empty] | 0 | 0 | 0 | 0 | [11 empty] | Susquehanna Electric Co | 100 | Exelon Corp | 100
Conowingo | 1574_G_4 | 1574 | G | 4 |  | Hydro |  | PJM_EMAC | Maryland | 24 | Harford | 25 | 24025 | 48 | 0 | 1928 | 9999 |  |  | N | Hydro | [13 empty] | 0 | 0 | 0 | 0 | [11 empty] | Susquehanna Electric Co | 100 | Exelon Corp | 100
Conowingo | 1574_G_5 | 1574 | G | 5 |  | Hydro |  | PJM_EMAC | Maryland | 24 | Harford | 25 | 24025 | 36 | 0 | 1928 | 9999 |  |  | N | Hydro | [13 empty] | 0 | 0 | 0 | 0 | [11 empty] | Susquehanna Electric Co | 100 | Exelon Corp | 100
Conowingo | 1574_G_6 | 1574 | G | 6 |  | Hydro |  | PJM_EMAC | Maryland | 24 | Harford | 25 | 24025 | 48 | 0 | 1928 | 9999 |  |  | N | Hydro | [13 empty] | 0 | 0 | 0 | 0 | [11 empty] | Susquehanna Electric Co | 100 | Exelon Corp | 100
Conowingo | 1574_G_7 | 1574 | G | 7 |  | Hydro |  | PJM_EMAC | Maryland | 24 | Harford | 25 | 24025 | 48 | 0 | 1928 | 9999 |  |  | N | Hydro | [13 empty] | 0 | 0 | 0 | 0 | [11 empty] | Susquehanna Electric Co | 100 | Exelon Corp | 100
Conowingo | 1574_G_10 | 1574 | G | 10 |  | Hydro |  | PJM_EMAC | Maryland | 24 | Harford | 25 | 24025 | 65 | 0 | 1964 | 9999 |  |  | N | Hydro | [13 empty] | 0 | 0 | 0 | 0 | [11 empty] | Susquehanna Electric Co | 100 | Exelon Corp | 100
Conowingo | 1574_G_11 | 1574 | G | 11 |  | Hydro |  | PJM_EMAC | Maryland | 24 | Harford | 25 | 24025 | 65 | 0 | 1964 | 9999 |  |  | N | Hydro | [13 empty] | 0 | 0 | 0 | 0 | [11 empty] | Susquehanna Electric Co | 100 | Exelon Corp | 100
Conowingo | 1574_G_8 | 1574 | G | 8 |  | Hydro |  | PJM_EMAC | Maryland | 24 | Harford | 25 | 24025 | 65 | 0 | 1964 | 9999 |  |  | N | Hydro | [13 empty] | 0 | 0 | 0 | 0 | [11 empty] | Susquehanna Electric Co | 100 | Exelon Corp | 100
Conowingo | 1574_G_9 | 1574 | G | 9 |  | Hydro |  | PJM_EMAC | Maryland | 24 | Harford | 25 | 24025 | 65 | 0 | 1964 | 9999 |  |  | N | Hydro | [13 empty] | 0 | 0 | 0 | 0 | [11 empty] | Susquehanna Electric Co | 100 | Exelon Corp | 100
Easton | 1580_G_7 | 1580 | G | 7 |  | Combustion Turbine | IC Engine | PJM_EMAC | Maryland | 24 | Talbot | 41 | 24041 | 2 | 13504 | 1954 | 9999 |  |  | N | Distillate Fuel Oil | [12 empty] | 0.3 | 3.1236 | 3.1236 | 3.1236 | 3.1236 | [11 empty] | Easton Utilities Commission | 100 | Easton Utilities | 100
Easton | 1580_G_8 | 1580 | G | 8 |  | Combustion Turbine | IC Engine | PJM_EMAC | Maryland | 24 | Talbot | 41 | 24041 | 2 | 13504 | 1957 | 9999 |  |  | N | Distillate Fuel Oil | [12 empty] | 0.3 | 2.9127 | 2.9127 | 2.9127 | 2.9127 | [11 empty] | Easton Utilities Commission | 100 | Easton Utilities | 100
Easton | 1580_G_9 | 1580 | G | 9 |  | Combustion Turbine | IC Engine | PJM_EMAC | Maryland | 24 | Talbot | 41 | 24041 | 2.5 | 13505 | 1961 | 9999 |  |  | N | Distillate Fuel Oil | [12 empty] | 0.3 | 3.9058 | 3.9058 | 3.9058 | 3.9058 | [11 empty] | Easton Utilities Commission | 100 | Easton Utilities | 100
Easton | 1580_G_10 | 1580 | G | 10 |  | Combustion Turbine | IC Engine | PJM_EMAC | Maryland | 24 | Talbot | 41 | 24041 | 3.5 | 13503 | 1966 | 9999 |  |  | N | Distillate Fuel Oil | [12 empty] | 0.3 | 2.8156 | 2.8156 | 2.8156 | 2.8156 | [11 empty] | Easton Utilities Commission | 100 | Easton Utilities | 100
Easton | 1580_G_11 | 1580 | G | 11 |  | Combustion Turbine | IC Engine | PJM_EMAC | Maryland | 24 | Talbot | 41 | 24041 | 3.6 | 13504 | 1968 | 9999 |  |  | N | Distillate Fuel Oil | [12 empty] | 0.3 | 2.8792 | 2.8792 | 2.8792 | 2.8792 | [11 empty] | Easton Utilities Commission | 100 | Easton Utilities | 100
Easton | 1580_G_12 | 1580 | G | 12 |  | Combustion Turbine | IC Engine | PJM_EMAC | Maryland | 24 | Talbot | 41 | 24041 | 4.1 | 13504 | 1970 | 9999 |  |  | N | Distillate Fuel Oil | [12 empty] | 0.3 | 2.651 | 2.651 | 2.651 | 2.651 | [11 empty] | Easton Utilities Commission | 100 | Easton Utilities | 100
Easton | 1580_G_13 | 1580 | G | 13 |  | Combustion Turbine | IC Engine | PJM_EMAC | Maryland | 24 | Talbot | 41 | 24041 | 5.6 | 13502 | 1973 | 9999 |  |  | N | Distillate Fuel Oil | [12 empty] | 0.3 | 2.4566 | 2.4566 | 2.4566 | 2.4566 | [11 empty] | Easton Utilities Commission | 100 | Easton Utilities | 100
Easton | 1580_G_14 | 1580 | G | 14 |  | Combustion Turbine | IC Engine | PJM_EMAC | Maryland | 24 | Talbot | 41 | 24041 | 5.6 | 13504 | 1973 | 9999 |  |  | N | Distillate Fuel Oil | [12 empty] | 0.3 | 3.3381 | 3.3381 | 3.3381 | 3.3381 | [11 empty] | Easton Utilities Commission | 100 | Easton Utilities | 100
Easton | 1580_G_101 | 1580 | G | 101 |  | Combustion Turbine | IC Engine | PJM_EMAC | Maryland | 24 | Talbot | 41 | 24041 | 1.5 | 13502 | 1995 | 9999 |  |  | N | Distillate Fuel Oil | [12 empty] | 0.3 | 2.8892 | 2.8892 | 2.8892 | 2.8892 | [11 empty] | Easton Utilities Commission | 100 | Easton Utilities | 100
Easton | 1580_G_102 | 1580 | G | 102 |  | Combustion Turbine | IC Engine | PJM_EMAC | Maryland | 24 | Talbot | 41 | 24041 | 1.5 | 13502 | 1995 | 9999 |  |  | N | Distillate Fuel Oil | [12 empty] | 0.3 | 2.7447 | 2.7447 | 2.7447 | 2.7447 | [11 empty] | Easton Utilities Commission | 100 | Easton Utilities | 100
Exelon Framingham LLC | 1586_G_GT2 | 1586 | G | GT2 | 1078 | Combustion Turbine |  | NENGREST | Massachusetts | 25 | Norfolk | 21 | 25021 | 10.3 | 17442 | 1969 | 9999 |  |  | N | Distillate Fuel Oil | [12 empty] | 1.2 | 0.47583 | 0.47583 | 0.47583 | 0.47583 | [11 empty] | Exelon Framingham LLC | 100 | Exelon Corp | 100
Exelon Framingham LLC | 1586_G_GT3 | 1586 | G | GT3 | 1079 | Combustion Turbine |  | NENGREST | Massachusetts | 25 | Norfolk | 21 | 25021 | 11 | 17399 | 1969 | 9999 |  |  | N | Distillate Fuel Oil | [12 empty] | 1.2 | 0.59599 | 0.59599 | 0.59599 | 0.59599 | [11 empty] | Exelon Framingham LLC | 100 | Exelon Corp | 100
Exelon Framingham LLC | 1586_G_GT1 | 1586 | G | GT1 | 1077 | Combustion Turbine |  | NENGREST | Massachusetts | 25 | Norfolk | 21 | 25021 | 10.1 | 17414 | 1970 | 9999 |  |  | N | Distillate Fuel Oil | [12 empty] | 1.2 | 0.55292 | 0.55292 | 0.55292 | 0.55292 | [11 empty] | Exelon Framingham LLC | 100 | Exelon Corp | 100
Exelon Medway LLC | 1592_G_GT1 | 1592 | G | GT1 | 1088 | Combustion Turbine |  | NENGREST | Massachusetts | 25 | Norfolk | 21 | 25021 | 42 | 16972 | 1970 | 9999 |  |  | N | Distillate Fuel Oil | [12 empty] | 1.2 | 0.52282 | 0.52282 | 0.52282 | 0.52282 | [11 empty] | Exelon West Medway LLC | 100 | Exelon Corp | 100
Exelon Medway LLC | 1592_G_GT3 | 1592 | G | GT3 | 1092 | Combustion Turbine |  | NENGREST | Massachusetts | 25 | Norfolk | 21 | 25021 | 42 | 16976 | 1970 | 9999 |  |  | N | Distillate Fuel Oil | [12 empty] | 1.2 | 0.5098 | 0.5098 | 0.5098 | 0.5098 | [11 empty] | Exelon West Medway LLC | 100 | Exelon Corp | 100
Exelon Medway LLC | 1592_G_GT2 | 1592 | G | GT2 | 1090 | Combustion Turbine |  | NENGREST | Massachusetts | 25 | Norfolk | 21 | 25021 | 39.8 | 16975 | 1971 | 9999 |  |  | N | Distillate Fuel Oil | [12 empty] | 1.2 | 0.4941 | 0.4941 | 0.4941 | 0.4941 | [11 empty] | Exelon West Medway LLC | 100 | Exelon Corp | 100
Kendall Square Station | 1595_G_3 | 1595 | G | 3 | 1098 | Combined Cycle |  | NENGREST | Massachusetts | 25 | Middlesex | 17 | 25017 | 20.4 | 5852 | 1958 | 9999 | wall | dry | Y | Natural Gas, Distillate Fuel Oil |  |  |  | LNB | SCR | [7 empty] | 0.74 | 0.013393 | 0.013393 | 0.013393 | 0.013393 | [11 empty] | Kendall Green Energy LLC | 100 | Antin Infrastructure Partners | 100
Kendall Square Station | 1595_G_JET1 | 1595 | G | JET1 | 1100 | Combustion Turbine |  | NENGREST | Massachusetts | 25 | Middlesex | 17 | 25017 | 18 | 14606 | 1970 | 9999 |  |  | N | Distillate Fuel Oil |  |  |  | H2O | [8 empty] | 0.74 | 1.1774 | 1.1774 | 1.1774 | 1.1774 | [11 empty] | Kendall Green Energy LLC | 100 | Antin Infrastructure Partners | 100
Kendall Square Station | 1595_G_GEN4 | 1595 | G | GEN4 | 1099 | Combined Cycle |  | NENGREST | Massachusetts | 25 | Middlesex | 17 | 25017 | 171 | 5852 | 2002 | 9999 |  |  | Y | Natural Gas, Distillate Fuel Oil |  |  |  | DLNB | SCR | [7 empty] | 0.74 | 0.013393 | 0.013393 | 0.013393 | 0.013393 | [11 empty] | Kendall Green Energy LLC | 100 | Antin Infrastructure Partners | 100
Oak Bluffs Diesel Generating Facility | 1597_G_UN1 | 1597 | G | UN1 |  | Combustion Turbine | IC Engine | NENGREST | Massachusetts | 25 | Dukes | 7 | 25007 | 2.8 | 10759 | 1969 | 9999 |  |  | N | Distillate Fuel Oil | [12 empty] | 0.789 | 2.6823 | 2.6823 | 2.6823 | 2.6823 | [11 empty] | Stonepeak Kestrel Holdings LLC | 100 | Stonepeak Infrastructure Partners | 100
Oak Bluffs Diesel Generating Facility | 1597_G_UN2 | 1597 | G | UN2 |  | Combustion Turbine | IC Engine | NENGREST | Massachusetts | 25 | Dukes | 7 | 25007 | 2.8 | 10755 | 1969 | 9999 |  |  | N | Distillate Fuel Oil | [12 empty] | 0.789 | 4.796 | 4.796 | 4.796 | 4.796 | [11 empty] | Stonepeak Kestrel Holdings LLC | 100 | Stonepeak Infrastructure Partners | 100
Oak Bluffs Diesel Generating Facility | 1597_G_UN3 | 1597 | G | UN3 |  | Combustion Turbine | IC Engine | NENGREST | Massachusetts | 25 | Dukes | 7 | 25007 | 2.8 | 10755 | 1972 | 9999 |  |  | N | Distillate Fuel Oil | [12 empty] | 0.789 | 1.9241 | 1.9241 | 1.9241 | 1.9241 | [11 empty] | Stonepeak Kestrel Holdings LLC | 100 | Stonepeak Infrastructure Partners | 100
Canal | 1599_B_1 | 1599 | B | 1 | 1102 | O/G Steam |  | NENGREST | Massachusetts | 25 | Barnstable | 1 | 25001 | 560 | 10400 | 1968 | 9999 | wall | dry | N | Residual Fuel Oil |  |  |  | LNBO + other | SCR |  |  | ESPC | No |  |  |  | 1.21 | 0.07384 | 0.07384 | 0.07384 | 0.07384 | [11 empty] | Stonepeak Kestrel Holdings LLC | 100 | Stonepeak Infrastructure Partners | 100
Canal | 1599_B_2 | 1599 | B | 2 | 1103 | O/G Steam |  | NENGREST | Massachusetts | 25 | Barnstable | 1 | 25001 | 553 | 11516 | 1976 | 9999 | wall | dry | N | Natural Gas, Residual Fuel Oil |  |  |  | FR + LNBO + OFA | SNCR |  |  | ESPC | No |  |  |  | 1.21 | 0.14391 | 0.14391 | 0.14391 | 0.14391 | [11 empty] | Stonepeak Kestrel Holdings LLC | 100 | Stonepeak Infrastructure Partners | 100
Canal | 1599_G_3 | 1599 | G | 3 | 88425 | Combustion Turbine |  | NENGREST | Massachusetts | 25 | Barnstable | 1 | 25001 | 330 | 10745 | 2019 | 9999 |  |  | N | Natural Gas, Distillate Fuel Oil | [13 empty] | 0.03022 | 0.03022 | 0.03022 | 0.03022 | [11 empty] | Canal 3 Generating LLC | 100 | Stonepeak Infrastructure Partners | 100
Boatlock | 1603_G_1 | 1603 | G | 1 |  | Hydro |  | NENGREST | Massachusetts | 25 | Hampden | 13 | 25013 | 0.7 | 0 | 1921 | 9999 |  |  | N | Hydro | [13 empty] | 0 | 0 | 0 | 0 | [11 empty] | Holyoke Gas & Electric Dept | 100 | Holyoke Gas & Electric Dept | 100
Boatlock | 1603_G_2 | 1603 | G | 2 |  | Hydro |  | NENGREST | Massachusetts | 25 | Hampden | 13 | 25013 | 1.5 | 0 | 1924 | 9999 |  |  | N | Hydro | [13 empty] | 0 | 0 | 0 | 0 | [11 empty] | Holyoke Gas & Electric Dept | 100 | Holyoke Gas & Electric Dept | 100
Boatlock | 1603_G_3 | 1603 | G | 3 |  | Hydro |  | NENGREST | Massachusetts | 25 | Hampden | 13 | 25013 | 1.2 | 0 | 1924 | 9999 |  |  | N | Hydro | [13 empty] | 0 | 0 | 0 | 0 | [11 empty] | Holyoke Gas & Electric Dept | 100 | Holyoke Gas & Electric Dept | 100
Chemical | 1604_G_1 | 1604 | G | 1 |  | Hydro |  | NENGREST | Massachusetts | 25 | Hampden | 13 | 25013 | 0.8 | 0 | 1935 | 9999 |  |  | N | Hydro | [13 empty] | 0 | 0 | 0 | 0 | [11 empty] | Holyoke Gas & Electric Dept | 100 | Holyoke Gas & Electric Dept | 100
Chemical | 1604_G_2 | 1604 | G | 2 |  | Hydro |  | NENGREST | Massachusetts | 25 | Hampden | 13 | 25013 | 0.8 | 0 | 1935 | 9999 |  |  | N | Hydro | [13 empty] | 0 | 0 | 0 | 0 | [11 empty] | Holyoke Gas & Electric Dept | 100 | Holyoke Gas & Electric Dept | 100
Hadley Falls | 1605_G_1 | 1605 | G | 1 |  | Hydro |  | NENGREST | Massachusetts | 25 | Hampden | 13 | 25013 | 18.1 | 0 | 1952 | 9999 |  |  | N | Hydro | [13 empty] | 0 | 0 | 0 | 0 | [11 empty] | Holyoke Gas & Electric Dept | 100 | Holyoke Gas & Electric Dept | 100
Hadley Falls | 1605_G_2 | 1605 | G | 2 |  | Hydro |  | NENGREST | Massachusetts | 25 | Hampden | 13 | 25013 | 15 | 0 | 1983 | 9999 |  |  | N | Hydro | [13 empty] | 0 | 0 | 0 | 0 | [11 empty] | Holyoke Gas & Electric Dept | 100 | Holyoke Gas & Electric Dept | 100
Riverside Holyoke | 1607_G_4 | 1607 | G | 4 |  | Hydro |  | NENGREST | Massachusetts | 25 | Hampden | 13 | 25013 | 0.8 | 0 | 1906 | 9999 |  |  | N | Hydro | [13 empty] | 0 | 0 | 0 | 0 | [11 empty] | Holyoke Gas & Electric Dept | 100 | Holyoke Gas & Electric Dept | 100
Riverside Holyoke | 1607_G_5 | 1607 | G | 5 |  | Hydro |  | NENGREST | Massachusetts | 25 | Hampden | 13 | 25013 | 0.6 | 0 | 1906 | 9999 |  |  | N | Hydro | [13 empty] | 0 | 0 | 0 | 0 | [11 empty] | Holyoke Gas & Electric Dept | 100 | Holyoke Gas & Electric Dept | 100
Riverside Holyoke | 1607_G_7 | 1607 | G | 7 |  | Hydro |  | NENGREST | Massachusetts | 25 | Hampden | 13 | 25013 | 1.5 | 0 | 1922 | 9999 |  |  | N | Hydro | [13 empty] | 0 | 0 | 0 | 0 | [11 empty] | Holyoke Gas & Electric Dept | 100 | Holyoke Gas & Electric Dept | 100
Riverside Holyoke | 1607_G_8 | 1607 | G | 8 |  | Hydro |  | NENGREST | Massachusetts | 25 | Hampden | 13 | 25013 | 4 | 0 | 1931 | 9999 |  |  | N | Hydro | [13 empty] | 0 | 0 | 0 | 0 | [11 empty] | Holyoke Gas & Electric Dept | 100 | Holyoke Gas & Electric Dept | 100
Nantucket | 1615_G_18 | 1615 | G | 18 |  | Combustion Turbine |  | NENGREST | Massachusetts | 25 | Nantucket | 19 | 25019 | 13.5 | 10745 | 2019 | 9999 |  |  | N | Distillate Fuel Oil | [13 empty] | 0.011 | 0.011 | 0.011 | 0.011 | [11 empty] | Nantucket Electric Co | 100 | National Grid Plc | 100
Nantucket | 1615_G_19 | 1615 | G | 19 |  | Combustion Turbine | IC Engine | NENGREST | Massachusetts | 25 | Nantucket | 19 | 25019 | 1 | 10745 | 2019 | 9999 |  |  | N | Distillate Fuel Oil | [13 empty] | 1.6498 | 1.6498 | 1.6498 | 1.6498 | [11 empty] | Nantucket Electric Co | 100 | National Grid Plc | 100
Nantucket | 1615_G_20 | 1615 | G | 20 |  | Energy Storage |  | NENGREST | Massachusetts | 25 | Nantucket | 19 | 25019 | 6 | 0 | 2019 | 9999 |  |  | N | Energy Storage | [13 empty] | 0 | 0 | 0 | 0 | [11 empty] | Nantucket Electric Co | 100 | National Grid Plc | 100
Deerfield 5 | 1620_G_GEN1 | 1620 | G | GEN1 |  | Hydro |  | NENGREST | Massachusetts | 25 | Berkshire | 3 | 25003 | 13.9 | 0 | 1974 | 9999 |  |  | N | Hydro | [13 empty] | 0 | 0 | 0 | 0 | [11 empty] | Great River Hydro LLC | 100 | ArcLight Capital Partners LLC | 100
Cabot | 1629_G_1 | 1629 | G | 1 |  | Hydro |  | NENGREST | Massachusetts | 25 | Franklin | 11 | 25011 | 10.3 | 0 | 1915 | 9999 |  |  | N | Hydro | [13 empty] | 0 | 0 | 0 | 0 | [11 empty] | FirstLight MA Hydro LLC | 100 | Public Sector Pension Investment Board | 100
Cabot | 1629_G_2 | 1629 | G | 2 |  | Hydro |  | NENGREST | Massachusetts | 25 | Franklin | 11 | 25011 | 10.3 | 0 | 1915 | 9999 |  |  | N | Hydro | [13 empty] | 0 | 0 | 0 | 0 | [11 empty] | FirstLight MA Hydro LLC | 100 | Public Sector Pension Investment Board | 100
Cabot | 1629_G_3 | 1629 | G | 3 |  | Hydro |  | NENGREST | Massachusetts | 25 | Franklin | 11 | 25011 | 10.3 | 0 | 1916 | 9999 |  |  | N | Hydro | [13 empty] | 0 | 0 | 0 | 0 | [11 empty] | FirstLight MA Hydro LLC | 100 | Public Sector Pension Investment Board | 100
Cabot | 1629_G_4 | 1629 | G | 4 |  | Hydro |  | NENGREST | Massachusetts | 25 | Franklin | 11 | 25011 | 10.3 | 0 | 1916 | 9999 |  |  | N | Hydro | [13 empty] | 0 | 0 | 0 | 0 | [11 empty] | FirstLight MA Hydro LLC | 100 | Public Sector Pension Investment Board | 100
Cabot | 1629_G_5 | 1629 | G | 5 |  | Hydro |  | NENGREST | Massachusetts | 25 | Franklin | 11 | 25011 | 10.3 | 0 | 1917 | 9999 |  |  | N | Hydro | [13 empty] | 0 | 0 | 0 | 0 | [11 empty] | FirstLight MA Hydro LLC | 100 | Public Sector Pension Investment Board | 100
Cabot | 1629_G_6 | 1629 | G | 6 |  | Hydro |  | NENGREST | Massachusetts | 25 | Franklin | 11 | 25011 | 10.3 | 0 | 1917 | 9999 |  |  | N | Hydro | [13 empty] | 0 | 0 | 0 | 0 | [11 empty] | FirstLight MA Hydro LLC | 100 | Public Sector Pension Investment Board | 100
Cobble Mountain | 1630_G_1 | 1630 | G | 1 |  | Hydro |  | NENGREST | Massachusetts | 25 | Hampden | 13 | 25013 | 12.9 | 0 | 1930 | 9999 |  |  | N | Hydro | [13 empty] | 0 | 0 | 0 | 0 | [11 empty] | Holyoke Gas & Electric Dept | 100 | Holyoke Gas & Electric Dept | 100
Cobble Mountain | 1630_G_2 | 1630 | G | 2 |  | Hydro |  | NENGREST | Massachusetts | 25 | Hampden | 13 | 25013 | 6.8 | 0 | 1930 | 9999 |  |  | N | Hydro | [13 empty] | 0 | 0 | 0 | 0 | [11 empty] | Holyoke Gas & Electric Dept | 100 | Holyoke Gas & Electric Dept | 100
Cobble Mountain | 1630_G_3 | 1630 | G | 3 |  | Hydro |  | NENGREST | Massachusetts | 25 | Hampden | 13 | 25013 | 12.9 | 0 | 1930 | 9999 |  |  | N | Hydro | [13 empty] | 0 | 0 | 0 | 0 | [11 empty] | Holyoke Gas & Electric Dept | 100 | Holyoke Gas & Electric Dept | 100
Gardners Falls | 1634_G_GF3 | 1634 | G | GF3 |  | Hydro |  | NENGREST | Massachusetts | 25 | Franklin | 11 | 25011 | 0.9 | 0 | 1914 | 9999 |  |  | N | Hydro | [13 empty] | 0 | 0 | 0 | 0 | [11 empty] | EP Energy Massachusetts LLC | 100 | Essential Power LLC | 100
Gardners Falls | 1634_G_GF4 | 1634 | G | GF4 |  | Hydro |  | NENGREST | Massachusetts | 25 | Franklin | 11 | 25011 | 0.9 | 0 | 1914 | 9999 |  |  | N | Hydro | [13 empty] | 0 | 0 | 0 | 0 | [11 empty] | EP Energy Massachusetts LLC | 100 | Essential Power LLC | 100
Gardners Falls | 1634_G_GF5 | 1634 | G | GF5 |  | Hydro |  | NENGREST | Massachusetts | 25 | Franklin | 11 | 25011 | 1.3 | 0 | 1925 | 9999 |  |  | N | Hydro | [13 empty] | 0 | 0 | 0 | 0 | [11 empty] | EP Energy Massachusetts LLC | 100 | Essential Power LLC | 100
Gardners Falls | 1634_G_GF2 | 1634 | G | GF2 |  | Hydro |  | NENGREST | Massachusetts | 25 | Franklin | 11 | 25011 | 0.4 | 0 | 1964 | 9999 |  |  | N | Hydro | [13 empty] | 0 | 0 | 0 | 0 | [11 empty] | EP Energy Massachusetts LLC | 100 | Essential Power LLC | 100
Putts Bridge | 1637_G_PB2 | 1637 | G | PB2 |  | Hydro |  | NENGREST | Massachusetts | 25 | Hampden | 13 | 25013 | 1.6 | 0 | 1918 | 9999 |  |  | N | Hydro | [13 empty] | 0 | 0 | 0 | 0 | [11 empty] | EP Energy Massachusetts LLC | 100 | Essential Power LLC | 100
Putts Bridge | 1637_G_PB3 | 1637 | G | PB3 |  | Hydro |  | NENGREST | Massachusetts | 25 | Hampden | 13 | 25013 | 1.6 | 0 | 1918 | 9999 |  |  | N | Hydro | [13 empty] | 0 | 0 | 0 | 0 | [11 empty] | EP Energy Massachusetts LLC | 100 | Essential Power LLC | 100
Redbridge | 1638_G_RB4 | 1638 | G | RB4 |  | Hydro |  | NENGREST | Massachusetts | 25 | Hampden | 13 | 25013 | 1.8 | 0 | 1926 | 9999 |  |  | N | Hydro | [13 empty] | 0 | 0 | 0 | 0 | [11 empty] | EP Energy Massachusetts LLC | 100 | Essential Power LLC | 100
Redbridge | 1638_G_RB3 | 1638 | G | RB3 |  | Hydro |  | NENGREST | Massachusetts | 25 | Hampden | 13 | 25013 | 1.8 | 0 | 1934 | 9999 |  |  | N | Hydro | [13 empty] | 0 | 0 | 0 | 0 | [11 empty] | EP Energy Massachusetts LLC | 100 | Essential Power LLC | 100
Potter Station 2 | 1660_G_WAT1 | 1660 | G | WAT1 | 90442 | Combustion Turbine |  | NENGREST | Massachusetts | 25 | Norfolk | 21 | 25021 | 52.6 | 10745 | 2009 | 9999 |  |  | N | Natural Gas, Distillate Fuel Oil |  |  |  | H2O + NH3 + AA | SCR | [8 empty] | 0.01322 | 0.01322 | 0.01322 | 0.01322 | [11 empty] | Braintree Electric Light Dept | 30 | Braintree Electric Light Dept | 30
Potter Station 2 | 1660_G_WAT2 | 1660 | G | WAT2 | 90443 | Combustion Turbine |  | NENGREST | Massachusetts | 25 | Norfolk | 21 | 25021 | 52.6 | 10745 | 2009 | 9999 |  |  | N | Natural Gas, Distillate Fuel Oil |  |  |  | H2O + NH3 + AA | SCR | [8 empty] | 0.01323 | 0.01323 | 0.01323 | 0.01323 | [11 empty] | Braintree Electric Light Dept | 30 | Braintree Electric Light Dept | 30
High Street Station | 1670_G_6 | 1670 | G | 6 |  | Combustion Turbine | IC Engine | NENGREST | Massachusetts | 25 | Essex | 9 | 25009 | 1.2 | 11119 | 1951 | 9999 |  |  | N | Natural Gas, Distillate Fuel Oil | [12 empty] | 0.789 | 2.051 | 2.051 | 2.051 | 2.051 | [11 empty] | Ipswich MA (City of) | 100 | Ipswich MA (City of) | 100
High Street Station | 1670_G_2 | 1670 | G | 2 |  | Combustion Turbine | IC Engine | NENGREST | Massachusetts | 25 | Essex | 9 | 25009 | 1.3 | 11144 | 1954 | 9999 |  |  | N | Natural Gas, Distillate Fuel Oil | [13 empty] | 2.9421 | 2.9421 | 2.9421 | 2.9421 | [11 empty] | Ipswich MA (City of) | 100 | Ipswich MA (City of) | 100
High Street Station | 1670_G_7 | 1670 | G | 7 |  | Combustion Turbine | IC Engine | NENGREST | Massachusetts | 25 | Essex | 9 | 25009 | 1.3 | 11132 | 1956 | 9999 |  |  | N | Distillate Fuel Oil | [12 empty] | 0.789 | 2.1439 | 2.1439 | 2.1439 | 2.1439 | [11 empty] | Ipswich MA (City of) | 100 | Ipswich MA (City of) | 100
High Street Station | 1670_G_8 | 1670 | G | 8 |  | Combustion Turbine | IC Engine | NENGREST | Massachusetts | 25 | Essex | 9 | 25009 | 1.1 | 12921 | 1960 | 9999 |  |  | N | Distillate Fuel Oil | [12 empty] | 0.789 | 0.04893 | 0.04893 | 0.04893 | 0.04893 | [11 empty] | Ipswich MA (City of) | 100 | Ipswich MA (City of) | 100
High Street Station | 1670_G_9 | 1670 | G | 9 |  | Combustion Turbine | IC Engine | NENGREST | Massachusetts | 25 | Essex | 9 | 25009 | 1.3 | 11132 | 1961 | 9999 |  |  | N | Natural Gas, Distillate Fuel Oil | [12 empty] | 0.789 | 2.6627 | 2.6627 | 2.6627 | 2.6627 | [11 empty] | Ipswich MA (City of) | 100 | Ipswich MA (City of) | 100
High Street Station | 1670_G_11 | 1670 | G | 11 |  | Combustion Turbine | IC Engine | NENGREST | Massachusetts | 25 | Essex | 9 | 25009 | 1.2 | 11119 | 1982 | 9999 |  |  | N | Natural Gas, Distillate Fuel Oil | [12 empty] | 0.789 | 1.546 | 1.546 | 1.546 | 1.546 | [11 empty] | Ipswich MA (City of) | 100 | Ipswich MA (City of) | 100
High Street Station | 1670_G_12 | 1670 | G | 12 |  | Combustion Turbine | IC Engine | NENGREST | Massachusetts | 25 | Essex | 9 | 25009 | 1.2 | 11119 | 1983 | 9999 |  |  | N | Natural Gas, Distillate Fuel Oil | [12 empty] | 0.789 | 1.053 | 1.053 | 1.053 | 1.053 | [11 empty] | Ipswich MA (City of) | 100 | Ipswich MA (City of) | 100
High Street Station | 1670_G_10 | 1670 | G | 10 |  | Combustion Turbine | IC Engine | NENGREST | Massachusetts | 25 | Essex | 9 | 25009 | 1.2 | 11119 | 1984 | 9999 |  |  | N | Natural Gas, Distillate Fuel Oil | [12 empty] | 0.789 | 1.6452 | 1.6452 | 1.6452 | 1.6452 | [11 empty] | Ipswich MA (City of) | 100 | Ipswich MA (City of) | 100
High Street Station | 1670_G_1 | 1670 | G | 1 |  | Combustion Turbine | IC Engine | NENGREST | Massachusetts | 25 | Essex | 9 | 25009 | 1.2 | 12209 | 1986 | 9999 |  |  | N | Natural Gas, Distillate Fuel Oil | [12 empty] | 0.789 | 1.8032 | 1.8032 | 1.8032 | 1.8032 | [11 empty] | Ipswich MA (City of) | 100 | Ipswich MA (City of) | 100
Waters River | 1678_G_1 | 1678 | G | 1 | 89524 | Combustion Turbine |  | NENGREST | Massachusetts | 25 | Essex | 9 | 25009 | 16.1 | 12572 | 1971 | 9999 |  |  | N | Natural Gas, Distillate Fuel Oil | [12 empty] | 0.789 | 0.50153 | 0.50153 | 0.50153 | 0.50153 | [11 empty] | Peabody Municipal Light Plant | 100 | Peabody Municipal Light Plant | 100
Waters River | 1678_G_2 | 1678 | G | 2 | 1141 | Combustion Turbine |  | NENGREST | Massachusetts | 25 | Essex | 9 | 25009 | 30.5 | 12572 | 1990 | 9999 |  |  | N | Natural Gas, Distillate Fuel Oil |  |  |  | H2O | [8 empty] | 0.789 | 0.41465 | 0.41465 | 0.41465 | 0.41465 | [11 empty] | Peabody Municipal Light Plant | 100 | Peabody Municipal Light Plant | 100
Cleary Flood Hybrid | 1682_G_CA9 | 1682 | G | CA9 | 1143 | Combined Cycle |  | NENGREST | Massachusetts | 25 | Bristol | 5 | 25005 | 87 | 10941 | 1975 | 9999 | wall |  | N | Natural Gas, Distillate Fuel Oil |  |  |  | LNB | [8 empty] | 0.74 | 0.15804 | 0.15804 | 0.15804 | 0.15804 | [11 empty] | Taunton Municipal Lighting Plant | 74.55 | Taunton Municipal Lighting Plant | 74.55
Cleary Flood Hybrid | 1682_G_9A | 1682 | G | 9A | 1143 | Combined Cycle |  | NENGREST | Massachusetts | 25 | Bristol | 5 | 25005 | 18 | 10941 | 1976 | 9999 | other |  | N | Natural Gas, Distillate Fuel Oil |  |  |  | LNBO | [8 empty] | 0.74 | 0.15804 | 0.15804 | 0.15804 | 0.15804 | [11 empty] | Taunton Municipal Lighting Plant | 74.55 | Taunton Municipal Lighting Plant | 74.55
Alcona | 1693_G_1 | 1693 | G | 1 |  | Hydro |  | MIS_LMI | Michigan | 26 | Alcona | 1 | 26001 | 1.4 | 0 | 1924 | 9999 |  |  | N | Hydro | [13 empty] | 0 | 0 | 0 | 0 | [11 empty] | Consumers Energy Co | 100 | CMS Energy Corp | 100
Alcona | 1693_G_2 | 1693 | G | 2 |  | Hydro |  | MIS_LMI | Michigan | 26 | Alcona | 1 | 26001 | 1.4 | 0 | 1924 | 9999 |  |  | N | Hydro | [13 empty] | 0 | 0 | 0 | 0 | [11 empty] | Consumers Energy Co | 100 | CMS Energy Corp | 100
Allegan Dam | 1694_G_1 | 1694 | G | 1 |  | Hydro |  | MIS_LMI | Michigan | 26 | Allegan | 5 | 26005 | 0.2 | 0 | 1935 | 9999 |  |  | N | Hydro | [13 empty] | 0 | 0 | 0 | 0 | [11 empty] | Consumers Energy Co | 100 | CMS Energy Corp | 100
Allegan Dam | 1694_G_2 | 1694 | G | 2 |  | Hydro |  | MIS_LMI | Michigan | 26 | Allegan | 5 | 26005 | 0.5 | 0 | 1935 | 9999 |  |  | N | Hydro | [13 empty] | 0 | 0 | 0 | 0 | [11 empty] | Consumers Energy Co | 100 | CMS Energy Corp | 100
Allegan Dam | 1694_G_3 | 1694 | G | 3 |  | Hydro |  | MIS_LMI | Michigan | 26 | Allegan | 5 | 26005 | 0.6 | 0 | 1945 | 9999 |  |  | N | Hydro | [13 empty] | 0 | 0 | 0 | 0 | [11 empty] | Consumers Energy Co | 100 | CMS Energy Corp | 100
C W Tippy | 1698_G_1 | 1698 | G | 1 |  | Hydro |  | MIS_LMI | Michigan | 26 | Manistee | 101 | 26101 | 2.1 | 0 | 1918 | 9999 |  |  | N | Hydro | [13 empty] | 0 | 0 | 0 | 0 | [11 empty] | Consumers Energy Co | 100 | CMS Energy Corp | 100
C W Tippy | 1698_G_2 | 1698 | G | 2 |  | Hydro |  | MIS_LMI | Michigan | 26 | Manistee | 101 | 26101 | 2.1 | 0 | 1918 | 9999 |  |  | N | Hydro | [13 empty] | 0 | 0 | 0 | 0 | [11 empty] | Consumers Energy Co | 100 | CMS Energy Corp | 100
C W Tippy | 1698_G_3 | 1698 | G | 3 |  | Hydro |  | MIS_LMI | Michigan | 26 | Manistee | 101 | 26101 | 2.1 | 0 | 1918 | 9999 |  |  | N | Hydro | [13 empty] | 0 | 0 | 0 | 0 | [11 empty] | Consumers Energy Co | 100 | CMS Energy Corp | 100
Cooke | 1700_G_1 | 1700 | G | 1 |  | Hydro |  | MIS_LMI | Michigan | 26 | Iosco | 69 | 26069 | 1.5 | 0 | 1911 | 9999 |  |  | N | Hydro | [13 empty] | 0 | 0 | 0 | 0 | [11 empty] | Consumers Energy Co | 100 | CMS Energy Corp | 100
Cooke | 1700_G_2 | 1700 | G | 2 |  | Hydro |  | MIS_LMI | Michigan | 26 | Iosco | 69 | 26069 | 2.7 | 0 | 1911 | 9999 |  |  | N | Hydro | [13 empty] | 0 | 0 | 0 | 0 | [11 empty] | Consumers Energy Co | 100 | CMS Energy Corp | 100
Cooke | 1700_G_3 | 1700 | G | 3 |  | Hydro |  | MIS_LMI | Michigan | 26 | Iosco | 69 | 26069 | 3 | 0 | 1911 | 9999 |  |  | N | Hydro | [13 empty] | 0 | 0 | 0 | 0 | [11 empty] | Consumers Energy Co | 100 | CMS Energy Corp | 100
Croton | 1701_G_1 | 1701 | G | 1 |  | Hydro |  | MIS_LMI | Michigan | 26 | Newaygo | 123 | 26123 | 1.2 | 0 | 1907 | 9999 |  |  | N | Hydro | [13 empty] | 0 | 0 | 0 | 0 | [11 empty] | Consumers Energy Co | 100 | CMS Energy Corp | 100
Croton | 1701_G_2 | 1701 | G | 2 |  | Hydro |  | MIS_LMI | Michigan | 26 | Newaygo | 123 | 26123 | 1.2 | 0 | 1907 | 9999 |  |  | N | Hydro | [13 empty] | 0 | 0 | 0 | 0 | [11 empty] | Consumers Energy Co | 100 | CMS Energy Corp | 100
Croton | 1701_G_4 | 1701 | G | 4 |  | Hydro |  | MIS_LMI | Michigan | 26 | Newaygo | 123 | 26123 | 0.6 | 0 | 1912 | 9999 |  |  | N | Hydro | [13 empty] | 0 | 0 | 0 | 0 | [11 empty] | Consumers Energy Co | 100 | CMS Energy Corp | 100
Croton | 1701_G_3 | 1701 | G | 3 |  | Hydro |  | MIS_LMI | Michigan | 26 | Newaygo | 123 | 26123 | 0.6 | 0 | 1915 | 9999 |  |  | N | Hydro | [13 empty] | 0 | 0 | 0 | 0 | [11 empty] | Consumers Energy Co | 100 | CMS Energy Corp | 100
Dan E Karn | 1702_B_3 | 1702 | B | 3 | 1155 | O/G Steam |  | MIS_LMI | Michigan | 26 | Bay | 17 | 26017 | 600 | 12858 | 1974 | 2031 | wall | dry | N | Natural Gas, Residual Fuel Oil |  |  |  | LNB + OFA | [8 empty] | 1.11 | 0.14025 | 0.14025 | 0.14025 | 0.14025 | [11 empty] | Consumers Energy Co | 100 | CMS Energy Corp | 100
Dan E Karn | 1702_B_4 | 1702 | B | 4 | 1156 | O/G Steam |  | MIS_LMI | Michigan | 26 | Bay | 17 | 26017 | 603 | 11919 | 1977 | 2031 | wall | dry | N | Natural Gas, Residual Fuel Oil |  |  |  | LNB + OFA | [8 empty] | 1.11 | 0.14755 | 0.14755 | 0.14755 | 0.14755 | [11 empty] | Consumers Energy Co | 100 | CMS Energy Corp | 100
Five Channels | 1704_G_1 | 1704 | G | 1 |  | Hydro |  | MIS_LMI | Michigan | 26 | Iosco | 69 | 26069 | 3.1 | 0 | 1912 | 9999 |  |  | N | Hydro | [13 empty] | 0 | 0 | 0 | 0 | [11 empty] | Consumers Energy Co | 100 | CMS Energy Corp | 100
Five Channels | 1704_G_2 | 1704 | G | 2 |  | Hydro |  | MIS_LMI | Michigan | 26 | Iosco | 69 | 26069 | 3.1 | 0 | 1912 | 9999 |  |  | N | Hydro | [13 empty] | 0 | 0 | 0 | 0 | [11 empty] | Consumers Energy Co | 100 | CMS Energy Corp | 100
Foote | 1705_G_1 | 1705 | G | 1 |  | Hydro |  | MIS_LMI | Michigan | 26 | Iosco | 69 | 26069 | 1 | 0 | 1918 | 9999 |  |  | N | Hydro | [13 empty] | 0 | 0 | 0 | 0 | [11 empty] | Consumers Energy Co | 100 | CMS Energy Corp | 100
Foote | 1705_G_2 | 1705 | G | 2 |  | Hydro |  | MIS_LMI | Michigan | 26 | Iosco | 69 | 26069 | 1 | 0 | 1918 | 9999 |  |  | N | Hydro | [13 empty] | 0 | 0 | 0 | 0 | [11 empty] | Consumers Energy Co | 100 | CMS Energy Corp | 100
Foote | 1705_G_3 | 1705 | G | 3 |  | Hydro |  | MIS_LMI | Michigan | 26 | Iosco | 69 | 26069 | 1 | 0 | 1918 | 9999 |  |  | N | Hydro | [13 empty] | 0 | 0 | 0 | 0 | [11 empty] | Consumers Energy Co | 100 | CMS Energy Corp | 100
Hardy | 1707_G_1 | 1707 | G | 1 |  | Hydro |  | MIS_LMI | Michigan | 26 | Newaygo | 123 | 26123 | 10.7 | 0 | 1931 | 9999 |  |  | N | Hydro | [13 empty] | 0 | 0 | 0 | 0 | [11 empty] | Consumers Energy Co | 100 | CMS Energy Corp | 100
Hardy | 1707_G_2 | 1707 | G | 2 |  | Hydro |  | MIS_LMI | Michigan | 26 | Newaygo | 123 | 26123 | 10.7 | 0 | 1931 | 9999 |  |  | N | Hydro | [13 empty] | 0 | 0 | 0 | 0 | [11 empty] | Consumers Energy Co | 100 | CMS Energy Corp | 100
Hardy | 1707_G_3 | 1707 | G | 3 |  | Hydro |  | MIS_LMI | Michigan | 26 | Newaygo | 123 | 26123 | 10.7 | 0 | 1931 | 9999 |  |  | N | Hydro | [13 empty] | 0 | 0 | 0 | 0 | [11 empty] | Consumers Energy Co | 100 | CMS Energy Corp | 100
Hodenpyl | 1708_G_1 | 1708 | G | 1 |  | Hydro |  | MIS_LMI | Michigan | 26 | Wexford | 165 | 26165 | 2 | 0 | 1925 | 9999 |  |  | N | Hydro | [13 empty] | 0 | 0 | 0 | 0 | [11 empty] | Consumers Energy Co | 100 | CMS Energy Corp | 100
Hodenpyl | 1708_G_2 | 1708 | G | 2 |  | Hydro |  | MIS_LMI | Michigan | 26 | Wexford | 165 | 26165 | 2 | 0 | 1925 | 9999 |  |  | N | Hydro | [13 empty] | 0 | 0 | 0 | 0 | [11 empty] | Consumers Energy Co | 100 | CMS Energy Corp | 100
Loud | 1712_G_1 | 1712 | G | 1 |  | Hydro |  | MIS_LMI | Michigan | 26 | Iosco | 69 | 26069 | 2.7 | 0 | 1913 | 9999 |  |  | N | Hydro | [13 empty] | 0 | 0 | 0 | 0 | [11 empty] | Consumers Energy Co | 100 | CMS Energy Corp | 100
Loud | 1712_G_2 | 1712 | G | 2 |  | Hydro |  | MIS_LMI | Michigan | 26 | Iosco | 69 | 26069 | 2.5 | 0 | 1913 | 9999 |  |  | N | Hydro | [13 empty] | 0 | 0 | 0 | 0 | [11 empty] | Consumers Energy Co | 100 | CMS Energy Corp | 100
Ludington | 1713_G_1 | 1713 | G | 1 |  | Pumped Storage |  | MIS_LMI | Michigan | 26 | Mason | 105 | 26105 | 369 | 0 | 1973 | 9999 |  |  | N | Pumped Storage | [13 empty] | 0 | 0 | 0 | 0 | [11 empty] | Consumers Energy Co | 51 | CMS Energy Corp | 51
Ludington | 1713_G_2 | 1713 | G | 2 |  | Pumped Storage |  | MIS_LMI | Michigan | 26 | Mason | 105 | 26105 | 382 | 0 | 1973 | 9999 |  |  | N | Pumped Storage | [13 empty] | 0 | 0 | 0 | 0 | [11 empty] | Consumers Energy Co | 51 | CMS Energy Corp | 51
Ludington | 1713_G_3 | 1713 | G | 3 |  | Pumped Storage |  | MIS_LMI | Michigan | 26 | Mason | 105 | 26105 | 391 | 0 | 1973 | 9999 |  |  | N | Pumped Storage | [13 empty] | 0 | 0 | 0 | 0 | [11 empty] | Consumers Energy Co | 51 | CMS Energy Corp | 51
Ludington | 1713_G_4 | 1713 | G | 4 |  | Pumped Storage |  | MIS_LMI | Michigan | 26 | Mason | 105 | 26105 | 382 | 0 | 1973 | 9999 |  |  | N | Pumped Storage | [13 empty] | 0 | 0 | 0 | 0 | [11 empty] | Consumers Energy Co | 51 | CMS Energy Corp | 51
Ludington | 1713_G_5 | 1713 | G | 5 |  | Pumped Storage |  | MIS_LMI | Michigan | 26 | Mason | 105 | 26105 | 382 | 0 | 1973 | 9999 |  |  | N | Pumped Storage | [13 empty] | 0 | 0 | 0 | 0 | [11 empty] | Consumers Energy Co | 51 | CMS Energy Corp | 51
Ludington | 1713_G_6 | 1713 | G | 6 |  | Pumped Storage |  | MIS_LMI | Michigan | 26 | Mason | 105 | 26105 | 382 | 0 | 1973 | 9999 |  |  | N | Pumped Storage | [13 empty] | 0 | 0 | 0 | 0 | [11 empty] | Consumers Energy Co | 51 | CMS Energy Corp | 51
Mio | 1714_G_1 | 1714 | G | 1 |  | Hydro |  | MIS_LMI | Michigan | 26 | Oscoda | 135 | 26135 | 0.8 | 0 | 1916 | 9999 |  |  | N | Hydro | [13 empty] | 0 | 0 | 0 | 0 | [11 empty] | Consumers Energy Co | 100 | CMS Energy Corp | 100
Mio | 1714_G_2 | 1714 | G | 2 |  | Hydro |  | MIS_LMI | Michigan | 26 | Oscoda | 135 | 26135 | 0.8 | 0 | 1916 | 9999 |  |  | N | Hydro | [13 empty] | 0 | 0 | 0 | 0 | [11 empty] | Consumers Energy Co | 100 | CMS Energy Corp | 100
Rogers | 1716_G_1 | 1716 | G | 1 |  | Hydro |  | MIS_LMI | Michigan | 26 | Mecosta | 107 | 26107 | 0.6 | 0 | 1922 | 9999 |  |  | N | Hydro | [13 empty] | 0 | 0 | 0 | 0 | [11 empty] | Consumers Energy Co | 100 | CMS Energy Corp | 100
Rogers | 1716_G_2 | 1716 | G | 2 |  | Hydro |  | MIS_LMI | Michigan | 26 | Mecosta | 107 | 26107 | 0.6 | 0 | 1922 | 9999 |  |  | N | Hydro | [13 empty] | 0 | 0 | 0 | 0 | [11 empty] | Consumers Energy Co | 100 | CMS Energy Corp | 100
Rogers | 1716_G_3 | 1716 | G | 3 |  | Hydro |  | MIS_LMI | Michigan | 26 | Mecosta | 107 | 26107 | 0.7 | 0 | 1922 | 9999 |  |  | N | Hydro | [13 empty] | 0 | 0 | 0 | 0 | [11 empty] | Consumers Energy Co | 100 | CMS Energy Corp | 100
Rogers | 1716_G_4 | 1716 | G | 4 |  | Hydro |  | MIS_LMI | Michigan | 26 | Mecosta | 107 | 26107 | 0.7 | 0 | 1922 | 9999 |  |  | N | Hydro | [13 empty] | 0 | 0 | 0 | 0 | [11 empty] | Consumers Energy Co | 100 | CMS Energy Corp | 100
Webber | 1722_G_1 | 1722 | G | 1 |  | Hydro |  | MIS_LMI | Michigan | 26 | Ionia | 67 | 26067 | 0.8 | 0 | 1907 | 9999 |  |  | N | Hydro | [13 empty] | 0 | 0 | 0 | 0 | [11 empty] | Consumers Energy Co | 100 | CMS Energy Corp | 100
Webber | 1722_G_2 | 1722 | G | 2 |  | Hydro |  | MIS_LMI | Michigan | 26 | Ionia | 67 | 26067 | 0.3 | 0 | 1949 | 9999 |  |  | N | Hydro | [13 empty] | 0 | 0 | 0 | 0 | [11 empty] | Consumers Energy Co | 100 | CMS Energy Corp | 100
Colfax | 1725_G_1 | 1725 | G | 1 |  | Combustion Turbine | IC Engine | MIS_LMI | Michigan | 26 | Livingston | 93 | 26093 | 2 | 25000 | 1969 | 9999 |  |  | N | Distillate Fuel Oil | [12 empty] | 1.67 | 1.6498 | 1.6498 | 1.6498 | 1.6498 | [11 empty] | DTE Electric Co | 100 | DTE Energy Co | 100
Colfax | 1725_G_2 | 1725 | G | 2 |  | Combustion Turbine | IC Engine | MIS_LMI | Michigan | 26 | Livingston | 93 | 26093 | 3 | 25000 | 1969 | 9999 |  |  | N | Distillate Fuel Oil | [12 empty] | 1.67 | 1.6498 | 1.6498 | 1.6498 | 1.6498 | [11 empty] | DTE Electric Co | 100 | DTE Energy Co | 100
Colfax | 1725_G_3 | 1725 | G | 3 |  | Combustion Turbine | IC Engine | MIS_LMI | Michigan | 26 | Livingston | 93 | 26093 | 3 | 25000 | 1969 | 9999 |  |  | N | Distillate Fuel Oil | [12 empty] | 1.67 | 1.6498 | 1.6498 | 1.6498 | 1.6498 | [11 empty] | DTE Electric Co | 100 | DTE Energy Co | 100
Colfax | 1725_G_4 | 1725 | G | 4 |  | Combustion Turbine | IC Engine | MIS_LMI | Michigan | 26 | Livingston | 93 | 26093 | 3 | 25000 | 1969 | 9999 |  |  | N | Distillate Fuel Oil | [12 empty] | 1.67 | 1.6498 | 1.6498 | 1.6498 | 1.6498 | [11 empty] | DTE Electric Co | 100 | DTE Energy Co | 100
Colfax | 1725_G_5 | 1725 | G | 5 |  | Combustion Turbine | IC Engine | MIS_LMI | Michigan | 26 | Livingston | 93 | 26093 | 3 | 25000 | 1969 | 9999 |  |  | N | Distillate Fuel Oil | [12 empty] | 1.67 | 1.6498 | 1.6498 | 1.6498 | 1.6498 | [11 empty] | DTE Electric Co | 100 | DTE Energy Co | 100
Delray | 1728_G_11-1 | 1728 | G | 11-1 | 1175 | Combustion Turbine |  | MIS_LMI | Michigan | 26 | Wayne | 163 | 26163 | 64 | 13624 | 2000 | 9999 |  |  | N | Natural Gas | [12 empty] | 1.67 | 0.04005 | 0.04005 | 0.04005 | 0.04005 | [11 empty] | DTE Electric Co | 100 | DTE Energy Co | 100
Delray | 1728_G_12-1 | 1728 | G | 12-1 | 1176 | Combustion Turbine |  | MIS_LMI | Michigan | 26 | Wayne | 163 | 26163 | 63 | 13620 | 2000 | 9999 |  |  | N | Natural Gas | [12 empty] | 1.67 | 0.05338 | 0.05338 | 0.05338 | 0.05338 | [11 empty] | DTE Electric Co | 100 | DTE Energy Co | 100
Fermi | 1729_G_3 | 1729 | G | 3 |  | Combustion Turbine |  | MIS_LMI | Michigan | 26 | Monroe | 115 | 26115 | 13 | 25000 | 1966 | 9999 |  |  | N | Distillate Fuel Oil | [12 empty] | 1.67 | 1.01 | 1.01 | 1.01 | 1.01 | [11 empty] | DTE Electric Co | 100 | DTE Energy Co | 100
Fermi | 1729_G_4 | 1729 | G | 4 |  | Combustion Turbine |  | MIS_LMI | Michigan | 26 | Monroe | 115 | 26115 | 12 | 25000 | 1966 | 9999 |  |  | N | Distillate Fuel Oil | [12 empty] | 1.67 | 1.01 | 1.01 | 1.01 | 1.01 | [11 empty] | DTE Electric Co | 100 | DTE Energy Co | 100
Fermi | 1729_G_GT1 | 1729 | G | GT1 |  | Combustion Turbine |  | MIS_LMI | Michigan | 26 | Monroe | 115 | 26115 | 13 | 25000 | 1966 | 9999 |  |  | N | Distillate Fuel Oil | [12 empty] | 1.67 | 1.01 | 1.01 | 1.01 | 1.01 | [11 empty] | DTE Electric Co | 100 | DTE Energy Co | 100
Fermi | 1729_G_GT2 | 1729 | G | GT2 |  | Combustion Turbine |  | MIS_LMI | Michigan | 26 | Monroe | 115 | 26115 | 13 | 25000 | 1966 | 9999 |  |  | N | Distillate Fuel Oil | [12 empty] | 1.67 | 1.01 | 1.01 | 1.01 | 1.01 | [11 empty] | DTE Electric Co | 100 | DTE Energy Co | 100
Fermi | 1729_G_2 | 1729 | G | 2 |  | Nuclear |  | MIS_LMI | Michigan | 26 | Monroe | 115 | 26115 | 1141 | 10456 | 1988 | 9999 |  |  | N | Nuclear Fuel | [13 empty] | 0 | 0 | 0 | 0 | [11 empty] | DTE Electric Co | 100 | DTE Energy Co | 100
Hancock | 1730_G_6 | 1730 | G | 6 | 88436 | Combustion Turbine |  | MIS_LMI | Michigan | 26 | Oakland | 125 | 26125 | 33 | 16079 | 1966 | 9999 |  |  | N | Natural Gas | [12 empty] | 1.67 | 0.70006 | 0.70006 | 0.70006 | 0.70006 | [11 empty] | DTE Electric Co | 100 | DTE Energy Co | 100
Hancock | 1730_G_1 | 1730 | G | 1 |  | Combustion Turbine |  | MIS_LMI | Michigan | 26 | Oakland | 125 | 26125 | 11 | 16042 | 1967 | 9999 |  |  | N | Natural Gas | [12 empty] | 1.67 | 0.70006 | 0.70006 | 0.70006 | 0.70006 | [11 empty] | DTE Electric Co | 100 | DTE Energy Co | 100
Hancock | 1730_G_3 | 1730 | G | 3 |  | Combustion Turbine |  | MIS_LMI | Michigan | 26 | Oakland | 125 | 26125 | 17 | 16032 | 1967 | 9999 |  |  | N | Natural Gas | [12 empty] | 1.67 | 0.69999 | 0.69999 | 0.69999 | 0.69999 | [11 empty] | DTE Electric Co | 100 | DTE Energy Co | 100
Hancock | 1730_G_5 | 1730 | G | 5 | 88435 | Combustion Turbine |  | MIS_LMI | Michigan | 26 | Oakland | 125 | 26125 | 32 | 16075 | 1970 | 9999 |  |  | N | Natural Gas | [12 empty] | 1.67 | 0.69999 | 0.69999 | 0.69999 | 0.69999 | [11 empty] | DTE Electric Co | 100 | DTE Energy Co | 100
Monroe (MI) | 1733_G_IC1 | 1733 | G | IC1 |  | Combustion Turbine | IC Engine | MIS_LMI | Michigan | 26 | Monroe | 115 | 26115 | 2 | 17441 | 1969 | 9999 |  |  | N | Distillate Fuel Oil | [12 empty] | 1.67 | 1.6498 | 1.6498 | 1.6498 | 1.6498 | [11 empty] | DTE Electric Co | 100 | DTE Energy Co | 100
Monroe (MI) | 1733_G_IC2 | 1733 | G | IC2 |  | Combustion Turbine | IC Engine | MIS_LMI | Michigan | 26 | Monroe | 115 | 26115 | 3 | 17528 | 1969 | 9999 |  |  | N | Distillate Fuel Oil | [12 empty] | 1.67 | 1.6498 | 1.6498 | 1.6498 | 1.6498 | [11 empty] | DTE Electric Co | 100 | DTE Energy Co | 100
Monroe (MI) | 1733_G_IC3 | 1733 | G | IC3 |  | Combustion Turbine | IC Engine | MIS_LMI | Michigan | 26 | Monroe | 115 | 26115 | 3 | 17587 | 1969 | 9999 |  |  | N | Distillate Fuel Oil | [12 empty] | 1.67 | 1.6498 | 1.6498 | 1.6498 | 1.6498 | [11 empty] | DTE Electric Co | 100 | DTE Energy Co | 100
Monroe (MI) | 1733_G_IC4 | 1733 | G | IC4 |  | Combustion Turbine | IC Engine | MIS_LMI | Michigan | 26 | Monroe | 115 | 26115 | 3 | 17428 | 1969 | 9999 |  |  | N | Distillate Fuel Oil | [12 empty] | 1.67 | 1.6498 | 1.6498 | 1.6498 | 1.6498 | [11 empty] | DTE Electric Co | 100 | DTE Energy Co | 100
Monroe (MI) | 1733_G_IC5 | 1733 | G | IC5 |  | Combustion Turbine | IC Engine | MIS_LMI | Michigan | 26 | Monroe | 115 | 26115 | 3 | 17449 | 1969 | 9999 |  |  | N | Distillate Fuel Oil | [12 empty] | 1.67 | 1.6498 | 1.6498 | 1.6498 | 1.6498 | [11 empty] | DTE Electric Co | 100 | DTE Energy Co | 100
Monroe (MI) | 1733_B_1 | 1733 | B | 1 | 1182 | Coal Steam |  | MIS_LMI | Michigan | 26 | Monroe | 115 | 26115 | 758 | 10181 | 1972 | 2029 | cell | dry | N | Bituminous, Subbituminous | Wet Scrubber | 2013 | 0.97 | LNCB | SCR | 2002 |  | ESPC | Yes |  |  |  | 0.03 | 0.2873 | 0.06253 | 0.2873 | 0.06253 | 0.05 | 0.1 | 0.56 | 0.99 | [7 empty] | DTE Electric Co | 100 | DTE Energy Co | 100
Monroe (MI) | 1733_B_2 | 1733 | B | 2 | 1183 | Coal Steam |  | MIS_LMI | Michigan | 26 | Monroe | 115 | 26115 | 773 | 10223 | 1973 | 2029 | cell | dry | N | Bituminous, Subbituminous | Wet Scrubber | 2014 | 0.97 | LNCB | SCR | 2007 |  | ESPC | Yes |  |  |  | 0.03 | 0.2345 | 0.06068 | 0.2345 | 0.06068 | 0.05 | 0.1 | 0.56 | 0.99 | [7 empty] | DTE Electric Co | 100 | DTE Energy Co | 100
Monroe (MI) | 1733_B_3 | 1733 | B | 3 | 1184 | Coal Steam |  | MIS_LMI | Michigan | 26 | Monroe | 115 | 26115 | 773 | 10180 | 1973 | 2029 | cell | dry | N | Bituminous, Subbituminous, Petroleum Coke | Wet Scrubber | 2009 | 0.97 | LNCB | SCR | 2003 |  | ESPC | Yes |  |  |  | 1.6 | 0.4623 | 0.06559 | 0.4623 | 0.06559 | 0.05 | 0.07 | 0.07 | 0.99 | [7 empty] | DTE Electric Co | 100 | DTE Energy Co | 100
Monroe (MI) | 1733_B_4 | 1733 | B | 4 | 1185 | Coal Steam |  | MIS_LMI | Michigan | 26 | Monroe | 115 | 26115 | 762 | 10154 | 1974 | 2029 | cell | dry | N | Bituminous, Subbituminous, Petroleum Coke | Wet Scrubber | 2009 | 0.97 | LNCB | SCR | 2014 |  | ESPC | Yes |  |  |  | 1.6 | 0.4615 | 0.06495 | 0.4615 | 0.06495 | 0.05 | 0.07 | 0.07 | 0.99 | [7 empty] | DTE Electric Co | 100 | DTE Energy Co | 100
Northeast (MI) | 1734_G_2 | 1734 | G | 2 |  | Combustion Turbine |  | MIS_LMI | Michigan | 26 | Macomb | 99 | 26099 | 15 | 17615 | 1966 | 9999 |  |  | N | Natural Gas | [12 empty] | 1.67 | 0.70002 | 0.70002 | 0.70002 | 0.70002 | [11 empty] | DTE Electric Co | 100 | DTE Energy Co | 100
Northeast (MI) | 1734_G_3 | 1734 | G | 3 |  | Combustion Turbine |  | MIS_LMI | Michigan | 26 | Macomb | 99 | 26099 | 14 | 17615 | 1966 | 9999 |  |  | N | Natural Gas | [12 empty] | 1.67 | 0.70002 | 0.70002 | 0.70002 | 0.70002 | [11 empty] | DTE Electric Co | 100 | DTE Energy Co | 100
Northeast (MI) | 1734_G_4 | 1734 | G | 4 |  | Combustion Turbine |  | MIS_LMI | Michigan | 26 | Macomb | 99 | 26099 | 15 | 17615 | 1966 | 9999 |  |  | N | Natural Gas | [12 empty] | 1.67 | 0.70002 | 0.70002 | 0.70002 | 0.70002 | [11 empty] | DTE Electric Co | 100 | DTE Energy Co | 100
Northeast (MI) | 1734_G_1 | 1734 | G | 1 |  | Combustion Turbine |  | MIS_LMI | Michigan | 26 | Macomb | 99 | 26099 | 15 | 17615 | 1967 | 9999 |  |  | N | Natural Gas | [12 empty] | 1.67 | 0.70002 | 0.70002 | 0.70002 | 0.70002 | [11 empty] | DTE Electric Co | 100 | DTE Energy Co | 100
Northeast (MI) | 1734_G_5 | 1734 | G | 5 |  | Combustion Turbine |  | MIS_LMI | Michigan | 26 | Macomb | 99 | 26099 | 18 | 17624 | 1971 | 9999 |  |  | N | Natural Gas, Distillate Fuel Oil | [12 empty] | 1.67 | 0.15487 | 0.15487 | 0.15487 | 0.15487 | [11 empty] | DTE Electric Co | 100 | DTE Energy Co | 100
Northeast (MI) | 1734_G_6 | 1734 | G | 6 |  | Combustion Turbine |  | MIS_LMI | Michigan | 26 | Macomb | 99 | 26099 | 19 | 17615 | 1971 | 9999 |  |  | N | Distillate Fuel Oil | [12 empty] | 1.67 | 1.01 | 1.01 | 1.01 | 1.01 | [11 empty] | DTE Electric Co | 100 | DTE Energy Co | 100
Northeast (MI) | 1734_G_7 | 1734 | G | 7 |  | Combustion Turbine |  | MIS_LMI | Michigan | 26 | Macomb | 99 | 26099 | 20 | 17614 | 1971 | 9999 |  |  | N | Distillate Fuel Oil | [12 empty] | 1.67 | 1.01 | 1.01 | 1.01 | 1.01 | [11 empty] | DTE Electric Co | 100 | DTE Energy Co | 100
Oliver | 1735_G_1 | 1735 | G | 1 |  | Combustion Turbine | IC Engine | MIS_LMI | Michigan | 26 | Huron | 63 | 26063 | 2 | 12283 | 1970 | 9999 |  |  | N | Distillate Fuel Oil | [12 empty] | 1.67 | 1.6498 | 1.6498 | 1.6498 | 1.6498 | [11 empty] | DTE Electric Co | 100 | DTE Energy Co | 100
Oliver | 1735_G_2 | 1735 | G | 2 |  | Combustion Turbine | IC Engine | MIS_LMI | Michigan | 26 | Huron | 63 | 26063 | 3 | 12283 | 1970 | 9999 |  |  | N | Distillate Fuel Oil | [12 empty] | 1.67 | 1.6498 | 1.6498 | 1.6498 | 1.6498 | [11 empty] | DTE Electric Co | 100 | DTE Energy Co | 100
Oliver | 1735_G_3 | 1735 | G | 3 |  | Combustion Turbine | IC Engine | MIS_LMI | Michigan | 26 | Huron | 63 | 26063 | 3 | 12283 | 1970 | 9999 |  |  | N | Distillate Fuel Oil | [12 empty] | 1.67 | 1.6498 | 1.6498 | 1.6498 | 1.6498 | [11 empty] | DTE Electric Co | 100 | DTE Energy Co | 100
Oliver | 1735_G_4 | 1735 | G | 4 |  | Combustion Turbine | IC Engine | MIS_LMI | Michigan | 26 | Huron | 63 | 26063 | 3 | 12283 | 1970 | 9999 |  |  | N | Distillate Fuel Oil | [12 empty] | 1.67 | 1.6498 | 1.6498 | 1.6498 | 1.6498 | [11 empty] | DTE Electric Co | 100 | DTE Energy Co | 100
Oliver | 1735_G_5 | 1735 | G | 5 |  | Combustion Turbine | IC Engine | MIS_LMI | Michigan | 26 | Huron | 63 | 26063 | 3 | 12283 | 1970 | 9999 |  |  | N | Distillate Fuel Oil | [12 empty] | 1.67 | 1.6498 | 1.6498 | 1.6498 | 1.6498 | [11 empty] | DTE Electric Co | 100 | DTE Energy Co | 100
Placid 12 | 1737_G_1 | 1737 | G | 1 |  | Combustion Turbine | IC Engine | MIS_LMI | Michigan | 26 | Oakland | 125 | 26125 | 2 | 25000 | 1970 | 9999 |  |  | N | Distillate Fuel Oil | [12 empty] | 1.67 | 1.6498 | 1.6498 | 1.6498 | 1.6498 | [11 empty] | DTE Electric Co | 100 | DTE Energy Co | 100
Placid 12 | 1737_G_2 | 1737 | G | 2 |  | Combustion Turbine | IC Engine | MIS_LMI | Michigan | 26 | Oakland | 125 | 26125 | 3 | 25000 | 1970 | 9999 |  |  | N | Distillate Fuel Oil | [12 empty] | 1.67 | 1.6498 | 1.6498 | 1.6498 | 1.6498 | [11 empty] | DTE Electric Co | 100 | DTE Energy Co | 100
Placid 12 | 1737_G_3 | 1737 | G | 3 |  | Combustion Turbine | IC Engine | MIS_LMI | Michigan | 26 | Oakland | 125 | 26125 | 3 | 25000 | 1970 | 9999 |  |  | N | Distillate Fuel Oil | [12 empty] | 1.67 | 1.6498 | 1.6498 | 1.6498 | 1.6498 | [11 empty] | DTE Electric Co | 100 | DTE Energy Co | 100
Placid 12 | 1737_G_4 | 1737 | G | 4 |  | Combustion Turbine | IC Engine | MIS_LMI | Michigan | 26 | Oakland | 125 | 26125 | 3 | 25000 | 1970 | 9999 |  |  | N | Distillate Fuel Oil | [12 empty] | 1.67 | 1.6498 | 1.6498 | 1.6498 | 1.6498 | [11 empty] | DTE Electric Co | 100 | DTE Energy Co | 100
Placid 12 | 1737_G_5 | 1737 | G | 5 |  | Combustion Turbine | IC Engine | MIS_LMI | Michigan | 26 | Oakland | 125 | 26125 | 3 | 25000 | 1970 | 9999 |  |  | N | Distillate Fuel Oil | [12 empty] | 1.67 | 1.6498 | 1.6498 | 1.6498 | 1.6498 | [11 empty] | DTE Electric Co | 100 | DTE Energy Co | 100
Putnam (MI) | 1739_G_1 | 1739 | G | 1 |  | Combustion Turbine | IC Engine | MIS_LMI | Michigan | 26 | Oakland | 125 | 26125 | 2 | 25000 | 1971 | 9999 |  |  | N | Distillate Fuel Oil | [12 empty] | 1.67 | 4.3255 | 4.3255 | 4.3255 | 4.3255 | [11 empty] | DTE Electric Co | 100 | DTE Energy Co | 100
Putnam (MI) | 1739_G_2 | 1739 | G | 2 |  | Combustion Turbine | IC Engine | MIS_LMI | Michigan | 26 | Oakland | 125 | 26125 | 3 | 25000 | 1971 | 9999 |  |  | N | Distillate Fuel Oil | [12 empty] | 1.67 | 4.3255 | 4.3255 | 4.3255 | 4.3255 | [11 empty] | DTE Electric Co | 100 | DTE Energy Co | 100
Putnam (MI) | 1739_G_3 | 1739 | G | 3 |  | Combustion Turbine | IC Engine | MIS_LMI | Michigan | 26 | Oakland | 125 | 26125 | 3 | 25000 | 1971 | 9999 |  |  | N | Distillate Fuel Oil | [12 empty] | 1.67 | 4.3255 | 4.3255 | 4.3255 | 4.3255 | [11 empty] | DTE Electric Co | 100 | DTE Energy Co | 100
Putnam (MI) | 1739_G_4 | 1739 | G | 4 |  | Combustion Turbine | IC Engine | MIS_LMI | Michigan | 26 | Oakland | 125 | 26125 | 3 | 25000 | 1971 | 9999 |  |  | N | Distillate Fuel Oil | [12 empty] | 1.67 | 4.3255 | 4.3255 | 4.3255 | 4.3255 | [11 empty] | DTE Electric Co | 100 | DTE Energy Co | 100
Putnam (MI) | 1739_G_5 | 1739 | G | 5 |  | Combustion Turbine | IC Engine | MIS_LMI | Michigan | 26 | Oakland | 125 | 26125 | 3 | 25000 | 1971 | 9999 |  |  | N | Distillate Fuel Oil | [12 empty] | 1.67 | 4.3255 | 4.3255 | 4.3255 | 4.3255 | [11 empty] | DTE Electric Co | 100 | DTE Energy Co | 100
River Rouge | 1740_G_IC1 | 1740 | G | IC1 |  | Combustion Turbine | IC Engine | MIS_LMI | Michigan | 26 | Wayne | 163 | 26163 | 2 | 23843 | 1967 | 9999 |  |  | N | Distillate Fuel Oil | [12 empty] | 1.67 | 1.6498 | 1.6498 | 1.6498 | 1.6498 | [11 empty] | DTE Electric Co | 100 | DTE Energy Co | 100
River Rouge | 1740_G_IC2 | 1740 | G | IC2 |  | Combustion Turbine | IC Engine | MIS_LMI | Michigan | 26 | Wayne | 163 | 26163 | 3 | 24242 | 1967 | 9999 |  |  | N | Distillate Fuel Oil | [12 empty] | 1.67 | 1.6498 | 1.6498 | 1.6498 | 1.6498 | [11 empty] | DTE Electric Co | 100 | DTE Energy Co | 100
River Rouge | 1740_G_IC3 | 1740 | G | IC3 |  | Combustion Turbine | IC Engine | MIS_LMI | Michigan | 26 | Wayne | 163 | 26163 | 3 | 23746 | 1967 | 9999 |  |  | N | Distillate Fuel Oil | [12 empty] | 1.67 | 1.6498 | 1.6498 | 1.6498 | 1.6498 | [11 empty] | DTE Electric Co | 100 | DTE Energy Co | 100
River Rouge | 1740_G_IC4 | 1740 | G | IC4 |  | Combustion Turbine | IC Engine | MIS_LMI | Michigan | 26 | Wayne | 163 | 26163 | 3 | 23746 | 1967 | 9999 |  |  | N | Distillate Fuel Oil | [12 empty] | 1.67 | 1.6498 | 1.6498 | 1.6498 | 1.6498 | [11 empty] | DTE Electric Co | 100 | DTE Energy Co | 100
Slocum | 1741_G_1 | 1741 | G | 1 |  | Combustion Turbine | IC Engine | MIS_LMI | Michigan | 26 | Wayne | 163 | 26163 | 2 | 12283 | 1968 | 9999 |  |  | N | Distillate Fuel Oil | [12 empty] | 1.67 | 1.6498 | 1.6498 | 1.6498 | 1.6498 | [11 empty] | DTE Electric Co | 100 | DTE Energy Co | 100
Slocum | 1741_G_2 | 1741 | G | 2 |  | Combustion Turbine | IC Engine | MIS_LMI | Michigan | 26 | Wayne | 163 | 26163 | 3 | 12283 | 1968 | 9999 |  |  | N | Distillate Fuel Oil | [12 empty] | 1.67 | 1.6498 | 1.6498 | 1.6498 | 1.6498 | [11 empty] | DTE Electric Co | 100 | DTE Energy Co | 100
Slocum | 1741_G_3 | 1741 | G | 3 |  | Combustion Turbine | IC Engine | MIS_LMI | Michigan | 26 | Wayne | 163 | 26163 | 3 | 12283 | 1968 | 9999 |  |  | N | Distillate Fuel Oil | [12 empty] | 1.67 | 1.6498 | 1.6498 | 1.6498 | 1.6498 | [11 empty] | DTE Electric Co | 100 | DTE Energy Co | 100
Slocum | 1741_G_4 | 1741 | G | 4 |  | Combustion Turbine | IC Engine | MIS_LMI | Michigan | 26 | Wayne | 163 | 26163 | 3 | 12283 | 1968 | 9999 |  |  | N | Distillate Fuel Oil | [12 empty] | 1.67 | 1.6498 | 1.6498 | 1.6498 | 1.6498 | [11 empty] | DTE Electric Co | 100 | DTE Energy Co | 100
Slocum | 1741_G_5 | 1741 | G | 5 |  | Combustion Turbine | IC Engine | MIS_LMI | Michigan | 26 | Wayne | 163 | 26163 | 3 | 12283 | 1968 | 9999 |  |  | N | Distillate Fuel Oil | [12 empty] | 1.67 | 1.6498 | 1.6498 | 1.6498 | 1.6498 | [11 empty] | DTE Electric Co | 100 | DTE Energy Co | 100
St Clair | 1743_G_11 | 1743 | G | 11 |  | Combustion Turbine |  | MIS_LMI | Michigan | 26 | St Clair | 147 | 26147 | 19 | 15477 | 1968 | 9999 |  |  | N | Natural Gas, Distillate Fuel Oil | [12 empty] | 1.11 | 0.37772 | 0.37772 | 0.37772 | 0.37772 | [11 empty] | DTE Electric Co | 100 | DTE Energy Co | 100
St Clair | 1743_G_12A | 1743 | G | 12A |  | Combustion Turbine | IC Engine | MIS_LMI | Michigan | 26 | St Clair | 147 | 26147 | 2 | 24824 | 1970 | 9999 |  |  | N | Distillate Fuel Oil | [12 empty] | 1.67 | 1.6498 | 1.6498 | 1.6498 | 1.6498 | [11 empty] | DTE Electric Co | 100 | DTE Energy Co | 100
St Clair | 1743_G_12B | 1743 | G | 12B |  | Combustion Turbine | IC Engine | MIS_LMI | Michigan | 26 | St Clair | 147 | 26147 | 3 | 24862 | 1970 | 9999 |  |  | N | Distillate Fuel Oil | [12 empty] | 1.67 | 1.6498 | 1.6498 | 1.6498 | 1.6498 | [11 empty] | DTE Electric Co | 100 | DTE Energy Co | 100
Superior | 1744_G_1 | 1744 | G | 1 |  | Combustion Turbine |  | MIS_LMI | Michigan | 26 | Washtenaw | 161 | 26161 | 13 | 25000 | 1966 | 9999 |  |  | N | Distillate Fuel Oil | [12 empty] | 1.67 | 1.01 | 1.01 | 1.01 | 1.01 | [11 empty] | DTE Electric Co | 100 | DTE Energy Co | 100
Superior | 1744_G_2 | 1744 | G | 2 |  | Combustion Turbine |  | MIS_LMI | Michigan | 26 | Washtenaw | 161 | 26161 | 13 | 25000 | 1966 | 9999 |  |  | N | Distillate Fuel Oil | [12 empty] | 1.67 | 1.01 | 1.01 | 1.01 | 1.01 | [11 empty] | DTE Electric Co | 100 | DTE Energy Co | 100
Superior | 1744_G_3 | 1744 | G | 3 |  | Combustion Turbine |  | MIS_LMI | Michigan | 26 | Washtenaw | 161 | 26161 | 12 | 25000 | 1966 | 9999 |  |  | N | Distillate Fuel Oil | [12 empty] | 1.67 | 1.01 | 1.01 | 1.01 | 1.01 | [11 empty] | DTE Electric Co | 100 | DTE Energy Co | 100
Superior | 1744_G_4 | 1744 | G | 4 |  | Combustion Turbine |  | MIS_LMI | Michigan | 26 | Washtenaw | 161 | 26161 | 14 | 25000 | 1966 | 9999 |  |  | N | Distillate Fuel Oil | [12 empty] | 1.67 | 1.01 | 1.01 | 1.01 | 1.01 | [11 empty] | DTE Electric Co | 100 | DTE Energy Co | 100
Wilmot | 1746_G_1 | 1746 | G | 1 |  | Combustion Turbine | IC Engine | MIS_LMI | Michigan | 26 | Tuscola | 157 | 26157 | 2 | 25000 | 1968 | 9999 |  |  | N | Distillate Fuel Oil | [12 empty] | 1.67 | 1.6498 | 1.6498 | 1.6498 | 1.6498 | [11 empty] | DTE Electric Co | 100 | DTE Energy Co | 100
Wilmot | 1746_G_2 | 1746 | G | 2 |  | Combustion Turbine | IC Engine | MIS_LMI | Michigan | 26 | Tuscola | 157 | 26157 | 3 | 25000 | 1968 | 9999 |  |  | N | Distillate Fuel Oil | [12 empty] | 1.67 | 1.6498 | 1.6498 | 1.6498 | 1.6498 | [11 empty] | DTE Electric Co | 100 | DTE Energy Co | 100
Wilmot | 1746_G_3 | 1746 | G | 3 |  | Combustion Turbine | IC Engine | MIS_LMI | Michigan | 26 | Tuscola | 157 | 26157 | 3 | 25000 | 1968 | 9999 |  |  | N | Distillate Fuel Oil | [12 empty] | 1.67 | 1.6498 | 1.6498 | 1.6498 | 1.6498 | [11 empty] | DTE Electric Co | 100 | DTE Energy Co | 100
Wilmot | 1746_G_4 | 1746 | G | 4 |  | Combustion Turbine | IC Engine | MIS_LMI | Michigan | 26 | Tuscola | 157 | 26157 | 3 | 25000 | 1968 | 9999 |  |  | N | Distillate Fuel Oil | [12 empty] | 1.67 | 1.6498 | 1.6498 | 1.6498 | 1.6498 | [11 empty] | DTE Electric Co | 100 | DTE Energy Co | 100
Wilmot | 1746_G_5 | 1746 | G | 5 |  | Combustion Turbine | IC Engine | MIS_LMI | Michigan | 26 | Tuscola | 157 | 26157 | 3 | 25000 | 1968 | 9999 |  |  | N | Distillate Fuel Oil | [12 empty] | 1.67 | 1.6498 | 1.6498 | 1.6498 | 1.6498 | [11 empty] | DTE Electric Co | 100 | DTE Energy Co | 100
Manistique | 1750_G_1 | 1750 | G | 1 |  | Combustion Turbine | IC Engine | MIS_WUMS | Michigan | 26 | Schoolcraft | 153 | 26153 | 2 | 21854 | 1960 | 9999 |  |  | N | Distillate Fuel Oil | [12 empty] | 1.67 | 1.6498 | 1.6498 | 1.6498 | 1.6498 | [11 empty] | Cloverland Electric Coop | 100 | Cloverland Electric Coop | 100
Manistique | 1750_G_2 | 1750 | G | 2 |  | Combustion Turbine | IC Engine | MIS_WUMS | Michigan | 26 | Schoolcraft | 153 | 26153 | 2.8 | 21830 | 1972 | 9999 |  |  | N | Distillate Fuel Oil | [12 empty] | 1.67 | 1.6498 | 1.6498 | 1.6498 | 1.6498 | [11 empty] | Cloverland Electric Coop | 100 | Cloverland Electric Coop | 100
Edison Sault | 1751_G_41 | 1751 | G | 41 |  | Hydro |  | MIS_WUMS | Michigan | 26 | Chippewa | 33 | 26033 | 0.4 | 0 | 1901 | 9999 |  |  | N | Hydro | [13 empty] | 0 | 0 | 0 | 0 | [11 empty] | Cloverland Electric Coop | 100 | Cloverland Electric Coop | 100
Edison Sault | 1751_G_42 | 1751 | G | 42 |  | Hydro |  | MIS_WUMS | Michigan | 26 | Chippewa | 33 | 26033 | 0.4 | 0 | 1901 | 9999 |  |  | N | Hydro | [13 empty] | 0 | 0 | 0 | 0 | [11 empty] | Cloverland Electric Coop | 100 | Cloverland Electric Coop | 100
Edison Sault | 1751_G_45 | 1751 | G | 45 |  | Hydro |  | MIS_WUMS | Michigan | 26 | Chippewa | 33 | 26033 | 0.4 | 0 | 1916 | 9999 |  |  | N | Hydro | [13 empty] | 0 | 0 | 0 | 0 | [11 empty] | Cloverland Electric Coop | 100 | Cloverland Electric Coop | 100
Edison Sault | 1751_G_62 | 1751 | G | 62 |  | Hydro |  | MIS_WUMS | Michigan | 26 | Chippewa | 33 | 26033 | 0.4 | 0 | 1916 | 9999 |  |  | N | Hydro | [13 empty] | 0 | 0 | 0 | 0 | [11 empty] | Cloverland Electric Coop | 100 | Cloverland Electric Coop | 100
Edison Sault | 1751_G_63 | 1751 | G | 63 |  | Hydro |  | MIS_WUMS | Michigan | 26 | Chippewa | 33 | 26033 | 0.4 | 0 | 1916 | 9999 |  |  | N | Hydro | [13 empty] | 0 | 0 | 0 | 0 | [11 empty] | Cloverland Electric Coop | 100 | Cloverland Electric Coop | 100
Edison Sault | 1751_G_64 | 1751 | G | 64 |  | Hydro |  | MIS_WUMS | Michigan | 26 | Chippewa | 33 | 26033 | 0.4 | 0 | 1916 | 9999 |  |  | N | Hydro | [13 empty] | 0 | 0 | 0 | 0 | [11 empty] | Cloverland Electric Coop | 100 | Cloverland Electric Coop | 100
Edison Sault | 1751_G_65 | 1751 | G | 65 |  | Hydro |  | MIS_WUMS | Michigan | 26 | Chippewa | 33 | 26033 | 0.4 | 0 | 1916 | 9999 |  |  | N | Hydro | [13 empty] | 0 | 0 | 0 | 0 | [11 empty] | Cloverland Electric Coop | 100 | Cloverland Electric Coop | 100
Edison Sault | 1751_G_66 | 1751 | G | 66 |  | Hydro |  | MIS_WUMS | Michigan | 26 | Chippewa | 33 | 26033 | 0.4 | 0 | 1916 | 9999 |  |  | N | Hydro | [13 empty] | 0 | 0 | 0 | 0 | [11 empty] | Cloverland Electric Coop | 100 | Cloverland Electric Coop | 100
Edison Sault | 1751_G_67 | 1751 | G | 67 |  | Hydro |  | MIS_WUMS | Michigan | 26 | Chippewa | 33 | 26033 | 0.4 | 0 | 1916 | 9999 |  |  | N | Hydro | [13 empty] | 0 | 0 | 0 | 0 | [11 empty] | Cloverland Electric Coop | 100 | Cloverland Electric Coop | 100
Edison Sault | 1751_G_68 | 1751 | G | 68 |  | Hydro |  | MIS_WUMS | Michigan | 26 | Chippewa | 33 | 26033 | 0.4 | 0 | 1916 | 9999 |  |  | N | Hydro | [13 empty] | 0 | 0 | 0 | 0 | [11 empty] | Cloverland Electric Coop | 100 | Cloverland Electric Coop | 100
Edison Sault | 1751_G_69 | 1751 | G | 69 |  | Hydro |  | MIS_WUMS | Michigan | 26 | Chippewa | 33 | 26033 | 0.4 | 0 | 1916 | 9999 |  |  | N | Hydro | [13 empty] | 0 | 0 | 0 | 0 | [11 empty] | Cloverland Electric Coop | 100 | Cloverland Electric Coop | 100
Edison Sault | 1751_G_70 | 1751 | G | 70 |  | Hydro |  | MIS_WUMS | Michigan | 26 | Chippewa | 33 | 26033 | 0.4 | 0 | 1916 | 9999 |  |  | N | Hydro | [13 empty] | 0 | 0 | 0 | 0 | [11 empty] | Cloverland Electric Coop | 100 | Cloverland Electric Coop | 100
Edison Sault | 1751_G_71 | 1751 | G | 71 |  | Hydro |  | MIS_WUMS | Michigan | 26 | Chippewa | 33 | 26033 | 0.4 | 0 | 1916 | 9999 |  |  | N | Hydro | [13 empty] | 0 | 0 | 0 | 0 | [11 empty] | Cloverland Electric Coop | 100 | Cloverland Electric Coop | 100
Edison Sault | 1751_G_72 | 1751 | G | 72 |  | Hydro |  | MIS_WUMS | Michigan | 26 | Chippewa | 33 | 26033 | 0.4 | 0 | 1916 | 9999 |  |  | N | Hydro | [13 empty] | 0 | 0 | 0 | 0 | [11 empty] | Cloverland Electric Coop | 100 | Cloverland Electric Coop | 100
Edison Sault | 1751_G_73 | 1751 | G | 73 |  | Hydro |  | MIS_WUMS | Michigan | 26 | Chippewa | 33 | 26033 | 0.4 | 0 | 1916 | 9999 |  |  | N | Hydro | [13 empty] | 0 | 0 | 0 | 0 | [11 empty] | Cloverland Electric Coop | 100 | Cloverland Electric Coop | 100
Edison Sault | 1751_G_74 | 1751 | G | 74 |  | Hydro |  | MIS_WUMS | Michigan | 26 | Chippewa | 33 | 26033 | 0.4 | 0 | 1916 | 9999 |  |  | N | Hydro | [13 empty] | 0 | 0 | 0 | 0 | [11 empty] | Cloverland Electric Coop | 100 | Cloverland Electric Coop | 100
Edison Sault | 1751_G_75 | 1751 | G | 75 |  | Hydro |  | MIS_WUMS | Michigan | 26 | Chippewa | 33 | 26033 | 0.4 | 0 | 1916 | 9999 |  |  | N | Hydro | [13 empty] | 0 | 0 | 0 | 0 | [11 empty] | Cloverland Electric Coop | 100 | Cloverland Electric Coop | 100
Edison Sault | 1751_G_76 | 1751 | G | 76 |  | Hydro |  | MIS_WUMS | Michigan | 26 | Chippewa | 33 | 26033 | 0.4 | 0 | 1916 | 9999 |  |  | N | Hydro | [13 empty] | 0 | 0 | 0 | 0 | [11 empty] | Cloverland Electric Coop | 100 | Cloverland Electric Coop | 100
Edison Sault | 1751_G_77 | 1751 | G | 77 |  | Hydro |  | MIS_WUMS | Michigan | 26 | Chippewa | 33 | 26033 | 0.4 | 0 | 1916 | 9999 |  |  | N | Hydro | [13 empty] | 0 | 0 | 0 | 0 | [11 empty] | Cloverland Electric Coop | 100 | Cloverland Electric Coop | 100
Edison Sault | 1751_G_78 | 1751 | G | 78 |  | Hydro |  | MIS_WUMS | Michigan | 26 | Chippewa | 33 | 26033 | 0.4 | 0 | 1916 | 9999 |  |  | N | Hydro | [13 empty] | 0 | 0 | 0 | 0 | [11 empty] | Cloverland Electric Coop | 100 | Cloverland Electric Coop | 100
Edison Sault | 1751_G_79 | 1751 | G | 79 |  | Hydro |  | MIS_WUMS | Michigan | 26 | Chippewa | 33 | 26033 | 0.4 | 0 | 1916 | 9999 |  |  | N | Hydro | [13 empty] | 0 | 0 | 0 | 0 | [11 empty] | Cloverland Electric Coop | 100 | Cloverland Electric Coop | 100
Edison Sault | 1751_G_80 | 1751 | G | 80 |  | Hydro |  | MIS_WUMS | Michigan | 26 | Chippewa | 33 | 26033 | 0.4 | 0 | 1916 | 9999 |  |  | N | Hydro | [13 empty] | 0 | 0 | 0 | 0 | [11 empty] | Cloverland Electric Coop | 100 | Cloverland Electric Coop | 100
Edison Sault | 1751_G_10 | 1751 | G | 10 |  | Hydro |  | MIS_WUMS | Michigan | 26 | Chippewa | 33 | 26033 | 0.4 | 0 | 1963 | 9999 |  |  | N | Hydro | [13 empty] | 0 | 0 | 0 | 0 | [11 empty] | Cloverland Electric Coop | 100 | Cloverland Electric Coop | 100
Edison Sault | 1751_G_11 | 1751 | G | 11 |  | Hydro |  | MIS_WUMS | Michigan | 26 | Chippewa | 33 | 26033 | 0.4 | 0 | 1963 | 9999 |  |  | N | Hydro | [13 empty] | 0 | 0 | 0 | 0 | [11 empty] | Cloverland Electric Coop | 100 | Cloverland Electric Coop | 100
Edison Sault | 1751_G_12 | 1751 | G | 12 |  | Hydro |  | MIS_WUMS | Michigan | 26 | Chippewa | 33 | 26033 | 0.4 | 0 | 1963 | 9999 |  |  | N | Hydro | [13 empty] | 0 | 0 | 0 | 0 | [11 empty] | Cloverland Electric Coop | 100 | Cloverland Electric Coop | 100
Edison Sault | 1751_G_13 | 1751 | G | 13 |  | Hydro |  | MIS_WUMS | Michigan | 26 | Chippewa | 33 | 26033 | 0.4 | 0 | 1963 | 9999 |  |  | N | Hydro | [13 empty] | 0 | 0 | 0 | 0 | [11 empty] | Cloverland Electric Coop | 100 | Cloverland Electric Coop | 100
Edison Sault | 1751_G_14 | 1751 | G | 14 |  | Hydro |  | MIS_WUMS | Michigan | 26 | Chippewa | 33 | 26033 | 0.4 | 0 | 1963 | 9999 |  |  | N | Hydro | [13 empty] | 0 | 0 | 0 | 0 | [11 empty] | Cloverland Electric Coop | 100 | Cloverland Electric Coop | 100
Edison Sault | 1751_G_15 | 1751 | G | 15 |  | Hydro |  | MIS_WUMS | Michigan | 26 | Chippewa | 33 | 26033 | 0.4 | 0 | 1963 | 9999 |  |  | N | Hydro | [13 empty] | 0 | 0 | 0 | 0 | [11 empty] | Cloverland Electric Coop | 100 | Cloverland Electric Coop | 100
Edison Sault | 1751_G_16 | 1751 | G | 16 |  | Hydro |  | MIS_WUMS | Michigan | 26 | Chippewa | 33 | 26033 | 0.4 | 0 | 1963 | 9999 |  |  | N | Hydro | [13 empty] | 0 | 0 | 0 | 0 | [11 empty] | Cloverland Electric Coop | 100 | Cloverland Electric Coop | 100
Edison Sault | 1751_G_17 | 1751 | G | 17 |  | Hydro |  | MIS_WUMS | Michigan | 26 | Chippewa | 33 | 26033 | 0.4 | 0 | 1963 | 9999 |  |  | N | Hydro | [13 empty] | 0 | 0 | 0 | 0 | [11 empty] | Cloverland Electric Coop | 100 | Cloverland Electric Coop | 100
Edison Sault | 1751_G_18 | 1751 | G | 18 |  | Hydro |  | MIS_WUMS | Michigan | 26 | Chippewa | 33 | 26033 | 0.4 | 0 | 1963 | 9999 |  |  | N | Hydro | [13 empty] | 0 | 0 | 0 | 0 | [11 empty] | Cloverland Electric Coop | 100 | Cloverland Electric Coop | 100
Edison Sault | 1751_G_19 | 1751 | G | 19 |  | Hydro |  | MIS_WUMS | Michigan | 26 | Chippewa | 33 | 26033 | 0.4 | 0 | 1963 | 9999 |  |  | N | Hydro | [13 empty] | 0 | 0 | 0 | 0 | [11 empty] | Cloverland Electric Coop | 100 | Cloverland Electric Coop | 100
Edison Sault | 1751_G_20 | 1751 | G | 20 |  | Hydro |  | MIS_WUMS | Michigan | 26 | Chippewa | 33 | 26033 | 0.4 | 0 | 1963 | 9999 |  |  | N | Hydro | [13 empty] | 0 | 0 | 0 | 0 | [11 empty] | Cloverland Electric Coop | 100 | Cloverland Electric Coop | 100
Edison Sault | 1751_G_21 | 1751 | G | 21 |  | Hydro |  | MIS_WUMS | Michigan | 26 | Chippewa | 33 | 26033 | 0.4 | 0 | 1963 | 9999 |  |  | N | Hydro | [13 empty] | 0 | 0 | 0 | 0 | [11 empty] | Cloverland Electric Coop | 100 | Cloverland Electric Coop | 100
Edison Sault | 1751_G_22 | 1751 | G | 22 |  | Hydro |  | MIS_WUMS | Michigan | 26 | Chippewa | 33 | 26033 | 0.4 | 0 | 1963 | 9999 |  |  | N | Hydro | [13 empty] | 0 | 0 | 0 | 0 | [11 empty] | Cloverland Electric Coop | 100 | Cloverland Electric Coop | 100
Edison Sault | 1751_G_23 | 1751 | G | 23 |  | Hydro |  | MIS_WUMS | Michigan | 26 | Chippewa | 33 | 26033 | 0.4 | 0 | 1963 | 9999 |  |  | N | Hydro | [13 empty] | 0 | 0 | 0 | 0 | [11 empty] | Cloverland Electric Coop | 100 | Cloverland Electric Coop | 100
Edison Sault | 1751_G_24 | 1751 | G | 24 |  | Hydro |  | MIS_WUMS | Michigan | 26 | Chippewa | 33 | 26033 | 0.4 | 0 | 1963 | 9999 |  |  | N | Hydro | [13 empty] | 0 | 0 | 0 | 0 | [11 empty] | Cloverland Electric Coop | 100 | Cloverland Electric Coop | 100
Edison Sault | 1751_G_25 | 1751 | G | 25 |  | Hydro |  | MIS_WUMS | Michigan | 26 | Chippewa | 33 | 26033 | 0.4 | 0 | 1963 | 9999 |  |  | N | Hydro | [13 empty] | 0 | 0 | 0 | 0 | [11 empty] | Cloverland Electric Coop | 100 | Cloverland Electric Coop | 100
Edison Sault | 1751_G_26 | 1751 | G | 26 |  | Hydro |  | MIS_WUMS | Michigan | 26 | Chippewa | 33 | 26033 | 0.4 | 0 | 1963 | 9999 |  |  | N | Hydro | [13 empty] | 0 | 0 | 0 | 0 | [11 empty] | Cloverland Electric Coop | 100 | Cloverland Electric Coop | 100
Edison Sault | 1751_G_27 | 1751 | G | 27 |  | Hydro |  | MIS_WUMS | Michigan | 26 | Chippewa | 33 | 26033 | 0.4 | 0 | 1963 | 9999 |  |  | N | Hydro | [13 empty] | 0 | 0 | 0 | 0 | [11 empty] | Cloverland Electric Coop | 100 | Cloverland Electric Coop | 100
Edison Sault | 1751_G_28 | 1751 | G | 28 |  | Hydro |  | MIS_WUMS | Michigan | 26 | Chippewa | 33 | 26033 | 0.4 | 0 | 1963 | 9999 |  |  | N | Hydro | [13 empty] | 0 | 0 | 0 | 0 | [11 empty] | Cloverland Electric Coop | 100 | Cloverland Electric Coop | 100
Edison Sault | 1751_G_29 | 1751 | G | 29 |  | Hydro |  | MIS_WUMS | Michigan | 26 | Chippewa | 33 | 26033 | 0.4 | 0 | 1963 | 9999 |  |  | N | Hydro | [13 empty] | 0 | 0 | 0 | 0 | [11 empty] | Cloverland Electric Coop | 100 | Cloverland Electric Coop | 100
Edison Sault | 1751_G_30 | 1751 | G | 30 |  | Hydro |  | MIS_WUMS | Michigan | 26 | Chippewa | 33 | 26033 | 0.4 | 0 | 1963 | 9999 |  |  | N | Hydro | [13 empty] | 0 | 0 | 0 | 0 | [11 empty] | Cloverland Electric Coop | 100 | Cloverland Electric Coop | 100
Edison Sault | 1751_G_31 | 1751 | G | 31 |  | Hydro |  | MIS_WUMS | Michigan | 26 | Chippewa | 33 | 26033 | 0.4 | 0 | 1963 | 9999 |  |  | N | Hydro | [13 empty] | 0 | 0 | 0 | 0 | [11 empty] | Cloverland Electric Coop | 100 | Cloverland Electric Coop | 100
Edison Sault | 1751_G_32 | 1751 | G | 32 |  | Hydro |  | MIS_WUMS | Michigan | 26 | Chippewa | 33 | 26033 | 0.4 | 0 | 1963 | 9999 |  |  | N | Hydro | [13 empty] | 0 | 0 | 0 | 0 | [11 empty] | Cloverland Electric Coop | 100 | Cloverland Electric Coop | 100
Edison Sault | 1751_G_33 | 1751 | G | 33 |  | Hydro |  | MIS_WUMS | Michigan | 26 | Chippewa | 33 | 26033 | 0.4 | 0 | 1963 | 9999 |  |  | N | Hydro | [13 empty] | 0 | 0 | 0 | 0 | [11 empty] | Cloverland Electric Coop | 100 | Cloverland Electric Coop | 100
Edison Sault | 1751_G_34 | 1751 | G | 34 |  | Hydro |  | MIS_WUMS | Michigan | 26 | Chippewa | 33 | 26033 | 0.4 | 0 | 1963 | 9999 |  |  | N | Hydro | [13 empty] | 0 | 0 | 0 | 0 | [11 empty] | Cloverland Electric Coop | 100 | Cloverland Electric Coop | 100
Edison Sault | 1751_G_35 | 1751 | G | 35 |  | Hydro |  | MIS_WUMS | Michigan | 26 | Chippewa | 33 | 26033 | 0.4 | 0 | 1963 | 9999 |  |  | N | Hydro | [13 empty] | 0 | 0 | 0 | 0 | [11 empty] | Cloverland Electric Coop | 100 | Cloverland Electric Coop | 100
Edison Sault | 1751_G_36 | 1751 | G | 36 |  | Hydro |  | MIS_WUMS | Michigan | 26 | Chippewa | 33 | 26033 | 0.4 | 0 | 1963 | 9999 |  |  | N | Hydro | [13 empty] | 0 | 0 | 0 | 0 | [11 empty] | Cloverland Electric Coop | 100 | Cloverland Electric Coop | 100
Edison Sault | 1751_G_37 | 1751 | G | 37 |  | Hydro |  | MIS_WUMS | Michigan | 26 | Chippewa | 33 | 26033 | 0.4 | 0 | 1963 | 9999 |  |  | N | Hydro | [13 empty] | 0 | 0 | 0 | 0 | [11 empty] | Cloverland Electric Coop | 100 | Cloverland Electric Coop | 100
Edison Sault | 1751_G_38 | 1751 | G | 38 |  | Hydro |  | MIS_WUMS | Michigan | 26 | Chippewa | 33 | 26033 | 0.4 | 0 | 1963 | 9999 |  |  | N | Hydro | [13 empty] | 0 | 0 | 0 | 0 | [11 empty] | Cloverland Electric Coop | 100 | Cloverland Electric Coop | 100
Edison Sault | 1751_G_39 | 1751 | G | 39 |  | Hydro |  | MIS_WUMS | Michigan | 26 | Chippewa | 33 | 26033 | 0.4 | 0 | 1963 | 9999 |  |  | N | Hydro | [13 empty] | 0 | 0 | 0 | 0 | [11 empty] | Cloverland Electric Coop | 100 | Cloverland Electric Coop | 100
Edison Sault | 1751_G_40 | 1751 | G | 40 |  | Hydro |  | MIS_WUMS | Michigan | 26 | Chippewa | 33 | 26033 | 0.4 | 0 | 1963 | 9999 |  |  | N | Hydro | [13 empty] | 0 | 0 | 0 | 0 | [11 empty] | Cloverland Electric Coop | 100 | Cloverland Electric Coop | 100
Edison Sault | 1751_G_46 | 1751 | G | 46 |  | Hydro |  | MIS_WUMS | Michigan | 26 | Chippewa | 33 | 26033 | 0.4 | 0 | 1963 | 9999 |  |  | N | Hydro | [13 empty] | 0 | 0 | 0 | 0 | [11 empty] | Cloverland Electric Coop | 100 | Cloverland Electric Coop | 100
Edison Sault | 1751_G_47 | 1751 | G | 47 |  | Hydro |  | MIS_WUMS | Michigan | 26 | Chippewa | 33 | 26033 | 0.4 | 0 | 1963 | 9999 |  |  | N | Hydro | [13 empty] | 0 | 0 | 0 | 0 | [11 empty] | Cloverland Electric Coop | 100 | Cloverland Electric Coop | 100
Edison Sault | 1751_G_48 | 1751 | G | 48 |  | Hydro |  | MIS_WUMS | Michigan | 26 | Chippewa | 33 | 26033 | 0.4 | 0 | 1963 | 9999 |  |  | N | Hydro | [13 empty] | 0 | 0 | 0 | 0 | [11 empty] | Cloverland Electric Coop | 100 | Cloverland Electric Coop | 100
Edison Sault | 1751_G_49 | 1751 | G | 49 |  | Hydro |  | MIS_WUMS | Michigan | 26 | Chippewa | 33 | 26033 | 0.4 | 0 | 1963 | 9999 |  |  | N | Hydro | [13 empty] | 0 | 0 | 0 | 0 | [11 empty] | Cloverland Electric Coop | 100 | Cloverland Electric Coop | 100
Edison Sault | 1751_G_50 | 1751 | G | 50 |  | Hydro |  | MIS_WUMS | Michigan | 26 | Chippewa | 33 | 26033 | 0.4 | 0 | 1963 | 9999 |  |  | N | Hydro | [13 empty] | 0 | 0 | 0 | 0 | [11 empty] | Cloverland Electric Coop | 100 | Cloverland Electric Coop | 100
Edison Sault | 1751_G_51 | 1751 | G | 51 |  | Hydro |  | MIS_WUMS | Michigan | 26 | Chippewa | 33 | 26033 | 0.4 | 0 | 1963 | 9999 |  |  | N | Hydro | [13 empty] | 0 | 0 | 0 | 0 | [11 empty] | Cloverland Electric Coop | 100 | Cloverland Electric Coop | 100
Edison Sault | 1751_G_52 | 1751 | G | 52 |  | Hydro |  | MIS_WUMS | Michigan | 26 | Chippewa | 33 | 26033 | 0.4 | 0 | 1963 | 9999 |  |  | N | Hydro | [13 empty] | 0 | 0 | 0 | 0 | [11 empty] | Cloverland Electric Coop | 100 | Cloverland Electric Coop | 100
Edison Sault | 1751_G_53 | 1751 | G | 53 |  | Hydro |  | MIS_WUMS | Michigan | 26 | Chippewa | 33 | 26033 | 0.4 | 0 | 1963 | 9999 |  |  | N | Hydro | [13 empty] | 0 | 0 | 0 | 0 | [11 empty] | Cloverland Electric Coop | 100 | Cloverland Electric Coop | 100
Edison Sault | 1751_G_54 | 1751 | G | 54 |  | Hydro |  | MIS_WUMS | Michigan | 26 | Chippewa | 33 | 26033 | 0.4 | 0 | 1963 | 9999 |  |  | N | Hydro | [13 empty] | 0 | 0 | 0 | 0 | [11 empty] | Cloverland Electric Coop | 100 | Cloverland Electric Coop | 100
Edison Sault | 1751_G_55 | 1751 | G | 55 |  | Hydro |  | MIS_WUMS | Michigan | 26 | Chippewa | 33 | 26033 | 0.4 | 0 | 1963 | 9999 |  |  | N | Hydro | [13 empty] | 0 | 0 | 0 | 0 | [11 empty] | Cloverland Electric Coop | 100 | Cloverland Electric Coop | 100
Edison Sault | 1751_G_56 | 1751 | G | 56 |  | Hydro |  | MIS_WUMS | Michigan | 26 | Chippewa | 33 | 26033 | 0.4 | 0 | 1963 | 9999 |  |  | N | Hydro | [13 empty] | 0 | 0 | 0 | 0 | [11 empty] | Cloverland Electric Coop | 100 | Cloverland Electric Coop | 100
Edison Sault | 1751_G_57 | 1751 | G | 57 |  | Hydro |  | MIS_WUMS | Michigan | 26 | Chippewa | 33 | 26033 | 0.4 | 0 | 1963 | 9999 |  |  | N | Hydro | [13 empty] | 0 | 0 | 0 | 0 | [11 empty] | Cloverland Electric Coop | 100 | Cloverland Electric Coop | 100
Edison Sault | 1751_G_58 | 1751 | G | 58 |  | Hydro |  | MIS_WUMS | Michigan | 26 | Chippewa | 33 | 26033 | 0.4 | 0 | 1963 | 9999 |  |  | N | Hydro | [13 empty] | 0 | 0 | 0 | 0 | [11 empty] | Cloverland Electric Coop | 100 | Cloverland Electric Coop | 100
Edison Sault | 1751_G_59 | 1751 | G | 59 |  | Hydro |  | MIS_WUMS | Michigan | 26 | Chippewa | 33 | 26033 | 0.4 | 0 | 1963 | 9999 |  |  | N | Hydro | [13 empty] | 0 | 0 | 0 | 0 | [11 empty] | Cloverland Electric Coop | 100 | Cloverland Electric Coop | 100
Edison Sault | 1751_G_6 | 1751 | G | 6 |  | Hydro |  | MIS_WUMS | Michigan | 26 | Chippewa | 33 | 26033 | 0.4 | 0 | 1963 | 9999 |  |  | N | Hydro | [13 empty] | 0 | 0 | 0 | 0 | [11 empty] | Cloverland Electric Coop | 100 | Cloverland Electric Coop | 100
Edison Sault | 1751_G_60 | 1751 | G | 60 |  | Hydro |  | MIS_WUMS | Michigan | 26 | Chippewa | 33 | 26033 | 0.4 | 0 | 1963 | 9999 |  |  | N | Hydro | [13 empty] | 0 | 0 | 0 | 0 | [11 empty] | Cloverland Electric Coop | 100 | Cloverland Electric Coop | 100
Edison Sault | 1751_G_61 | 1751 | G | 61 |  | Hydro |  | MIS_WUMS | Michigan | 26 | Chippewa | 33 | 26033 | 0.4 | 0 | 1963 | 9999 |  |  | N | Hydro | [13 empty] | 0 | 0 | 0 | 0 | [11 empty] | Cloverland Electric Coop | 100 | Cloverland Electric Coop | 100
Edison Sault | 1751_G_7 | 1751 | G | 7 |  | Hydro |  | MIS_WUMS | Michigan | 26 | Chippewa | 33 | 26033 | 0.4 | 0 | 1963 | 9999 |  |  | N | Hydro | [13 empty] | 0 | 0 | 0 | 0 | [11 empty] | Cloverland Electric Coop | 100 | Cloverland Electric Coop | 100
Edison Sault | 1751_G_8 | 1751 | G | 8 |  | Hydro |  | MIS_WUMS | Michigan | 26 | Chippewa | 33 | 26033 | 0.4 | 0 | 1963 | 9999 |  |  | N | Hydro | [13 empty] | 0 | 0 | 0 | 0 | [11 empty] | Cloverland Electric Coop | 100 | Cloverland Electric Coop | 100
Edison Sault | 1751_G_9 | 1751 | G | 9 |  | Hydro |  | MIS_WUMS | Michigan | 26 | Chippewa | 33 | 26033 | 0.4 | 0 | 1963 | 9999 |  |  | N | Hydro | [13 empty] | 0 | 0 | 0 | 0 | [11 empty] | Cloverland Electric Coop | 100 | Cloverland Electric Coop | 100
Berrien Springs | 1753_G_10 | 1753 | G | 10 |  | Hydro |  | PJM_West | Michigan | 26 | Berrien | 21 | 26021 | 0.4 | 0 | 1996 | 9999 |  |  | N | Hydro | [13 empty] | 0 | 0 | 0 | 0 | [11 empty] | Indiana Michigan Power Co | 100 | American Electric Power Co Inc | 100
Berrien Springs | 1753_G_11 | 1753 | G | 11 |  | Hydro |  | PJM_West | Michigan | 26 | Berrien | 21 | 26021 | 0.4 | 0 | 1996 | 9999 |  |  | N | Hydro | [13 empty] | 0 | 0 | 0 | 0 | [11 empty] | Indiana Michigan Power Co | 100 | American Electric Power Co Inc | 100
Berrien Springs | 1753_G_12 | 1753 | G | 12 |  | Hydro |  | PJM_West | Michigan | 26 | Berrien | 21 | 26021 | 0.4 | 0 | 1996 | 9999 |  |  | N | Hydro | [13 empty] | 0 | 0 | 0 | 0 | [11 empty] | Indiana Michigan Power Co | 100 | American Electric Power Co Inc | 100
Berrien Springs | 1753_G_1A | 1753 | G | 1A |  | Hydro |  | PJM_West | Michigan | 26 | Berrien | 21 | 26021 | 0.4 | 0 | 1996 | 9999 |  |  | N | Hydro | [13 empty] | 0 | 0 | 0 | 0 | [11 empty] | Indiana Michigan Power Co | 100 | American Electric Power Co Inc | 100
Berrien Springs | 1753_G_2A | 1753 | G | 2A |  | Hydro |  | PJM_West | Michigan | 26 | Berrien | 21 | 26021 | 0.4 | 0 | 1996 | 9999 |  |  | N | Hydro | [13 empty] | 0 | 0 | 0 | 0 | [11 empty] | Indiana Michigan Power Co | 100 | American Electric Power Co Inc | 100
Berrien Springs | 1753_G_3A | 1753 | G | 3A |  | Hydro |  | PJM_West | Michigan | 26 | Berrien | 21 | 26021 | 0.4 | 0 | 1996 | 9999 |  |  | N | Hydro | [13 empty] | 0 | 0 | 0 | 0 | [11 empty] | Indiana Michigan Power Co | 100 | American Electric Power Co Inc | 100
Berrien Springs | 1753_G_4A | 1753 | G | 4A |  | Hydro |  | PJM_West | Michigan | 26 | Berrien | 21 | 26021 | 0.4 | 0 | 1996 | 9999 |  |  | N | Hydro | [13 empty] | 0 | 0 | 0 | 0 | [11 empty] | Indiana Michigan Power Co | 100 | American Electric Power Co Inc | 100
Berrien Springs | 1753_G_5 | 1753 | G | 5 |  | Hydro |  | PJM_West | Michigan | 26 | Berrien | 21 | 26021 | 0.4 | 0 | 1996 | 9999 |  |  | N | Hydro | [13 empty] | 0 | 0 | 0 | 0 | [11 empty] | Indiana Michigan Power Co | 100 | American Electric Power Co Inc | 100
Berrien Springs | 1753_G_6 | 1753 | G | 6 |  | Hydro |  | PJM_West | Michigan | 26 | Berrien | 21 | 26021 | 0.4 | 0 | 1996 | 9999 |  |  | N | Hydro | [13 empty] | 0 | 0 | 0 | 0 | [11 empty] | Indiana Michigan Power Co | 100 | American Electric Power Co Inc | 100
Berrien Springs | 1753_G_7 | 1753 | G | 7 |  | Hydro |  | PJM_West | Michigan | 26 | Berrien | 21 | 26021 | 0.4 | 0 | 1996 | 9999 |  |  | N | Hydro | [13 empty] | 0 | 0 | 0 | 0 | [11 empty] | Indiana Michigan Power Co | 100 | American Electric Power Co Inc | 100
Berrien Springs | 1753_G_8 | 1753 | G | 8 |  | Hydro |  | PJM_West | Michigan | 26 | Berrien | 21 | 26021 | 0.4 | 0 | 1996 | 9999 |  |  | N | Hydro | [13 empty] | 0 | 0 | 0 | 0 | [11 empty] | Indiana Michigan Power Co | 100 | American Electric Power Co Inc | 100
Berrien Springs | 1753_G_9 | 1753 | G | 9 |  | Hydro |  | PJM_West | Michigan | 26 | Berrien | 21 | 26021 | 0.4 | 0 | 1996 | 9999 |  |  | N | Hydro | [13 empty] | 0 | 0 | 0 | 0 | [11 empty] | Indiana Michigan Power Co | 100 | American Electric Power Co Inc | 100
Buchanan (MI) | 1754_G_1 | 1754 | G | 1 |  | Hydro |  | PJM_West | Michigan | 26 | Berrien | 21 | 26021 | 0.2 | 0 | 1919 | 9999 |  |  | N | Hydro | [13 empty] | 0 | 0 | 0 | 0 | [11 empty] | Indiana Michigan Power Co | 100 | American Electric Power Co Inc | 100
Buchanan (MI) | 1754_G_2 | 1754 | G | 2 |  | Hydro |  | PJM_West | Michigan | 26 | Berrien | 21 | 26021 | 0.2 | 0 | 1919 | 9999 |  |  | N | Hydro | [13 empty] | 0 | 0 | 0 | 0 | [11 empty] | Indiana Michigan Power Co | 100 | American Electric Power Co Inc | 100
Buchanan (MI) | 1754_G_3 | 1754 | G | 3 |  | Hydro |  | PJM_West | Michigan | 26 | Berrien | 21 | 26021 | 0.2 | 0 | 1919 | 9999 |  |  | N | Hydro | [13 empty] | 0 | 0 | 0 | 0 | [11 empty] | Indiana Michigan Power Co | 100 | American Electric Power Co Inc | 100
Buchanan (MI) | 1754_G_4 | 1754 | G | 4 |  | Hydro |  | PJM_West | Michigan | 26 | Berrien | 21 | 26021 | 0.2 | 0 | 1919 | 9999 |  |  | N | Hydro | [13 empty] | 0 | 0 | 0 | 0 | [11 empty] | Indiana Michigan Power Co | 100 | American Electric Power Co Inc | 100
Buchanan (MI) | 1754_G_5 | 1754 | G | 5 |  | Hydro |  | PJM_West | Michigan | 26 | Berrien | 21 | 26021 | 0.2 | 0 | 1919 | 9999 |  |  | N | Hydro | [13 empty] | 0 | 0 | 0 | 0 | [11 empty] | Indiana Michigan Power Co | 100 | American Electric Power Co Inc | 100
Buchanan (MI) | 1754_G_6 | 1754 | G | 6 |  | Hydro |  | PJM_West | Michigan | 26 | Berrien | 21 | 26021 | 0.2 | 0 | 1919 | 9999 |  |  | N | Hydro | [13 empty] | 0 | 0 | 0 | 0 | [11 empty] | Indiana Michigan Power Co | 100 | American Electric Power Co Inc | 100
Buchanan (MI) | 1754_G_10 | 1754 | G | 10 |  | Hydro |  | PJM_West | Michigan | 26 | Berrien | 21 | 26021 | 0.2 | 0 | 1927 | 9999 |  |  | N | Hydro | [13 empty] | 0 | 0 | 0 | 0 | [11 empty] | Indiana Michigan Power Co | 100 | American Electric Power Co Inc | 100
Buchanan (MI) | 1754_G_7 | 1754 | G | 7 |  | Hydro |  | PJM_West | Michigan | 26 | Berrien | 21 | 26021 | 0.2 | 0 | 1927 | 9999 |  |  | N | Hydro | [13 empty] | 0 | 0 | 0 | 0 | [11 empty] | Indiana Michigan Power Co | 100 | American Electric Power Co Inc | 100
Buchanan (MI) | 1754_G_8 | 1754 | G | 8 |  | Hydro |  | PJM_West | Michigan | 26 | Berrien | 21 | 26021 | 0.2 | 0 | 1927 | 9999 |  |  | N | Hydro | [13 empty] | 0 | 0 | 0 | 0 | [11 empty] | Indiana Michigan Power Co | 100 | American Electric Power Co Inc | 100
Buchanan (MI) | 1754_G_9 | 1754 | G | 9 |  | Hydro |  | PJM_West | Michigan | 26 | Berrien | 21 | 26021 | 0.2 | 0 | 1927 | 9999 |  |  | N | Hydro | [13 empty] | 0 | 0 | 0 | 0 | [11 empty] | Indiana Michigan Power Co | 100 | American Electric Power Co Inc | 100
Saxon Falls | 1756_G_1 | 1756 | G | 1 |  | Hydro |  | MIS_MNWI | Wisconsin | 55 | Iron | 51 | 55051 | 0.5 | 0 | 1913 | 9999 |  |  | N | Hydro | [13 empty] | 0 | 0 | 0 | 0 | [11 empty] | Northern States Power Co (Wisconsin) | 100 | Xcel Energy Inc | 100
Saxon Falls | 1756_G_2 | 1756 | G | 2 |  | Hydro |  | MIS_MNWI | Wisconsin | 55 | Iron | 51 | 55051 | 0.5 | 0 | 1913 | 9999 |  |  | N | Hydro | [13 empty] | 0 | 0 | 0 | 0 | [11 empty] | Northern States Power Co (Wisconsin) | 100 | Xcel Energy Inc | 100
Superior Falls | 1757_G_1 | 1757 | G | 1 |  | Hydro |  | MIS_MNWI | Michigan | 26 | Gogebic | 53 | 26053 | 0.5 | 0 | 1917 | 9999 |  |  | N | Hydro | [13 empty] | 0 | 0 | 0 | 0 | [11 empty] | Northern States Power Co (Wisconsin) | 100 | Xcel Energy Inc | 100
Superior Falls | 1757_G_2 | 1757 | G | 2 |  | Hydro |  | MIS_MNWI | Michigan | 26 | Gogebic | 53 | 26053 | 0.5 | 0 | 1917 | 9999 |  |  | N | Hydro | [13 empty] | 0 | 0 | 0 | 0 | [11 empty] | Northern States Power Co (Wisconsin) | 100 | Xcel Energy Inc | 100
Constantine | 1760_G_1 | 1760 | G | 1 |  | Hydro |  | PJM_West | Michigan | 26 | St Joseph | 149 | 26149 | 0.1 | 0 | 1923 | 9999 |  |  | N | Hydro | [13 empty] | 0 | 0 | 0 | 0 | [11 empty] | Indiana Michigan Power Co | 100 | American Electric Power Co Inc | 100
Constantine | 1760_G_2 | 1760 | G | 2 |  | Hydro |  | PJM_West | Michigan | 26 | St Joseph | 149 | 26149 | 0.1 | 0 | 1923 | 9999 |  |  | N | Hydro | [13 empty] | 0 | 0 | 0 | 0 | [11 empty] | Indiana Michigan Power Co | 100 | American Electric Power Co Inc | 100
Constantine | 1760_G_4 | 1760 | G | 4 |  | Hydro |  | PJM_West | Michigan | 26 | St Joseph | 149 | 26149 | 0.1 | 0 | 1923 | 9999 |  |  | N | Hydro | [13 empty] | 0 | 0 | 0 | 0 | [11 empty] | Indiana Michigan Power Co | 100 | American Electric Power Co Inc | 100
Constantine | 1760_G_3 | 1760 | G | 3 |  | Hydro |  | PJM_West | Michigan | 26 | St Joseph | 149 | 26149 | 0.1 | 0 | 1929 | 9999 |  |  | N | Hydro | [13 empty] | 0 | 0 | 0 | 0 | [11 empty] | Indiana Michigan Power Co | 100 | American Electric Power Co Inc | 100
Mottville | 1761_G_1 | 1761 | G | 1 |  | Hydro |  | PJM_West | Michigan | 26 | St Joseph | 149 | 26149 | 0.1 | 0 | 1923 | 9999 |  |  | N | Hydro | [13 empty] | 0 | 0 | 0 | 0 | [11 empty] | Indiana Michigan Power Co | 100 | American Electric Power Co Inc | 100
Mottville | 1761_G_2 | 1761 | G | 2 |  | Hydro |  | PJM_West | Michigan | 26 | St Joseph | 149 | 26149 | 0.1 | 0 | 1923 | 9999 |  |  | N | Hydro | [13 empty] | 0 | 0 | 0 | 0 | [11 empty] | Indiana Michigan Power Co | 100 | American Electric Power Co Inc | 100
Mottville | 1761_G_3 | 1761 | G | 3 |  | Hydro |  | PJM_West | Michigan | 26 | St Joseph | 149 | 26149 | 0.1 | 0 | 1923 | 9999 |  |  | N | Hydro | [13 empty] | 0 | 0 | 0 | 0 | [11 empty] | Indiana Michigan Power Co | 100 | American Electric Power Co Inc | 100
Mottville | 1761_G_4 | 1761 | G | 4 |  | Hydro |  | PJM_West | Michigan | 26 | St Joseph | 149 | 26149 | 0.1 | 0 | 1923 | 9999 |  |  | N | Hydro | [13 empty] | 0 | 0 | 0 | 0 | [11 empty] | Indiana Michigan Power Co | 100 | American Electric Power Co Inc | 100
John H Warden | 1772_B_1 | 1772 | B | 1 |  | Biomass |  | MIS_WUMS | Michigan | 26 | Baraga | 13 | 26013 | 17.7 | 17180 | 2009 | 9999 |  |  | N | Biomass | [7 empty] | ESPC | No |  |  |  | 1.67 | 0.25041 | 0.25041 | 0.25041 | 0.25041 | [11 empty] | Lanse Warden Electric Co | 100 | Libra Group (The) | 100
Prickett | 1773_G_1 | 1773 | G | 1 |  | Hydro |  | MIS_WUMS | Michigan | 26 | Baraga | 13 | 26013 | 0.4 | 0 | 1931 | 9999 |  |  | N | Hydro | [13 empty] | 0 | 0 | 0 | 0 | [11 empty] | Upper Peninsula Power Co | 100 | Balfour Beatty Infrastructure Inc | 100
Prickett | 1773_G_2 | 1773 | G | 2 |  | Hydro |  | MIS_WUMS | Michigan | 26 | Baraga | 13 | 26013 | 0.4 | 0 | 1931 | 9999 |  |  | N | Hydro | [13 empty] | 0 | 0 | 0 | 0 | [11 empty] | Upper Peninsula Power Co | 100 | Balfour Beatty Infrastructure Inc | 100
Victoria Dam | 1774_G_1 | 1774 | G | 1 |  | Hydro |  | MIS_WUMS | Michigan | 26 | Ontonagon | 131 | 26131 | 5.9 | 0 | 1931 | 9999 |  |  | N | Hydro | [13 empty] | 0 | 0 | 0 | 0 | [11 empty] | Upper Peninsula Power Co | 100 | Balfour Beatty Infrastructure Inc | 100
Victoria Dam | 1774_G_2 | 1774 | G | 2 |  | Hydro |  | MIS_WUMS | Michigan | 26 | Ontonagon | 131 | 26131 | 5.9 | 0 | 1931 | 9999 |  |  | N | Hydro | [13 empty] | 0 | 0 | 0 | 0 | [11 empty] | Upper Peninsula Power Co | 100 | Balfour Beatty Infrastructure Inc | 100
Brule | 1775_G_1 | 1775 | G | 1 |  | Hydro |  | MIS_WUMS | Wisconsin | 55 | Florence | 37 | 55037 | 1.3 | 0 | 1919 | 9999 |  |  | N | Hydro | [13 empty] | 0 | 0 | 0 | 0 | [11 empty] | Wisconsin Electric Power Co | 100 | WEC Energy Group Inc | 100
Brule | 1775_G_2 | 1775 | G | 2 |  | Hydro |  | MIS_WUMS | Wisconsin | 55 | Florence | 37 | 55037 | 2 | 0 | 1919 | 9999 |  |  | N | Hydro | [13 empty] | 0 | 0 | 0 | 0 | [11 empty] | Wisconsin Electric Power Co | 100 | WEC Energy Group Inc | 100
Brule | 1775_G_3 | 1775 | G | 3 |  | Hydro |  | MIS_WUMS | Wisconsin | 55 | Florence | 37 | 55037 | 2 | 0 | 1921 | 9999 |  |  | N | Hydro | [13 empty] | 0 | 0 | 0 | 0 | [11 empty] | Wisconsin Electric Power Co | 100 | WEC Energy Group Inc | 100
Chalk Hill | 1776_G_1 | 1776 | G | 1 |  | Hydro |  | MIS_WUMS | Michigan | 26 | Menominee | 109 | 26109 | 2.6 | 0 | 1927 | 9999 |  |  | N | Hydro | [13 empty] | 0 | 0 | 0 | 0 | [11 empty] | Wisconsin Electric Power Co | 100 | WEC Energy Group Inc | 100
Chalk Hill | 1776_G_2 | 1776 | G | 2 |  | Hydro |  | MIS_WUMS | Michigan | 26 | Menominee | 109 | 26109 | 2.6 | 0 | 1927 | 9999 |  |  | N | Hydro | [13 empty] | 0 | 0 | 0 | 0 | [11 empty] | Wisconsin Electric Power Co | 100 | WEC Energy Group Inc | 100
Chalk Hill | 1776_G_3 | 1776 | G | 3 |  | Hydro |  | MIS_WUMS | Michigan | 26 | Menominee | 109 | 26109 | 2.6 | 0 | 1927 | 9999 |  |  | N | Hydro | [13 empty] | 0 | 0 | 0 | 0 | [11 empty] | Wisconsin Electric Power Co | 100 | WEC Energy Group Inc | 100
Hemlock Falls | 1777_G_1 | 1777 | G | 1 |  | Hydro |  | MIS_WUMS | Michigan | 26 | Iron | 71 | 26071 | 2.8 | 0 | 1953 | 9999 |  |  | N | Hydro | [13 empty] | 0 | 0 | 0 | 0 | [11 empty] | Wisconsin Electric Power Co | 100 | WEC Energy Group Inc | 100
Kingsford | 1778_G_1 | 1778 | G | 1 |  | Hydro |  | MIS_WUMS | Michigan | 26 | Dickinson | 43 | 26043 | 2.4 | 0 | 1924 | 9999 |  |  | N | Hydro | [13 empty] | 0 | 0 | 0 | 0 | [11 empty] | Wisconsin Electric Power Co | 100 | WEC Energy Group Inc | 100
Kingsford | 1778_G_2 | 1778 | G | 2 |  | Hydro |  | MIS_WUMS | Michigan | 26 | Dickinson | 43 | 26043 | 2.4 | 0 | 1924 | 9999 |  |  | N | Hydro | [13 empty] | 0 | 0 | 0 | 0 | [11 empty] | Wisconsin Electric Power Co | 100 | WEC Energy Group Inc | 100
Kingsford | 1778_G_3 | 1778 | G | 3 |  | Hydro |  | MIS_WUMS | Michigan | 26 | Dickinson | 43 | 26043 | 2.4 | 0 | 1924 | 9999 |  |  | N | Hydro | [13 empty] | 0 | 0 | 0 | 0 | [11 empty] | Wisconsin Electric Power Co | 100 | WEC Energy Group Inc | 100
Michigamme Falls | 1780_G_1 | 1780 | G | 1 |  | Hydro |  | MIS_WUMS | Michigan | 26 | Iron | 71 | 26071 | 4.8 | 0 | 1953 | 9999 |  |  | N | Hydro | [13 empty] | 0 | 0 | 0 | 0 | [11 empty] | Wisconsin Electric Power Co | 100 | WEC Energy Group Inc | 100
Michigamme Falls | 1780_G_2 | 1780 | G | 2 |  | Hydro |  | MIS_WUMS | Michigan | 26 | Iron | 71 | 26071 | 4.8 | 0 | 1953 | 9999 |  |  | N | Hydro | [13 empty] | 0 | 0 | 0 | 0 | [11 empty] | Wisconsin Electric Power Co | 100 | WEC Energy Group Inc | 100
Peavy Falls | 1781_G_1 | 1781 | G | 1 |  | Hydro |  | MIS_WUMS | Michigan | 26 | Iron | 71 | 26071 | 6 | 0 | 1943 | 9999 |  |  | N | Hydro | [13 empty] | 0 | 0 | 0 | 0 | [11 empty] | Wisconsin Electric Power Co | 100 | WEC Energy Group Inc | 100
Peavy Falls | 1781_G_2 | 1781 | G | 2 |  | Hydro |  | MIS_WUMS | Michigan | 26 | Iron | 71 | 26071 | 6 | 0 | 1943 | 9999 |  |  | N | Hydro | [13 empty] | 0 | 0 | 0 | 0 | [11 empty] | Wisconsin Electric Power Co | 100 | WEC Energy Group Inc | 100
Way Dam | 1785_G_1 | 1785 | G | 1 |  | Hydro |  | MIS_WUMS | Michigan | 26 | Iron | 71 | 26071 | 1.8 | 0 | 1949 | 9999 |  |  | N | Hydro | [13 empty] | 0 | 0 | 0 | 0 | [11 empty] | Wisconsin Electric Power Co | 100 | WEC Energy Group Inc | 100
White Rapids | 1786_G_1 | 1786 | G | 1 |  | Hydro |  | MIS_WUMS | Michigan | 26 | Menominee | 109 | 26109 | 2.6 | 0 | 1927 | 9999 |  |  | N | Hydro | [13 empty] | 0 | 0 | 0 | 0 | [11 empty] | Wisconsin Electric Power Co | 100 | WEC Energy Group Inc | 100
White Rapids | 1786_G_2 | 1786 | G | 2 |  | Hydro |  | MIS_WUMS | Michigan | 26 | Menominee | 109 | 26109 | 2 | 0 | 1927 | 9999 |  |  | N | Hydro | [13 empty] | 0 | 0 | 0 | 0 | [11 empty] | Wisconsin Electric Power Co | 100 | WEC Energy Group Inc | 100
White Rapids | 1786_G_3 | 1786 | G | 3 |  | Hydro |  | MIS_WUMS | Michigan | 26 | Menominee | 109 | 26109 | 2.6 | 0 | 1927 | 9999 |  |  | N | Hydro | [13 empty] | 0 | 0 | 0 | 0 | [11 empty] | Wisconsin Electric Power Co | 100 | WEC Energy Group Inc | 100
Grand Rapids | 1787_G_4 | 1787 | G | 4 |  | Hydro |  | MIS_WUMS | Michigan | 26 | Menominee | 109 | 26109 | 1 | 0 | 1918 | 9999 |  |  | N | Hydro | [13 empty] | 0 | 0 | 0 | 0 | [11 empty] | Wisconsin Public Service Corp | 100 | WEC Energy Group Inc | 100
Grand Rapids | 1787_G_5 | 1787 | G | 5 |  | Hydro |  | MIS_WUMS | Michigan | 26 | Menominee | 109 | 26109 | 1 | 0 | 1923 | 9999 |  |  | N | Hydro | [13 empty] | 0 | 0 | 0 | 0 | [11 empty] | Wisconsin Public Service Corp | 100 | WEC Energy Group Inc | 100
Grand Rapids | 1787_G_1 | 1787 | G | 1 |  | Hydro |  | MIS_WUMS | Michigan | 26 | Menominee | 109 | 26109 | 0.6 | 0 | 1940 | 9999 |  |  | N | Hydro | [13 empty] | 0 | 0 | 0 | 0 | [11 empty] | Wisconsin Public Service Corp | 100 | WEC Energy Group Inc | 100
Grand Rapids | 1787_G_2 | 1787 | G | 2 |  | Hydro |  | MIS_WUMS | Michigan | 26 | Menominee | 109 | 26109 | 0.6 | 0 | 1941 | 9999 |  |  | N | Hydro | [13 empty] | 0 | 0 | 0 | 0 | [11 empty] | Wisconsin Public Service Corp | 100 | WEC Energy Group Inc | 100
Grand Rapids | 1787_G_3 | 1787 | G | 3 |  | Hydro |  | MIS_WUMS | Michigan | 26 | Menominee | 109 | 26109 | 0.8 | 0 | 1945 | 9999 |  |  | N | Hydro | [13 empty] | 0 | 0 | 0 | 0 | [11 empty] | Wisconsin Public Service Corp | 100 | WEC Energy Group Inc | 100
Crystal Falls | 1821_G_1 | 1821 | G | 1 |  | Hydro |  | MIS_WUMS | Michigan | 26 | Iron | 71 | 26071 | 0.3 | 0 | 1914 | 9999 |  |  | N | Hydro | [13 empty] | 0 | 0 | 0 | 0 | [11 empty] | Crystal Falls Electrical Dept | 100 | Crystal Falls Electrical Dept | 100
Crystal Falls | 1821_G_2 | 1821 | G | 2 |  | Hydro |  | MIS_WUMS | Michigan | 26 | Iron | 71 | 26071 | 0.3 | 0 | 1924 | 9999 |  |  | N | Hydro | [13 empty] | 0 | 0 | 0 | 0 | [11 empty] | Crystal Falls Electrical Dept | 100 | Crystal Falls Electrical Dept | 100
Crystal Falls | 1821_G_3 | 1821 | G | 3 |  | Hydro |  | MIS_WUMS | Michigan | 26 | Iron | 71 | 26071 | 0.4 | 0 | 1954 | 9999 |  |  | N | Hydro | [13 empty] | 0 | 0 | 0 | 0 | [11 empty] | Crystal Falls Electrical Dept | 100 | Crystal Falls Electrical Dept | 100
Hart | 1827_G_4 | 1827 | G | 4 |  | Combustion Turbine | IC Engine | MIS_LMI | Michigan | 26 | Oceana | 127 | 26127 | 1.4 | 12283 | 1964 | 9999 |  |  | N | Natural Gas, Distillate Fuel Oil | [12 empty] | 1.67 | 1.061 | 1.061 | 1.061 | 1.061 | [11 empty] | Hart Hydro MI (City of) | 100 | Hart Hydro MI (City of) | 100
Hart | 1827_G_IC1 | 1827 | G | IC1 |  | Combustion Turbine | IC Engine | MIS_LMI | Michigan | 26 | Oceana | 127 | 26127 | 1.7 | 12283 | 1985 | 9999 |  |  | N | Natural Gas, Distillate Fuel Oil | [12 empty] | 1.67 | 1.6498 | 1.6498 | 1.6498 | 1.6498 | [11 empty] | Hart Hydro MI (City of) | 100 | Hart Hydro MI (City of) | 100
Hart | 1827_G_IC3 | 1827 | G | IC3 |  | Combustion Turbine | IC Engine | MIS_LMI | Michigan | 26 | Oceana | 127 | 26127 | 2 | 12283 | 1985 | 9999 |  |  | N | Natural Gas, Distillate Fuel Oil | [12 empty] | 1.67 | 1.6498 | 1.6498 | 1.6498 | 1.6498 | [11 empty] | Hart Hydro MI (City of) | 100 | Hart Hydro MI (City of) | 100
Hillsdale | 1829_G_5 | 1829 | G | 5 |  | Combustion Turbine | IC Engine | MIS_LMI | Michigan | 26 | Hillsdale | 59 | 26059 | 5.6 | 10745 | 1973 | 9999 |  |  | N | Natural Gas, Distillate Fuel Oil | [12 empty] | 1.67 | 1.061 | 1.061 | 1.061 | 1.061 | [11 empty] | Hillsdale Board of Public Utilities | 100 | Hillsdale Board of Public Utilities | 100
Hillsdale | 1829_G_6 | 1829 | G | 6 |  | Combustion Turbine | IC Engine | MIS_LMI | Michigan | 26 | Hillsdale | 59 | 26059 | 6 | 10745 | 1976 | 9999 |  |  | N | Natural Gas, Distillate Fuel Oil | [12 empty] | 1.67 | 1.061 | 1.061 | 1.061 | 1.061 | [11 empty] | Hillsdale Board of Public Utilities | 100 | Hillsdale Board of Public Utilities | 100
Plant Four | 1840_G_CT1 | 1840 | G | CT1 |  | Combustion Turbine |  | MIS_WUMS | Michigan | 26 | Marquette | 103 | 26103 | 20 | 25000 | 1979 | 9999 |  |  | N | Distillate Fuel Oil | [12 empty] | 1.67 | 1.01 | 1.01 | 1.01 | 1.01 | [11 empty] | Marquette Board of Light & Power | 100 | Marquette Board of Light & Power | 100
James R Smith | 1842_G_1 | 1842 | G | 1 |  | Hydro |  | MIS_WUMS | Michigan | 26 | Marquette | 103 | 26103 | 1.6 | 0 | 1919 | 9999 |  |  | N | Hydro | [13 empty] | 0 | 0 | 0 | 0 | [11 empty] | Marquette Board of Light & Power | 100 | Marquette Board of Light & Power | 100
James R Smith | 1842_G_2 | 1842 | G | 2 |  | Hydro |  | MIS_WUMS | Michigan | 26 | Marquette | 103 | 26103 | 1.6 | 0 | 1922 | 9999 |  |  | N | Hydro | [13 empty] | 0 | 0 | 0 | 0 | [11 empty] | Marquette Board of Light & Power | 100 | Marquette Board of Light & Power | 100
Marshall (MI) | 1844_G_1 | 1844 | G | 1 |  | Hydro |  | MIS_LMI | Michigan | 26 | Calhoun | 25 | 26025 | 0.1 | 0 | 1928 | 9999 |  |  | N | Hydro | [13 empty] | 0 | 0 | 0 | 0 | [11 empty] | Marshall Electric Utility MI (City of) | 100 | Marshall Electric Utility MI (City of) | 100
Marshall (MI) | 1844_G_3 | 1844 | G | 3 |  | Hydro |  | MIS_LMI | Michigan | 26 | Calhoun | 25 | 26025 | 0.1 | 0 | 1929 | 9999 |  |  | N | Hydro | [13 empty] | 0 | 0 | 0 | 0 | [11 empty] | Marshall Electric Utility MI (City of) | 100 | Marshall Electric Utility MI (City of) | 100
Marshall (MI) | 1844_G_IC5 | 1844 | G | IC5 |  | Combustion Turbine | IC Engine | MIS_LMI | Michigan | 26 | Calhoun | 25 | 26025 | 1.4 | 18000 | 1948 | 9999 |  |  | N | Natural Gas, Distillate Fuel Oil | [12 empty] | 1.67 | 1.061 | 1.061 | 1.061 | 1.061 | [11 empty] | Marshall Electric Utility MI (City of) | 100 | Marshall Electric Utility MI (City of) | 100
Marshall (MI) | 1844_G_IC3 | 1844 | G | IC3 |  | Combustion Turbine | IC Engine | MIS_LMI | Michigan | 26 | Calhoun | 25 | 26025 | 1.9 | 18000 | 1973 | 9999 |  |  | N | Natural Gas, Distillate Fuel Oil | [12 empty] | 1.67 | 3.0777 | 3.0777 | 3.0777 | 3.0777 | [11 empty] | Marshall Electric Utility MI (City of) | 100 | Marshall Electric Utility MI (City of) | 100
Marshall (MI) | 1844_G_IC6 | 1844 | G | IC6 |  | Combustion Turbine | IC Engine | MIS_LMI | Michigan | 26 | Calhoun | 25 | 26025 | 5.6 | 18000 | 1978 | 9999 |  |  | N | Natural Gas, Distillate Fuel Oil | [12 empty] | 1.67 | 2.9811 | 2.9811 | 2.9811 | 2.9811 | [11 empty] | Marshall Electric Utility MI (City of) | 100 | Marshall Electric Utility MI (City of) | 100
Newberry | 1846_G_2 | 1846 | G | 2 |  | Combustion Turbine | IC Engine | MIS_WUMS | Michigan | 26 | Luce | 95 | 26095 | 0.5 | 11703 | 1948 | 9999 |  |  | N | Distillate Fuel Oil | [12 empty] | 1.67 | 1.6498 | 1.6498 | 1.6498 | 1.6498 | [11 empty] | Newberry Water & Light Board | 100 | Newberry Water & Light Board | 100
Newberry | 1846_G_1 | 1846 | G | 1 |  | Combustion Turbine | IC Engine | MIS_WUMS | Michigan | 26 | Luce | 95 | 26095 | 2.5 | 11632 | 1974 | 9999 |  |  | N | Distillate Fuel Oil | [12 empty] | 1.67 | 1.6498 | 1.6498 | 1.6498 | 1.6498 | [11 empty] | Newberry Water & Light Board | 100 | Newberry Water & Light Board | 100
Newberry | 1846_G_4 | 1846 | G | 4 |  | Combustion Turbine | IC Engine | MIS_WUMS | Michigan | 26 | Luce | 95 | 26095 | 1.5 | 11703 | 1988 | 9999 |  |  | N | Distillate Fuel Oil | [12 empty] | 1.67 | 1.6498 | 1.6498 | 1.6498 | 1.6498 | [11 empty] | Newberry Water & Light Board | 100 | Newberry Water & Light Board | 100
Norway (MI) | 1848_G_1 | 1848 | G | 1 |  | Hydro |  | MIS_WUMS | Michigan | 26 | Dickinson | 43 | 26043 | 2.7 | 0 | 1905 | 9999 |  |  | N | Hydro | [13 empty] | 0 | 0 | 0 | 0 | [11 empty] | Norway MI (City of) | 100 | Norway MI (City of) | 100
Norway (MI) | 1848_G_2 | 1848 | G | 2 |  | Hydro |  | MIS_WUMS | Michigan | 26 | Dickinson | 43 | 26043 | 1.2 | 0 | 1905 | 9999 |  |  | N | Hydro | [13 empty] | 0 | 0 | 0 | 0 | [11 empty] | Norway MI (City of) | 100 | Norway MI (City of) | 100
Norway (MI) | 1848_G_4 | 1848 | G | 4 |  | Hydro |  | MIS_WUMS | Michigan | 26 | Dickinson | 43 | 26043 | 0.9 | 0 | 1986 | 9999 |  |  | N | Hydro | [13 empty] | 0 | 0 | 0 | 0 | [11 empty] | Norway MI (City of) | 100 | Norway MI (City of) | 100
Norway (MI) | 1848_G_3 | 1848 | G | 3 |  | Hydro |  | MIS_WUMS | Michigan | 26 | Dickinson | 43 | 26043 | 1.1 | 0 | 1988 | 9999 |  |  | N | Hydro | [13 empty] | 0 | 0 | 0 | 0 | [11 empty] | Norway MI (City of) | 100 | Norway MI (City of) | 100
Frank Jenkins | 1851_G_4 | 1851 | G | 4 |  | Combustion Turbine | IC Engine | MIS_LMI | Michigan | 26 | Ionia | 67 | 26067 | 0.8 | 12283 | 1950 | 9999 |  |  | N | Distillate Fuel Oil | [12 empty] | 1.67 | 1.6498 | 1.6498 | 1.6498 | 1.6498 | [11 empty] | Portland Electric Dept | 100 | Portland Electric Dept | 100
Frank Jenkins | 1851_G_5 | 1851 | G | 5 |  | Combustion Turbine | IC Engine | MIS_LMI | Michigan | 26 | Ionia | 67 | 26067 | 1.7 | 12283 | 1995 | 9999 |  |  | N | Natural Gas, Distillate Fuel Oil | [12 empty] | 1.67 | 1.6498 | 1.6498 | 1.6498 | 1.6498 | [11 empty] | Portland Electric Dept | 100 | Portland Electric Dept | 100
Frank Jenkins | 1851_G_6 | 1851 | G | 6 |  | Combustion Turbine | IC Engine | MIS_LMI | Michigan | 26 | Ionia | 67 | 26067 | 1 | 12283 | 2002 | 9999 |  |  | N | Natural Gas, Distillate Fuel Oil | [12 empty] | 1.67 | 1.6498 | 1.6498 | 1.6498 | 1.6498 | [11 empty] | Portland Electric Dept | 100 | Portland Electric Dept | 100
St Louis | 1852_G_5 | 1852 | G | 5 |  | Hydro |  | MIS_LMI | Michigan | 26 | Gratiot | 57 | 26057 | 0.2 | 0 | 1919 | 9999 |  |  | N | Hydro | [13 empty] | 0 | 0 | 0 | 0 | [11 empty] | St Louis MI (City of) | 100 | St Louis MI (City of) | 100
St Louis | 1852_G_6 | 1852 | G | 6 |  | Hydro |  | MIS_LMI | Michigan | 26 | Gratiot | 57 | 26057 | 0.2 | 0 | 1919 | 9999 |  |  | N | Hydro | [13 empty] | 0 | 0 | 0 | 0 | [11 empty] | St Louis MI (City of) | 100 | St Louis MI (City of) | 100
St Louis | 1852_G_2 | 1852 | G | 2 |  | Combustion Turbine | IC Engine | MIS_LMI | Michigan | 26 | Gratiot | 57 | 26057 | 0.6 | 10745 | 1945 | 9999 |  |  | N | Distillate Fuel Oil | [12 empty] | 1.67 | 3.491 | 3.491 | 3.491 | 3.491 | [11 empty] | St Louis MI (City of) | 100 | St Louis MI (City of) | 100
St Louis | 1852_G_3 | 1852 | G | 3 |  | Combustion Turbine | IC Engine | MIS_LMI | Michigan | 26 | Gratiot | 57 | 26057 | 0.9 | 10745 | 1951 | 9999 |  |  | N | Distillate Fuel Oil | [12 empty] | 1.67 | 3.491 | 3.491 | 3.491 | 3.491 | [11 empty] | St Louis MI (City of) | 100 | St Louis MI (City of) | 100
St Louis | 1852_G_1 | 1852 | G | 1 |  | Combustion Turbine | IC Engine | MIS_LMI | Michigan | 26 | Gratiot | 57 | 26057 | 1.3 | 10745 | 1958 | 9999 |  |  | N | Natural Gas, Distillate Fuel Oil | [12 empty] | 1.67 | 3.491 | 3.491 | 3.491 | 3.491 | [11 empty] | St Louis MI (City of) | 100 | St Louis MI (City of) | 100
St Louis | 1852_G_7 | 1852 | G | 7 |  | Combustion Turbine | IC Engine | MIS_LMI | Michigan | 26 | Gratiot | 57 | 26057 | 1.1 | 10745 | 1996 | 9999 |  |  | N | Natural Gas, Distillate Fuel Oil | [12 empty] | 1.67 | 3.491 | 3.491 | 3.491 | 3.491 | [11 empty] | St Louis MI (City of) | 100 | St Louis MI (City of) | 100
St Louis | 1852_G_8 | 1852 | G | 8 |  | Combustion Turbine | IC Engine | MIS_LMI | Michigan | 26 | Gratiot | 57 | 26057 | 1.5 | 11500 | 2003 | 9999 |  |  | N | Distillate Fuel Oil | [12 empty] | 1.67 | 3.491 | 3.491 | 3.491 | 3.491 | [11 empty] | St Louis MI (City of) | 100 | St Louis MI (City of) | 100
St Louis | 1852_G_9 | 1852 | G | 9 |  | Combustion Turbine | IC Engine | MIS_LMI | Michigan | 26 | Gratiot | 57 | 26057 | 1.1 | 10745 | 2003 | 9999 |  |  | N | Distillate Fuel Oil | [12 empty] | 1.67 | 3.491 | 3.491 | 3.491 | 3.491 | [11 empty] | St Louis MI (City of) | 100 | St Louis MI (City of) | 100
Main Street (MI) | 1853_G_2 | 1853 | G | 2 |  | Combustion Turbine | IC Engine | MIS_LMI | Michigan | 26 | Huron | 63 | 26063 | 0.8 | 16510 | 1947 | 9999 |  |  | N | Distillate Fuel Oil | [12 empty] | 1.67 | 1.6498 | 1.6498 | 1.6498 | 1.6498 | [11 empty] | Sebewaing Light & Water Dept | 100 | Sebewaing Light & Water Dept | 100
Main Street (MI) | 1853_G_1 | 1853 | G | 1 |  | Combustion Turbine | IC Engine | MIS_LMI | Michigan | 26 | Huron | 63 | 26063 | 0.9 | 16742 | 1961 | 9999 |  |  | N | Natural Gas | [12 empty] | 1.67 | 1.061 | 1.061 | 1.061 | 1.061 | [11 empty] | Sebewaing Light & Water Dept | 100 | Sebewaing Light & Water Dept | 100
Main Street (MI) | 1853_G_3 | 1853 | G | 3 |  | Combustion Turbine | IC Engine | MIS_LMI | Michigan | 26 | Huron | 63 | 26063 | 1.1 | 16829 | 1966 | 9999 |  |  | N | Natural Gas | [12 empty] | 1.67 | 1.061 | 1.061 | 1.061 | 1.061 | [11 empty] | Sebewaing Light & Water Dept | 100 | Sebewaing Light & Water Dept | 100
Main Street (MI) | 1853_G_4 | 1853 | G | 4 |  | Combustion Turbine | IC Engine | MIS_LMI | Michigan | 26 | Huron | 63 | 26063 | 1.2 | 16902 | 1966 | 9999 |  |  | N | Natural Gas | [12 empty] | 1.67 | 1.061 | 1.061 | 1.061 | 1.061 | [11 empty] | Sebewaing Light & Water Dept | 100 | Sebewaing Light & Water Dept | 100
Main Street (MI) | 1853_G_6 | 1853 | G | 6 |  | Combustion Turbine | IC Engine | MIS_LMI | Michigan | 26 | Huron | 63 | 26063 | 0.6 | 17674 | 1967 | 9999 |  |  | N | Natural Gas | [12 empty] | 1.67 | 1.061 | 1.061 | 1.061 | 1.061 | [11 empty] | Sebewaing Light & Water Dept | 100 | Sebewaing Light & Water Dept | 100
Main Street (MI) | 1853_G_5 | 1853 | G | 5 |  | Combustion Turbine | IC Engine | MIS_LMI | Michigan | 26 | Huron | 63 | 26063 | 1 | 16741 | 1979 | 9999 |  |  | N | Natural Gas | [12 empty] | 1.67 | 1.061 | 1.061 | 1.061 | 1.061 | [11 empty] | Sebewaing Light & Water Dept | 100 | Sebewaing Light & Water Dept | 100
Sturgis City Diesel Plant | 1855_G_6 | 1855 | G | 6 |  | Combustion Turbine | IC Engine | PJM_West | Michigan | 26 | St Joseph | 149 | 26149 | 6 | 20500 | 1981 | 9999 |  |  | N | Natural Gas, Distillate Fuel Oil | [12 empty] | 1.67 | 1.6498 | 1.6498 | 1.6498 | 1.6498 | [11 empty] | Sturgis MI (City of) | 100 | Sturgis MI (City of) | 100
Hydro Plant | 1856_G_1 | 1856 | G | 1 |  | Hydro |  | PJM_West | Michigan | 26 | St Joseph | 149 | 26149 | 0.4 | 0 | 1911 | 9999 |  |  | N | Hydro | [13 empty] | 0 | 0 | 0 | 0 | [11 empty] | Sturgis MI (City of) | 100 | Sturgis MI (City of) | 100
Hydro Plant | 1856_G_2 | 1856 | G | 2 |  | Hydro |  | PJM_West | Michigan | 26 | St Joseph | 149 | 26149 | 0.4 | 0 | 1911 | 9999 |  |  | N | Hydro | [13 empty] | 0 | 0 | 0 | 0 | [11 empty] | Sturgis MI (City of) | 100 | Sturgis MI (City of) | 100
Hydro Plant | 1856_G_3 | 1856 | G | 3 |  | Hydro |  | PJM_West | Michigan | 26 | St Joseph | 149 | 26149 | 0.7 | 0 | 1983 | 9999 |  |  | N | Hydro | [13 empty] | 0 | 0 | 0 | 0 | [11 empty] | Sturgis MI (City of) | 100 | Sturgis MI (City of) | 100
Hydro Plant | 1856_G_4 | 1856 | G | 4 |  | Hydro |  | PJM_West | Michigan | 26 | St Joseph | 149 | 26149 | 0.7 | 0 | 1983 | 9999 |  |  | N | Hydro | [13 empty] | 0 | 0 | 0 | 0 | [11 empty] | Sturgis MI (City of) | 100 | Sturgis MI (City of) | 100
Saint Marys Falls | 1865_G_10 | 1865 | G | 10 |  | Hydro |  | MIS_WUMS | Michigan | 26 | Chippewa | 33 | 26033 | 2.8 | 0 | 1932 | 9999 |  |  | N | Hydro | [13 empty] | 0 | 0 | 0 | 0 | [11 empty] | USACE Detroit District | 100 | U S Army Corps of Engineers | 100
Saint Marys Falls | 1865_G_1 | 1865 | G | 1 |  | Hydro |  | MIS_WUMS | Michigan | 26 | Chippewa | 33 | 26033 | 5 | 0 | 1951 | 9999 |  |  | N | Hydro | [13 empty] | 0 | 0 | 0 | 0 | [11 empty] | USACE Detroit District | 100 | U S Army Corps of Engineers | 100
Saint Marys Falls | 1865_G_2 | 1865 | G | 2 |  | Hydro |  | MIS_WUMS | Michigan | 26 | Chippewa | 33 | 26033 | 5 | 0 | 1951 | 9999 |  |  | N | Hydro | [13 empty] | 0 | 0 | 0 | 0 | [11 empty] | USACE Detroit District | 100 | U S Army Corps of Engineers | 100
Saint Marys Falls | 1865_G_3 | 1865 | G | 3 |  | Hydro |  | MIS_WUMS | Michigan | 26 | Chippewa | 33 | 26033 | 5 | 0 | 1952 | 9999 |  |  | N | Hydro | [13 empty] | 0 | 0 | 0 | 0 | [11 empty] | USACE Detroit District | 100 | U S Army Corps of Engineers | 100
Saint Marys Falls | 1865_G_3A | 1865 | G | 3A |  | Hydro |  | MIS_WUMS | Michigan | 26 | Chippewa | 33 | 26033 | 2.5 | 0 | 1954 | 9999 |  |  | N | Hydro | [13 empty] | 0 | 0 | 0 | 0 | [11 empty] | USACE Detroit District | 100 | U S Army Corps of Engineers | 100
Wyandotte | 1866_B_5 | 1866 | B | 5 | 1223 | O/G Steam |  | MIS_LMI | Michigan | 26 | Wayne | 163 | 26163 | 21.25 | 14500 | 1958 | 9999 | stoker/SPR | dry | N | Natural Gas |  |  |  | LNB | [8 empty] | 1.67 | 0.08662 | 0.08662 | 0.08662 | 0.08662 | [11 empty] | Wyandotte Dept of Municipal Service | 100 | Wyandotte Dept of Municipal Service | 100
Wyandotte | 1866_B_7 | 1866 | B | 7 | 1224 | O/G Steam |  | MIS_LMI | Michigan | 26 | Wayne | 163 | 26163 | 21.25 | 14500 | 1958 | 9999 | wall | dry | N | Natural Gas |  |  |  | LNB | [8 empty] | 1.67 | 0.09745 | 0.09745 | 0.09745 | 0.09745 | [11 empty] | Wyandotte Dept of Municipal Service | 100 | Wyandotte Dept of Municipal Service | 100
Wyandotte | 1866_G_DG1 | 1866 | G | DG1 |  | Combustion Turbine | IC Engine | MIS_LMI | Michigan | 26 | Wayne | 163 | 26163 | 1.8 | 10745 | 2007 | 9999 |  |  | N | Distillate Fuel Oil | [12 empty] | 1.67 | 1.6498 | 1.6498 | 1.6498 | 1.6498 | [11 empty] | Wyandotte Dept of Municipal Service | 100 | Wyandotte Dept of Municipal Service | 100
Wyandotte | 1866_G_DG2 | 1866 | G | DG2 |  | Combustion Turbine | IC Engine | MIS_LMI | Michigan | 26 | Wayne | 163 | 26163 | 1.8 | 10745 | 2007 | 9999 |  |  | N | Distillate Fuel Oil | [12 empty] | 1.67 | 1.6498 | 1.6498 | 1.6498 | 1.6498 | [11 empty] | Wyandotte Dept of Municipal Service | 100 | Wyandotte Dept of Municipal Service | 100
Wyandotte | 1866_G_DG3 | 1866 | G | DG3 |  | Combustion Turbine | IC Engine | MIS_LMI | Michigan | 26 | Wayne | 163 | 26163 | 1.8 | 10745 | 2007 | 9999 |  |  | N | Distillate Fuel Oil | [12 empty] | 1.67 | 1.6498 | 1.6498 | 1.6498 | 1.6498 | [11 empty] | Wyandotte Dept of Municipal Service | 100 | Wyandotte Dept of Municipal Service | 100
Zeeland | 1867_G_7 | 1867 | G | 7 |  | Combustion Turbine | IC Engine | MIS_LMI | Michigan | 26 | Ottawa | 139 | 26139 | 2 | 18000 | 1957 | 9999 |  |  | N | Natural Gas, Distillate Fuel Oil | [12 empty] | 1.67 | 1.061 | 1.061 | 1.061 | 1.061 | [11 empty] | Zeeland MI (City of) | 100 | Zeeland MI (City of) | 100
Zeeland | 1867_G_8 | 1867 | G | 8 |  | Combustion Turbine | IC Engine | MIS_LMI | Michigan | 26 | Ottawa | 139 | 26139 | 1.5 | 18000 | 1963 | 9999 |  |  | N | Natural Gas, Distillate Fuel Oil | [12 empty] | 1.67 | 1.061 | 1.061 | 1.061 | 1.061 | [11 empty] | Zeeland MI (City of) | 100 | Zeeland MI (City of) | 100
Zeeland | 1867_G_1 | 1867 | G | 1 |  | Combustion Turbine | IC Engine | MIS_LMI | Michigan | 26 | Ottawa | 139 | 26139 | 1.5 | 18000 | 1966 | 9999 |  |  | N | Natural Gas, Distillate Fuel Oil | [12 empty] | 1.67 | 1.061 | 1.061 | 1.061 | 1.061 | [11 empty] | Zeeland MI (City of) | 100 | Zeeland MI (City of) | 100
Zeeland | 1867_G_2 | 1867 | G | 2 |  | Combustion Turbine | IC Engine | MIS_LMI | Michigan | 26 | Ottawa | 139 | 26139 | 1.2 | 18000 | 1967 | 9999 |  |  | N | Natural Gas, Distillate Fuel Oil | [12 empty] | 1.67 | 1.061 | 1.061 | 1.061 | 1.061 | [11 empty] | Zeeland MI (City of) | 100 | Zeeland MI (City of) | 100
Zeeland | 1867_G_9 | 1867 | G | 9 |  | Combustion Turbine | IC Engine | MIS_LMI | Michigan | 26 | Ottawa | 139 | 26139 | 5 | 18000 | 1971 | 9999 |  |  | N | Natural Gas, Distillate Fuel Oil | [12 empty] | 1.67 | 1.061 | 1.061 | 1.061 | 1.061 | [11 empty] | Zeeland MI (City of) | 100 | Zeeland MI (City of) | 100
Zeeland | 1867_G_10 | 1867 | G | 10 |  | Combustion Turbine | IC Engine | MIS_LMI | Michigan | 26 | Ottawa | 139 | 26139 | 6 | 18000 | 1974 | 9999 |  |  | N | Natural Gas, Distillate Fuel Oil | [12 empty] | 1.67 | 1.061 | 1.061 | 1.061 | 1.061 | [11 empty] | Zeeland MI (City of) | 100 | Zeeland MI (City of) | 100
Zeeland | 1867_G_11 | 1867 | G | 11 |  | Combustion Turbine | IC Engine | MIS_LMI | Michigan | 26 | Ottawa | 139 | 26139 | 6.4 | 18000 | 1980 | 9999 |  |  | N | Natural Gas, Distillate Fuel Oil | [12 empty] | 1.67 | 1.061 | 1.061 | 1.061 | 1.061 | [11 empty] | Zeeland MI (City of) | 100 | Zeeland MI (City of) | 100
Dafter | 1868_G_4 | 1868 | G | 4 |  | Combustion Turbine | IC Engine | MIS_WUMS | Michigan | 26 | Chippewa | 33 | 26033 | 2.5 | 25000 | 1960 | 9999 |  |  | N | Distillate Fuel Oil | [12 empty] | 1.67 | 1.7251 | 1.7251 | 1.7251 | 1.7251 | [11 empty] | Cloverland Electric Coop | 100 | Cloverland Electric Coop | 100
Kleber | 1871_G_T1 | 1871 | G | T1 |  | Hydro |  | MIS_LMI | Michigan | 26 | Cheboygan | 31 | 26031 | 0.3 | 0 | 1925 | 9999 |  |  | N | Hydro | [13 empty] | 0 | 0 | 0 | 0 | [11 empty] | Tower Kleber LP | 100 | Tower Kleber LP | 100
Kleber | 1871_G_T2 | 1871 | G | T2 |  | Hydro |  | MIS_LMI | Michigan | 26 | Cheboygan | 31 | 26031 | 0.3 | 0 | 1925 | 9999 |  |  | N | Hydro | [13 empty] | 0 | 0 | 0 | 0 | [11 empty] | Tower Kleber LP | 100 | Tower Kleber LP | 100
Kleber | 1871_G_K1 | 1871 | G | K1 |  | Hydro |  | MIS_LMI | Michigan | 26 | Cheboygan | 31 | 26031 | 0.6 | 0 | 1949 | 9999 |  |  | N | Hydro | [13 empty] | 0 | 0 | 0 | 0 | [11 empty] | Tower Kleber LP | 100 | Tower Kleber LP | 100
Kleber | 1871_G_K2 | 1871 | G | K2 |  | Hydro |  | MIS_LMI | Michigan | 26 | Cheboygan | 31 | 26031 | 0.6 | 0 | 1949 | 9999 |  |  | N | Hydro | [13 empty] | 0 | 0 | 0 | 0 | [11 empty] | Tower Kleber LP | 100 | Tower Kleber LP | 100
Tower | 1873_G_GT4 | 1873 | G | GT4 |  | Combustion Turbine |  | MIS_LMI | Michigan | 26 | Cheboygan | 31 | 26031 | 19.3 | 15977 | 1971 | 9999 |  |  | N | Distillate Fuel Oil | [12 empty] | 1.67 | 0.87653 | 0.87653 | 0.87653 | 0.87653 | [11 empty] | Wolverine Power Supply Coop Inc | 100 | Wolverine Power Supply Coop Inc | 100
Caro | 1874_G_1 | 1874 | G | 1 |  | Combustion Turbine | IC Engine | MIS_LMI | Michigan | 26 | Tuscola | 157 | 26157 | 1 | 25000 | 1949 | 9999 |  |  | N | Distillate Fuel Oil | [12 empty] | 1.67 | 1.6498 | 1.6498 | 1.6498 | 1.6498 | [11 empty] | Thumb Electric Coop Michigan | 100 | Thumb Electric Coop Michigan | 100
Caro | 1874_G_2 | 1874 | G | 2 |  | Combustion Turbine | IC Engine | MIS_LMI | Michigan | 26 | Tuscola | 157 | 26157 | 1 | 25000 | 1949 | 9999 |  |  | N | Distillate Fuel Oil | [12 empty] | 1.67 | 1.6498 | 1.6498 | 1.6498 | 1.6498 | [11 empty] | Thumb Electric Coop Michigan | 100 | Thumb Electric Coop Michigan | 100
Caro | 1874_G_3 | 1874 | G | 3 |  | Combustion Turbine | IC Engine | MIS_LMI | Michigan | 26 | Tuscola | 157 | 26157 | 1 | 25000 | 1952 | 9999 |  |  | N | Distillate Fuel Oil | [12 empty] | 1.67 | 1.6498 | 1.6498 | 1.6498 | 1.6498 | [11 empty] | Thumb Electric Coop Michigan | 100 | Thumb Electric Coop Michigan | 100
Caro | 1874_G_4 | 1874 | G | 4 |  | Combustion Turbine | IC Engine | MIS_LMI | Michigan | 26 | Tuscola | 157 | 26157 | 1.5 | 25000 | 1984 | 9999 |  |  | N | Distillate Fuel Oil | [12 empty] | 1.67 | 1.6498 | 1.6498 | 1.6498 | 1.6498 | [11 empty] | Thumb Electric Coop Michigan | 100 | Thumb Electric Coop Michigan | 100
Caro | 1874_G_5 | 1874 | G | 5 |  | Combustion Turbine | IC Engine | MIS_LMI | Michigan | 26 | Tuscola | 157 | 26157 | 2 | 25000 | 1999 | 9999 |  |  | N | Distillate Fuel Oil | [12 empty] | 1.67 | 1.6498 | 1.6498 | 1.6498 | 1.6498 | [11 empty] | Thumb Electric Coop Michigan | 100 | Thumb Electric Coop Michigan | 100
Caro | 1874_G_6 | 1874 | G | 6 |  | Combustion Turbine | IC Engine | MIS_LMI | Michigan | 26 | Tuscola | 157 | 26157 | 2 | 25000 | 2000 | 9999 |  |  | N | Distillate Fuel Oil | [12 empty] | 1.67 | 1.6498 | 1.6498 | 1.6498 | 1.6498 | [11 empty] | Thumb Electric Coop Michigan | 100 | Thumb Electric Coop Michigan | 100
Ubly | 1875_G_1 | 1875 | G | 1 |  | Combustion Turbine | IC Engine | MIS_LMI | Michigan | 26 | Huron | 63 | 26063 | 0.6 | 10745 | 1938 | 9999 |  |  | N | Distillate Fuel Oil | [12 empty] | 1.67 | 1.6498 | 1.6498 | 1.6498 | 1.6498 | [11 empty] | Thumb Electric Coop Michigan | 100 | Thumb Electric Coop Michigan | 100
Ubly | 1875_G_2 | 1875 | G | 2 |  | Combustion Turbine | IC Engine | MIS_LMI | Michigan | 26 | Huron | 63 | 26063 | 0.6 | 10745 | 1938 | 9999 |  |  | N | Distillate Fuel Oil | [12 empty] | 1.67 | 1.6498 | 1.6498 | 1.6498 | 1.6498 | [11 empty] | Thumb Electric Coop Michigan | 100 | Thumb Electric Coop Michigan | 100
Ubly | 1875_G_3 | 1875 | G | 3 |  | Combustion Turbine | IC Engine | MIS_LMI | Michigan | 26 | Huron | 63 | 26063 | 0.7 | 10745 | 1938 | 9999 |  |  | N | Distillate Fuel Oil | [12 empty] | 1.67 | 1.6498 | 1.6498 | 1.6498 | 1.6498 | [11 empty] | Thumb Electric Coop Michigan | 100 | Thumb Electric Coop Michigan | 100
Ubly | 1875_G_4 | 1875 | G | 4 |  | Combustion Turbine | IC Engine | MIS_LMI | Michigan | 26 | Huron | 63 | 26063 | 0.9 | 10745 | 1947 | 9999 |  |  | N | Distillate Fuel Oil | [12 empty] | 1.67 | 1.6498 | 1.6498 | 1.6498 | 1.6498 | [11 empty] | Thumb Electric Coop Michigan | 100 | Thumb Electric Coop Michigan | 100
Ubly | 1875_G_5 | 1875 | G | 5 |  | Combustion Turbine | IC Engine | MIS_LMI | Michigan | 26 | Huron | 63 | 26063 | 1.5 | 10745 | 1987 | 9999 |  |  | N | Distillate Fuel Oil | [12 empty] | 1.67 | 1.6498 | 1.6498 | 1.6498 | 1.6498 | [11 empty] | Thumb Electric Coop Michigan | 100 | Thumb Electric Coop Michigan | 100
Ubly | 1875_G_6 | 1875 | G | 6 |  | Combustion Turbine | IC Engine | MIS_LMI | Michigan | 26 | Huron | 63 | 26063 | 1.5 | 10745 | 1993 | 9999 |  |  | N | Natural Gas, Distillate Fuel Oil | [12 empty] | 1.67 | 1.6498 | 1.6498 | 1.6498 | 1.6498 | [11 empty] | Thumb Electric Coop Michigan | 100 | Thumb Electric Coop Michigan | 100
Ubly | 1875_G_7 | 1875 | G | 7 |  | Combustion Turbine | IC Engine | MIS_LMI | Michigan | 26 | Huron | 63 | 26063 | 2.5 | 10745 | 2000 | 9999 |  |  | N | Distillate Fuel Oil | [12 empty] | 1.67 | 1.6498 | 1.6498 | 1.6498 | 1.6498 | [11 empty] | Thumb Electric Coop Michigan | 100 | Thumb Electric Coop Michigan | 100
Ubly | 1875_G_8 | 1875 | G | 8 |  | Combustion Turbine | IC Engine | MIS_LMI | Michigan | 26 | Huron | 63 | 26063 | 2.5 | 10745 | 2001 | 9999 |  |  | N | Natural Gas, Distillate Fuel Oil | [12 empty] | 1.67 | 1.6498 | 1.6498 | 1.6498 | 1.6498 | [11 empty] | Thumb Electric Coop Michigan | 100 | Thumb Electric Coop Michigan | 100
Ubly | 1875_G_9 | 1875 | G | 9 |  | Combustion Turbine | IC Engine | MIS_LMI | Michigan | 26 | Huron | 63 | 26063 | 1.5 | 10745 | 2002 | 9999 |  |  | N | Natural Gas, Distillate Fuel Oil | [12 empty] | 1.67 | 1.6498 | 1.6498 | 1.6498 | 1.6498 | [11 empty] | Thumb Electric Coop Michigan | 100 | Thumb Electric Coop Michigan | 100
George Johnson | 1877_G_11 | 1877 | G | 11 |  | Combustion Turbine | IC Engine | MIS_LMI | Michigan | 26 | Osceola | 133 | 26133 | 1 | 12283 | 1993 | 9999 |  |  | N | Distillate Fuel Oil | [12 empty] | 1.67 | 1.6498 | 1.6498 | 1.6498 | 1.6498 | [11 empty] | Wolverine Power Supply Coop Inc | 100 | Wolverine Power Supply Coop Inc | 100
George Johnson | 1877_G_10 | 1877 | G | 10 |  | Combustion Turbine |  | MIS_LMI | Michigan | 26 | Osceola | 133 | 26133 | 24.3 | 11336 | 2000 | 9999 |  |  | N | Natural Gas | [12 empty] | 1.67 | 0.12157 | 0.12157 | 0.12157 | 0.12157 | [11 empty] | Wolverine Power Supply Coop Inc | 100 | Wolverine Power Supply Coop Inc | 100
George Johnson | 1877_G_9 | 1877 | G | 9 |  | Combustion Turbine |  | MIS_LMI | Michigan | 26 | Osceola | 133 | 26133 | 24.4 | 11336 | 2000 | 9999 |  |  | N | Natural Gas | [12 empty] | 1.67 | 0.23894 | 0.23894 | 0.23894 | 0.23894 | [11 empty] | Wolverine Power Supply Coop Inc | 100 | Wolverine Power Supply Coop Inc | 100
Claude Vandyke | 1880_G_8 | 1880 | G | 8 |  | Combustion Turbine |  | MIS_LMI | Michigan | 26 | Allegan | 5 | 26005 | 20.2 | 18769 | 2001 | 9999 |  |  | N | Natural Gas | [12 empty] | 1.67 | 0.28711 | 0.28711 | 0.28711 | 0.28711 | [11 empty] | Wolverine Power Supply Coop Inc | 100 | Wolverine Power Supply Coop Inc | 100
Vestaburg | 1881_G_8 | 1881 | G | 8 |  | Combustion Turbine |  | MIS_LMI | Michigan | 26 | Montcalm | 117 | 26117 | 18.5 | 16074 | 1972 | 9999 |  |  | N | Natural Gas, Distillate Fuel Oil | [12 empty] | 1.67 | 0.2182 | 0.2182 | 0.2182 | 0.2182 | [11 empty] | Wolverine Power Supply Coop Inc | 100 | Wolverine Power Supply Coop Inc | 100
Syl Laskin | 1891_B_1 | 1891 | B | 1 | 1229 | O/G Steam |  | MIS_MNWI | Minnesota | 27 | St Louis | 137 | 27137 | 44 | 13873 | 1953 | 9999 | tangential | dry | N | Natural Gas |  |  |  | LNC2 | [8 empty] | 2.04 | 0.10555 | 0.10555 | 0.10555 | 0.10555 | [11 empty] | ALLETE Inc | 100 | ALLETE Inc | 100
Syl Laskin | 1891_B_2 | 1891 | B | 2 | 1230 | O/G Steam |  | MIS_MNWI | Minnesota | 27 | St Louis | 137 | 27137 | 44 | 13922 | 1953 | 9999 | tangential | dry | N | Natural Gas |  |  |  | LNC2 | [8 empty] | 2.04 | 0.10759 | 0.10759 | 0.10759 | 0.10759 | [11 empty] | ALLETE Inc | 100 | ALLETE Inc | 100
Blanchard | 1892_G_1 | 1892 | G | 1 |  | Hydro |  | MIS_MNWI | Minnesota | 27 | Morrison | 97 | 27097 | 5.4 | 0 | 1925 | 9999 |  |  | N | Hydro | [13 empty] | 0 | 0 | 0 | 0 | [11 empty] | ALLETE Inc | 100 | ALLETE Inc | 100
Blanchard | 1892_G_2 | 1892 | G | 2 |  | Hydro |  | MIS_MNWI | Minnesota | 27 | Morrison | 97 | 27097 | 5.4 | 0 | 1925 | 9999 |  |  | N | Hydro | [13 empty] | 0 | 0 | 0 | 0 | [11 empty] | ALLETE Inc | 100 | ALLETE Inc | 100
Blanchard | 1892_G_3 | 1892 | G | 3 |  | Hydro |  | MIS_MNWI | Minnesota | 27 | Morrison | 97 | 27097 | 5.4 | 0 | 1988 | 9999 |  |  | N | Hydro | [13 empty] | 0 | 0 | 0 | 0 | [11 empty] | ALLETE Inc | 100 | ALLETE Inc | 100
Clay Boswell | 1893_B_3 | 1893 | B | 3 | 1233 | Coal Steam |  | MIS_MNWI | Minnesota | 27 | Itasca | 61 | 27061 | 364 | 10599 | 1973 | 2030 | tangential | dry | N | Subbituminous | Wet Scrubber | 2009 | 0.95 | LNC2 + NH3 | SCR | 2009 |  | B | NA | ACI | 2009 |  | 0.09 | 0.3382 | 0.05684 | 0.3382 | 0.05684 | 0.1 | 0.1 | 0.1 | 0.99 | [7 empty] | ALLETE Inc | 100 | ALLETE Inc | 100
Clay Boswell | 1893_B_4 | 1893 | B | 4 | 1234 | Coal Steam |  | MIS_MNWI | Minnesota | 27 | Itasca | 61 | 27061 | 584 | 10639 | 1980 | 2035 | tangential | dry | N | Subbituminous | Dry Scrubber | 2015 | 0.961 | LNC3 | SNCR |  | 2010 | B | NA | ACI | 2015 |  | 0.33 | 0.3108 | 0.1037 | 0.3108 | 0.1037 | 0.1 | 0.1 | 0.1 | 0.99 | Yes | 2015 | [5 empty] | ALLETE Inc | 80 | ALLETE Inc | 80
Clay Boswell | 1893_G_D4 | 1893 | G | D4 |  | Combustion Turbine | IC Engine | MIS_MNWI | Minnesota | 27 | Itasca | 61 | 27061 | 0.8 | 12283 | 1980 | 9999 |  |  | N | Distillate Fuel Oil | [13 empty] | 1.6498 | 1.6498 | 1.6498 | 1.6498 | [11 empty] | ALLETE Inc | 80 | ALLETE Inc | 80
Fond Du Lac | 1894_G_1 | 1894 | G | 1 |  | Hydro |  | MIS_MNWI | Minnesota | 27 | St Louis | 137 | 27137 | 13.1 | 0 | 1924 | 9999 |  |  | N | Hydro | [13 empty] | 0 | 0 | 0 | 0 | [11 empty] | ALLETE Inc | 100 | ALLETE Inc | 100
Knife Falls | 1895_G_1 | 1895 | G | 1 |  | Hydro |  | MIS_MNWI | Minnesota | 27 | Carlton | 17 | 27017 | 0.8 | 0 | 1922 | 9999 |  |  | N | Hydro | [13 empty] | 0 | 0 | 0 | 0 | [11 empty] | ALLETE Inc | 100 | ALLETE Inc | 100
Knife Falls | 1895_G_2 | 1895 | G | 2 |  | Hydro |  | MIS_MNWI | Minnesota | 27 | Carlton | 17 | 27017 | 0.8 | 0 | 1922 | 9999 |  |  | N | Hydro | [13 empty] | 0 | 0 | 0 | 0 | [11 empty] | ALLETE Inc | 100 | ALLETE Inc | 100
Knife Falls | 1895_G_3 | 1895 | G | 3 |  | Hydro |  | MIS_MNWI | Minnesota | 27 | Carlton | 17 | 27017 | 0.7 | 0 | 1922 | 9999 |  |  | N | Hydro | [13 empty] | 0 | 0 | 0 | 0 | [11 empty] | ALLETE Inc | 100 | ALLETE Inc | 100
Little Falls (MN) | 1896_G_5 | 1896 | G | 5 |  | Hydro |  | MIS_MNWI | Minnesota | 27 | Morrison | 97 | 27097 | 0.5 | 0 | 1906 | 9999 |  |  | N | Hydro | [13 empty] | 0 | 0 | 0 | 0 | [11 empty] | ALLETE Inc | 100 | ALLETE Inc | 100
Little Falls (MN) | 1896_G_6 | 1896 | G | 6 |  | Hydro |  | MIS_MNWI | Minnesota | 27 | Morrison | 97 | 27097 | 0.5 | 0 | 1906 | 9999 |  |  | N | Hydro | [13 empty] | 0 | 0 | 0 | 0 | [11 empty] | ALLETE Inc | 100 | ALLETE Inc | 100
Little Falls (MN) | 1896_G_1 | 1896 | G | 1 |  | Hydro |  | MIS_MNWI | Minnesota | 27 | Morrison | 97 | 27097 | 0.9 | 0 | 1919 | 9999 |  |  | N | Hydro | [13 empty] | 0 | 0 | 0 | 0 | [11 empty] | ALLETE Inc | 100 | ALLETE Inc | 100
Little Falls (MN) | 1896_G_2 | 1896 | G | 2 |  | Hydro |  | MIS_MNWI | Minnesota | 27 | Morrison | 97 | 27097 | 0.9 | 0 | 1919 | 9999 |  |  | N | Hydro | [13 empty] | 0 | 0 | 0 | 0 | [11 empty] | ALLETE Inc | 100 | ALLETE Inc | 100
Little Falls (MN) | 1896_G_3 | 1896 | G | 3 |  | Hydro |  | MIS_MNWI | Minnesota | 27 | Morrison | 97 | 27097 | 1 | 0 | 1920 | 9999 |  |  | N | Hydro | [13 empty] | 0 | 0 | 0 | 0 | [11 empty] | ALLETE Inc | 100 | ALLETE Inc | 100
Little Falls (MN) | 1896_G_4 | 1896 | G | 4 |  | Hydro |  | MIS_MNWI | Minnesota | 27 | Morrison | 97 | 27097 | 1.3 | 0 | 1979 | 9999 |  |  | N | Hydro | [13 empty] | 0 | 0 | 0 | 0 | [11 empty] | ALLETE Inc | 100 | ALLETE Inc | 100
M L Hibbard | 1897_B_3 | 1897 | B | 3 | 1235 | Biomass |  | MIS_MNWI | Minnesota | 27 | St Louis | 137 | 27137 | 30 | 6336 | 1988 | 9999 | stoker/SPR | dry | Y | Biomass |  |  |  | OFA |  |  |  | ESPC | No |  |  |  | 1.17 | 0.31781 | 0.31781 | 0.31781 | 0.31781 | [11 empty] | ALLETE Inc | 100 | ALLETE Inc | 100
M L Hibbard | 1897_B_4 | 1897 | B | 4 | 1236 | Biomass |  | MIS_MNWI | Minnesota | 27 | St Louis | 137 | 27137 | 30 | 6336 | 1988 | 9999 | stoker/SPR | dry | Y | Biomass |  |  |  | OFA |  |  |  | ESPC | No |  |  |  | 1.17 | 0.32618 | 0.32618 | 0.32618 | 0.32618 | [11 empty] | ALLETE Inc | 100 | ALLETE Inc | 100
Pillager | 1898_G_1 | 1898 | G | 1 |  | Hydro |  | MIS_MNWI | Minnesota | 27 | Cass | 21 | 27021 | 0.9 | 0 | 1917 | 9999 |  |  | N | Hydro | [13 empty] | 0 | 0 | 0 | 0 | [11 empty] | ALLETE Inc | 100 | ALLETE Inc | 100
Pillager | 1898_G_2 | 1898 | G | 2 |  | Hydro |  | MIS_MNWI | Minnesota | 27 | Cass | 21 | 27021 | 0.8 | 0 | 1917 | 9999 |  |  | N | Hydro | [13 empty] | 0 | 0 | 0 | 0 | [11 empty] | ALLETE Inc | 100 | ALLETE Inc | 100
Scanlon | 1899_G_1 | 1899 | G | 1 |  | Hydro |  | MIS_MNWI | Minnesota | 27 | Carlton | 17 | 27017 | 0.4 | 0 | 1923 | 9999 |  |  | N | Hydro | [13 empty] | 0 | 0 | 0 | 0 | [11 empty] | ALLETE Inc | 100 | ALLETE Inc | 100
Scanlon | 1899_G_2 | 1899 | G | 2 |  | Hydro |  | MIS_MNWI | Minnesota | 27 | Carlton | 17 | 27017 | 0.4 | 0 | 1923 | 9999 |  |  | N | Hydro | [13 empty] | 0 | 0 | 0 | 0 | [11 empty] | ALLETE Inc | 100 | ALLETE Inc | 100
Scanlon | 1899_G_3 | 1899 | G | 3 |  | Hydro |  | MIS_MNWI | Minnesota | 27 | Carlton | 17 | 27017 | 0.4 | 0 | 1923 | 9999 |  |  | N | Hydro | [13 empty] | 0 | 0 | 0 | 0 | [11 empty] | ALLETE Inc | 100 | ALLETE Inc | 100
Scanlon | 1899_G_4 | 1899 | G | 4 |  | Hydro |  | MIS_MNWI | Minnesota | 27 | Carlton | 17 | 27017 | 0.4 | 0 | 1923 | 9999 |  |  | N | Hydro | [13 empty] | 0 | 0 | 0 | 0 | [11 empty] | ALLETE Inc | 100 | ALLETE Inc | 100
Sylvan | 1900_G_1 | 1900 | G | 1 |  | Hydro |  | MIS_MNWI | Minnesota | 27 | Cass | 21 | 27021 | 0.6 | 0 | 1913 | 9999 |  |  | N | Hydro | [13 empty] | 0 | 0 | 0 | 0 | [11 empty] | ALLETE Inc | 100 | ALLETE Inc | 100
Sylvan | 1900_G_2 | 1900 | G | 2 |  | Hydro |  | MIS_MNWI | Minnesota | 27 | Cass | 21 | 27021 | 0.6 | 0 | 1913 | 9999 |  |  | N | Hydro | [13 empty] | 0 | 0 | 0 | 0 | [11 empty] | ALLETE Inc | 100 | ALLETE Inc | 100
Sylvan | 1900_G_3 | 1900 | G | 3 |  | Hydro |  | MIS_MNWI | Minnesota | 27 | Cass | 21 | 27021 | 0.6 | 0 | 1915 | 9999 |  |  | N | Hydro | [13 empty] | 0 | 0 | 0 | 0 | [11 empty] | ALLETE Inc | 100 | ALLETE Inc | 100
Thomson | 1901_G_1 | 1901 | G | 1 |  | Hydro |  | MIS_MNWI | Minnesota | 27 | Carlton | 17 | 27017 | 12.5 | 0 | 1907 | 9999 |  |  | N | Hydro | [13 empty] | 0 | 0 | 0 | 0 | [11 empty] | ALLETE Inc | 100 | ALLETE Inc | 100
Thomson | 1901_G_2 | 1901 | G | 2 |  | Hydro |  | MIS_MNWI | Minnesota | 27 | Carlton | 17 | 27017 | 12.5 | 0 | 1907 | 9999 |  |  | N | Hydro | [13 empty] | 0 | 0 | 0 | 0 | [11 empty] | ALLETE Inc | 100 | ALLETE Inc | 100
Thomson | 1901_G_3 | 1901 | G | 3 |  | Hydro |  | MIS_MNWI | Minnesota | 27 | Carlton | 17 | 27017 | 12.5 | 0 | 1907 | 9999 |  |  | N | Hydro | [13 empty] | 0 | 0 | 0 | 0 | [11 empty] | ALLETE Inc | 100 | ALLETE Inc | 100
Thomson | 1901_G_4 | 1901 | G | 4 |  | Hydro |  | MIS_MNWI | Minnesota | 27 | Carlton | 17 | 27017 | 12.1 | 0 | 1914 | 9999 |  |  | N | Hydro | [13 empty] | 0 | 0 | 0 | 0 | [11 empty] | ALLETE Inc | 100 | ALLETE Inc | 100
Thomson | 1901_G_5 | 1901 | G | 5 |  | Hydro |  | MIS_MNWI | Minnesota | 27 | Carlton | 17 | 27017 | 11.9 | 0 | 1919 | 9999 |  |  | N | Hydro | [13 empty] | 0 | 0 | 0 | 0 | [11 empty] | ALLETE Inc | 100 | ALLETE Inc | 100
Thomson | 1901_G_6 | 1901 | G | 6 |  | Hydro |  | MIS_MNWI | Minnesota | 27 | Carlton | 17 | 27017 | 14.7 | 0 | 1949 | 9999 |  |  | N | Hydro | [13 empty] | 0 | 0 | 0 | 0 | [11 empty] | ALLETE Inc | 100 | ALLETE Inc | 100
Winton | 1902_G_2 | 1902 | G | 2 |  | Hydro |  | MIS_MNWI | Minnesota | 27 | Lake | 75 | 27075 | 2.1 | 0 | 1923 | 9999 |  |  | N | Hydro | [13 empty] | 0 | 0 | 0 | 0 | [11 empty] | ALLETE Inc | 100 | ALLETE Inc | 100
Winton | 1902_G_3 | 1902 | G | 3 |  | Hydro |  | MIS_MNWI | Minnesota | 27 | Lake | 75 | 27075 | 2 | 0 | 1923 | 9999 |  |  | N | Hydro | [13 empty] | 0 | 0 | 0 | 0 | [11 empty] | ALLETE Inc | 100 | ALLETE Inc | 100
Black Dog | 1904_G_2 | 1904 | G | 2 |  | Combined Cycle |  | MIS_MNWI | Minnesota | 27 | Dakota | 37 | 27037 | 117 | 7422 | 1954 | 9999 |  |  | N | Natural Gas |  |  |  |  | SCR | [7 empty] | 0.006 | 0.0144 | 0.0144 | 0.0144 | 0.0144 | [11 empty] | Northern States Power Co (Minnesota) | 100 | Xcel Energy Inc | 100
Black Dog | 1904_G_5 | 1904 | G | 5 | 1241 | Combined Cycle |  | MIS_MNWI | Minnesota | 27 | Dakota | 37 | 27037 | 165 | 7422 | 2002 | 9999 |  |  | N | Natural Gas |  |  |  |  | SCR | [7 empty] | 0.006 | 0.0144 | 0.0144 | 0.0144 | 0.0144 | [11 empty] | Northern States Power Co (Minnesota) | 100 | Xcel Energy Inc | 100
Black Dog | 1904_G_6-1 | 1904 | G | 6-1 | 91235 | Combustion Turbine |  | MIS_MNWI | Minnesota | 27 | Dakota | 37 | 27037 | 212 | 10745 | 2018 | 9999 |  |  | N | Natural Gas | [13 empty] | 0.02873 | 0.02873 | 0.02873 | 0.02873 | [11 empty] | Northern States Power Co (Minnesota) | 100 | Xcel Energy Inc | 100
Hennepin Island | 1911_G_1 | 1911 | G | 1 |  | Hydro |  | MIS_MNWI | Minnesota | 27 | Hennepin | 53 | 27053 | 1.2 | 0 | 1954 | 9999 |  |  | N | Hydro | [13 empty] | 0 | 0 | 0 | 0 | [11 empty] | Northern States Power Co (Minnesota) | 100 | Xcel Energy Inc | 100
Hennepin Island | 1911_G_4 | 1911 | G | 4 |  | Hydro |  | MIS_MNWI | Minnesota | 27 | Hennepin | 53 | 27053 | 1.2 | 0 | 1954 | 9999 |  |  | N | Hydro | [13 empty] | 0 | 0 | 0 | 0 | [11 empty] | Northern States Power Co (Minnesota) | 100 | Xcel Energy Inc | 100
Hennepin Island | 1911_G_2 | 1911 | G | 2 |  | Hydro |  | MIS_MNWI | Minnesota | 27 | Hennepin | 53 | 27053 | 1.2 | 0 | 1955 | 9999 |  |  | N | Hydro | [13 empty] | 0 | 0 | 0 | 0 | [11 empty] | Northern States Power Co (Minnesota) | 100 | Xcel Energy Inc | 100
Hennepin Island | 1911_G_3 | 1911 | G | 3 |  | Hydro |  | MIS_MNWI | Minnesota | 27 | Hennepin | 53 | 27053 | 1.2 | 0 | 1955 | 9999 |  |  | N | Hydro | [13 empty] | 0 | 0 | 0 | 0 | [11 empty] | Northern States Power Co (Minnesota) | 100 | Xcel Energy Inc | 100
Hennepin Island | 1911_G_5 | 1911 | G | 5 |  | Hydro |  | MIS_MNWI | Minnesota | 27 | Hennepin | 53 | 27053 | 1.3 | 0 | 1955 | 9999 |  |  | N | Hydro | [13 empty] | 0 | 0 | 0 | 0 | [11 empty] | Northern States Power Co (Minnesota) | 100 | Xcel Energy Inc | 100
High Bridge | 1912_G_7 | 1912 | G | 7 | 89581 | Combined Cycle |  | MIS_MNWI | Minnesota | 27 | Ramsey | 123 | 27123 | 152 | 7063 | 2008 | 9999 |  |  | N | Natural Gas |  |  |  | DLNB | SCR | [7 empty] | 0.06 | 0.01329 | 0.01329 | 0.01329 | 0.01329 | [11 empty] | Northern States Power Co (Minnesota) | 100 | Xcel Energy Inc | 100
High Bridge | 1912_G_8 | 1912 | G | 8 | 89582 | Combined Cycle |  | MIS_MNWI | Minnesota | 27 | Ramsey | 123 | 27123 | 152 | 7063 | 2008 | 9999 |  |  | N | Natural Gas |  |  |  | DLNB | SCR | [7 empty] | 0.06 | 0.01329 | 0.01329 | 0.01329 | 0.01329 | [11 empty] | Northern States Power Co (Minnesota) | 100 | Xcel Energy Inc | 100
High Bridge | 1912_G_9 | 1912 | G | 9 | 89581 | Combined Cycle |  | MIS_MNWI | Minnesota | 27 | Ramsey | 123 | 27123 | 226 | 7063 | 2008 | 9999 |  |  | N | Natural Gas |  |  |  | DLNB | SCR | [8 empty] | 0.01329 | 0.01329 | 0.01329 | 0.01329 | [11 empty] | Northern States Power Co (Minnesota) | 100 | Xcel Energy Inc | 100
Allen S King | 1915_B_1 | 1915 | B | 1 | 1248 | Coal Steam |  | MIS_MNWI | Minnesota | 27 | Washington | 163 | 27163 | 511 | 9792 | 1968 | 2029 | cyclone | wet | N | Subbituminous | Dry Scrubber | 2007 | 0.9 | OFA | SCR | 2008 |  | ESPC + B | Yes | ACI | 2010 |  | 0.12 | 0.9185 | 0.09614 | 0.9185 | 0.09614 | 0.1 | 0.1 | 0.1 | 0.95 | [7 empty] | Northern States Power Co (Minnesota) | 100 | Xcel Energy Inc | 100
Monticello Nuclear Facility | 1922_G_1 | 1922 | G | 1 |  | Nuclear |  | MIS_MNWI | Minnesota | 27 | Wright | 171 | 27171 | 617 | 10456 | 1971 | 9999 |  |  | N | Nuclear Fuel | [13 empty] | 0 | 0 | 0 | 0 | [11 empty] | Northern States Power Co (Minnesota) | 100 | Xcel Energy Inc | 100
Prairie Island | 1925_G_1 | 1925 | G | 1 |  | Nuclear |  | MIS_MNWI | Minnesota | 27 | Goodhue | 49 | 27049 | 521 | 10456 | 1974 | 9999 |  |  | N | Nuclear Fuel | [13 empty] | 0 | 0 | 0 | 0 | [11 empty] | Northern States Power Co (Minnesota) | 100 | Xcel Energy Inc | 100
Prairie Island | 1925_G_2 | 1925 | G | 2 |  | Nuclear |  | MIS_MNWI | Minnesota | 27 | Goodhue | 49 | 27049 | 519 | 10456 | 1974 | 9999 |  |  | N | Nuclear Fuel | [13 empty] | 0 | 0 | 0 | 0 | [11 empty] | Northern States Power Co (Minnesota) | 100 | Xcel Energy Inc | 100
Riverside (MN) | 1927_G_ST7 | 1927 | G | ST7 | 89646 | Combined Cycle |  | MIS_MNWI | Minnesota | 27 | Hennepin | 53 | 27053 | 160 | 7269 | 1987 | 9999 |  |  | N | Natural Gas |  |  |  | DLNB | SCR | [8 empty] | 0.017006 | 0.017006 | 0.017006 | 0.017006 | [11 empty] | Northern States Power Co (Minnesota) | 100 | Xcel Energy Inc | 100
Riverside (MN) | 1927_G_10 | 1927 | G | 10 | 89647 | Combined Cycle |  | MIS_MNWI | Minnesota | 27 | Hennepin | 53 | 27053 | 147 | 7269 | 2009 | 9999 |  |  | N | Natural Gas |  |  |  | DLNB | SCR | [7 empty] | 0.06 | 0.017006 | 0.017006 | 0.017006 | 0.017006 | [11 empty] | Northern States Power Co (Minnesota) | 100 | Xcel Energy Inc | 100
Riverside (MN) | 1927_G_9 | 1927 | G | 9 | 89646 | Combined Cycle |  | MIS_MNWI | Minnesota | 27 | Hennepin | 53 | 27053 | 147 | 7269 | 2009 | 9999 |  |  | N | Natural Gas |  |  |  | DLNB | SCR | [7 empty] | 0.06 | 0.017006 | 0.017006 | 0.017006 | 0.017006 | [11 empty] | Northern States Power Co (Minnesota) | 100 | Xcel Energy Inc | 100
St James | 1929_G_1 | 1929 | G | 1 |  | Combustion Turbine | IC Engine | MIS_MNWI | Minnesota | 27 | Watonwan | 165 | 27165 | 2 | 10745 | 2002 | 9999 |  |  | N | Distillate Fuel Oil | [13 empty] | 2.558 | 2.558 | 2.558 | 2.558 | [11 empty] | St James MN (City of) | 100 | St James MN (City of) | 100
St James | 1929_G_2 | 1929 | G | 2 |  | Combustion Turbine | IC Engine | MIS_MNWI | Minnesota | 27 | Watonwan | 165 | 27165 | 2 | 10745 | 2002 | 9999 |  |  | N | Distillate Fuel Oil | [13 empty] | 2.5602 | 2.5602 | 2.5602 | 2.5602 | [11 empty] | St James MN (City of) | 100 | St James MN (City of) | 100
St James | 1929_G_3 | 1929 | G | 3 |  | Combustion Turbine | IC Engine | MIS_MNWI | Minnesota | 27 | Watonwan | 165 | 27165 | 2 | 10745 | 2002 | 9999 |  |  | N | Distillate Fuel Oil | [13 empty] | 2.6403 | 2.6403 | 2.6403 | 2.6403 | [11 empty] | St James MN (City of) | 100 | St James MN (City of) | 100
St James | 1929_G_4 | 1929 | G | 4 |  | Combustion Turbine | IC Engine | MIS_MNWI | Minnesota | 27 | Watonwan | 165 | 27165 | 2 | 10745 | 2002 | 9999 |  |  | N | Distillate Fuel Oil | [13 empty] | 2.7646 | 2.7646 | 2.7646 | 2.7646 | [11 empty] | St James MN (City of) | 100 | St James MN (City of) | 100
St James | 1929_G_5 | 1929 | G | 5 |  | Combustion Turbine | IC Engine | MIS_MNWI | Minnesota | 27 | Watonwan | 165 | 27165 | 2 | 10745 | 2002 | 9999 |  |  | N | Distillate Fuel Oil | [13 empty] | 2.7414 | 2.7414 | 2.7414 | 2.7414 | [11 empty] | St James MN (City of) | 100 | St James MN (City of) | 100
St James | 1929_G_6 | 1929 | G | 6 |  | Combustion Turbine | IC Engine | MIS_MNWI | Minnesota | 27 | Watonwan | 165 | 27165 | 2 | 10745 | 2002 | 9999 |  |  | N | Distillate Fuel Oil | [13 empty] | 2.7772 | 2.7772 | 2.7772 | 2.7772 | [11 empty] | St James MN (City of) | 100 | St James MN (City of) | 100
Hoot Lake | 1943_G_H1 | 1943 | G | H1 |  | Hydro |  | MIS_MAPP | Minnesota | 27 | Otter Tail | 111 | 27111 | 0.8 | 0 | 1914 | 9999 |  |  | N | Hydro | [13 empty] | 0 | 0 | 0 | 0 | [11 empty] | Otter Tail Power Co | 100 | Otter Tail Corp | 100
Adrian | 1956_G_5 | 1956 | G | 5 |  | Combustion Turbine | IC Engine | MIS_LMI | Minnesota | 27 | Nobles | 105 | 27105 | 2 | 10745 | 2005 | 9999 |  |  | N | Distillate Fuel Oil | [13 empty] | 1.6498 | 1.6498 | 1.6498 | 1.6498 | [11 empty] | Adrian Public Utilities Commission | 100 | Adrian Public Utilities Commission | 100
Alexandria | 1958_G_IC1 | 1958 | G | IC1 |  | Combustion Turbine | IC Engine | MIS_MNWI | Minnesota | 27 | Douglas | 41 | 27041 | 1 | 10745 | 1948 | 9999 |  |  | N | Distillate Fuel Oil | [13 empty] | 1.6498 | 1.6498 | 1.6498 | 1.6498 | [11 empty] | Alexandria MN (City of) | 100 | Alexandria MN (City of) | 100
Alexandria | 1958_G_IC2 | 1958 | G | IC2 |  | Combustion Turbine | IC Engine | MIS_MNWI | Minnesota | 27 | Douglas | 41 | 27041 | 3.6 | 10745 | 1967 | 9999 |  |  | N | Distillate Fuel Oil | [13 empty] | 1.6498 | 1.6498 | 1.6498 | 1.6498 | [11 empty] | Alexandria MN (City of) | 100 | Alexandria MN (City of) | 100
Alexandria | 1958_G_IC3 | 1958 | G | IC3 |  | Combustion Turbine | IC Engine | MIS_MNWI | Minnesota | 27 | Douglas | 41 | 27041 | 3.6 | 10745 | 1967 | 9999 |  |  | N | Distillate Fuel Oil | [13 empty] | 1.6498 | 1.6498 | 1.6498 | 1.6498 | [11 empty] | Alexandria MN (City of) | 100 | Alexandria MN (City of) | 100
Benson City of | 1964_G_10 | 1964 | G | 10 |  | Combustion Turbine | IC Engine | MIS_MNWI | Minnesota | 27 | Swift | 151 | 27151 | 1.8 | 10745 | 2002 | 9999 |  |  | N | Distillate Fuel Oil | [13 empty] | 3.7438 | 3.7438 | 3.7438 | 3.7438 | [11 empty] | Benson MN (City of) | 100 | Benson MN (City of) | 100
Benson City of | 1964_G_11 | 1964 | G | 11 |  | Combustion Turbine | IC Engine | MIS_MNWI | Minnesota | 27 | Swift | 151 | 27151 | 1.8 | 10745 | 2002 | 9999 |  |  | N | Distillate Fuel Oil | [13 empty] | 3.7248 | 3.7248 | 3.7248 | 3.7248 | [11 empty] | Benson MN (City of) | 100 | Benson MN (City of) | 100
Benson City of | 1964_G_7 | 1964 | G | 7 |  | Combustion Turbine | IC Engine | MIS_MNWI | Minnesota | 27 | Swift | 151 | 27151 | 1.8 | 10745 | 2002 | 9999 |  |  | N | Distillate Fuel Oil | [13 empty] | 4.2599 | 4.2599 | 4.2599 | 4.2599 | [11 empty] | Benson MN (City of) | 100 | Benson MN (City of) | 100
Benson City of | 1964_G_8 | 1964 | G | 8 |  | Combustion Turbine | IC Engine | MIS_MNWI | Minnesota | 27 | Swift | 151 | 27151 | 1.8 | 10745 | 2002 | 9999 |  |  | N | Distillate Fuel Oil | [13 empty] | 1.6292 | 1.6292 | 1.6292 | 1.6292 | [11 empty] | Benson MN (City of) | 100 | Benson MN (City of) | 100
Benson City of | 1964_G_9 | 1964 | G | 9 |  | Combustion Turbine | IC Engine | MIS_MNWI | Minnesota | 27 | Swift | 151 | 27151 | 1.8 | 10745 | 2002 | 9999 |  |  | N | Distillate Fuel Oil | [13 empty] | 3.7057 | 3.7057 | 3.7057 | 3.7057 | [11 empty] | Benson MN (City of) | 100 | Benson MN (City of) | 100
Blooming Prairie | 1966_G_4 | 1966 | G | 4 |  | Combustion Turbine | IC Engine | MIS_MNWI | Minnesota | 27 | Steele | 147 | 27147 | 1.3 | 10745 | 1974 | 9999 |  |  | N | Distillate Fuel Oil | [13 empty] | 1.6498 | 1.6498 | 1.6498 | 1.6498 | [11 empty] | Blooming Prairie Public Utilities | 100 | Blooming Prairie Public Utilities | 100
Blooming Prairie | 1966_G_5 | 1966 | G | 5 |  | Combustion Turbine | IC Engine | MIS_MNWI | Minnesota | 27 | Steele | 147 | 27147 | 2 | 10745 | 2003 | 9999 |  |  | N | Distillate Fuel Oil | [13 empty] | 1.6498 | 1.6498 | 1.6498 | 1.6498 | [11 empty] | Blooming Prairie Public Utilities | 100 | Blooming Prairie Public Utilities | 100
Blooming Prairie | 1966_G_6 | 1966 | G | 6 |  | Combustion Turbine | IC Engine | MIS_MNWI | Minnesota | 27 | Steele | 147 | 27147 | 1.9 | 10745 | 2009 | 9999 |  |  | N | Distillate Fuel Oil | [13 empty] | 1.6498 | 1.6498 | 1.6498 | 1.6498 | [11 empty] | Blooming Prairie Public Utilities | 100 | Blooming Prairie Public Utilities | 100
Blooming Prairie | 1966_G_7 | 1966 | G | 7 |  | Combustion Turbine | IC Engine | MIS_MNWI | Minnesota | 27 | Steele | 147 | 27147 | 1.3 | 10745 | 2012 | 9999 |  |  | N | Distillate Fuel Oil | [13 empty] | 1.6498 | 1.6498 | 1.6498 | 1.6498 | [11 empty] | Blooming Prairie Public Utilities | 100 | Blooming Prairie Public Utilities | 100
Blue Earth | 1967_G_IC1 | 1967 | G | IC1 |  | Combustion Turbine | IC Engine | MIS_MNWI | Minnesota | 27 | Faribault | 43 | 27043 | 1.5 | 10745 | 1960 | 9999 |  |  | N | Distillate Fuel Oil | [13 empty] | 1.6498 | 1.6498 | 1.6498 | 1.6498 | [11 empty] | Blue Earth Light & Water Dept | 100 | Blue Earth Light & Water Dept | 100
Blue Earth | 1967_G_IC3 | 1967 | G | IC3 |  | Combustion Turbine | IC Engine | MIS_MNWI | Minnesota | 27 | Faribault | 43 | 27043 | 1.6 | 10745 | 1993 | 9999 |  |  | N | Distillate Fuel Oil | [13 empty] | 1.6498 | 1.6498 | 1.6498 | 1.6498 | [11 empty] | Blue Earth Light & Water Dept | 100 | Blue Earth Light & Water Dept | 100
Blue Earth | 1967_G_IC4 | 1967 | G | IC4 |  | Combustion Turbine | IC Engine | MIS_MNWI | Minnesota | 27 | Faribault | 43 | 27043 | 1.6 | 10745 | 1993 | 9999 |  |  | N | Distillate Fuel Oil | [13 empty] | 1.6498 | 1.6498 | 1.6498 | 1.6498 | [11 empty] | Blue Earth Light & Water Dept | 100 | Blue Earth Light & Water Dept | 100
Blue Earth | 1967_G_IC5 | 1967 | G | IC5 |  | Combustion Turbine | IC Engine | MIS_MNWI | Minnesota | 27 | Faribault | 43 | 27043 | 1.6 | 10745 | 1993 | 9999 |  |  | N | Distillate Fuel Oil | [13 empty] | 1.6498 | 1.6498 | 1.6498 | 1.6498 | [11 empty] | Blue Earth Light & Water Dept | 100 | Blue Earth Light & Water Dept | 100
Blue Earth | 1967_G_IC6 | 1967 | G | IC6 |  | Combustion Turbine | IC Engine | MIS_MNWI | Minnesota | 27 | Faribault | 43 | 27043 | 1.8 | 10745 | 1996 | 9999 |  |  | N | Distillate Fuel Oil | [13 empty] | 1.6498 | 1.6498 | 1.6498 | 1.6498 | [11 empty] | Blue Earth Light & Water Dept | 100 | Blue Earth Light & Water Dept | 100
Blue Earth | 1967_G_IC7 | 1967 | G | IC7 |  | Combustion Turbine | IC Engine | MIS_MNWI | Minnesota | 27 | Faribault | 43 | 27043 | 1.1 | 10745 | 2015 | 9999 |  |  | N | Distillate Fuel Oil | [13 empty] | 1.6498 | 1.6498 | 1.6498 | 1.6498 | [11 empty] | Blue Earth Light & Water Dept | 100 | Blue Earth Light & Water Dept | 100
Blue Earth | 1967_G_IC8 | 1967 | G | IC8 |  | Combustion Turbine | IC Engine | MIS_MNWI | Minnesota | 27 | Faribault | 43 | 27043 | 1.8 | 10745 | 2015 | 9999 |  |  | N | Distillate Fuel Oil | [13 empty] | 1.6498 | 1.6498 | 1.6498 | 1.6498 | [11 empty] | Blue Earth Light & Water Dept | 100 | Blue Earth Light & Water Dept | 100
Delano | 1969_G_5 | 1969 | G | 5 |  | Combustion Turbine | IC Engine | MIS_MNWI | Minnesota | 27 | Wright | 171 | 27171 | 0.8 | 23912 | 1946 | 9999 |  |  | N | Distillate Fuel Oil | [13 empty] | 1.6498 | 1.6498 | 1.6498 | 1.6498 | [11 empty] | Delano Municipal Utilities | 100 | Delano Municipal Utilities | 100
Delano | 1969_G_2 | 1969 | G | 2 |  | Combustion Turbine | IC Engine | MIS_MNWI | Minnesota | 27 | Wright | 171 | 27171 | 1.1 | 18000 | 1972 | 9999 |  |  | N | Natural Gas | [13 empty] | 1.061 | 1.061 | 1.061 | 1.061 | [11 empty] | Delano Municipal Utilities | 100 | Delano Municipal Utilities | 100
Delano | 1969_G_3 | 1969 | G | 3 |  | Combustion Turbine | IC Engine | MIS_MNWI | Minnesota | 27 | Wright | 171 | 27171 | 1.3 | 18000 | 1973 | 9999 |  |  | N | Natural Gas | [13 empty] | 1.061 | 1.061 | 1.061 | 1.061 | [11 empty] | Delano Municipal Utilities | 100 | Delano Municipal Utilities | 100
Delano | 1969_G_6 | 1969 | G | 6 |  | Combustion Turbine | IC Engine | MIS_MNWI | Minnesota | 27 | Wright | 171 | 27171 | 1.2 | 23106 | 1989 | 9999 |  |  | N | Distillate Fuel Oil | [13 empty] | 1.6498 | 1.6498 | 1.6498 | 1.6498 | [11 empty] | Delano Municipal Utilities | 100 | Delano Municipal Utilities | 100
Delano | 1969_G_7 | 1969 | G | 7 |  | Combustion Turbine | IC Engine | MIS_MNWI | Minnesota | 27 | Wright | 171 | 27171 | 3 | 23651 | 1994 | 9999 |  |  | N | Distillate Fuel Oil | [13 empty] | 1.6498 | 1.6498 | 1.6498 | 1.6498 | [11 empty] | Delano Municipal Utilities | 100 | Delano Municipal Utilities | 100
Delano | 1969_G_8 | 1969 | G | 8 |  | Combustion Turbine | IC Engine | MIS_MNWI | Minnesota | 27 | Wright | 171 | 27171 | 3.1 | 20344 | 1999 | 9999 |  |  | N | Distillate Fuel Oil | [13 empty] | 1.6498 | 1.6498 | 1.6498 | 1.6498 | [11 empty] | Delano Municipal Utilities | 100 | Delano Municipal Utilities | 100
Detroit Lakes | 1970_G_1 | 1970 | G | 1 |  | Combustion Turbine |  | MIS_MNWI | Minnesota | 27 | Becker | 5 | 27005 | 9.6 | 18642 | 1968 | 9999 |  |  | N | Distillate Fuel Oil | [13 empty] | 1.2 | 1.2 | 1.2 | 1.2 | [11 empty] | Detroit Lakes MN (City of) | 100 | Detroit Lakes MN (City of) | 100
Elk River City of | 1971_G_1 | 1971 | G | 1 |  | Combustion Turbine | IC Engine | MIS_MNWI | Minnesota | 27 | Sherburne | 141 | 27141 | 0.5 | 23898 | 1948 | 9999 |  |  | N | Distillate Fuel Oil | [13 empty] | 1.6498 | 1.6498 | 1.6498 | 1.6498 | [11 empty] | Elk River Municipal Utilities | 100 | Elk River Municipal Utilities | 100
Elk River City of | 1971_G_2 | 1971 | G | 2 |  | Combustion Turbine | IC Engine | MIS_MNWI | Minnesota | 27 | Sherburne | 141 | 27141 | 0.5 | 23898 | 1948 | 9999 |  |  | N | Distillate Fuel Oil | [13 empty] | 1.6498 | 1.6498 | 1.6498 | 1.6498 | [11 empty] | Elk River Municipal Utilities | 100 | Elk River Municipal Utilities | 100
Elk River City of | 1971_G_3 | 1971 | G | 3 |  | Combustion Turbine | IC Engine | MIS_MNWI | Minnesota | 27 | Sherburne | 141 | 27141 | 3 | 23869 | 1962 | 9999 |  |  | N | Natural Gas, Distillate Fuel Oil | [13 empty] | 1.6498 | 1.6498 | 1.6498 | 1.6498 | [11 empty] | Elk River Municipal Utilities | 100 | Elk River Municipal Utilities | 100
Elk River City of | 1971_G_4 | 1971 | G | 4 |  | Combustion Turbine | IC Engine | MIS_MNWI | Minnesota | 27 | Sherburne | 141 | 27141 | 5 | 20500 | 1972 | 9999 |  |  | N | Natural Gas, Distillate Fuel Oil | [13 empty] | 1.6498 | 1.6498 | 1.6498 | 1.6498 | [11 empty] | Elk River Municipal Utilities | 100 | Elk River Municipal Utilities | 100
Fairfax | 1972_G_2A | 1972 | G | 2A |  | Combustion Turbine | IC Engine | MIS_MNWI | Minnesota | 27 | Renville | 129 | 27129 | 1.9 | 10745 | 2001 | 9999 |  |  | N | Distillate Fuel Oil | [13 empty] | 1.6498 | 1.6498 | 1.6498 | 1.6498 | [11 empty] | Fairfax MN (City of) | 100 | Fairfax MN (City of) | 100
Fairmont (MN) | 1973_G_6 | 1973 | G | 6 |  | Combustion Turbine | IC Engine | MIS_MNWI | Minnesota | 27 | Martin | 91 | 27091 | 6 | 10745 | 1975 | 9999 |  |  | N | Natural Gas, Distillate Fuel Oil | [13 empty] | 1.6498 | 1.6498 | 1.6498 | 1.6498 | [11 empty] | Southern Minnesota Municipal Power Agency | 100 | Southern Minnesota Municipal Power Agency | 100
Fairmont (MN) | 1973_G_7 | 1973 | G | 7 |  | Combustion Turbine | IC Engine | MIS_MNWI | Minnesota | 27 | Martin | 91 | 27091 | 6 | 10745 | 1975 | 9999 |  |  | N | Natural Gas, Distillate Fuel Oil | [13 empty] | 1.6498 | 1.6498 | 1.6498 | 1.6498 | [11 empty] | Southern Minnesota Municipal Power Agency | 100 | Southern Minnesota Municipal Power Agency | 100
Fairmont (MN) | 1973_G_10 | 1973 | G | 10 |  | Combustion Turbine | IC Engine | MIS_MNWI | Minnesota | 27 | Martin | 91 | 27091 | 6.5 | 10745 | 2014 | 9999 |  |  | N | Natural Gas | [13 empty] | 1.061 | 1.061 | 1.061 | 1.061 | [11 empty] | Southern Minnesota Municipal Power Agency | 100 | Southern Minnesota Municipal Power Agency | 100
Fairmont (MN) | 1973_G_11 | 1973 | G | 11 |  | Combustion Turbine | IC Engine | MIS_MNWI | Minnesota | 27 | Martin | 91 | 27091 | 6.5 | 10745 | 2014 | 9999 |  |  | N | Natural Gas | [13 empty] | 1.061 | 1.061 | 1.061 | 1.061 | [11 empty] | Southern Minnesota Municipal Power Agency | 100 | Southern Minnesota Municipal Power Agency | 100
Fairmont (MN) | 1973_G_12 | 1973 | G | 12 |  | Combustion Turbine | IC Engine | MIS_MNWI | Minnesota | 27 | Martin | 91 | 27091 | 6.5 | 10745 | 2014 | 9999 |  |  | N | Natural Gas | [13 empty] | 1.061 | 1.061 | 1.061 | 1.061 | [11 empty] | Southern Minnesota Municipal Power Agency | 100 | Southern Minnesota Municipal Power Agency | 100
Fairmont (MN) | 1973_G_9 | 1973 | G | 9 |  | Combustion Turbine | IC Engine | MIS_MNWI | Minnesota | 27 | Martin | 91 | 27091 | 6.5 | 10745 | 2014 | 9999 |  |  | N | Natural Gas | [13 empty] | 1.061 | 1.061 | 1.061 | 1.061 | [11 empty] | Southern Minnesota Municipal Power Agency | 100 | Southern Minnesota Municipal Power Agency | 100
Glencoe | 1975_G_5 | 1975 | G | 5 |  | Combustion Turbine | IC Engine | MIS_MNWI | Minnesota | 27 | McLeod | 85 | 27085 | 1 | 10745 | 1957 | 9999 |  |  | N | Natural Gas, Distillate Fuel Oil | [13 empty] | 1.6498 | 1.6498 | 1.6498 | 1.6498 | [11 empty] | Glencoe Light & Power Commission | 100 | Glencoe Light & Power Commission | 100
Glencoe | 1975_G_7 | 1975 | G | 7 |  | Combustion Turbine | IC Engine | MIS_MNWI | Minnesota | 27 | McLeod | 85 | 27085 | 3.2 | 10745 | 1966 | 9999 |  |  | N | Natural Gas, Distillate Fuel Oil | [13 empty] | 1.6498 | 1.6498 | 1.6498 | 1.6498 | [11 empty] | Glencoe Light & Power Commission | 100 | Glencoe Light & Power Commission | 100
Glencoe | 1975_G_8 | 1975 | G | 8 |  | Combustion Turbine | IC Engine | MIS_MNWI | Minnesota | 27 | McLeod | 85 | 27085 | 4.4 | 10745 | 1969 | 9999 |  |  | N | Natural Gas, Distillate Fuel Oil | [13 empty] | 1.6498 | 1.6498 | 1.6498 | 1.6498 | [11 empty] | Glencoe Light & Power Commission | 100 | Glencoe Light & Power Commission | 100
Glencoe | 1975_G_9 | 1975 | G | 9 |  | Combustion Turbine | IC Engine | MIS_MNWI | Minnesota | 27 | McLeod | 85 | 27085 | 5.7 | 10745 | 1973 | 9999 |  |  | N | Natural Gas, Distillate Fuel Oil | [13 empty] | 1.6498 | 1.6498 | 1.6498 | 1.6498 | [11 empty] | Glencoe Light & Power Commission | 100 | Glencoe Light & Power Commission | 100
Glencoe | 1975_G_10 | 1975 | G | 10 |  | Combustion Turbine | IC Engine | MIS_MNWI | Minnesota | 27 | McLeod | 85 | 27085 | 5.6 | 10745 | 1985 | 9999 |  |  | N | Distillate Fuel Oil | [13 empty] | 1.6498 | 1.6498 | 1.6498 | 1.6498 | [11 empty] | Glencoe Light & Power Commission | 100 | Glencoe Light & Power Commission | 100
Glencoe | 1975_G_11 | 1975 | G | 11 |  | Combustion Turbine | IC Engine | MIS_MNWI | Minnesota | 27 | McLeod | 85 | 27085 | 4.8 | 10745 | 1998 | 9999 |  |  | N | Distillate Fuel Oil | [13 empty] | 1.6498 | 1.6498 | 1.6498 | 1.6498 | [11 empty] | Glencoe Light & Power Commission | 100 | Glencoe Light & Power Commission | 100
Glencoe | 1975_G_12 | 1975 | G | 12 |  | Combustion Turbine | IC Engine | MIS_MNWI | Minnesota | 27 | McLeod | 85 | 27085 | 4.8 | 10745 | 1998 | 9999 |  |  | N | Distillate Fuel Oil | [13 empty] | 1.6498 | 1.6498 | 1.6498 | 1.6498 | [11 empty] | Glencoe Light & Power Commission | 100 | Glencoe Light & Power Commission | 100
Glencoe | 1975_G_14 | 1975 | G | 14 |  | Combustion Turbine | IC Engine | MIS_MNWI | Minnesota | 27 | McLeod | 85 | 27085 | 4.8 | 10745 | 2006 | 9999 |  |  | N | Distillate Fuel Oil | [12 empty] | 2 | 1.6498 | 1.6498 | 1.6498 | 1.6498 | [11 empty] | Glencoe Light & Power Commission | 100 | Glencoe Light & Power Commission | 100
Grand Marais | 1976_G_7 | 1976 | G | 7 |  | Combustion Turbine | IC Engine | MIS_MNWI | Minnesota | 27 | Cook | 31 | 27031 | 2.5 | 12255 | 2004 | 9999 |  |  | N | Distillate Fuel Oil | [13 empty] | 1.6498 | 1.6498 | 1.6498 | 1.6498 | [11 empty] | Grand Marais Public Utilities Commission | 100 | Grand Marais Public Utilities Commission | 100
Grand Marais | 1976_G_8 | 1976 | G | 8 |  | Combustion Turbine | IC Engine | MIS_MNWI | Minnesota | 27 | Cook | 31 | 27031 | 1.8 | 12229 | 2004 | 9999 |  |  | N | Distillate Fuel Oil | [13 empty] | 1.6498 | 1.6498 | 1.6498 | 1.6498 | [11 empty] | Grand Marais Public Utilities Commission | 100 | Grand Marais Public Utilities Commission | 100
Grand Marais | 1976_G_9 | 1976 | G | 9 |  | Combustion Turbine | IC Engine | MIS_MNWI | Minnesota | 27 | Cook | 31 | 27031 | 1.8 | 12229 | 2004 | 9999 |  |  | N | Distillate Fuel Oil | [13 empty] | 1.6498 | 1.6498 | 1.6498 | 1.6498 | [11 empty] | Grand Marais Public Utilities Commission | 100 | Grand Marais Public Utilities Commission | 100
Granite Falls | 1977_G_2 | 1977 | G | 2 |  | Hydro |  | MIS_MNWI | Minnesota | 27 | Chippewa | 23 | 27023 | 0.2 | 0 | 1932 | 9999 |  |  | N | Hydro | [13 empty] | 0 | 0 | 0 | 0 | [11 empty] | Granite Falls Light & Water Dept | 100 | Granite Falls Light & Water Dept | 100
Granite Falls | 1977_G_1 | 1977 | G | 1 |  | Hydro |  | MIS_MNWI | Minnesota | 27 | Chippewa | 23 | 27023 | 0.2 | 0 | 1940 | 9999 |  |  | N | Hydro | [13 empty] | 0 | 0 | 0 | 0 | [11 empty] | Granite Falls Light & Water Dept | 100 | Granite Falls Light & Water Dept | 100
Hibbing | 1979_B_1 | 1979 | B | 1 |  | Coal Steam |  | MIS_MNWI | Minnesota | 27 | St Louis | 137 | 27137 | 7.6 | 8665 | 1952 | 9999 |  |  | Y | Subbituminous | [7 empty] | ESPC | No |  |  |  | 4 | 0.32562 | 0.32562 | 0.32562 | 0.32562 | 0.64 | 0.1 | 1 | 0 | [7 empty] | Hibbing Public Utilities Commission | 100 | Hibbing Public Utilities Commission | 100
Hibbing | 1979_B_2 | 1979 | B | 2 |  | Coal Steam |  | MIS_MNWI | Minnesota | 27 | St Louis | 137 | 27137 | 7.6 | 8665 | 1952 | 9999 |  |  | Y | Subbituminous | [7 empty] | ESPC | No |  |  |  | 4 | 0.46222 | 0.46222 | 0.46222 | 0.46222 | 0.64 | 0.1 | 1 | 0 | [7 empty] | Hibbing Public Utilities Commission | 100 | Hibbing Public Utilities Commission | 100
Hibbing | 1979_B_3 | 1979 | B | 3 |  | Coal Steam |  | MIS_MNWI | Minnesota | 27 | St Louis | 137 | 27137 | 7.6 | 8665 | 1974 | 9999 |  |  | Y | Subbituminous |  |  |  |  | SNCR |  | 2007 | ESPH | No |  |  |  | 4 | 0.38766 | 0.29074 | 0.38766 | 0.29074 | 0.9 | 0.1 | 1 | 0 | [7 empty] | Hibbing Public Utilities Commission | 100 | Hibbing Public Utilities Commission | 100
Hibbing | 1979_B_4 | 1979 | B | 4 |  | Coal Steam |  | MIS_MNWI | Minnesota | 27 | St Louis | 137 | 27137 | 7.6 | 8665 | 2006 | 9999 |  |  | Y | Subbituminous |  |  |  |  | SNCR |  | 2007 | ESPC + C | No |  |  |  | 3.013 | 0.1273 | 0.1273 | 0.1273 | 0.1273 | 0.64 | 0.1 | 1 | 0 | [7 empty] | Hibbing Public Utilities Commission | 100 | Hibbing Public Utilities Commission | 100
Hutchinson Plant #1 | 1980_G_10 | 1980 | G | 10 |  | Combustion Turbine | IC Engine | MIS_MNWI | Minnesota | 27 | McLeod | 85 | 27085 | 9.3 | 10745 | 2013 | 9999 |  |  | N | Natural Gas | [13 empty] | 1.061 | 1.061 | 1.061 | 1.061 | [11 empty] | Hutchinson Utilities Commission | 100 | Hutchinson Utilities Commission | 100
Hutchinson Plant #1 | 1980_G_11 | 1980 | G | 11 |  | Combustion Turbine | IC Engine | MIS_MNWI | Minnesota | 27 | McLeod | 85 | 27085 | 9.8 | 10745 | 2019 | 9999 |  |  | N | Natural Gas | [13 empty] | 1.061 | 1.061 | 1.061 | 1.061 | [11 empty] | Hutchinson Utilities Commission | 100 | Hutchinson Utilities Commission | 100
Hutchinson Plant #1 | 1980_G_12 | 1980 | G | 12 |  | Combustion Turbine | IC Engine | MIS_MNWI | Minnesota | 27 | McLeod | 85 | 27085 | 9.8 | 10745 | 2019 | 9999 |  |  | N | Natural Gas | [13 empty] | 1.061 | 1.061 | 1.061 | 1.061 | [11 empty] | Hutchinson Utilities Commission | 100 | Hutchinson Utilities Commission | 100
Janesville | 1982_G_3 | 1982 | G | 3 |  | Combustion Turbine | IC Engine | MIS_MNWI | Minnesota | 27 | Waseca | 161 | 27161 | 0.5 | 10745 | 1955 | 9999 |  |  | N | Natural Gas, Distillate Fuel Oil | [13 empty] | 1.6498 | 1.6498 | 1.6498 | 1.6498 | [11 empty] | Janesville MN (City of) | 100 | Janesville MN (City of) | 100
Janesville | 1982_G_1 | 1982 | G | 1 |  | Combustion Turbine | IC Engine | MIS_MNWI | Minnesota | 27 | Waseca | 161 | 27161 | 0.9 | 10745 | 1965 | 9999 |  |  | N | Natural Gas, Distillate Fuel Oil | [13 empty] | 1.6498 | 1.6498 | 1.6498 | 1.6498 | [11 empty] | Janesville MN (City of) | 100 | Janesville MN (City of) | 100
Janesville | 1982_G_2 | 1982 | G | 2 |  | Combustion Turbine | IC Engine | MIS_MNWI | Minnesota | 27 | Waseca | 161 | 27161 | 1.1 | 10745 | 1972 | 9999 |  |  | N | Natural Gas, Distillate Fuel Oil | [13 empty] | 1.6498 | 1.6498 | 1.6498 | 1.6498 | [11 empty] | Janesville MN (City of) | 100 | Janesville MN (City of) | 100
Janesville | 1982_G_4 | 1982 | G | 4 |  | Combustion Turbine | IC Engine | MIS_MNWI | Minnesota | 27 | Waseca | 161 | 27161 | 1.8 | 10745 | 1998 | 9999 |  |  | N | Distillate Fuel Oil | [13 empty] | 1.6498 | 1.6498 | 1.6498 | 1.6498 | [11 empty] | Janesville MN (City of) | 100 | Janesville MN (City of) | 100
Kenyon Municipal | 1983_G_5 | 1983 | G | 5 |  | Combustion Turbine | IC Engine | MIS_MNWI | Minnesota | 27 | Goodhue | 49 | 27049 | 1.8 | 16120 | 1997 | 9999 |  |  | N | Distillate Fuel Oil | [13 empty] | 1.6498 | 1.6498 | 1.6498 | 1.6498 | [11 empty] | Kenyon Municipal Utilities | 100 | Kenyon Municipal Utilities | 100
Kenyon Municipal | 1983_G_6 | 1983 | G | 6 |  | Combustion Turbine | IC Engine | MIS_MNWI | Minnesota | 27 | Goodhue | 49 | 27049 | 1.8 | 17551 | 1997 | 9999 |  |  | N | Distillate Fuel Oil | [13 empty] | 1.6498 | 1.6498 | 1.6498 | 1.6498 | [11 empty] | Kenyon Municipal Utilities | 100 | Kenyon Municipal Utilities | 100
Kenyon Municipal | 1983_G_7 | 1983 | G | 7 |  | Combustion Turbine | IC Engine | MIS_MNWI | Minnesota | 27 | Goodhue | 49 | 27049 | 1.8 | 17551 | 1997 | 9999 |  |  | N | Distillate Fuel Oil | [13 empty] | 1.6498 | 1.6498 | 1.6498 | 1.6498 | [11 empty] | Kenyon Municipal Utilities | 100 | Kenyon Municipal Utilities | 100
Lake Crystal | 1985_G_1 | 1985 | G | 1 |  | Combustion Turbine | IC Engine | MIS_MNWI | Minnesota | 27 | Blue Earth | 13 | 27013 | 0.6 | 10745 | 1952 | 9999 |  |  | N | Distillate Fuel Oil | [13 empty] | 1.6498 | 1.6498 | 1.6498 | 1.6498 | [11 empty] | Lake Crystal MN (City of) | 100 | Lake Crystal MN (City of) | 100
Lake Crystal | 1985_G_4 | 1985 | G | 4 |  | Combustion Turbine | IC Engine | MIS_MNWI | Minnesota | 27 | Blue Earth | 13 | 27013 | 1.2 | 10745 | 1955 | 9999 |  |  | N | Distillate Fuel Oil | [13 empty] | 1.6498 | 1.6498 | 1.6498 | 1.6498 | [11 empty] | Lake Crystal MN (City of) | 100 | Lake Crystal MN (City of) | 100
Lake Crystal | 1985_G_3 | 1985 | G | 3 |  | Combustion Turbine | IC Engine | MIS_MNWI | Minnesota | 27 | Blue Earth | 13 | 27013 | 2 | 10745 | 1971 | 9999 |  |  | N | Natural Gas, Distillate Fuel Oil | [13 empty] | 1.6498 | 1.6498 | 1.6498 | 1.6498 | [11 empty] | Lake Crystal MN (City of) | 100 | Lake Crystal MN (City of) | 100
Lake Crystal | 1985_G_5 | 1985 | G | 5 |  | Combustion Turbine | IC Engine | MIS_MNWI | Minnesota | 27 | Blue Earth | 13 | 27013 | 2 | 10745 | 1999 | 9999 |  |  | N | Distillate Fuel Oil | [13 empty] | 1.6498 | 1.6498 | 1.6498 | 1.6498 | [11 empty] | Lake Crystal MN (City of) | 100 | Lake Crystal MN (City of) | 100
Lanesboro | 1987_G_2 | 1987 | G | 2 |  | Hydro |  | MIS_MNWI | Minnesota | 27 | Fillmore | 45 | 27045 | 0.2 | 0 | 1923 | 9999 |  |  | N | Hydro | [13 empty] | 0 | 0 | 0 | 0 | [11 empty] | Lanesboro Public Utility Commission | 100 | Lanesboro Public Utility Commission | 100
Lanesboro | 1987_G_4 | 1987 | G | 4 |  | Combustion Turbine | IC Engine | MIS_MNWI | Minnesota | 27 | Fillmore | 45 | 27045 | 2.1 | 20687 | 2004 | 9999 |  |  | N | Distillate Fuel Oil | [13 empty] | 1.6498 | 1.6498 | 1.6498 | 1.6498 | [11 empty] | Lanesboro Public Utility Commission | 100 | Lanesboro Public Utility Commission | 100
Litchfield | 1989_G_5 | 1989 | G | 5 |  | Combustion Turbine | IC Engine | MIS_MNWI | Minnesota | 27 | Meeker | 93 | 27093 | 2.1 | 10745 | 1963 | 9999 |  |  | N | Natural Gas, Distillate Fuel Oil | [13 empty] | 1.6498 | 1.6498 | 1.6498 | 1.6498 | [11 empty] | Litchfield Public Utility Commission | 100 | Litchfield Public Utility Commission | 100
Litchfield | 1989_G_6 | 1989 | G | 6 |  | Combustion Turbine | IC Engine | MIS_MNWI | Minnesota | 27 | Meeker | 93 | 27093 | 2.1 | 10745 | 1963 | 9999 |  |  | N | Natural Gas, Distillate Fuel Oil | [13 empty] | 1.6498 | 1.6498 | 1.6498 | 1.6498 | [11 empty] | Litchfield Public Utility Commission | 100 | Litchfield Public Utility Commission | 100
Litchfield | 1989_G_QS 1 | 1989 | G | QS 1 |  | Combustion Turbine | IC Engine | MIS_MNWI | Minnesota | 27 | Meeker | 93 | 27093 | 2.3 | 10745 | 2010 | 9999 |  |  | N | Distillate Fuel Oil | [13 empty] | 1.6498 | 1.6498 | 1.6498 | 1.6498 | [11 empty] | Litchfield Public Utility Commission | 100 | Litchfield Public Utility Commission | 100
Litchfield | 1989_G_QS 2 | 1989 | G | QS 2 |  | Combustion Turbine | IC Engine | MIS_MNWI | Minnesota | 27 | Meeker | 93 | 27093 | 2.3 | 10745 | 2010 | 9999 |  |  | N | Distillate Fuel Oil | [13 empty] | 1.6498 | 1.6498 | 1.6498 | 1.6498 | [11 empty] | Litchfield Public Utility Commission | 100 | Litchfield Public Utility Commission | 100
Litchfield | 1989_G_QS 3 | 1989 | G | QS 3 |  | Combustion Turbine | IC Engine | MIS_MNWI | Minnesota | 27 | Meeker | 93 | 27093 | 2.3 | 10745 | 2010 | 9999 |  |  | N | Distillate Fuel Oil | [13 empty] | 1.6498 | 1.6498 | 1.6498 | 1.6498 | [11 empty] | Litchfield Public Utility Commission | 100 | Litchfield Public Utility Commission | 100
Litchfield | 1989_G_QS 4 | 1989 | G | QS 4 |  | Combustion Turbine | IC Engine | MIS_MNWI | Minnesota | 27 | Meeker | 93 | 27093 | 2.3 | 10745 | 2010 | 9999 |  |  | N | Distillate Fuel Oil | [13 empty] | 1.6498 | 1.6498 | 1.6498 | 1.6498 | [11 empty] | Litchfield Public Utility Commission | 100 | Litchfield Public Utility Commission | 100
Litchfield | 1989_G_QS 5 | 1989 | G | QS 5 |  | Combustion Turbine | IC Engine | MIS_MNWI | Minnesota | 27 | Meeker | 93 | 27093 | 2.3 | 10745 | 2010 | 9999 |  |  | N | Distillate Fuel Oil | [13 empty] | 1.6498 | 1.6498 | 1.6498 | 1.6498 | [11 empty] | Litchfield Public Utility Commission | 100 | Litchfield Public Utility Commission | 100
Luverne | 1990_G_4C | 1990 | G | 4C |  | Combustion Turbine | IC Engine | MIS_IA | Minnesota | 27 | Rock | 133 | 27133 | 3.5 | 12565 | 1967 | 9999 |  |  | N | Distillate Fuel Oil | [13 empty] | 1.6498 | 1.6498 | 1.6498 | 1.6498 | [11 empty] | Luverne MN (City of) | 100 | Luverne MN (City of) | 100
Marshall (MN) | 1993_G_6 | 1993 | G | 6 |  | Combustion Turbine |  | SPP_WAUE | Minnesota | 27 | Lyon | 83 | 27083 | 15.8 | 17762 | 1969 | 9999 |  |  | N | Distillate Fuel Oil | [13 empty] | 1.2 | 1.2 | 1.2 | 1.2 | [11 empty] | Marshall Municipal Utilities | 100 | Marshall Municipal Utilities | 100
Melrose | 1994_G_1 | 1994 | G | 1 |  | Combustion Turbine | IC Engine | MIS_MNWI | Minnesota | 27 | Stearns | 145 | 27145 | 0.8 | 25000 | 1945 | 9999 |  |  | N | Distillate Fuel Oil | [13 empty] | 1.6498 | 1.6498 | 1.6498 | 1.6498 | [11 empty] | Melrose Public Utilities | 100 | Melrose Public Utilities | 100
Melrose | 1994_G_2 | 1994 | G | 2 |  | Combustion Turbine | IC Engine | MIS_MNWI | Minnesota | 27 | Stearns | 145 | 27145 | 1.1 | 16234 | 1948 | 9999 |  |  | N | Distillate Fuel Oil | [13 empty] | 1.6498 | 1.6498 | 1.6498 | 1.6498 | [11 empty] | Melrose Public Utilities | 100 | Melrose Public Utilities | 100
Melrose | 1994_G_3 | 1994 | G | 3 |  | Combustion Turbine | IC Engine | MIS_MNWI | Minnesota | 27 | Stearns | 145 | 27145 | 3.1 | 16264 | 1969 | 9999 |  |  | N | Distillate Fuel Oil | [13 empty] | 1.6498 | 1.6498 | 1.6498 | 1.6498 | [11 empty] | Melrose Public Utilities | 100 | Melrose Public Utilities | 100
Melrose | 1994_G_4 | 1994 | G | 4 |  | Combustion Turbine | IC Engine | MIS_MNWI | Minnesota | 27 | Stearns | 145 | 27145 | 3.1 | 16420 | 1969 | 9999 |  |  | N | Distillate Fuel Oil | [13 empty] | 1.6498 | 1.6498 | 1.6498 | 1.6498 | [11 empty] | Melrose Public Utilities | 100 | Melrose Public Utilities | 100
Moose Lake | 1996_G_1 | 1996 | G | 1 |  | Combustion Turbine | IC Engine | MIS_MNWI | Minnesota | 27 | Carlton | 17 | 27017 | 1.3 | 11962 | 1973 | 9999 |  |  | N | Distillate Fuel Oil | [13 empty] | 1.6498 | 1.6498 | 1.6498 | 1.6498 | [11 empty] | Moose Lake Water & Light Commission | 100 | Moose Lake Water & Light Commission | 100
Moose Lake | 1996_G_5 | 1996 | G | 5 |  | Combustion Turbine | IC Engine | MIS_MNWI | Minnesota | 27 | Carlton | 17 | 27017 | 2.3 | 10745 | 2005 | 9999 |  |  | N | Distillate Fuel Oil | [13 empty] | 1.6498 | 1.6498 | 1.6498 | 1.6498 | [11 empty] | Moose Lake Water & Light Commission | 100 | Moose Lake Water & Light Commission | 100
Moose Lake | 1996_G_6 | 1996 | G | 6 |  | Combustion Turbine | IC Engine | MIS_MNWI | Minnesota | 27 | Carlton | 17 | 27017 | 2.3 | 10745 | 2005 | 9999 |  |  | N | Distillate Fuel Oil | [13 empty] | 1.6498 | 1.6498 | 1.6498 | 1.6498 | [11 empty] | Moose Lake Water & Light Commission | 100 | Moose Lake Water & Light Commission | 100
Moose Lake | 1996_G_7 | 1996 | G | 7 |  | Combustion Turbine | IC Engine | MIS_MNWI | Minnesota | 27 | Carlton | 17 | 27017 | 2.3 | 10745 | 2005 | 9999 |  |  | N | Distillate Fuel Oil | [13 empty] | 1.6498 | 1.6498 | 1.6498 | 1.6498 | [11 empty] | Moose Lake Water & Light Commission | 100 | Moose Lake Water & Light Commission | 100
Mora | 1997_G_2 | 1997 | G | 2 |  | Combustion Turbine | IC Engine | MIS_MNWI | Minnesota | 27 | Kanabec | 65 | 27065 | 1.2 | 18000 | 1957 | 9999 |  |  | N | Natural Gas, Distillate Fuel Oil | [13 empty] | 1.061 | 1.061 | 1.061 | 1.061 | [11 empty] | Mora Municipal Utilities | 100 | Mora Municipal Utilities | 100
Mora | 1997_G_5 | 1997 | G | 5 |  | Combustion Turbine | IC Engine | MIS_MNWI | Minnesota | 27 | Kanabec | 65 | 27065 | 5.7 | 18000 | 1972 | 9999 |  |  | N | Natural Gas, Distillate Fuel Oil | [13 empty] | 1.061 | 1.061 | 1.061 | 1.061 | [11 empty] | Mora Municipal Utilities | 100 | Mora Municipal Utilities | 100
Mora | 1997_G_6 | 1997 | G | 6 |  | Combustion Turbine | IC Engine | MIS_MNWI | Minnesota | 27 | Kanabec | 65 | 27065 | 6.3 | 20500 | 1975 | 9999 |  |  | N | Natural Gas, Distillate Fuel Oil | [13 empty] | 1.6498 | 1.6498 | 1.6498 | 1.6498 | [11 empty] | Mora Municipal Utilities | 100 | Mora Municipal Utilities | 100
Mountain Lake | 1998_G_2 | 1998 | G | 2 |  | Combustion Turbine | IC Engine | MIS_MNWI | Minnesota | 27 | Cottonwood | 33 | 27033 | 0.9 | 10856 | 1954 | 9999 |  |  | N | Natural Gas, Distillate Fuel Oil | [13 empty] | 1.6498 | 1.6498 | 1.6498 | 1.6498 | [11 empty] | Municipal Utilities Mountain Lake | 100 | Municipal Utilities Mountain Lake | 100
Mountain Lake | 1998_G_5 | 1998 | G | 5 |  | Combustion Turbine | IC Engine | MIS_MNWI | Minnesota | 27 | Cottonwood | 33 | 27033 | 1.2 | 10951 | 1959 | 9999 |  |  | N | Natural Gas, Distillate Fuel Oil | [13 empty] | 1.6498 | 1.6498 | 1.6498 | 1.6498 | [11 empty] | Municipal Utilities Mountain Lake | 100 | Municipal Utilities Mountain Lake | 100
Mountain Lake | 1998_G_4 | 1998 | G | 4 |  | Combustion Turbine | IC Engine | MIS_MNWI | Minnesota | 27 | Cottonwood | 33 | 27033 | 1.8 | 10932 | 1968 | 9999 |  |  | N | Distillate Fuel Oil | [13 empty] | 1.6498 | 1.6498 | 1.6498 | 1.6498 | [11 empty] | Municipal Utilities Mountain Lake | 100 | Municipal Utilities Mountain Lake | 100
Mountain Lake | 1998_G_6 | 1998 | G | 6 |  | Combustion Turbine | IC Engine | MIS_MNWI | Minnesota | 27 | Cottonwood | 33 | 27033 | 1.8 | 10906 | 1998 | 9999 |  |  | N | Distillate Fuel Oil | [13 empty] | 1.6498 | 1.6498 | 1.6498 | 1.6498 | [11 empty] | Municipal Utilities Mountain Lake | 100 | Municipal Utilities Mountain Lake | 100
Mountain Lake | 1998_G_7 | 1998 | G | 7 |  | Combustion Turbine | IC Engine | MIS_MNWI | Minnesota | 27 | Cottonwood | 33 | 27033 | 1.8 | 10906 | 1998 | 9999 |  |  | N | Distillate Fuel Oil | [13 empty] | 1.6498 | 1.6498 | 1.6498 | 1.6498 | [11 empty] | Municipal Utilities Mountain Lake | 100 | Municipal Utilities Mountain Lake | 100
Mountain Lake | 1998_G_8 | 1998 | G | 8 |  | Onshore Wind |  | MIS_MNWI | Minnesota | 27 | Cottonwood | 33 | 27033 | 1.2 | 0 | 2007 | 9999 |  |  | N | Wind | [13 empty] | 0 | 0 | 0 | 0 | [11 empty] | Municipal Utilities Mountain Lake | 100 | Municipal Utilities Mountain Lake | 100
New Prague | 1999_G_5 | 1999 | G | 5 |  | Combustion Turbine | IC Engine | MIS_MNWI | Minnesota | 27 | Le Sueur | 79 | 27079 | 0.6 | 12283 | 1944 | 9999 |  |  | N | Natural Gas | [13 empty] | 1.061 | 1.061 | 1.061 | 1.061 | [11 empty] | New Prague Municipal Utilities Commission | 100 | New Prague Municipal Utilities Commission | 100
New Prague | 1999_G_3 | 1999 | G | 3 |  | Combustion Turbine | IC Engine | MIS_MNWI | Minnesota | 27 | Le Sueur | 79 | 27079 | 2.4 | 12283 | 1962 | 9999 |  |  | N | Natural Gas, Distillate Fuel Oil | [13 empty] | 1.061 | 1.061 | 1.061 | 1.061 | [11 empty] | New Prague Municipal Utilities Commission | 100 | New Prague Municipal Utilities Commission | 100
New Prague | 1999_G_4 | 1999 | G | 4 |  | Combustion Turbine | IC Engine | MIS_MNWI | Minnesota | 27 | Le Sueur | 79 | 27079 | 3.5 | 12283 | 1968 | 9999 |  |  | N | Natural Gas, Distillate Fuel Oil | [13 empty] | 1.061 | 1.061 | 1.061 | 1.061 | [11 empty] | New Prague Municipal Utilities Commission | 100 | New Prague Municipal Utilities Commission | 100
New Prague | 1999_G_2 | 1999 | G | 2 |  | Combustion Turbine | IC Engine | MIS_MNWI | Minnesota | 27 | Le Sueur | 79 | 27079 | 4.4 | 12283 | 1974 | 9999 |  |  | N | Natural Gas, Distillate Fuel Oil | [13 empty] | 1.061 | 1.061 | 1.061 | 1.061 | [11 empty] | New Prague Municipal Utilities Commission | 100 | New Prague Municipal Utilities Commission | 100
New Prague | 1999_G_6 | 1999 | G | 6 |  | Combustion Turbine | IC Engine | MIS_MNWI | Minnesota | 27 | Le Sueur | 79 | 27079 | 5.9 | 12283 | 1982 | 9999 |  |  | N | Natural Gas, Distillate Fuel Oil | [13 empty] | 1.061 | 1.061 | 1.061 | 1.061 | [11 empty] | New Prague Municipal Utilities Commission | 100 | New Prague Municipal Utilities Commission | 100
New Ulm | 2001_B_1 | 2001 | B | 1 |  | O/G Steam |  | MIS_MNWI | Minnesota | 27 | Brown | 15 | 27015 | 1.6 | 8300 | 1941 | 9999 |  |  | Y | Natural Gas | [13 empty] | 0.23063 | 0.23063 | 0.23063 | 0.23063 | [11 empty] | New Ulm Public Utilities Commission | 100 | New Ulm Public Utilities Commission | 100
New Ulm | 2001_B_2 | 2001 | B | 2 |  | O/G Steam |  | MIS_MNWI | Minnesota | 27 | Brown | 15 | 27015 | 1.6 | 8300 | 1947 | 9999 |  |  | Y | Natural Gas | [13 empty] | 0.23063 | 0.23063 | 0.23063 | 0.23063 | [11 empty] | New Ulm Public Utilities Commission | 100 | New Ulm Public Utilities Commission | 100
New Ulm | 2001_B_4 | 2001 | B | 4 |  | O/G Steam |  | MIS_MNWI | Minnesota | 27 | Brown | 15 | 27015 | 14.8 | 8300 | 1965 | 9999 |  |  | Y | Natural Gas | [13 empty] | 0.28022 | 0.28022 | 0.28022 | 0.28022 | [11 empty] | New Ulm Public Utilities Commission | 100 | New Ulm Public Utilities Commission | 100
New Ulm | 2001_G_5 | 2001 | G | 5 |  | Combustion Turbine |  | MIS_MNWI | Minnesota | 27 | Brown | 15 | 27015 | 23 | 10745 | 1975 | 9999 |  |  | N | Distillate Fuel Oil | [13 empty] | 0.18888 | 0.18888 | 0.18888 | 0.18888 | [11 empty] | New Ulm Public Utilities Commission | 100 | New Ulm Public Utilities Commission | 100
New Ulm | 2001_G_7 | 2001 | G | 7 | 90754 | Combustion Turbine |  | MIS_MNWI | Minnesota | 27 | Brown | 15 | 27015 | 25 | 10745 | 2001 | 9999 |  |  | N | Distillate Fuel Oil |  |  |  | H2O | [9 empty] | 1.1997 | 1.1997 | 1.1997 | 1.1997 | [11 empty] | New Ulm Public Utilities Commission | 100 | New Ulm Public Utilities Commission | 100
North Branch (MN) | 2002_G_3 | 2002 | G | 3 |  | Combustion Turbine | IC Engine | MIS_MNWI | Minnesota | 27 | Chisago | 25 | 27025 | 2 | 10745 | 2003 | 9999 |  |  | N | Distillate Fuel Oil | [13 empty] | 1.6498 | 1.6498 | 1.6498 | 1.6498 | [11 empty] | North Branch Water & Light Commission | 100 | North Branch Water & Light Commission | 100
North Branch (MN) | 2002_G_4 | 2002 | G | 4 |  | Combustion Turbine | IC Engine | MIS_MNWI | Minnesota | 27 | Chisago | 25 | 27025 | 2 | 10745 | 2003 | 9999 |  |  | N | Distillate Fuel Oil | [13 empty] | 1.6498 | 1.6498 | 1.6498 | 1.6498 | [11 empty] | North Branch Water & Light Commission | 100 | North Branch Water & Light Commission | 100
North Branch (MN) | 2002_G_5 | 2002 | G | 5 |  | Combustion Turbine | IC Engine | MIS_MNWI | Minnesota | 27 | Chisago | 25 | 27025 | 2 | 10745 | 2011 | 9999 |  |  | N | Distillate Fuel Oil | [13 empty] | 1.6498 | 1.6498 | 1.6498 | 1.6498 | [11 empty] | North Branch Water & Light Commission | 100 | North Branch Water & Light Commission | 100
North Branch (MN) | 2002_G_6 | 2002 | G | 6 |  | Combustion Turbine | IC Engine | MIS_MNWI | Minnesota | 27 | Chisago | 25 | 27025 | 2 | 10745 | 2011 | 9999 |  |  | N | Distillate Fuel Oil | [13 empty] | 1.6498 | 1.6498 | 1.6498 | 1.6498 | [11 empty] | North Branch Water & Light Commission | 100 | North Branch Water & Light Commission | 100
North Branch (MN) | 2002_G_7 | 2002 | G | 7 |  | Combustion Turbine | IC Engine | MIS_MNWI | Minnesota | 27 | Chisago | 25 | 27025 | 2 | 10745 | 2011 | 9999 |  |  | N | Distillate Fuel Oil | [13 empty] | 1.6498 | 1.6498 | 1.6498 | 1.6498 | [11 empty] | North Branch Water & Light Commission | 100 | North Branch Water & Light Commission | 100
Owatonna | 2003_G_7 | 2003 | G | 7 |  | Combustion Turbine |  | MIS_MNWI | Minnesota | 27 | Steele | 147 | 27147 | 16.6 | 15704 | 1982 | 9999 |  |  | N | Natural Gas | [13 empty] | 0.50432 | 0.50432 | 0.50432 | 0.50432 | [11 empty] | Owatonna Public Utilities | 100 | Owatonna Public Utilities | 100
Preston (MN) | 2004_G_4 | 2004 | G | 4 |  | Combustion Turbine | IC Engine | MIS_MNWI | Minnesota | 27 | Fillmore | 45 | 27045 | 0.8 | 10745 | 1949 | 9999 |  |  | N | Distillate Fuel Oil | [13 empty] | 1.6498 | 1.6498 | 1.6498 | 1.6498 | [11 empty] | Preston Public Utilities Commission | 100 | Preston Public Utilities Commission | 100
Preston (MN) | 2004_G_5 | 2004 | G | 5 |  | Combustion Turbine | IC Engine | MIS_MNWI | Minnesota | 27 | Fillmore | 45 | 27045 | 1.1 | 10745 | 1954 | 9999 |  |  | N | Natural Gas, Distillate Fuel Oil | [13 empty] | 1.061 | 1.061 | 1.061 | 1.061 | [11 empty] | Preston Public Utilities Commission | 100 | Preston Public Utilities Commission | 100
Preston (MN) | 2004_G_6 | 2004 | G | 6 |  | Combustion Turbine | IC Engine | MIS_MNWI | Minnesota | 27 | Fillmore | 45 | 27045 | 2.2 | 10745 | 1974 | 9999 |  |  | N | Natural Gas, Distillate Fuel Oil | [13 empty] | 1.061 | 1.061 | 1.061 | 1.061 | [11 empty] | Preston Public Utilities Commission | 100 | Preston Public Utilities Commission | 100
Princeton (MN) | 2005_G_5 | 2005 | G | 5 |  | Combustion Turbine | IC Engine | MIS_MNWI | Minnesota | 27 | Mille Lacs | 95 | 27095 | 1 | 25000 | 1953 | 9999 |  |  | N | Distillate Fuel Oil | [13 empty] | 1.6498 | 1.6498 | 1.6498 | 1.6498 | [11 empty] | Princeton Public Utilities Commission | 100 | Princeton Public Utilities Commission | 100
Princeton (MN) | 2005_G_6 | 2005 | G | 6 |  | Combustion Turbine | IC Engine | MIS_MNWI | Minnesota | 27 | Mille Lacs | 95 | 27095 | 2.9 | 25000 | 1963 | 9999 |  |  | N | Distillate Fuel Oil | [13 empty] | 1.6498 | 1.6498 | 1.6498 | 1.6498 | [11 empty] | Princeton Public Utilities Commission | 100 | Princeton Public Utilities Commission | 100
Princeton (MN) | 2005_G_4 | 2005 | G | 4 |  | Combustion Turbine | IC Engine | MIS_MNWI | Minnesota | 27 | Mille Lacs | 95 | 27095 | 1.3 | 25000 | 1967 | 9999 |  |  | N | Distillate Fuel Oil | [13 empty] | 1.6498 | 1.6498 | 1.6498 | 1.6498 | [11 empty] | Princeton Public Utilities Commission | 100 | Princeton Public Utilities Commission | 100
Princeton (MN) | 2005_G_3 | 2005 | G | 3 |  | Combustion Turbine | IC Engine | MIS_MNWI | Minnesota | 27 | Mille Lacs | 95 | 27095 | 2.6 | 25000 | 1978 | 9999 |  |  | N | Distillate Fuel Oil | [13 empty] | 1.6498 | 1.6498 | 1.6498 | 1.6498 | [11 empty] | Princeton Public Utilities Commission | 100 | Princeton Public Utilities Commission | 100
Princeton (MN) | 2005_G_7 | 2005 | G | 7 |  | Combustion Turbine | IC Engine | MIS_MNWI | Minnesota | 27 | Mille Lacs | 95 | 27095 | 5 | 20500 | 2003 | 9999 |  |  | N | Distillate Fuel Oil | [13 empty] | 1.6498 | 1.6498 | 1.6498 | 1.6498 | [11 empty] | Princeton Public Utilities Commission | 100 | Princeton Public Utilities Commission | 100
Rochester Hydro | 2007_G_1 | 2007 | G | 1 |  | Hydro |  | MIS_MNWI | Minnesota | 27 | Wabasha | 157 | 27157 | 1.3 | 0 | 1984 | 9999 |  |  | N | Hydro | [13 empty] | 0 | 0 | 0 | 0 | [11 empty] | Rochester Dept Public Utilities | 100 | Rochester Dept Public Utilities | 100
Rochester Hydro | 2007_G_2 | 2007 | G | 2 |  | Hydro |  | MIS_MNWI | Minnesota | 27 | Wabasha | 157 | 27157 | 1.3 | 0 | 1984 | 9999 |  |  | N | Hydro | [13 empty] | 0 | 0 | 0 | 0 | [11 empty] | Rochester Dept Public Utilities | 100 | Rochester Dept Public Utilities | 100
Redwood Falls | 2009_G_6 | 2009 | G | 6 |  | Combustion Turbine | IC Engine | MIS_MNWI | Minnesota | 27 | Redwood | 127 | 27127 | 2.1 | 10745 | 1970 | 9999 |  |  | N | Distillate Fuel Oil | [13 empty] | 1.6498 | 1.6498 | 1.6498 | 1.6498 | [11 empty] | Redwood Falls Public Utility Commission | 100 | Redwood Falls Public Utility Commission | 100
Redwood Falls | 2009_G_7 | 2009 | G | 7 |  | Combustion Turbine | IC Engine | MIS_MNWI | Minnesota | 27 | Redwood | 127 | 27127 | 6 | 10745 | 1974 | 9999 |  |  | N | Natural Gas, Distillate Fuel Oil | [13 empty] | 1.061 | 1.061 | 1.061 | 1.061 | [11 empty] | Redwood Falls Public Utility Commission | 100 | Redwood Falls Public Utility Commission | 100
Redwood Falls | 2009_G_8 | 2009 | G | 8 |  | Hydro |  | MIS_MNWI | Minnesota | 27 | Redwood | 127 | 27127 | 0.5 | 0 | 2013 | 9999 |  |  | N | Hydro | [13 empty] | 0 | 0 | 0 | 0 | [11 empty] | Redwood Falls Public Utility Commission | 100 | Redwood Falls Public Utility Commission | 100
Sleepy Eye | 2011_G_IC4 | 2011 | G | IC4 |  | Combustion Turbine | IC Engine | MIS_MNWI | Minnesota | 27 | Brown | 15 | 27015 | 1.8 | 25000 | 1995 | 9999 |  |  | N | Distillate Fuel Oil | [13 empty] | 1.6498 | 1.6498 | 1.6498 | 1.6498 | [11 empty] | Sleepy Eye Public Utility Commission | 100 | Sleepy Eye Public Utility Commission | 100
Sleepy Eye | 2011_G_5 | 2011 | G | 5 |  | Combustion Turbine | IC Engine | MIS_MNWI | Minnesota | 27 | Brown | 15 | 27015 | 1.8 | 25000 | 1996 | 9999 |  |  | N | Distillate Fuel Oil | [13 empty] | 1.6498 | 1.6498 | 1.6498 | 1.6498 | [11 empty] | Sleepy Eye Public Utility Commission | 100 | Sleepy Eye Public Utility Commission | 100
Sleepy Eye | 2011_G_1A | 2011 | G | 1A |  | Combustion Turbine | IC Engine | MIS_MNWI | Minnesota | 27 | Brown | 15 | 27015 | 1.8 | 25000 | 1999 | 9999 |  |  | N | Distillate Fuel Oil | [13 empty] | 1.6498 | 1.6498 | 1.6498 | 1.6498 | [11 empty] | Sleepy Eye Public Utility Commission | 100 | Sleepy Eye Public Utility Commission | 100
Sleepy Eye | 2011_G_NEW | 2011 | G | NEW |  | Combustion Turbine | IC Engine | MIS_MNWI | Minnesota | 27 | Brown | 15 | 27015 | 1.8 | 25000 | 2001 | 9999 |  |  | N | Distillate Fuel Oil | [13 empty] | 1.6498 | 1.6498 | 1.6498 | 1.6498 | [11 empty] | Sleepy Eye Public Utility Commission | 100 | Sleepy Eye Public Utility Commission | 100
Sleepy Eye | 2011_G_6 | 2011 | G | 6 |  | Combustion Turbine | IC Engine | MIS_MNWI | Minnesota | 27 | Brown | 15 | 27015 | 2 | 25000 | 2009 | 9999 |  |  | N | Distillate Fuel Oil | [13 empty] | 1.6498 | 1.6498 | 1.6498 | 1.6498 | [11 empty] | Sleepy Eye Public Utility Commission | 100 | Sleepy Eye Public Utility Commission | 100
Sleepy Eye | 2011_G_7 | 2011 | G | 7 |  | Combustion Turbine | IC Engine | MIS_MNWI | Minnesota | 27 | Brown | 15 | 27015 | 2 | 25000 | 2009 | 9999 |  |  | N | Distillate Fuel Oil | [13 empty] | 1.6498 | 1.6498 | 1.6498 | 1.6498 | [11 empty] | Sleepy Eye Public Utility Commission | 100 | Sleepy Eye Public Utility Commission | 100
Springfield (MN) | 2012_G_5 | 2012 | G | 5 |  | Combustion Turbine | IC Engine | MIS_IA | Minnesota | 27 | Brown | 15 | 27015 | 1.8 | 10745 | 1994 | 9999 |  |  | N | Distillate Fuel Oil | [13 empty] | 1.6498 | 1.6498 | 1.6498 | 1.6498 | [11 empty] | Springfield Public Utilities Commission | 100 | Springfield Public Utilities Commission | 100
Springfield (MN) | 2012_G_6 | 2012 | G | 6 |  | Combustion Turbine | IC Engine | MIS_IA | Minnesota | 27 | Brown | 15 | 27015 | 1.8 | 10745 | 1996 | 9999 |  |  | N | Distillate Fuel Oil | [13 empty] | 1.6498 | 1.6498 | 1.6498 | 1.6498 | [11 empty] | Springfield Public Utilities Commission | 100 | Springfield Public Utilities Commission | 100
Springfield (MN) | 2012_G_7 | 2012 | G | 7 |  | Combustion Turbine | IC Engine | MIS_IA | Minnesota | 27 | Brown | 15 | 27015 | 1.8 | 10745 | 1998 | 9999 |  |  | N | Distillate Fuel Oil | [13 empty] | 1.6498 | 1.6498 | 1.6498 | 1.6498 | [11 empty] | Springfield Public Utilities Commission | 100 | Springfield Public Utilities Commission | 100
Springfield (MN) | 2012_G_8 | 2012 | G | 8 |  | Combustion Turbine | IC Engine | MIS_IA | Minnesota | 27 | Brown | 15 | 27015 | 1.8 | 10745 | 1998 | 9999 |  |  | N | Distillate Fuel Oil | [13 empty] | 1.6498 | 1.6498 | 1.6498 | 1.6498 | [11 empty] | Springfield Public Utilities Commission | 100 | Springfield Public Utilities Commission | 100
Spring Valley | 2013_G_2 | 2013 | G | 2 |  | Combustion Turbine | IC Engine | MIS_MNWI | Minnesota | 27 | Fillmore | 45 | 27045 | 1.1 | 10745 | 1952 | 9999 |  |  | N | Natural Gas, Distillate Fuel Oil | [13 empty] | 1.6498 | 1.6498 | 1.6498 | 1.6498 | [11 empty] | Spring Valley Public Utilities Commission | 100 | Spring Valley Public Utilities Commission | 100
Spring Valley | 2013_G_3 | 2013 | G | 3 |  | Combustion Turbine | IC Engine | MIS_MNWI | Minnesota | 27 | Fillmore | 45 | 27045 | 2 | 10745 | 1960 | 9999 |  |  | N | Natural Gas, Distillate Fuel Oil | [13 empty] | 1.6498 | 1.6498 | 1.6498 | 1.6498 | [11 empty] | Spring Valley Public Utilities Commission | 100 | Spring Valley Public Utilities Commission | 100
Spring Valley | 2013_G_4 | 2013 | G | 4 |  | Combustion Turbine | IC Engine | MIS_MNWI | Minnesota | 27 | Fillmore | 45 | 27045 | 2 | 10745 | 2009 | 9999 |  |  | N | Distillate Fuel Oil | [13 empty] | 1.6498 | 1.6498 | 1.6498 | 1.6498 | [11 empty] | Spring Valley Public Utilities Commission | 100 | Spring Valley Public Utilities Commission | 100
Spring Valley | 2013_G_5 | 2013 | G | 5 |  | Combustion Turbine | IC Engine | MIS_MNWI | Minnesota | 27 | Fillmore | 45 | 27045 | 2 | 10745 | 2009 | 9999 |  |  | N | Distillate Fuel Oil | [13 empty] | 1.6498 | 1.6498 | 1.6498 | 1.6498 | [11 empty] | Spring Valley Public Utilities Commission | 100 | Spring Valley Public Utilities Commission | 100
Thief River Falls | 2014_G_HY1 | 2014 | G | HY1 |  | Hydro |  | MIS_MNWI | Minnesota | 27 | Pennington | 113 | 27113 | 0.3 | 0 | 1927 | 9999 |  |  | N | Hydro | [13 empty] | 0 | 0 | 0 | 0 | [11 empty] | Thief River Falls Municipal Utilities | 100 | Thief River Falls Municipal Utilities | 100
Thief River Falls | 2014_G_IC4 | 2014 | G | IC4 |  | Combustion Turbine | IC Engine | MIS_MNWI | Minnesota | 27 | Pennington | 113 | 27113 | 1.2 | 13155 | 1948 | 9999 |  |  | N | Distillate Fuel Oil | [13 empty] | 1.6498 | 1.6498 | 1.6498 | 1.6498 | [11 empty] | Thief River Falls Municipal Utilities | 100 | Thief River Falls Municipal Utilities | 100
Thief River Falls | 2014_G_IC2 | 2014 | G | IC2 |  | Combustion Turbine | IC Engine | MIS_MNWI | Minnesota | 27 | Pennington | 113 | 27113 | 1 | 12407 | 1952 | 9999 |  |  | N | Distillate Fuel Oil | [13 empty] | 1.6498 | 1.6498 | 1.6498 | 1.6498 | [11 empty] | Thief River Falls Municipal Utilities | 100 | Thief River Falls Municipal Utilities | 100
Thief River Falls | 2014_G_IC1 | 2014 | G | IC1 |  | Combustion Turbine | IC Engine | MIS_MNWI | Minnesota | 27 | Pennington | 113 | 27113 | 1.9 | 12625 | 1956 | 9999 |  |  | N | Distillate Fuel Oil | [13 empty] | 1.6498 | 1.6498 | 1.6498 | 1.6498 | [11 empty] | Thief River Falls Municipal Utilities | 100 | Thief River Falls Municipal Utilities | 100
Thief River Falls | 2014_G_IC3A | 2014 | G | IC3A |  | Combustion Turbine | IC Engine | MIS_MNWI | Minnesota | 27 | Pennington | 113 | 27113 | 1.2 | 13155 | 2001 | 9999 |  |  | N | Distillate Fuel Oil | [13 empty] | 1.6498 | 1.6498 | 1.6498 | 1.6498 | [11 empty] | Thief River Falls Municipal Utilities | 100 | Thief River Falls Municipal Utilities | 100
Truman | 2015_G_3 | 2015 | G | 3 |  | Combustion Turbine | IC Engine | MIS_MNWI | Minnesota | 27 | Martin | 91 | 27091 | 2 | 12857 | 1975 | 9999 |  |  | N | Natural Gas, Distillate Fuel Oil | [13 empty] | 1.6498 | 1.6498 | 1.6498 | 1.6498 | [11 empty] | Truman Public Utilities Commission | 100 | Truman Public Utilities Commission | 100
Truman | 2015_G_6 | 2015 | G | 6 |  | Combustion Turbine | IC Engine | MIS_MNWI | Minnesota | 27 | Martin | 91 | 27091 | 1.8 | 13104 | 1997 | 9999 |  |  | N | Distillate Fuel Oil | [13 empty] | 1.6498 | 1.6498 | 1.6498 | 1.6498 | [11 empty] | Truman Public Utilities Commission | 100 | Truman Public Utilities Commission | 100
Truman | 2015_G_7 | 2015 | G | 7 |  | Combustion Turbine | IC Engine | MIS_MNWI | Minnesota | 27 | Martin | 91 | 27091 | 2.2 | 12817 | 2005 | 9999 |  |  | N | Distillate Fuel Oil | [13 empty] | 1.6498 | 1.6498 | 1.6498 | 1.6498 | [11 empty] | Truman Public Utilities Commission | 100 | Truman Public Utilities Commission | 100
Virginia | 2018_B_7 | 2018 | B | 7 |  | Biomass |  | MIS_MNWI | Minnesota | 27 | St Louis | 137 | 27137 | 6.2 | 18102 | 1954 | 9999 |  |  | N | Biomass |  |  |  | OFA |  |  |  | ESPH + C | No |  |  |  | 3.013 | 0.38606 | 0.38606 | 0.38606 | 0.38606 | [11 empty] | Virginia Dept of Public Utilities | 100 | Virginia Dept of Public Utilities | 100
Virginia | 2018_B_9 | 2018 | B | 9 |  | Biomass |  | MIS_MNWI | Minnesota | 27 | St Louis | 137 | 27137 | 6.2 | 18102 | 1975 | 9999 |  |  | N | Biomass |  |  |  | OFA |  |  |  | ESPH + C | No |  |  |  | 3.013 | 0.38927 | 0.38927 | 0.38927 | 0.38927 | [11 empty] | Virginia Dept of Public Utilities | 100 | Virginia Dept of Public Utilities | 100
Virginia | 2018_B_10 | 2018 | B | 10 |  | Biomass |  | MIS_MNWI | Minnesota | 27 | St Louis | 137 | 27137 | 6.2 | 18102 | 1993 | 9999 |  |  | N | Biomass |  |  |  | LNB | [8 empty] | 2 | 0.07666 | 0.07666 | 0.07666 | 0.07666 | [11 empty] | Virginia Dept of Public Utilities | 100 | Virginia Dept of Public Utilities | 100
Virginia | 2018_B_11 | 2018 | B | 11 |  | Biomass |  | MIS_MNWI | Minnesota | 27 | St Louis | 137 | 27137 | 6.2 | 18102 | 2006 | 9999 |  |  | N | Biomass |  |  |  |  | SNCR |  |  | ESPH + C | No |  |  |  | 3.013 | 0.10835 | 0.10835 | 0.10835 | 0.10835 | [11 empty] | Virginia Dept of Public Utilities | 100 | Virginia Dept of Public Utilities | 100
Wells IC | 2020_G_1 | 2020 | G | 1 |  | Combustion Turbine | IC Engine | MIS_MNWI | Minnesota | 27 | Faribault | 43 | 27043 | 1.3 | 19018 | 1953 | 9999 |  |  | N | Natural Gas, Distillate Fuel Oil | [13 empty] | 1.6498 | 1.6498 | 1.6498 | 1.6498 | [11 empty] | Wells MN (City of) | 100 | Wells MN (City of) | 100
Wells IC | 2020_G_2 | 2020 | G | 2 |  | Combustion Turbine | IC Engine | MIS_MNWI | Minnesota | 27 | Faribault | 43 | 27043 | 1.3 | 19018 | 1957 | 9999 |  |  | N | Natural Gas, Distillate Fuel Oil | [13 empty] | 1.6498 | 1.6498 | 1.6498 | 1.6498 | [11 empty] | Wells MN (City of) | 100 | Wells MN (City of) | 100
Wells IC | 2020_G_4 | 2020 | G | 4 |  | Combustion Turbine | IC Engine | MIS_MNWI | Minnesota | 27 | Faribault | 43 | 27043 | 2.1 | 18994 | 1966 | 9999 |  |  | N | Natural Gas, Distillate Fuel Oil | [13 empty] | 1.6498 | 1.6498 | 1.6498 | 1.6498 | [11 empty] | Wells MN (City of) | 100 | Wells MN (City of) | 100
Wells IC | 2020_G_5 | 2020 | G | 5 |  | Combustion Turbine | IC Engine | MIS_MNWI | Minnesota | 27 | Faribault | 43 | 27043 | 2.3 | 18958 | 1975 | 9999 |  |  | N | Natural Gas, Distillate Fuel Oil | [13 empty] | 1.6498 | 1.6498 | 1.6498 | 1.6498 | [11 empty] | Wells MN (City of) | 100 | Wells MN (City of) | 100
Westbrook | 2021_G_5 | 2021 | G | 5 |  | Combustion Turbine | IC Engine | MIS_IA | Minnesota | 27 | Cottonwood | 33 | 27033 | 2 | 10745 | 2003 | 9999 |  |  | N | Distillate Fuel Oil | [13 empty] | 1.6498 | 1.6498 | 1.6498 | 1.6498 | [11 empty] | Westbrook MN (City of) | 100 | Westbrook MN (City of) | 100
Willmar | 2022_G_WTG3 | 2022 | G | WTG3 |  | Onshore Wind |  | MIS_MNWI | Minnesota | 27 | Kandiyohi | 67 | 27067 | 2 | 0 | 2009 | 9999 |  |  | N | Wind | [13 empty] | 0 | 0 | 0 | 0 | [11 empty] | Willmar Municipal Utilities Commission | 100 | Willmar Municipal Utilities Commission | 100
Willmar | 2022_G_WTG4 | 2022 | G | WTG4 |  | Onshore Wind |  | MIS_MNWI | Minnesota | 27 | Kandiyohi | 67 | 27067 | 2 | 0 | 2009 | 9999 |  |  | N | Wind | [13 empty] | 0 | 0 | 0 | 0 | [11 empty] | Willmar Municipal Utilities Commission | 100 | Willmar Municipal Utilities Commission | 100
Windom | 2023_G_CAT2 | 2023 | G | CAT2 |  | Combustion Turbine | IC Engine | MIS_IA | Minnesota | 27 | Cottonwood | 33 | 27033 | 1.7 | 10745 | 2001 | 9999 |  |  | N | Distillate Fuel Oil | [13 empty] | 1.6498 | 1.6498 | 1.6498 | 1.6498 | [11 empty] | Windom Municipal Utilities | 100 | Windom Municipal Utilities | 100
Windom | 2023_G_CAT3 | 2023 | G | CAT3 |  | Combustion Turbine | IC Engine | MIS_IA | Minnesota | 27 | Cottonwood | 33 | 27033 | 1.7 | 10745 | 2001 | 9999 |  |  | N | Distillate Fuel Oil | [13 empty] | 1.6498 | 1.6498 | 1.6498 | 1.6498 | [11 empty] | Windom Municipal Utilities | 100 | Windom Municipal Utilities | 100
Windom | 2023_G_CAT4 | 2023 | G | CAT4 |  | Combustion Turbine | IC Engine | MIS_IA | Minnesota | 27 | Cottonwood | 33 | 27033 | 1.7 | 10745 | 2001 | 9999 |  |  | N | Distillate Fuel Oil | [13 empty] | 1.6498 | 1.6498 | 1.6498 | 1.6498 | [11 empty] | Windom Municipal Utilities | 100 | Windom Municipal Utilities | 100
Worthington | 2024_G_1 | 2024 | G | 1 |  | Combustion Turbine | IC Engine | MIS_MNWI | Minnesota | 27 | Nobles | 105 | 27105 | 2 | 10745 | 2002 | 9999 |  |  | N | Distillate Fuel Oil | [13 empty] | 3.0916 | 3.0916 | 3.0916 | 3.0916 | [11 empty] | Worthington MN (City of) | 100 | Worthington MN (City of) | 100
Worthington | 2024_G_10 | 2024 | G | 10 |  | Onshore Wind |  | MIS_MNWI | Minnesota | 27 | Nobles | 105 | 27105 | 0.9 | 0 | 2002 | 9999 |  |  | N | Wind | [13 empty] | 0 | 0 | 0 | 0 | [11 empty] | Worthington MN (City of) | 100 | Worthington MN (City of) | 100
Worthington | 2024_G_11 | 2024 | G | 11 |  | Onshore Wind |  | MIS_MNWI | Minnesota | 27 | Nobles | 105 | 27105 | 0.9 | 0 | 2002 | 9999 |  |  | N | Wind | [13 empty] | 0 | 0 | 0 | 0 | [11 empty] | Worthington MN (City of) | 100 | Worthington MN (City of) | 100
Worthington | 2024_G_2 | 2024 | G | 2 |  | Combustion Turbine | IC Engine | MIS_MNWI | Minnesota | 27 | Nobles | 105 | 27105 | 2 | 10745 | 2002 | 9999 |  |  | N | Distillate Fuel Oil | [13 empty] | 3.0916 | 3.0916 | 3.0916 | 3.0916 | [11 empty] | Worthington MN (City of) | 100 | Worthington MN (City of) | 100
Worthington | 2024_G_3 | 2024 | G | 3 |  | Combustion Turbine | IC Engine | MIS_MNWI | Minnesota | 27 | Nobles | 105 | 27105 | 2 | 10745 | 2002 | 9999 |  |  | N | Distillate Fuel Oil | [13 empty] | 1.0719 | 1.0719 | 1.0719 | 1.0719 | [11 empty] | Worthington MN (City of) | 100 | Worthington MN (City of) | 100
Worthington | 2024_G_4 | 2024 | G | 4 |  | Combustion Turbine | IC Engine | MIS_MNWI | Minnesota | 27 | Nobles | 105 | 27105 | 2 | 10745 | 2002 | 9999 |  |  | N | Distillate Fuel Oil | [13 empty] | 3.0916 | 3.0916 | 3.0916 | 3.0916 | [11 empty] | Worthington MN (City of) | 100 | Worthington MN (City of) | 100
Worthington | 2024_G_5 | 2024 | G | 5 |  | Combustion Turbine | IC Engine | MIS_MNWI | Minnesota | 27 | Nobles | 105 | 27105 | 2 | 10745 | 2002 | 9999 |  |  | N | Distillate Fuel Oil | [13 empty] | 3.0916 | 3.0916 | 3.0916 | 3.0916 | [11 empty] | Worthington MN (City of) | 100 | Worthington MN (City of) | 100
Worthington | 2024_G_6 | 2024 | G | 6 |  | Combustion Turbine | IC Engine | MIS_MNWI | Minnesota | 27 | Nobles | 105 | 27105 | 2 | 10745 | 2002 | 9999 |  |  | N | Distillate Fuel Oil | [13 empty] | 3.0916 | 3.0916 | 3.0916 | 3.0916 | [11 empty] | Worthington MN (City of) | 100 | Worthington MN (City of) | 100
Worthington | 2024_G_7 | 2024 | G | 7 |  | Combustion Turbine | IC Engine | MIS_MNWI | Minnesota | 27 | Nobles | 105 | 27105 | 2 | 10745 | 2002 | 9999 |  |  | N | Distillate Fuel Oil | [13 empty] | 3.0916 | 3.0916 | 3.0916 | 3.0916 | [11 empty] | Worthington MN (City of) | 100 | Worthington MN (City of) | 100
Worthington | 2024_G_8 | 2024 | G | 8 |  | Onshore Wind |  | MIS_MNWI | Minnesota | 27 | Nobles | 105 | 27105 | 0.9 | 0 | 2002 | 9999 |  |  | N | Wind | [13 empty] | 0 | 0 | 0 | 0 | [11 empty] | Worthington MN (City of) | 100 | Worthington MN (City of) | 100
Worthington | 2024_G_9 | 2024 | G | 9 |  | Onshore Wind |  | MIS_MNWI | Minnesota | 27 | Nobles | 105 | 27105 | 0.9 | 0 | 2002 | 9999 |  |  | N | Wind | [13 empty] | 0 | 0 | 0 | 0 | [11 empty] | Worthington MN (City of) | 100 | Worthington MN (City of) | 100
Worthington | 2024_G_12 | 2024 | G | 12 |  | Onshore Wind |  | MIS_MNWI | Minnesota | 27 | Nobles | 105 | 27105 | 1 | 0 | 2003 | 9999 |  |  | N | Wind | [13 empty] | 0 | 0 | 0 | 0 | [11 empty] | Worthington MN (City of) | 100 | Worthington MN (City of) | 100
Worthington | 2024_G_13 | 2024 | G | 13 |  | Onshore Wind |  | MIS_MNWI | Minnesota | 27 | Nobles | 105 | 27105 | 1 | 0 | 2003 | 9999 |  |  | N | Wind | [13 empty] | 0 | 0 | 0 | 0 | [11 empty] | Worthington MN (City of) | 100 | Worthington MN (City of) | 100
Cambridge CT | 2038_G_GT1 | 2038 | G | GT1 | 90190 | Combustion Turbine |  | MIS_MNWI | Minnesota | 27 | Isanti | 59 | 27059 | 23 | 11726 | 1978 | 9999 |  |  | N | Distillate Fuel Oil | [13 empty] | 1.2002 | 1.2002 | 1.2002 | 1.2002 | [11 empty] | Great River Energy | 100 | Great River Energy | 100
Cambridge CT | 2038_G_GT2 | 2038 | G | GT2 | 89651 | Combustion Turbine |  | MIS_MNWI | Minnesota | 27 | Isanti | 59 | 27059 | 154.2 | 11721 | 2007 | 9999 |  |  | N | Natural Gas |  |  |  | DLNB | [8 empty] | 0.006 | 0.06044 | 0.06044 | 0.06044 | 0.06044 | [11 empty] | Great River Energy | 100 | Great River Energy | 100
Elk River | 2039_G_CT | 2039 | G | CT | 90432 | Combustion Turbine |  | MIS_MNWI | Minnesota | 27 | Sherburne | 141 | 27141 | 196.5 | 11468 | 2009 | 9999 |  |  | N | Natural Gas, Distillate Fuel Oil |  |  |  | DLNB | [9 empty] | 0.05231 | 0.05231 | 0.05231 | 0.05231 | [11 empty] | Great River Energy | 100 | Great River Energy | 100
Maple Lake | 2042_G_5A | 2042 | G | 5A | 90189 | Combustion Turbine |  | MIS_MNWI | Minnesota | 27 | Wright | 171 | 27171 | 21.4 | 15795 | 1978 | 9999 |  |  | N | Distillate Fuel Oil | [13 empty] | 1.1999 | 1.1999 | 1.1999 | 1.1999 | [11 empty] | Great River Energy | 100 | Great River Energy | 100
Chevron Oil | 2047_G_1 | 2047 | G | 1 |  | Combustion Turbine |  | S_SOU | Mississippi | 28 | Jackson | 59 | 28059 | 15 | 11353 | 1967 | 9999 |  |  | Y | Natural Gas | [12 empty] | 4.8 | 0.70006 | 0.70006 | 0.70006 | 0.70006 | [11 empty] | Mississippi Power Co | 100 | Southern Co | 100
Chevron Oil | 2047_G_2 | 2047 | G | 2 |  | Combustion Turbine |  | S_SOU | Mississippi | 28 | Jackson | 59 | 28059 | 15 | 11353 | 1967 | 9999 |  |  | Y | Natural Gas | [12 empty] | 4.8 | 0.70006 | 0.70006 | 0.70006 | 0.70006 | [11 empty] | Mississippi Power Co | 100 | Southern Co | 100
Chevron Oil | 2047_G_3 | 2047 | G | 3 |  | Combustion Turbine |  | S_SOU | Mississippi | 28 | Jackson | 59 | 28059 | 16 | 11353 | 1971 | 9999 |  |  | Y | Natural Gas | [12 empty] | 4.8 | 0.70006 | 0.70006 | 0.70006 | 0.70006 | [11 empty] | Mississippi Power Co | 100 | Southern Co | 100
Chevron Oil | 2047_G_4 | 2047 | G | 4 |  | Combustion Turbine |  | S_SOU | Mississippi | 28 | Jackson | 59 | 28059 | 16 | 11353 | 1971 | 9999 |  |  | Y | Natural Gas | [12 empty] | 4.8 | 0.70006 | 0.70006 | 0.70006 | 0.70006 | [11 empty] | Mississippi Power Co | 100 | Southern Co | 100
Chevron Oil | 2047_G_5 | 2047 | G | 5 | 1285 | Combustion Turbine |  | S_SOU | Mississippi | 28 | Jackson | 59 | 28059 | 70 | 11354 | 1994 | 9999 |  |  | Y | Natural Gas |  |  |  | DLNB | [8 empty] | 0.003 | 0.03028 | 0.03028 | 0.03028 | 0.03028 | [11 empty] | Mississippi Power Co | 100 | Southern Co | 100
Sweatt | 2048_G_A | 2048 | G | A | 90050 | Combustion Turbine |  | S_SOU | Mississippi | 28 | Lauderdale | 75 | 28075 | 32 | 14840 | 1971 | 9999 |  |  | N | Natural Gas | [12 empty] | 4.8 | 0.70002 | 0.70002 | 0.70002 | 0.70002 | [11 empty] | Mississippi Power Co | 100 | Southern Co | 100
Jack Watson | 2049_G_A | 2049 | G | A | 90051 | Combustion Turbine |  | S_SOU | Mississippi | 28 | Harrison | 47 | 28047 | 33 | 17054 | 1970 | 9999 |  |  | N | Natural Gas | [12 empty] | 4.8 | 0.70009 | 0.70009 | 0.70009 | 0.70009 | [11 empty] | Mississippi Power Co | 100 | Southern Co | 100
Jack Watson | 2049_B_5 | 2049 | B | 5 | 1292 | O/G Steam |  | S_SOU | Mississippi | 28 | Harrison | 47 | 28047 | 480 | 10838 | 1973 | 9999 | wall | dry | N | Natural Gas |  |  |  | LNB + OFA | [8 empty] | 4.8 | 0.35514 | 0.35514 | 0.35514 | 0.35514 | [11 empty] | Mississippi Power Co | 100 | Southern Co | 100
L L Wilkins | 2059_G_7 | 2059 | G | 7 |  | Combined Cycle |  | MIS_MS | Mississippi | 28 | Coahoma | 27 | 28027 | 7.5 | 13902 | 1961 | 9999 |  |  | N | Natural Gas | [13 empty] | 0.068427 | 0.068427 | 0.068427 | 0.068427 | [11 empty] | Clarksdale Water & Light Dept | 100 | Clarksdale Water & Light Dept | 100
L L Wilkins | 2059_G_8 | 2059 | G | 8 |  | Combined Cycle |  | MIS_MS | Mississippi | 28 | Coahoma | 27 | 28027 | 13.2 | 13902 | 1965 | 9999 |  |  | N | Natural Gas | [13 empty] | 0.068427 | 0.068427 | 0.068427 | 0.068427 | [11 empty] | Clarksdale Water & Light Dept | 100 | Clarksdale Water & Light Dept | 100
L L Wilkins | 2059_G_9 | 2059 | G | 9 |  | Combined Cycle |  | MIS_MS | Mississippi | 28 | Coahoma | 27 | 28027 | 22 | 15000 | 1971 | 9999 |  |  | N | Natural Gas | [13 empty] | 0.16108 | 0.16108 | 0.16108 | 0.16108 | [11 empty] | Clarksdale Water & Light Dept | 100 | Clarksdale Water & Light Dept | 100
L L Wilkins | 2059_G_6 | 2059 | G | 6 |  | Combined Cycle |  | MIS_MS | Mississippi | 28 | Coahoma | 27 | 28027 | 6.8 | 13902 | 1996 | 9999 |  |  | N | Natural Gas | [13 empty] | 0.068427 | 0.068427 | 0.068427 | 0.068427 | [11 empty] | Clarksdale Water & Light Dept | 100 | Clarksdale Water & Light Dept | 100
Yazoo | 2067_G_2 | 2067 | G | 2 |  | Combined Cycle |  | MIS_MS | Mississippi | 28 | Yazoo | 163 | 28163 | 5.6 | 15000 | 1945 | 9999 |  |  | N | Natural Gas | [13 empty] | 0.068427 | 0.068427 | 0.068427 | 0.068427 | [11 empty] | Public Service Commission of Yazoo City | 100 | Public Service Commission of Yazoo City | 100
Yazoo | 2067_G_3 | 2067 | G | 3 |  | Combined Cycle |  | MIS_MS | Mississippi | 28 | Yazoo | 163 | 28163 | 13 | 15000 | 1954 | 9999 |  |  | N | Natural Gas | [12 empty] | 2.4 | 0.068427 | 0.068427 | 0.068427 | 0.068427 | [11 empty] | Public Service Commission of Yazoo City | 100 | Public Service Commission of Yazoo City | 100
Yazoo | 2067_G_GT1 | 2067 | G | GT1 |  | Combined Cycle |  | MIS_MS | Mississippi | 28 | Yazoo | 163 | 28163 | 14.7 | 15000 | 1968 | 9999 |  |  | N | Natural Gas, Distillate Fuel Oil | [12 empty] | 4.8 | 0.068427 | 0.068427 | 0.068427 | 0.068427 | [11 empty] | Public Service Commission of Yazoo City | 100 | Public Service Commission of Yazoo City | 100
Moselle | 2070_G_1 | 2070 | G | 1 |  | Combined Cycle |  | MIS_MS | Mississippi | 28 | Jones | 67 | 28067 | 59 | 8420 | 1970 | 9999 | wall |  | N | Natural Gas |  |  |  |  | SCR | [8 empty] | 0.0061871 | 0.0061871 | 0.0061871 | 0.0061871 | [11 empty] | Cooperative Energy | 100 | South Mississippi Electric Power Association | 100
Moselle | 2070_G_2 | 2070 | G | 2 |  | Combined Cycle |  | MIS_MS | Mississippi | 28 | Jones | 67 | 28067 | 59 | 8420 | 1970 | 9999 | wall |  | N | Natural Gas |  |  |  |  | SCR | [8 empty] | 0.0065667 | 0.0065667 | 0.0065667 | 0.0065667 | [11 empty] | Cooperative Energy | 100 | South Mississippi Electric Power Association | 100
Moselle | 2070_G_4 | 2070 | G | 4 | 1303 | Combustion Turbine |  | MIS_MS | Mississippi | 28 | Jones | 67 | 28067 | 75 | 12700 | 1997 | 9999 |  |  | N | Natural Gas, Distillate Fuel Oil |  |  |  | DLNB | [8 empty] | 4.8 | 0.03863 | 0.03863 | 0.03863 | 0.03863 | [11 empty] | Cooperative Energy | 100 | South Mississippi Electric Power Association | 100
Moselle | 2070_G_5 | 2070 | G | 5 | 1304 | Combustion Turbine |  | MIS_MS | Mississippi | 28 | Jones | 67 | 28067 | 75 | 12700 | 2006 | 9999 |  |  | N | Natural Gas |  |  |  | DLNB | [8 empty] | 4.8 | 0.02405 | 0.02405 | 0.02405 | 0.02405 | [11 empty] | Cooperative Energy | 100 | South Mississippi Electric Power Association | 100
Moselle | 2070_G_GTG1 | 2070 | G | GTG1 | 90671 | Combined Cycle |  | MIS_MS | Mississippi | 28 | Jones | 67 | 28067 | 75 | 8420 | 2012 | 9999 |  |  | N | Natural Gas |  |  |  | DLNB | SCR | [8 empty] | 0.0061871 | 0.0061871 | 0.0061871 | 0.0061871 | [11 empty] | Cooperative Energy | 100 | South Mississippi Electric Power Association | 100
Moselle | 2070_G_GTG2 | 2070 | G | GTG2 | 90672 | Combined Cycle |  | MIS_MS | Mississippi | 28 | Jones | 67 | 28067 | 75 | 8420 | 2012 | 9999 |  |  | N | Natural Gas |  |  |  | DLNB | SCR | [8 empty] | 0.0065667 | 0.0065667 | 0.0065667 | 0.0065667 | [11 empty] | Cooperative Energy | 100 | South Mississippi Electric Power Association | 100
Hawthorn | 2079_G_6 | 2079 | G | 6 | 1319 | Combined Cycle |  | SPP_N | Missouri | 29 | Jackson | 95 | 29095 | 124.1 | 9784 | 1997 | 9999 |  |  | N | Natural Gas |  |  |  | other | SCR | [7 empty] | 0.395 | 0.11282 | 0.013093 | 0.11282 | 0.013093 | [11 empty] | Evergy Metro Inc | 100 | Evergy Inc | 100
Hawthorn | 2079_B_5A | 2079 | B | 5A | 1315 | Coal Steam |  | SPP_N | Missouri | 29 | Jackson | 95 | 29095 | 564 | 10285 | 2000 | 9999 | wall | dry | N | Subbituminous | Dry Scrubber | 2001 | 0.94 | LNBO | SCR | 2001 |  | B | NA | ACI | 2016 |  | 0.12 | 0.06448 | 0.06448 | 0.06448 | 0.06448 | 0.1 | 0.1 | 0.1 | 0.99 | [7 empty] | Evergy Metro Inc | 100 | Evergy Inc | 100
Hawthorn | 2079_G_7 | 2079 | G | 7 | 1317 | Combustion Turbine |  | SPP_N | Missouri | 29 | Jackson | 95 | 29095 | 78.1 | 12917 | 2000 | 9999 |  |  | N | Natural Gas |  |  |  | other | [8 empty] | 2.3 | 0.02655 | 0.02655 | 0.02655 | 0.02655 | [11 empty] | Evergy Metro Inc | 100 | Evergy Inc | 100
Hawthorn | 2079_G_8 | 2079 | G | 8 | 1318 | Combustion Turbine |  | SPP_N | Missouri | 29 | Jackson | 95 | 29095 | 79.1 | 12917 | 2000 | 9999 |  |  | N | Natural Gas |  |  |  | other | [8 empty] | 2.3 | 0.02647 | 0.02647 | 0.02647 | 0.02647 | [11 empty] | Evergy Metro Inc | 100 | Evergy Inc | 100
Hawthorn | 2079_G_9 | 2079 | G | 9 | 1319 | Combined Cycle |  | SPP_N | Missouri | 29 | Jackson | 95 | 29095 | 110.4 | 9784 | 2000 | 9999 |  |  | N | Natural Gas |  |  |  |  | SCR | [7 empty] | 0.395 | 0.11282 | 0.013093 | 0.11282 | 0.013093 | [11 empty] | Evergy Metro Inc | 100 | Evergy Inc | 100
Northeast (MO) | 2081_G_11 | 2081 | G | 11 | 90053 | Combustion Turbine |  | SPP_N | Missouri | 29 | Jackson | 95 | 29095 | 46.7 | 25000 | 1972 | 9999 |  |  | N | Distillate Fuel Oil | [12 empty] | 8 | 1.2 | 1.2 | 1.2 | 1.2 | [11 empty] | Evergy Metro Inc | 100 | Evergy Inc | 100
Northeast (MO) | 2081_G_12 | 2081 | G | 12 | 90054 | Combustion Turbine |  | SPP_N | Missouri | 29 | Jackson | 95 | 29095 | 40.9 | 25000 | 1972 | 9999 |  |  | N | Distillate Fuel Oil | [12 empty] | 8 | 1.2001 | 1.2001 | 1.2001 | 1.2001 | [11 empty] | Evergy Metro Inc | 100 | Evergy Inc | 100
Northeast (MO) | 2081_G_13 | 2081 | G | 13 | 90055 | Combustion Turbine |  | SPP_N | Missouri | 29 | Jackson | 95 | 29095 | 46.1 | 25000 | 1975 | 9999 |  |  | N | Distillate Fuel Oil | [12 empty] | 8 | 1.1999 | 1.1999 | 1.1999 | 1.1999 | [11 empty] | Evergy Metro Inc | 100 | Evergy Inc | 100
Northeast (MO) | 2081_G_14 | 2081 | G | 14 | 90056 | Combustion Turbine |  | SPP_N | Missouri | 29 | Jackson | 95 | 29095 | 49.2 | 25000 | 1975 | 9999 |  |  | N | Distillate Fuel Oil | [12 empty] | 8 | 1.1999 | 1.1999 | 1.1999 | 1.1999 | [11 empty] | Evergy Metro Inc | 100 | Evergy Inc | 100
Northeast (MO) | 2081_G_15 | 2081 | G | 15 | 90057 | Combustion Turbine |  | SPP_N | Missouri | 29 | Jackson | 95 | 29095 | 52.9 | 25000 | 1976 | 9999 |  |  | N | Distillate Fuel Oil | [12 empty] | 8 | 1.2 | 1.2 | 1.2 | 1.2 | [11 empty] | Evergy Metro Inc | 100 | Evergy Inc | 100
Northeast (MO) | 2081_G_16 | 2081 | G | 16 | 90058 | Combustion Turbine |  | SPP_N | Missouri | 29 | Jackson | 95 | 29095 | 52.8 | 25000 | 1976 | 9999 |  |  | N | Distillate Fuel Oil | [12 empty] | 8 | 1.2001 | 1.2001 | 1.2001 | 1.2001 | [11 empty] | Evergy Metro Inc | 100 | Evergy Inc | 100
Northeast (MO) | 2081_G_17 | 2081 | G | 17 | 90059 | Combustion Turbine |  | SPP_N | Missouri | 29 | Jackson | 95 | 29095 | 53.2 | 25000 | 1977 | 9999 |  |  | N | Distillate Fuel Oil | [12 empty] | 8 | 1.2 | 1.2 | 1.2 | 1.2 | [11 empty] | Evergy Metro Inc | 100 | Evergy Inc | 100
Northeast (MO) | 2081_G_18 | 2081 | G | 18 | 90060 | Combustion Turbine |  | SPP_N | Missouri | 29 | Jackson | 95 | 29095 | 52.2 | 25000 | 1977 | 9999 |  |  | N | Distillate Fuel Oil | [12 empty] | 8 | 1.2002 | 1.2002 | 1.2002 | 1.2002 | [11 empty] | Evergy Metro Inc | 100 | Evergy Inc | 100
Northeast (MO) | 2081_G_19 | 2081 | G | 19 |  | Combustion Turbine | IC Engine | SPP_N | Missouri | 29 | Jackson | 95 | 29095 | 2 | 25000 | 1985 | 9999 |  |  | N | Distillate Fuel Oil | [12 empty] | 2.3 | 1.6498 | 1.6498 | 1.6498 | 1.6498 | [11 empty] | Evergy Metro Inc | 100 | Evergy Inc | 100
Fairgrounds | 2082_G_1 | 2082 | G | 1 | 90097 | Combustion Turbine |  | MIS_MO | Missouri | 29 | Cole | 51 | 29051 | 54 | 23497 | 1974 | 9999 |  |  | N | Distillate Fuel Oil | [12 empty] | 2.02 | 1.2001 | 1.2001 | 1.2001 | 1.2001 | [11 empty] | Ameren Missouri | 100 | Ameren Corp | 100
Nevada | 2090_G_1 | 2090 | G | 1 |  | Combustion Turbine |  | SPP_N | Missouri | 29 | Vernon | 217 | 29217 | 18.1 | 17445 | 1974 | 9999 |  |  | N | Distillate Fuel Oil | [13 empty] | 1.2 | 1.2 | 1.2 | 1.2 | [11 empty] | Evergy Missouri West Inc | 100 | Evergy Inc | 100
Ralph Green | 2092_G_3 | 2092 | G | 3 | 90004 | Combustion Turbine |  | SPP_N | Missouri | 29 | Cass | 37 | 29037 | 70.9 | 23157 | 1981 | 9999 |  |  | N | Natural Gas |  |  |  | H2O | [8 empty] | 2.3 | 0.17127 | 0.17127 | 0.17127 | 0.17127 | [11 empty] | Evergy Missouri West Inc | 100 | Evergy Inc | 100
Lake Road (MO) | 2098_B_3 | 2098 | B | 3 |  | O/G Steam |  | SPP_N | Missouri | 29 | Buchanan | 21 | 29021 | 1.1 | 10957 | 1938 | 9999 | wall |  | Y | Natural Gas | [12 empty] | 8.6 | 0.23063 | 0.23063 | 0.23063 | 0.23063 | [11 empty] | Evergy Missouri West Inc | 100 | Evergy Inc | 100
Lake Road (MO) | 2098_B_4 | 2098 | B | 4 |  | O/G Steam |  | SPP_N | Missouri | 29 | Buchanan | 21 | 29021 | 12.4 | 10957 | 1951 | 9999 | wall |  | Y | Natural Gas | [12 empty] | 8.6 | 0.23063 | 0.23063 | 0.23063 | 0.23063 | [11 empty] | Evergy Missouri West Inc | 100 | Evergy Inc | 100
Lake Road (MO) | 2098_B_5 | 2098 | B | 5 |  | O/G Steam |  | SPP_N | Missouri | 29 | Buchanan | 21 | 29021 | 15.5 | 10957 | 1957 | 9999 | wall | dry | Y | Natural Gas | [12 empty] | 8.6 | 0.23063 | 0.23063 | 0.23063 | 0.23063 | [11 empty] | Evergy Missouri West Inc | 100 | Evergy Inc | 100
Lake Road (MO) | 2098_B_1 | 2098 | B | 1 |  | O/G Steam |  | SPP_N | Missouri | 29 | Buchanan | 21 | 29021 | 5.6 | 10957 | 1961 | 9999 | wall |  | Y | Natural Gas | [12 empty] | 8.6 | 0.23063 | 0.23063 | 0.23063 | 0.23063 | [11 empty] | Evergy Missouri West Inc | 100 | Evergy Inc | 100
Lake Road (MO) | 2098_B_2 | 2098 | B | 2 |  | O/G Steam |  | SPP_N | Missouri | 29 | Buchanan | 21 | 29021 | 5.6 | 10957 | 1961 | 9999 | wall |  | Y | Natural Gas | [12 empty] | 8.6 | 0.23063 | 0.23063 | 0.23063 | 0.23063 | [11 empty] | Evergy Missouri West Inc | 100 | Evergy Inc | 100
Lake Road (MO) | 2098_G_5 | 2098 | G | 5 | 89948 | Combustion Turbine |  | SPP_N | Missouri | 29 | Buchanan | 21 | 29021 | 61.9 | 22351 | 1974 | 9999 |  |  | N | Natural Gas | [12 empty] | 8.6 | 0.7392 | 0.7392 | 0.7392 | 0.7392 | [11 empty] | Evergy Missouri West Inc | 100 | Evergy Inc | 100
Lake Road (MO) | 2098_G_6 | 2098 | G | 6 | 1327 | Combustion Turbine |  | SPP_N | Missouri | 29 | Buchanan | 21 | 29021 | 20.9 | 21958 | 1989 | 2030 |  |  | N | Distillate Fuel Oil |  |  |  | OFA | [8 empty] | 1.43 | 0.16028 | 0.16028 | 0.16028 | 0.16028 | [11 empty] | Evergy Missouri West Inc | 100 | Evergy Inc | 100
Lake Road (MO) | 2098_G_7 | 2098 | G | 7 |  | Combustion Turbine |  | SPP_N | Missouri | 29 | Buchanan | 21 | 29021 | 21.1 | 21739 | 1990 | 9999 |  |  | N | Distillate Fuel Oil | [12 empty] | 8.6 | 0.09765 | 0.09765 | 0.09765 | 0.09765 | [11 empty] | Evergy Missouri West Inc | 100 | Evergy Inc | 100
Lake Road (MO) | 2098_B_8 | 2098 | B | 8 |  | O/G Steam |  | SPP_N | Missouri | 29 | Buchanan | 21 | 29021 | 1.9 | 10957 | 2006 | 9999 | wall |  | Y | Natural Gas |  |  |  | FR + LNB | [9 empty] | 0.10042 | 0.10042 | 0.10042 | 0.10042 | [11 empty] | Evergy Missouri West Inc | 100 | Evergy Inc | 100
Niangua | 2099_G_1 | 2099 | G | 1 |  | Hydro |  | S_D_AECI | Missouri | 29 | Camden | 29 | 29029 | 1.5 | 0 | 1930 | 9999 |  |  | N | Hydro | [13 empty] | 0 | 0 | 0 | 0 | [11 empty] | Sho ME Power Electric Coop | 100 | Sho ME Power Electric Coop | 100
Niangua | 2099_G_2 | 2099 | G | 2 |  | Hydro |  | S_D_AECI | Missouri | 29 | Camden | 29 | 29029 | 1.5 | 0 | 1930 | 9999 |  |  | N | Hydro | [13 empty] | 0 | 0 | 0 | 0 | [11 empty] | Sho ME Power Electric Coop | 100 | Sho ME Power Electric Coop | 100
Labadie | 2103_B_1 | 2103 | B | 1 | 1328 | Coal Steam |  | MIS_MO | Missouri | 29 | Franklin | 71 | 29071 | 593 | 10396 | 1970 | 2042 | tangential | dry | N | Subbituminous |  |  |  | LNC3 |  |  |  | ESPC | Yes | ACI | 2016 |  | 4.8 | 0.09316 | 0.09316 | 0.09316 | 0.09316 | 0.1 | 0.1 | 0.1 | 0 | [7 empty] | Ameren Missouri | 100 | Ameren Corp | 100
Labadie | 2103_B_2 | 2103 | B | 2 | 1329 | Coal Steam |  | MIS_MO | Missouri | 29 | Franklin | 71 | 29071 | 593 | 10397 | 1971 | 2042 | tangential | dry | N | Subbituminous |  |  |  | LNC3 |  |  |  | ESPC | Yes | ACI | 2016 |  | 4.8 | 0.09289 | 0.09289 | 0.09289 | 0.09289 | 0.1 | 0.1 | 0.1 | 0 | [7 empty] | Ameren Missouri | 100 | Ameren Corp | 100
Labadie | 2103_B_3 | 2103 | B | 3 | 1330 | Coal Steam |  | MIS_MO | Missouri | 29 | Franklin | 71 | 29071 | 593 | 10427 | 1972 | 2036 | tangential | dry | N | Subbituminous |  |  |  | LNC3 |  |  |  | ESPC | Yes | ACI | 2016 |  | 4.8 | 0.09557 | 0.09557 | 0.09557 | 0.09557 | 0.1 | 0.1 | 0.1 | 0 | [7 empty] | Ameren Missouri | 100 | Ameren Corp | 100
Labadie | 2103_B_4 | 2103 | B | 4 | 1331 | Coal Steam |  | MIS_MO | Missouri | 29 | Franklin | 71 | 29071 | 593 | 10397 | 1973 | 2036 | tangential | dry | N | Subbituminous |  |  |  | LNC3 |  |  |  | ESPC | Yes | ACI | 2016 |  | 4.8 | 0.09053 | 0.09053 | 0.09053 | 0.09053 | 0.1 | 0.1 | 0.1 | 0 | [7 empty] | Ameren Missouri | 100 | Ameren Corp | 100
Meramec | 2104_G_GT1 | 2104 | G | GT1 | 89684 | Combustion Turbine |  | MIS_MO | Missouri | 29 | St Louis | 189 | 29189 | 54 | 12856 | 1974 | 9999 |  |  | N | Distillate Fuel Oil | [12 empty] | 0.5 | 1.1236 | 1.1236 | 1.1236 | 1.1236 | [11 empty] | Ameren Missouri | 100 | Ameren Corp | 100
Meramec | 2104_G_GT2 | 2104 | G | GT2 | 89685 | Combustion Turbine |  | MIS_MO | Missouri | 29 | St Louis | 189 | 29189 | 45 | 12841 | 2000 | 9999 |  |  | N | Natural Gas, Distillate Fuel Oil |  |  |  | H2O | [8 empty] | 0.5 | 0.69995 | 0.69995 | 0.69995 | 0.69995 | [11 empty] | Ameren Missouri | 100 | Ameren Corp | 100
Osage Dam | 2106_G_1 | 2106 | G | 1 |  | Hydro |  | MIS_MO | Missouri | 29 | Miller | 131 | 29131 | 31 | 0 | 1931 | 9999 |  |  | N | Hydro | [13 empty] | 0 | 0 | 0 | 0 | [11 empty] | Ameren Missouri | 100 | Ameren Corp | 100
Osage Dam | 2106_G_2 | 2106 | G | 2 |  | Hydro |  | MIS_MO | Missouri | 29 | Miller | 131 | 29131 | 24 | 0 | 1931 | 9999 |  |  | N | Hydro | [13 empty] | 0 | 0 | 0 | 0 | [11 empty] | Ameren Missouri | 100 | Ameren Corp | 100
Osage Dam | 2106_G_3 | 2106 | G | 3 |  | Hydro |  | MIS_MO | Missouri | 29 | Miller | 131 | 29131 | 31 | 0 | 1931 | 9999 |  |  | N | Hydro | [13 empty] | 0 | 0 | 0 | 0 | [11 empty] | Ameren Missouri | 100 | Ameren Corp | 100
Osage Dam | 2106_G_4 | 2106 | G | 4 |  | Hydro |  | MIS_MO | Missouri | 29 | Miller | 131 | 29131 | 24 | 0 | 1931 | 9999 |  |  | N | Hydro | [13 empty] | 0 | 0 | 0 | 0 | [11 empty] | Ameren Missouri | 100 | Ameren Corp | 100
Osage Dam | 2106_G_5 | 2106 | G | 5 |  | Hydro |  | MIS_MO | Missouri | 29 | Miller | 131 | 29131 | 31 | 0 | 1931 | 9999 |  |  | N | Hydro | [13 empty] | 0 | 0 | 0 | 0 | [11 empty] | Ameren Missouri | 100 | Ameren Corp | 100
Osage Dam | 2106_G_6 | 2106 | G | 6 |  | Hydro |  | MIS_MO | Missouri | 29 | Miller | 131 | 29131 | 31 | 0 | 1931 | 9999 |  |  | N | Hydro | [13 empty] | 0 | 0 | 0 | 0 | [11 empty] | Ameren Missouri | 100 | Ameren Corp | 100
Osage Dam | 2106_G_7 | 2106 | G | 7 |  | Hydro |  | MIS_MO | Missouri | 29 | Miller | 131 | 29131 | 31 | 0 | 1953 | 9999 |  |  | N | Hydro | [13 empty] | 0 | 0 | 0 | 0 | [11 empty] | Ameren Missouri | 100 | Ameren Corp | 100
Osage Dam | 2106_G_8 | 2106 | G | 8 |  | Hydro |  | MIS_MO | Missouri | 29 | Miller | 131 | 29131 | 31 | 0 | 1953 | 9999 |  |  | N | Hydro | [13 empty] | 0 | 0 | 0 | 0 | [11 empty] | Ameren Missouri | 100 | Ameren Corp | 100
Sioux | 2107_B_1 | 2107 | B | 1 | 1336 | Coal Steam |  | MIS_MO | Missouri | 29 | St Charles | 183 | 29183 | 487 | 11127 | 1967 | 2030 | cyclone | wet | N | Bituminous, Subbituminous | Wet Scrubber | 2010 | 0.983 | OFA + other | SNCR |  | 2007 | ESPC | Yes | ACI | 2010 |  | 4.8 | 0.22534 | 0.22534 | 0.22534 | 0.22534 | 0.05 | 0.1 | 0.1 | 0.99 | [7 empty] | Ameren Missouri | 100 | Ameren Corp | 100
Sioux | 2107_B_2 | 2107 | B | 2 | 1337 | Coal Steam |  | MIS_MO | Missouri | 29 | St Charles | 183 | 29183 | 487 | 11339 | 1968 | 2030 | cyclone | wet | N | Bituminous, Subbituminous | Wet Scrubber | 2010 | 0.983 | OFA + other | SNCR |  | 2007 | ESPC | Yes | ACI | 2010 |  | 4.8 | 0.22072 | 0.22072 | 0.22072 | 0.22072 | 0.05 | 0.1 | 0.1 | 0.99 | [7 empty] | Ameren Missouri | 100 | Ameren Corp | 100
Taum Sauk | 2108_G_1 | 2108 | G | 1 |  | Pumped Storage |  | MIS_MO | Missouri | 29 | Reynolds | 179 | 29179 | 220 | 0 | 1963 | 9999 |  |  | N | Pumped Storage | [13 empty] | 0 | 0 | 0 | 0 | [11 empty] | Ameren Missouri | 100 | Ameren Corp | 100
Taum Sauk | 2108_G_2 | 2108 | G | 2 |  | Pumped Storage |  | MIS_MO | Missouri | 29 | Reynolds | 179 | 29179 | 220 | 0 | 1963 | 9999 |  |  | N | Pumped Storage | [13 empty] | 0 | 0 | 0 | 0 | [11 empty] | Ameren Missouri | 100 | Ameren Corp | 100
Butler Municipal Power Plant | 2115_G_5 | 2115 | G | 5 |  | Combustion Turbine | IC Engine | SPP_N | Missouri | 29 | Bates | 13 | 29013 | 1 | 21625 | 1959 | 9999 |  |  | N | Distillate Fuel Oil | [12 empty] | 2.3 | 1.6498 | 1.6498 | 1.6498 | 1.6498 | [11 empty] | Butler MO (City of) | 100 | Butler MO (City of) | 100
Butler Municipal Power Plant | 2115_G_IC6 | 2115 | G | IC6 |  | Combustion Turbine | IC Engine | SPP_N | Missouri | 29 | Bates | 13 | 29013 | 1.1 | 21625 | 1965 | 9999 |  |  | N | Distillate Fuel Oil | [12 empty] | 2.3 | 1.6498 | 1.6498 | 1.6498 | 1.6498 | [11 empty] | Butler MO (City of) | 100 | Butler MO (City of) | 100
Butler Municipal Power Plant | 2115_G_NG1 | 2115 | G | NG1 |  | Combustion Turbine | IC Engine | SPP_N | Missouri | 29 | Bates | 13 | 29013 | 1.8 | 19621 | 2000 | 9999 |  |  | N | Distillate Fuel Oil | [12 empty] | 2.3 | 1.4406 | 1.4406 | 1.4406 | 1.4406 | [11 empty] | Butler MO (City of) | 100 | Butler MO (City of) | 100
Butler Municipal Power Plant | 2115_G_NG2 | 2115 | G | NG2 |  | Combustion Turbine | IC Engine | SPP_N | Missouri | 29 | Bates | 13 | 29013 | 1.8 | 15639 | 2000 | 9999 |  |  | N | Distillate Fuel Oil | [12 empty] | 2.3 | 1.4976 | 1.4976 | 1.4976 | 1.4976 | [11 empty] | Butler MO (City of) | 100 | Butler MO (City of) | 100
Butler Municipal Power Plant | 2115_G_SG1 | 2115 | G | SG1 |  | Combustion Turbine | IC Engine | SPP_N | Missouri | 29 | Bates | 13 | 29013 | 1.8 | 18621 | 2000 | 9999 |  |  | N | Distillate Fuel Oil | [12 empty] | 2.3 | 1.9063 | 1.9063 | 1.9063 | 1.9063 | [11 empty] | Butler MO (City of) | 100 | Butler MO (City of) | 100
Butler Municipal Power Plant | 2115_G_SG2 | 2115 | G | SG2 |  | Combustion Turbine | IC Engine | SPP_N | Missouri | 29 | Bates | 13 | 29013 | 1.8 | 15847 | 2000 | 9999 |  |  | N | Distillate Fuel Oil | [12 empty] | 2.3 | 1.9033 | 1.9033 | 1.9033 | 1.9033 | [11 empty] | Butler MO (City of) | 100 | Butler MO (City of) | 100
Carrollton | 2120_G_3 | 2120 | G | 3 |  | Combustion Turbine | IC Engine | SPP_N | Missouri | 29 | Carroll | 33 | 29033 | 1.8 | 18000 | 1947 | 9999 |  |  | N | Natural Gas, Distillate Fuel Oil | [12 empty] | 2.3 | 1.061 | 1.061 | 1.061 | 1.061 | [11 empty] | Carrollton Municipal Utilities | 100 | Carrollton Municipal Utilities | 100
Carrollton | 2120_G_7 | 2120 | G | 7 |  | Combustion Turbine | IC Engine | SPP_N | Missouri | 29 | Carroll | 33 | 29033 | 2.5 | 18000 | 1959 | 9999 |  |  | N | Natural Gas, Distillate Fuel Oil | [12 empty] | 2.3 | 1.061 | 1.061 | 1.061 | 1.061 | [11 empty] | Carrollton Municipal Utilities | 100 | Carrollton Municipal Utilities | 100
Carrollton | 2120_G_8 | 2120 | G | 8 |  | Combustion Turbine | IC Engine | SPP_N | Missouri | 29 | Carroll | 33 | 29033 | 3.7 | 18000 | 1966 | 9999 |  |  | N | Natural Gas, Distillate Fuel Oil | [12 empty] | 2.3 | 1.061 | 1.061 | 1.061 | 1.061 | [11 empty] | Carrollton Municipal Utilities | 100 | Carrollton Municipal Utilities | 100
Carrollton | 2120_G_9 | 2120 | G | 9 |  | Combustion Turbine | IC Engine | SPP_N | Missouri | 29 | Carroll | 33 | 29033 | 3.7 | 18000 | 1970 | 9999 |  |  | N | Natural Gas, Distillate Fuel Oil | [12 empty] | 2.3 | 1.061 | 1.061 | 1.061 | 1.061 | [11 empty] | Carrollton Municipal Utilities | 100 | Carrollton Municipal Utilities | 100
Carrollton | 2120_G_10 | 2120 | G | 10 |  | Combustion Turbine | IC Engine | SPP_N | Missouri | 29 | Carroll | 33 | 29033 | 6 | 18000 | 1972 | 9999 |  |  | N | Natural Gas, Distillate Fuel Oil | [12 empty] | 2.3 | 1.061 | 1.061 | 1.061 | 1.061 | [11 empty] | Carrollton Municipal Utilities | 100 | Carrollton Municipal Utilities | 100
Carrollton | 2120_G_11 | 2120 | G | 11 |  | Combustion Turbine | IC Engine | SPP_N | Missouri | 29 | Carroll | 33 | 29033 | 1.8 | 25000 | 2001 | 9999 |  |  | N | Distillate Fuel Oil | [12 empty] | 2.3 | 1.6498 | 1.6498 | 1.6498 | 1.6498 | [11 empty] | Carrollton Municipal Utilities | 100 | Carrollton Municipal Utilities | 100
Carthage | 2121_G_6 | 2121 | G | 6 |  | Combustion Turbine | IC Engine | SPP_WEST | Missouri | 29 | Jasper | 97 | 29097 | 2 | 18000 | 1946 | 9999 |  |  | N | Natural Gas, Distillate Fuel Oil | [12 empty] | 2.3 | 1.061 | 1.061 | 1.061 | 1.061 | [11 empty] | Carthage MO (City of) | 100 | Carthage MO (City of) | 100
Carthage | 2121_G_7 | 2121 | G | 7 |  | Combustion Turbine | IC Engine | SPP_WEST | Missouri | 29 | Jasper | 97 | 29097 | 2.2 | 18000 | 1949 | 9999 |  |  | N | Natural Gas, Distillate Fuel Oil | [12 empty] | 2.3 | 1.061 | 1.061 | 1.061 | 1.061 | [11 empty] | Carthage MO (City of) | 100 | Carthage MO (City of) | 100
Carthage | 2121_G_8 | 2121 | G | 8 |  | Combustion Turbine | IC Engine | SPP_WEST | Missouri | 29 | Jasper | 97 | 29097 | 2.5 | 18000 | 1952 | 9999 |  |  | N | Natural Gas, Distillate Fuel Oil | [12 empty] | 2.3 | 1.061 | 1.061 | 1.061 | 1.061 | [11 empty] | Carthage MO (City of) | 100 | Carthage MO (City of) | 100
Carthage | 2121_G_9 | 2121 | G | 9 |  | Combustion Turbine | IC Engine | SPP_WEST | Missouri | 29 | Jasper | 97 | 29097 | 4 | 18000 | 1957 | 9999 |  |  | N | Natural Gas, Distillate Fuel Oil | [12 empty] | 2.3 | 1.061 | 1.061 | 1.061 | 1.061 | [11 empty] | Carthage MO (City of) | 100 | Carthage MO (City of) | 100
Carthage | 2121_G_10 | 2121 | G | 10 |  | Combustion Turbine | IC Engine | SPP_WEST | Missouri | 29 | Jasper | 97 | 29097 | 6 | 18000 | 1965 | 9999 |  |  | N | Natural Gas, Distillate Fuel Oil | [12 empty] | 2.3 | 1.061 | 1.061 | 1.061 | 1.061 | [11 empty] | Carthage MO (City of) | 100 | Carthage MO (City of) | 100
Carthage | 2121_G_11 | 2121 | G | 11 |  | Combustion Turbine | IC Engine | SPP_WEST | Missouri | 29 | Jasper | 97 | 29097 | 4 | 18000 | 1970 | 9999 |  |  | N | Natural Gas, Distillate Fuel Oil | [12 empty] | 2.3 | 1.061 | 1.061 | 1.061 | 1.061 | [11 empty] | Carthage MO (City of) | 100 | Carthage MO (City of) | 100
Carthage | 2121_G_12 | 2121 | G | 12 |  | Combustion Turbine | IC Engine | SPP_WEST | Missouri | 29 | Jasper | 97 | 29097 | 4 | 18000 | 1971 | 9999 |  |  | N | Natural Gas, Distillate Fuel Oil | [12 empty] | 2.3 | 1.061 | 1.061 | 1.061 | 1.061 | [11 empty] | Carthage MO (City of) | 100 | Carthage MO (City of) | 100
Carthage | 2121_G_13 | 2121 | G | 13 |  | Combustion Turbine | IC Engine | SPP_WEST | Missouri | 29 | Jasper | 97 | 29097 | 5.5 | 18000 | 1976 | 9999 |  |  | N | Natural Gas, Distillate Fuel Oil | [12 empty] | 2.3 | 1.061 | 1.061 | 1.061 | 1.061 | [11 empty] | Carthage MO (City of) | 100 | Carthage MO (City of) | 100
Carthage | 2121_G_14 | 2121 | G | 14 |  | Combustion Turbine | IC Engine | SPP_WEST | Missouri | 29 | Jasper | 97 | 29097 | 5.5 | 18000 | 1976 | 9999 |  |  | N | Natural Gas, Distillate Fuel Oil | [12 empty] | 2.3 | 1.061 | 1.061 | 1.061 | 1.061 | [11 empty] | Carthage MO (City of) | 100 | Carthage MO (City of) | 100
Chillicothe | 2122_G_GT1 | 2122 | G | GT1 | 90005 | Combustion Turbine |  | MIS_MO | Missouri | 29 | Livingston | 117 | 29117 | 40 | 16557 | 1986 | 9999 |  |  | N | Natural Gas, Distillate Fuel Oil | [12 empty] | 2.3 | 0.73292 | 0.73292 | 0.73292 | 0.73292 | [11 empty] | Chillicothe Municipal Utilities | 100 | Chillicothe Municipal Utilities | 100
Chillicothe | 2122_G_GT2 | 2122 | G | GT2 | 90006 | Combustion Turbine |  | MIS_MO | Missouri | 29 | Livingston | 117 | 29117 | 40 | 16572 | 1986 | 9999 |  |  | N | Natural Gas, Distillate Fuel Oil | [12 empty] | 2.3 | 0.84015 | 0.84015 | 0.84015 | 0.84015 | [11 empty] | Chillicothe Municipal Utilities | 100 | Chillicothe Municipal Utilities | 100
Chillicothe | 2122_G_D1 | 2122 | G | D1 |  | Combustion Turbine | IC Engine | MIS_MO | Missouri | 29 | Livingston | 117 | 29117 | 2 | 10880 | 2003 | 9999 |  |  | N | Distillate Fuel Oil | [12 empty] | 2.3 | 0.27973 | 0.27973 | 0.27973 | 0.27973 | [11 empty] | Chillicothe Municipal Utilities | 100 | Chillicothe Municipal Utilities | 100
Chillicothe | 2122_G_D2 | 2122 | G | D2 |  | Combustion Turbine | IC Engine | MIS_MO | Missouri | 29 | Livingston | 117 | 29117 | 2 | 10745 | 2003 | 9999 |  |  | N | Distillate Fuel Oil | [12 empty] | 2.3 | 0.27973 | 0.27973 | 0.27973 | 0.27973 | [11 empty] | Chillicothe Municipal Utilities | 100 | Chillicothe Municipal Utilities | 100
Chillicothe | 2122_G_D3 | 2122 | G | D3 |  | Combustion Turbine | IC Engine | MIS_MO | Missouri | 29 | Livingston | 117 | 29117 | 2 | 10745 | 2003 | 9999 |  |  | N | Distillate Fuel Oil | [12 empty] | 2.3 | 0.27973 | 0.27973 | 0.27973 | 0.27973 | [11 empty] | Chillicothe Municipal Utilities | 100 | Chillicothe Municipal Utilities | 100
Chillicothe | 2122_G_D4 | 2122 | G | D4 |  | Combustion Turbine | IC Engine | MIS_MO | Missouri | 29 | Livingston | 117 | 29117 | 2 | 10745 | 2003 | 9999 |  |  | N | Distillate Fuel Oil | [12 empty] | 2.3 | 0.27973 | 0.27973 | 0.27973 | 0.27973 | [11 empty] | Chillicothe Municipal Utilities | 100 | Chillicothe Municipal Utilities | 100
Chillicothe | 2122_G_D5 | 2122 | G | D5 |  | Combustion Turbine | IC Engine | MIS_MO | Missouri | 29 | Livingston | 117 | 29117 | 2 | 10745 | 2003 | 9999 |  |  | N | Distillate Fuel Oil | [12 empty] | 2.3 | 0.27973 | 0.27973 | 0.27973 | 0.27973 | [11 empty] | Chillicothe Municipal Utilities | 100 | Chillicothe Municipal Utilities | 100
Columbia (MO) | 2123_G_6 | 2123 | G | 6 |  | Combustion Turbine |  | MIS_MO | Missouri | 29 | Boone | 19 | 29019 | 12.5 | 16463 | 1963 | 9999 |  |  | N | Natural Gas |  |  |  | BOOS | [8 empty] | 2.3 | 0.56875 | 0.56875 | 0.56875 | 0.56875 | [11 empty] | Columbia Water & Light | 100 | Columbia Water & Light | 100
Columbia (MO) | 2123_B_8 | 2123 | B | 8 | 1341 | O/G Steam |  | MIS_MO | Missouri | 29 | Boone | 19 | 29019 | 35 | 13380 | 1970 | 9999 | wall | dry | N | Natural Gas |  |  |  | FR + LNB | [8 empty] | 8 | 0.01916 | 0.01916 | 0.01916 | 0.01916 | [11 empty] | Columbia Water & Light | 100 | Columbia Water & Light | 100
Columbia (MO) | 2123_G_SH1 | 2123 | G | SH1 |  | Combustion Turbine | IC Engine | MIS_MO | Missouri | 29 | Boone | 19 | 29019 | 1.3 | 12959 | 2002 | 9999 |  |  | N | Distillate Fuel Oil | [12 empty] | 2.3 | 1.6498 | 1.6498 | 1.6498 | 1.6498 | [11 empty] | Columbia Water & Light | 100 | Columbia Water & Light | 100
Columbia (MO) | 2123_G_SH2 | 2123 | G | SH2 |  | Combustion Turbine | IC Engine | MIS_MO | Missouri | 29 | Boone | 19 | 29019 | 1.3 | 12959 | 2002 | 9999 |  |  | N | Distillate Fuel Oil | [12 empty] | 2.3 | 1.6498 | 1.6498 | 1.6498 | 1.6498 | [11 empty] | Columbia Water & Light | 100 | Columbia Water & Light | 100
Columbia (MO) | 2123_G_DAN1 | 2123 | G | DAN1 |  | Combustion Turbine | IC Engine | MIS_MO | Missouri | 29 | Boone | 19 | 29019 | 2 | 12958 | 2004 | 9999 |  |  | N | Distillate Fuel Oil | [12 empty] | 2.3 | 1.6498 | 1.6498 | 1.6498 | 1.6498 | [11 empty] | Columbia Water & Light | 100 | Columbia Water & Light | 100
Columbia (MO) | 2123_G_WTP1 | 2123 | G | WTP1 |  | Combustion Turbine | IC Engine | MIS_MO | Missouri | 29 | Boone | 19 | 29019 | 2 | 12959 | 2004 | 9999 |  |  | N | Distillate Fuel Oil | [12 empty] | 2.3 | 1.6498 | 1.6498 | 1.6498 | 1.6498 | [11 empty] | Columbia Water & Light | 100 | Columbia Water & Light | 100
Columbia (MO) | 2123_G_WTP2 | 2123 | G | WTP2 |  | Combustion Turbine | IC Engine | MIS_MO | Missouri | 29 | Boone | 19 | 29019 | 2 | 12959 | 2004 | 9999 |  |  | N | Distillate Fuel Oil | [12 empty] | 2.3 | 1.6498 | 1.6498 | 1.6498 | 1.6498 | [11 empty] | Columbia Water & Light | 100 | Columbia Water & Light | 100
Columbia (MO) | 2123_G_LF1 | 2123 | G | LF1 |  | Landfill Gas |  | MIS_MO | Missouri | 29 | Boone | 19 | 29019 | 1 | 13500 | 2008 | 9999 |  |  | N | Landfill Gas | [13 empty] | 0.24082 | 0.24082 | 0.24082 | 0.24082 | [11 empty] | Columbia Water & Light | 100 | Columbia Water & Light | 100
Columbia (MO) | 2123_G_LF2 | 2123 | G | LF2 |  | Landfill Gas |  | MIS_MO | Missouri | 29 | Boone | 19 | 29019 | 1 | 13500 | 2008 | 9999 |  |  | N | Landfill Gas | [13 empty] | 0.24082 | 0.24082 | 0.24082 | 0.24082 | [11 empty] | Columbia Water & Light | 100 | Columbia Water & Light | 100
Columbia (MO) | 2123_G_SF1 | 2123 | G | SF1 |  | Combustion Turbine | IC Engine | MIS_MO | Missouri | 29 | Boone | 19 | 29019 | 1 | 12958 | 2008 | 9999 |  |  | N | Distillate Fuel Oil | [13 empty] | 1.6498 | 1.6498 | 1.6498 | 1.6498 | [11 empty] | Columbia Water & Light | 100 | Columbia Water & Light | 100
Columbia (MO) | 2123_G_SF2 | 2123 | G | SF2 |  | Combustion Turbine | IC Engine | MIS_MO | Missouri | 29 | Boone | 19 | 29019 | 1 | 12958 | 2008 | 9999 |  |  | N | Distillate Fuel Oil | [13 empty] | 1.6498 | 1.6498 | 1.6498 | 1.6498 | [11 empty] | Columbia Water & Light | 100 | Columbia Water & Light | 100
Columbia (MO) | 2123_G_LF3 | 2123 | G | LF3 |  | Landfill Gas |  | MIS_MO | Missouri | 29 | Boone | 19 | 29019 | 1 | 13500 | 2013 | 9999 |  |  | N | Landfill Gas | [13 empty] | 0.24082 | 0.24082 | 0.24082 | 0.24082 | [11 empty] | Columbia Water & Light | 100 | Columbia Water & Light | 100
Stockton Hydro | 2124_G_1 | 2124 | G | 1 |  | Hydro |  | SPP_N | Missouri | 29 | Cedar | 39 | 29039 | 52 | 0 | 1973 | 9999 |  |  | N | Hydro | [13 empty] | 0 | 0 | 0 | 0 | [11 empty] | USACE Kansas City District | 100 | U S Army Corps of Engineers | 100
Fulton (MO) | 2126_G_IC1 | 2126 | G | IC1 |  | Combustion Turbine | IC Engine | MIS_MO | Missouri | 29 | Callaway | 27 | 29027 | 4.1 | 11437 | 1966 | 9999 |  |  | N | Natural Gas, Distillate Fuel Oil | [12 empty] | 2.3 | 1.6498 | 1.6498 | 1.6498 | 1.6498 | [11 empty] | Fulton MO (City of) | 100 | Fulton MO (City of) | 100
Fulton (MO) | 2126_G_GT4 | 2126 | G | GT4 |  | Combustion Turbine |  | MIS_MO | Missouri | 29 | Callaway | 27 | 29027 | 15 | 23583 | 1972 | 9999 |  |  | N | Natural Gas, Distillate Fuel Oil | [12 empty] | 2.3 | 0.00703 | 0.00703 | 0.00703 | 0.00703 | [11 empty] | Fulton MO (City of) | 100 | Fulton MO (City of) | 100
Fulton (MO) | 2126_G_IC3 | 2126 | G | IC3 |  | Combustion Turbine | IC Engine | MIS_MO | Missouri | 29 | Callaway | 27 | 29027 | 6.2 | 12315 | 1975 | 9999 |  |  | N | Natural Gas, Distillate Fuel Oil | [12 empty] | 2.3 | 1.2095 | 1.2095 | 1.2095 | 1.2095 | [11 empty] | Fulton MO (City of) | 100 | Fulton MO (City of) | 100
Gallatin (MO) | 2127_G_IC6 | 2127 | G | IC6 |  | Combustion Turbine | IC Engine | S_D_AECI | Missouri | 29 | Daviess | 61 | 29061 | 2.5 | 15785 | 1977 | 9999 |  |  | N | Distillate Fuel Oil | [12 empty] | 2.3 | 1.6498 | 1.6498 | 1.6498 | 1.6498 | [11 empty] | Gallatin MO (City of) | 100 | Gallatin MO (City of) | 100
Gallatin (MO) | 2127_G_IC4 | 2127 | G | IC4 |  | Combustion Turbine | IC Engine | S_D_AECI | Missouri | 29 | Daviess | 61 | 29061 | 2.5 | 16012 | 1983 | 9999 |  |  | N | Distillate Fuel Oil | [12 empty] | 2.3 | 1.6498 | 1.6498 | 1.6498 | 1.6498 | [11 empty] | Gallatin MO (City of) | 100 | Gallatin MO (City of) | 100
Gallatin (MO) | 2127_G_2A | 2127 | G | 2A |  | Combustion Turbine | IC Engine | S_D_AECI | Missouri | 29 | Daviess | 61 | 29061 | 1 | 17401 | 1993 | 9999 |  |  | N | Distillate Fuel Oil | [12 empty] | 2.3 | 1.6498 | 1.6498 | 1.6498 | 1.6498 | [11 empty] | Gallatin MO (City of) | 100 | Gallatin MO (City of) | 100
Gallatin (MO) | 2127_G_3A | 2127 | G | 3A |  | Combustion Turbine | IC Engine | S_D_AECI | Missouri | 29 | Daviess | 61 | 29061 | 1 | 17401 | 1993 | 9999 |  |  | N | Distillate Fuel Oil | [12 empty] | 2.3 | 1.6498 | 1.6498 | 1.6498 | 1.6498 | [11 empty] | Gallatin MO (City of) | 100 | Gallatin MO (City of) | 100
Higginsville | 2131_G_4 | 2131 | G | 4 | 88446 | Combustion Turbine |  | SPP_N | Missouri | 29 | Lafayette | 107 | 29107 | 37.5 | 15856 | 1996 | 9999 |  |  | N | Natural Gas, Distillate Fuel Oil |  |  |  | H2O | [8 empty] | 2.3 | 0.69989 | 0.69989 | 0.69989 | 0.69989 | [11 empty] | Higginsville Municipal Utilities | 100 | Higginsville Municipal Utilities | 100
Higginsville | 2131_G_5 | 2131 | G | 5 |  | Combustion Turbine | IC Engine | SPP_N | Missouri | 29 | Lafayette | 107 | 29107 | 1.2 | 15009 | 2004 | 9999 |  |  | N | Natural Gas, Distillate Fuel Oil | [12 empty] | 2.3 | 0.1022 | 0.1022 | 0.1022 | 0.1022 | [11 empty] | Higginsville Municipal Utilities | 100 | Higginsville Municipal Utilities | 100
Higginsville | 2131_G_6 | 2131 | G | 6 |  | Combustion Turbine | IC Engine | SPP_N | Missouri | 29 | Lafayette | 107 | 29107 | 4.5 | 14348 | 2004 | 9999 |  |  | N | Distillate Fuel Oil | [12 empty] | 2.3 | 0.00572 | 0.00572 | 0.00572 | 0.00572 | [11 empty] | Higginsville Municipal Utilities | 100 | Higginsville Municipal Utilities | 100
Jackson Square | 2134_G_1 | 2134 | G | 1 |  | Combustion Turbine |  | SPP_N | Missouri | 29 | Jackson | 95 | 29095 | 15 | 25000 | 1969 | 9999 |  |  | N | Distillate Fuel Oil | [12 empty] | 8 | 1.1117 | 1.1117 | 1.1117 | 1.1117 | [11 empty] | Independence Power & Light | 100 | Independence Power & Light | 100
Jackson Square | 2134_G_2 | 2134 | G | 2 |  | Combustion Turbine |  | SPP_N | Missouri | 29 | Jackson | 95 | 29095 | 15 | 25000 | 1969 | 9999 |  |  | N | Distillate Fuel Oil | [12 empty] | 8 | 0.54743 | 0.54743 | 0.54743 | 0.54743 | [11 empty] | Independence Power & Light | 100 | Independence Power & Light | 100
Station H | 2135_G_1 | 2135 | G | 1 |  | Combustion Turbine |  | SPP_N | Missouri | 29 | Jackson | 95 | 29095 | 19 | 24403 | 1972 | 9999 |  |  | N | Natural Gas, Distillate Fuel Oil | [12 empty] | 2.3 | 0.78654 | 0.78654 | 0.78654 | 0.78654 | [11 empty] | Independence Power & Light | 100 | Independence Power & Light | 100
Station H | 2135_G_2 | 2135 | G | 2 |  | Combustion Turbine |  | SPP_N | Missouri | 29 | Jackson | 95 | 29095 | 20 | 24403 | 1974 | 9999 |  |  | N | Natural Gas, Distillate Fuel Oil | [12 empty] | 2.3 | 0.78654 | 0.78654 | 0.78654 | 0.78654 | [11 empty] | Independence Power & Light | 100 | Independence Power & Light | 100
Station I | 2136_G_1 | 2136 | G | 1 |  | Combustion Turbine |  | SPP_N | Missouri | 29 | Jackson | 95 | 29095 | 19 | 23635 | 1972 | 9999 |  |  | N | Distillate Fuel Oil | [12 empty] | 8 | 1.2 | 1.2 | 1.2 | 1.2 | [11 empty] | Independence Power & Light | 100 | Independence Power & Light | 100
Station I | 2136_G_2 | 2136 | G | 2 |  | Combustion Turbine |  | SPP_N | Missouri | 29 | Jackson | 95 | 29095 | 19 | 23677 | 1972 | 9999 |  |  | N | Distillate Fuel Oil | [12 empty] | 8 | 1.2 | 1.2 | 1.2 | 1.2 | [11 empty] | Independence Power & Light | 100 | Independence Power & Light | 100
Jackson (MO) | 2137_G_5 | 2137 | G | 5 |  | Combustion Turbine | IC Engine | MIS_MO | Missouri | 29 | Cape Girardeau | 31 | 29031 | 0.6 | 25000 | 1936 | 9999 |  |  | N | Distillate Fuel Oil | [12 empty] | 2.3 | 1.6498 | 1.6498 | 1.6498 | 1.6498 | [11 empty] | Jackson Power & Light | 100 | Jackson Power & Light | 100
Jackson (MO) | 2137_G_6 | 2137 | G | 6 |  | Combustion Turbine | IC Engine | MIS_MO | Missouri | 29 | Cape Girardeau | 31 | 29031 | 1 | 25000 | 1946 | 9999 |  |  | N | Distillate Fuel Oil | [12 empty] | 2.3 | 1.6498 | 1.6498 | 1.6498 | 1.6498 | [11 empty] | Jackson Power & Light | 100 | Jackson Power & Light | 100
Jackson (MO) | 2137_G_3 | 2137 | G | 3 |  | Combustion Turbine | IC Engine | MIS_MO | Missouri | 29 | Cape Girardeau | 31 | 29031 | 1 | 25000 | 1963 | 9999 |  |  | N | Natural Gas, Distillate Fuel Oil | [12 empty] | 2.3 | 1.6498 | 1.6498 | 1.6498 | 1.6498 | [11 empty] | Jackson Power & Light | 100 | Jackson Power & Light | 100
Jackson (MO) | 2137_G_4 | 2137 | G | 4 |  | Combustion Turbine | IC Engine | MIS_MO | Missouri | 29 | Cape Girardeau | 31 | 29031 | 1 | 25000 | 1963 | 9999 |  |  | N | Natural Gas, Distillate Fuel Oil | [12 empty] | 2.3 | 1.6498 | 1.6498 | 1.6498 | 1.6498 | [11 empty] | Jackson Power & Light | 100 | Jackson Power & Light | 100
Jackson (MO) | 2137_G_7 | 2137 | G | 7 |  | Combustion Turbine | IC Engine | MIS_MO | Missouri | 29 | Cape Girardeau | 31 | 29031 | 6.5 | 20500 | 1973 | 9999 |  |  | N | Natural Gas, Distillate Fuel Oil | [12 empty] | 2.3 | 0.9076 | 0.9076 | 0.9076 | 0.9076 | [11 empty] | Jackson Power & Light | 100 | Jackson Power & Light | 100
Jackson (MO) | 2137_G_8 | 2137 | G | 8 |  | Combustion Turbine | IC Engine | MIS_MO | Missouri | 29 | Cape Girardeau | 31 | 29031 | 6.5 | 20500 | 1973 | 9999 |  |  | N | Natural Gas, Distillate Fuel Oil | [12 empty] | 2.3 | 1.6498 | 1.6498 | 1.6498 | 1.6498 | [11 empty] | Jackson Power & Light | 100 | Jackson Power & Light | 100
Jackson (MO) | 2137_G_9 | 2137 | G | 9 |  | Combustion Turbine | IC Engine | MIS_MO | Missouri | 29 | Cape Girardeau | 31 | 29031 | 2.7 | 25000 | 1983 | 9999 |  |  | N | Natural Gas, Distillate Fuel Oil | [12 empty] | 2.3 | 1.6498 | 1.6498 | 1.6498 | 1.6498 | [11 empty] | Jackson Power & Light | 100 | Jackson Power & Light | 100
Jackson (MO) | 2137_G_10 | 2137 | G | 10 |  | Combustion Turbine | IC Engine | MIS_MO | Missouri | 29 | Cape Girardeau | 31 | 29031 | 2 | 25000 | 2006 | 9999 |  |  | N | Distillate Fuel Oil | [13 empty] | 1.6498 | 1.6498 | 1.6498 | 1.6498 | [11 empty] | Jackson Power & Light | 100 | Jackson Power & Light | 100
Jackson (MO) | 2137_G_11 | 2137 | G | 11 |  | Combustion Turbine | IC Engine | MIS_MO | Missouri | 29 | Cape Girardeau | 31 | 29031 | 2 | 25000 | 2006 | 9999 |  |  | N | Distillate Fuel Oil | [13 empty] | 1.6498 | 1.6498 | 1.6498 | 1.6498 | [11 empty] | Jackson Power & Light | 100 | Jackson Power & Light | 100
Jackson (MO) | 2137_G_12 | 2137 | G | 12 |  | Combustion Turbine | IC Engine | MIS_MO | Missouri | 29 | Cape Girardeau | 31 | 29031 | 2 | 25000 | 2006 | 9999 |  |  | N | Distillate Fuel Oil | [13 empty] | 1.6498 | 1.6498 | 1.6498 | 1.6498 | [11 empty] | Jackson Power & Light | 100 | Jackson Power & Light | 100
Kahoka | 2138_G_3 | 2138 | G | 3 |  | Combustion Turbine | IC Engine | MIS_MO | Missouri | 29 | Clark | 45 | 29045 | 0.2 | 25000 | 1941 | 9999 |  |  | N | Distillate Fuel Oil | [12 empty] | 2.3 | 1.6498 | 1.6498 | 1.6498 | 1.6498 | [11 empty] | Kahoka MO (City of) | 100 | Kahoka MO (City of) | 100
Kahoka | 2138_G_6 | 2138 | G | 6 |  | Combustion Turbine | IC Engine | MIS_MO | Missouri | 29 | Clark | 45 | 29045 | 0.7 | 25000 | 1952 | 9999 |  |  | N | Distillate Fuel Oil | [12 empty] | 2.3 | 1.6498 | 1.6498 | 1.6498 | 1.6498 | [11 empty] | Kahoka MO (City of) | 100 | Kahoka MO (City of) | 100
Kahoka | 2138_G_7 | 2138 | G | 7 |  | Combustion Turbine | IC Engine | MIS_MO | Missouri | 29 | Clark | 45 | 29045 | 0.7 | 18000 | 1956 | 9999 |  |  | N | Natural Gas, Distillate Fuel Oil | [12 empty] | 2.3 | 1.061 | 1.061 | 1.061 | 1.061 | [11 empty] | Kahoka MO (City of) | 100 | Kahoka MO (City of) | 100
Kahoka | 2138_G_8 | 2138 | G | 8 |  | Combustion Turbine | IC Engine | MIS_MO | Missouri | 29 | Clark | 45 | 29045 | 1.4 | 18000 | 1969 | 9999 |  |  | N | Natural Gas, Distillate Fuel Oil | [12 empty] | 2.3 | 1.061 | 1.061 | 1.061 | 1.061 | [11 empty] | Kahoka MO (City of) | 100 | Kahoka MO (City of) | 100
Kahoka | 2138_G_9 | 2138 | G | 9 |  | Combustion Turbine | IC Engine | MIS_MO | Missouri | 29 | Clark | 45 | 29045 | 0.8 | 18000 | 1982 | 9999 |  |  | N | Natural Gas, Distillate Fuel Oil | [12 empty] | 2.3 | 1.061 | 1.061 | 1.061 | 1.061 | [11 empty] | Kahoka MO (City of) | 100 | Kahoka MO (City of) | 100
Kahoka | 2138_G_10 | 2138 | G | 10 |  | Combustion Turbine | IC Engine | MIS_MO | Missouri | 29 | Clark | 45 | 29045 | 1.1 | 23645 | 1999 | 9999 |  |  | N | Distillate Fuel Oil | [12 empty] | 2.3 | 1.6498 | 1.6498 | 1.6498 | 1.6498 | [11 empty] | Kahoka MO (City of) | 100 | Kahoka MO (City of) | 100
Kahoka | 2138_G_11 | 2138 | G | 11 |  | Combustion Turbine | IC Engine | MIS_MO | Missouri | 29 | Clark | 45 | 29045 | 1.1 | 25000 | 1999 | 9999 |  |  | N | Distillate Fuel Oil | [12 empty] | 2.3 | 1.6498 | 1.6498 | 1.6498 | 1.6498 | [11 empty] | Kahoka MO (City of) | 100 | Kahoka MO (City of) | 100
Kahoka | 2138_G_12 | 2138 | G | 12 |  | Combustion Turbine | IC Engine | MIS_MO | Missouri | 29 | Clark | 45 | 29045 | 1.1 | 25000 | 1999 | 9999 |  |  | N | Distillate Fuel Oil | [12 empty] | 2.3 | 1.6498 | 1.6498 | 1.6498 | 1.6498 | [11 empty] | Kahoka MO (City of) | 100 | Kahoka MO (City of) | 100
Kennett | 2139_G_9 | 2139 | G | 9 |  | Combustion Turbine | IC Engine | SPP_WEST | Missouri | 29 | Dunklin | 69 | 29069 | 5.6 | 18000 | 1965 | 9999 |  |  | N | Natural Gas, Distillate Fuel Oil | [12 empty] | 2.3 | 1.061 | 1.061 | 1.061 | 1.061 | [11 empty] | Kennett MO (City of) | 100 | Kennett MO (City of) | 100
Kennett | 2139_G_10 | 2139 | G | 10 |  | Combustion Turbine | IC Engine | SPP_WEST | Missouri | 29 | Dunklin | 69 | 29069 | 5.6 | 18000 | 1971 | 9999 |  |  | N | Natural Gas, Distillate Fuel Oil | [12 empty] | 2.3 | 1.061 | 1.061 | 1.061 | 1.061 | [11 empty] | Kennett MO (City of) | 100 | Kennett MO (City of) | 100
Kennett | 2139_G_11 | 2139 | G | 11 |  | Combustion Turbine | IC Engine | SPP_WEST | Missouri | 29 | Dunklin | 69 | 29069 | 5.6 | 18000 | 1975 | 9999 |  |  | N | Natural Gas, Distillate Fuel Oil | [12 empty] | 2.3 | 1.061 | 1.061 | 1.061 | 1.061 | [11 empty] | Kennett MO (City of) | 100 | Kennett MO (City of) | 100
Kennett | 2139_G_12 | 2139 | G | 12 |  | Combustion Turbine | IC Engine | SPP_WEST | Missouri | 29 | Dunklin | 69 | 29069 | 5.7 | 18000 | 2001 | 9999 |  |  | N | Natural Gas | [12 empty] | 2.3 | 1.061 | 1.061 | 1.061 | 1.061 | [11 empty] | Kennett MO (City of) | 100 | Kennett MO (City of) | 100
Kennett | 2139_G_13 | 2139 | G | 13 |  | Combustion Turbine | IC Engine | SPP_WEST | Missouri | 29 | Dunklin | 69 | 29069 | 5.7 | 18000 | 2001 | 9999 |  |  | N | Natural Gas | [12 empty] | 2.3 | 1.061 | 1.061 | 1.061 | 1.061 | [11 empty] | Kennett MO (City of) | 100 | Kennett MO (City of) | 100
La Plata | 2140_G_1 | 2140 | G | 1 |  | Combustion Turbine | IC Engine | S_D_AECI | Missouri | 29 | Macon | 121 | 29121 | 1.7 | 25000 | 2013 | 9999 |  |  | N | Distillate Fuel Oil | [13 empty] | 1.6498 | 1.6498 | 1.6498 | 1.6498 | [11 empty] | La Plata MO (City of) | 100 | La Plata MO (City of) | 100
La Plata | 2140_G_2 | 2140 | G | 2 |  | Combustion Turbine | IC Engine | S_D_AECI | Missouri | 29 | Macon | 121 | 29121 | 1.7 | 25000 | 2013 | 9999 |  |  | N | Distillate Fuel Oil | [13 empty] | 1.6498 | 1.6498 | 1.6498 | 1.6498 | [11 empty] | La Plata MO (City of) | 100 | La Plata MO (City of) | 100
Macon | 2141_G_4 | 2141 | G | 4 |  | Combustion Turbine | IC Engine | S_D_AECI | Missouri | 29 | Macon | 121 | 29121 | 0.7 | 12283 | 1985 | 9999 |  |  | N | Distillate Fuel Oil | [12 empty] | 2.3 | 1.6498 | 1.6498 | 1.6498 | 1.6498 | [11 empty] | Macon MO (City of) | 100 | Macon MO (City of) | 100
Malden | 2142_G_5 | 2142 | G | 5 |  | Combustion Turbine | IC Engine | SPP_WEST | Missouri | 29 | Dunklin | 69 | 29069 | 1.2 | 10745 | 1957 | 9999 |  |  | N | Natural Gas, Distillate Fuel Oil | [12 empty] | 2.3 | 1.6498 | 1.6498 | 1.6498 | 1.6498 | [11 empty] | Malden MO (City of) | 100 | Malden MO (City of) | 100
Malden | 2142_G_6 | 2142 | G | 6 |  | Combustion Turbine | IC Engine | SPP_WEST | Missouri | 29 | Dunklin | 69 | 29069 | 1.8 | 10745 | 1963 | 9999 |  |  | N | Distillate Fuel Oil | [12 empty] | 2.3 | 1.6498 | 1.6498 | 1.6498 | 1.6498 | [11 empty] | Malden MO (City of) | 100 | Malden MO (City of) | 100
Malden | 2142_G_7 | 2142 | G | 7 |  | Combustion Turbine | IC Engine | SPP_WEST | Missouri | 29 | Dunklin | 69 | 29069 | 2.5 | 10745 | 1973 | 9999 |  |  | N | Distillate Fuel Oil | [12 empty] | 2.3 | 1.6498 | 1.6498 | 1.6498 | 1.6498 | [11 empty] | Malden MO (City of) | 100 | Malden MO (City of) | 100
Malden | 2142_G_8 | 2142 | G | 8 |  | Combustion Turbine | IC Engine | SPP_WEST | Missouri | 29 | Dunklin | 69 | 29069 | 3.8 | 10745 | 1973 | 9999 |  |  | N | Distillate Fuel Oil | [12 empty] | 2.3 | 1.6498 | 1.6498 | 1.6498 | 1.6498 | [11 empty] | Malden MO (City of) | 100 | Malden MO (City of) | 100
Malden | 2142_G_2A | 2142 | G | 2A |  | Combustion Turbine | IC Engine | SPP_WEST | Missouri | 29 | Dunklin | 69 | 29069 | 1.8 | 10745 | 1996 | 9999 |  |  | N | Distillate Fuel Oil | [12 empty] | 2.3 | 1.6498 | 1.6498 | 1.6498 | 1.6498 | [11 empty] | Malden MO (City of) | 100 | Malden MO (City of) | 100
Malden | 2142_G_3A | 2142 | G | 3A |  | Combustion Turbine | IC Engine | SPP_WEST | Missouri | 29 | Dunklin | 69 | 29069 | 1.8 | 10745 | 1996 | 9999 |  |  | N | Distillate Fuel Oil | [12 empty] | 2.3 | 1.6498 | 1.6498 | 1.6498 | 1.6498 | [11 empty] | Malden MO (City of) | 100 | Malden MO (City of) | 100
Malden | 2142_G_4A | 2142 | G | 4A |  | Combustion Turbine | IC Engine | SPP_WEST | Missouri | 29 | Dunklin | 69 | 29069 | 1.8 | 10745 | 1996 | 9999 |  |  | N | Distillate Fuel Oil | [12 empty] | 2.3 | 1.6498 | 1.6498 | 1.6498 | 1.6498 | [11 empty] | Malden MO (City of) | 100 | Malden MO (City of) | 100
Marshall (MO) | 2144_G_GT1 | 2144 | G | GT1 |  | Combustion Turbine |  | SPP_N | Missouri | 29 | Saline | 195 | 29195 | 14 | 17619 | 1972 | 9999 |  |  | N | Natural Gas, Distillate Fuel Oil | [12 empty] | 2.3 | 0.486 | 0.486 | 0.486 | 0.486 | [11 empty] | Marshall MO (City of) | 100 | Marshall MO (City of) | 100
Marshall (MO) | 2144_G_7 | 2144 | G | 7 |  | Combustion Turbine | IC Engine | SPP_N | Missouri | 29 | Saline | 195 | 29195 | 0.9 | 10745 | 1988 | 9999 |  |  | N | Distillate Fuel Oil | [12 empty] | 2.3 | 0.49849 | 0.49849 | 0.49849 | 0.49849 | [11 empty] | Marshall MO (City of) | 100 | Marshall MO (City of) | 100
Marshall (MO) | 2144_G_8 | 2144 | G | 8 |  | Combustion Turbine | IC Engine | SPP_N | Missouri | 29 | Saline | 195 | 29195 | 0.9 | 10745 | 1988 | 9999 |  |  | N | Distillate Fuel Oil | [12 empty] | 2.3 | 0.54015 | 0.54015 | 0.54015 | 0.54015 | [11 empty] | Marshall MO (City of) | 100 | Marshall MO (City of) | 100
Marshall (MO) | 2144_G_9 | 2144 | G | 9 |  | Combustion Turbine | IC Engine | SPP_N | Missouri | 29 | Saline | 195 | 29195 | 0.9 | 10745 | 1988 | 9999 |  |  | N | Distillate Fuel Oil | [12 empty] | 2.3 | 2.7777 | 2.7777 | 2.7777 | 2.7777 | [11 empty] | Marshall MO (City of) | 100 | Marshall MO (City of) | 100
Marshall (MO) | 2144_G_10 | 2144 | G | 10 |  | Combustion Turbine | IC Engine | SPP_N | Missouri | 29 | Saline | 195 | 29195 | 6.3 | 10745 | 1990 | 9999 |  |  | N | Natural Gas, Distillate Fuel Oil | [12 empty] | 2.3 | 0.45781 | 0.45781 | 0.45781 | 0.45781 | [11 empty] | Marshall MO (City of) | 100 | Marshall MO (City of) | 100
Marshall (MO) | 2144_G_11 | 2144 | G | 11 |  | Combustion Turbine | IC Engine | SPP_N | Missouri | 29 | Saline | 195 | 29195 | 6.3 | 10745 | 1994 | 9999 |  |  | N | Natural Gas, Distillate Fuel Oil | [12 empty] | 2.3 | 0.45888 | 0.45888 | 0.45888 | 0.45888 | [11 empty] | Marshall MO (City of) | 100 | Marshall MO (City of) | 100
Memphis | 2145_G_3 | 2145 | G | 3 |  | Combustion Turbine | IC Engine | S_D_AECI | Missouri | 29 | Scotland | 199 | 29199 | 0.2 | 16997 | 1945 | 9999 |  |  | N | Distillate Fuel Oil | [12 empty] | 2.3 | 1.6498 | 1.6498 | 1.6498 | 1.6498 | [11 empty] | Memphis Light Plant MO (City of) | 100 | Memphis Light Plant MO (City of) | 100
Memphis | 2145_G_6 | 2145 | G | 6 |  | Combustion Turbine | IC Engine | S_D_AECI | Missouri | 29 | Scotland | 199 | 29199 | 0.9 | 10745 | 1957 | 9999 |  |  | N | Distillate Fuel Oil | [12 empty] | 2.3 | 1.6498 | 1.6498 | 1.6498 | 1.6498 | [11 empty] | Memphis Light Plant MO (City of) | 100 | Memphis Light Plant MO (City of) | 100
Memphis | 2145_G_7 | 2145 | G | 7 |  | Combustion Turbine | IC Engine | S_D_AECI | Missouri | 29 | Scotland | 199 | 29199 | 1.1 | 11819 | 1960 | 9999 |  |  | N | Distillate Fuel Oil | [12 empty] | 2.3 | 1.6498 | 1.6498 | 1.6498 | 1.6498 | [11 empty] | Memphis Light Plant MO (City of) | 100 | Memphis Light Plant MO (City of) | 100
Memphis | 2145_G_8 | 2145 | G | 8 |  | Combustion Turbine | IC Engine | S_D_AECI | Missouri | 29 | Scotland | 199 | 29199 | 1.3 | 10745 | 1966 | 9999 |  |  | N | Natural Gas, Distillate Fuel Oil | [12 empty] | 2.3 | 1.6498 | 1.6498 | 1.6498 | 1.6498 | [11 empty] | Memphis Light Plant MO (City of) | 100 | Memphis Light Plant MO (City of) | 100
Memphis | 2145_G_1 | 2145 | G | 1 |  | Combustion Turbine | IC Engine | S_D_AECI | Missouri | 29 | Scotland | 199 | 29199 | 0.6 | 13183 | 1972 | 9999 |  |  | N | Natural Gas, Distillate Fuel Oil | [12 empty] | 2.3 | 1.6498 | 1.6498 | 1.6498 | 1.6498 | [11 empty] | Memphis Light Plant MO (City of) | 100 | Memphis Light Plant MO (City of) | 100
Memphis | 2145_G_9 | 2145 | G | 9 |  | Combustion Turbine | IC Engine | S_D_AECI | Missouri | 29 | Scotland | 199 | 29199 | 1.3 | 12169 | 1972 | 9999 |  |  | N | Natural Gas, Distillate Fuel Oil | [12 empty] | 2.3 | 1.6498 | 1.6498 | 1.6498 | 1.6498 | [11 empty] | Memphis Light Plant MO (City of) | 100 | Memphis Light Plant MO (City of) | 100
Memphis | 2145_G_10 | 2145 | G | 10 |  | Combustion Turbine | IC Engine | S_D_AECI | Missouri | 29 | Scotland | 199 | 29199 | 1 | 12436 | 1989 | 9999 |  |  | N | Distillate Fuel Oil | [12 empty] | 2.3 | 1.6498 | 1.6498 | 1.6498 | 1.6498 | [11 empty] | Memphis Light Plant MO (City of) | 100 | Memphis Light Plant MO (City of) | 100
Memphis | 2145_G_11 | 2145 | G | 11 |  | Combustion Turbine | IC Engine | S_D_AECI | Missouri | 29 | Scotland | 199 | 29199 | 1 | 12436 | 1989 | 9999 |  |  | N | Distillate Fuel Oil | [12 empty] | 2.3 | 1.6498 | 1.6498 | 1.6498 | 1.6498 | [11 empty] | Memphis Light Plant MO (City of) | 100 | Memphis Light Plant MO (City of) | 100
Memphis | 2145_G_12 | 2145 | G | 12 |  | Combustion Turbine | IC Engine | S_D_AECI | Missouri | 29 | Scotland | 199 | 29199 | 0.4 | 11299 | 1989 | 9999 |  |  | N | Distillate Fuel Oil | [12 empty] | 2.3 | 1.6498 | 1.6498 | 1.6498 | 1.6498 | [11 empty] | Memphis Light Plant MO (City of) | 100 | Memphis Light Plant MO (City of) | 100
Memphis | 2145_G_13 | 2145 | G | 13 |  | Combustion Turbine | IC Engine | S_D_AECI | Missouri | 29 | Scotland | 199 | 29199 | 1 | 12436 | 1990 | 9999 |  |  | N | Distillate Fuel Oil | [12 empty] | 2.3 | 1.6498 | 1.6498 | 1.6498 | 1.6498 | [11 empty] | Memphis Light Plant MO (City of) | 100 | Memphis Light Plant MO (City of) | 100
James River Power Station | 2161_G_GT1 | 2161 | G | GT1 | 89860 | Combustion Turbine |  | SPP_N | Missouri | 29 | Greene | 77 | 29077 | 75 | 14274 | 1989 | 9999 |  |  | N | Natural Gas, Distillate Fuel Oil |  |  |  | H2O | [8 empty] | 2.3 | 0.15219 | 0.15219 | 0.15219 | 0.15219 | [11 empty] | Springfield MO (City of) | 100 | Springfield MO (City of) | 100
James River Power Station | 2161_G_GT2 | 2161 | G | GT2 | 1350 | Combustion Turbine |  | SPP_N | Missouri | 29 | Greene | 77 | 29077 | 80 | 14274 | 1992 | 9999 |  |  | N | Natural Gas, Distillate Fuel Oil |  |  |  | H2O | [8 empty] | 2.3 | 0.15099 | 0.15099 | 0.15099 | 0.15099 | [11 empty] | Springfield MO (City of) | 100 | Springfield MO (City of) | 100
Unionville City of | 2164_G_3 | 2164 | G | 3 |  | Combustion Turbine | IC Engine | S_D_AECI | Missouri | 29 | Putnam | 171 | 29171 | 0.2 | 17778 | 1935 | 9999 |  |  | N | Distillate Fuel Oil | [12 empty] | 2.3 | 1.6498 | 1.6498 | 1.6498 | 1.6498 | [11 empty] | Unionville MO (City of) | 100 | Unionville MO (City of) | 100
Unionville City of | 2164_G_5 | 2164 | G | 5 |  | Combustion Turbine | IC Engine | S_D_AECI | Missouri | 29 | Putnam | 171 | 29171 | 0.3 | 14085 | 1955 | 9999 |  |  | N | Distillate Fuel Oil | [12 empty] | 2.3 | 1.6498 | 1.6498 | 1.6498 | 1.6498 | [11 empty] | Unionville MO (City of) | 100 | Unionville MO (City of) | 100
Unionville City of | 2164_G_6 | 2164 | G | 6 |  | Combustion Turbine | IC Engine | S_D_AECI | Missouri | 29 | Putnam | 171 | 29171 | 0.3 | 14085 | 1955 | 9999 |  |  | N | Distillate Fuel Oil | [12 empty] | 2.3 | 1.6498 | 1.6498 | 1.6498 | 1.6498 | [11 empty] | Unionville MO (City of) | 100 | Unionville MO (City of) | 100
Unionville City of | 2164_G_7 | 2164 | G | 7 |  | Combustion Turbine | IC Engine | S_D_AECI | Missouri | 29 | Putnam | 171 | 29171 | 0.9 | 14091 | 1962 | 9999 |  |  | N | Distillate Fuel Oil | [12 empty] | 2.3 | 1.6498 | 1.6498 | 1.6498 | 1.6498 | [11 empty] | Unionville MO (City of) | 100 | Unionville MO (City of) | 100
Unionville City of | 2164_G_8 | 2164 | G | 8 |  | Combustion Turbine | IC Engine | S_D_AECI | Missouri | 29 | Putnam | 171 | 29171 | 1.1 | 13552 | 1967 | 9999 |  |  | N | Natural Gas, Distillate Fuel Oil | [12 empty] | 2.3 | 1.6498 | 1.6498 | 1.6498 | 1.6498 | [11 empty] | Unionville MO (City of) | 100 | Unionville MO (City of) | 100
Unionville City of | 2164_G_1 | 2164 | G | 1 |  | Combustion Turbine | IC Engine | S_D_AECI | Missouri | 29 | Putnam | 171 | 29171 | 0.6 | 13714 | 1970 | 9999 |  |  | N | Distillate Fuel Oil | [12 empty] | 2.3 | 1.6498 | 1.6498 | 1.6498 | 1.6498 | [11 empty] | Unionville MO (City of) | 100 | Unionville MO (City of) | 100
Unionville City of | 2164_G_4 | 2164 | G | 4 |  | Combustion Turbine | IC Engine | S_D_AECI | Missouri | 29 | Putnam | 171 | 29171 | 0.9 | 14091 | 1970 | 9999 |  |  | N | Distillate Fuel Oil | [12 empty] | 2.3 | 1.6498 | 1.6498 | 1.6498 | 1.6498 | [11 empty] | Unionville MO (City of) | 100 | Unionville MO (City of) | 100
Unionville City of | 2164_G_2 | 2164 | G | 2 |  | Combustion Turbine | IC Engine | S_D_AECI | Missouri | 29 | Putnam | 171 | 29171 | 1.7 | 13607 | 1975 | 9999 |  |  | N | Natural Gas, Distillate Fuel Oil | [12 empty] | 2.3 | 1.6498 | 1.6498 | 1.6498 | 1.6498 | [11 empty] | Unionville MO (City of) | 100 | Unionville MO (City of) | 100
Unionville City of | 2164_G_9 | 2164 | G | 9 |  | Combustion Turbine | IC Engine | S_D_AECI | Missouri | 29 | Putnam | 171 | 29171 | 2 | 12433 | 1994 | 9999 |  |  | N | Distillate Fuel Oil | [12 empty] | 2.3 | 1.6498 | 1.6498 | 1.6498 | 1.6498 | [11 empty] | Unionville MO (City of) | 100 | Unionville MO (City of) | 100
Table Rock | 2166_G_1 | 2166 | G | 1 |  | Hydro |  | SPP_WEST | Missouri | 29 | Taney | 213 | 29213 | 53 | 0 | 1959 | 9999 |  |  | N | Hydro | [13 empty] | 0 | 0 | 0 | 0 | [11 empty] | USACE Little Rock District | 100 | U S Army Corps of Engineers | 100
Table Rock | 2166_G_2 | 2166 | G | 2 |  | Hydro |  | SPP_WEST | Missouri | 29 | Taney | 213 | 29213 | 53 | 0 | 1959 | 9999 |  |  | N | Hydro | [13 empty] | 0 | 0 | 0 | 0 | [11 empty] | USACE Little Rock District | 100 | U S Army Corps of Engineers | 100
Table Rock | 2166_G_3 | 2166 | G | 3 |  | Hydro |  | SPP_WEST | Missouri | 29 | Taney | 213 | 29213 | 57.5 | 0 | 1961 | 9999 |  |  | N | Hydro | [13 empty] | 0 | 0 | 0 | 0 | [11 empty] | USACE Little Rock District | 100 | U S Army Corps of Engineers | 100
Table Rock | 2166_G_4 | 2166 | G | 4 |  | Hydro |  | SPP_WEST | Missouri | 29 | Taney | 213 | 29213 | 53 | 0 | 1961 | 9999 |  |  | N | Hydro | [13 empty] | 0 | 0 | 0 | 0 | [11 empty] | USACE Little Rock District | 100 | U S Army Corps of Engineers | 100
New Madrid | 2167_B_1 | 2167 | B | 1 | 1357 | Coal Steam |  | S_D_AECI | Missouri | 29 | New Madrid | 143 | 29143 | 579 | 9859 | 1972 | 9999 | cyclone | wet | N | Subbituminous |  |  |  | LNB + OFA | SCR | 2002 |  | ESPC | No | ACI | 2016 |  | 10 | 0.686 | 0.11674 | 0.686 | 0.11674 | 0.1 | 0.1 | 0.1 | 0 | [7 empty] | Associated Electric Coop Inc | 100 | Associated Electric Coop Inc | 100
New Madrid | 2167_B_2 | 2167 | B | 2 | 1358 | Coal Steam |  | S_D_AECI | Missouri | 29 | New Madrid | 143 | 29143 | 575 | 9814 | 1977 | 9999 | cyclone | wet | N | Subbituminous |  |  |  | LNB + OFA | SCR | 2000 |  | ESPC | No | ACI | 2016 |  | 10 | 0.62441 | 0.15614 | 0.62441 | 0.15614 | 0.1 | 0.1 | 0.1 | 0 | [7 empty] | Associated Electric Coop Inc | 100 | Associated Electric Coop Inc | 100
Thomas Hill | 2168_B_MB1 | 2168 | B | MB1 | 1359 | Coal Steam |  | S_D_AECI | Missouri | 29 | Randolph | 175 | 29175 | 165 | 9907 | 1966 | 9999 | cyclone | wet | N | Subbituminous |  |  |  | LNB + OFA | SCR | 2009 |  | ESPC | No | ACI | 2016 |  | 8 | 0.52294 | 0.12123 | 0.52294 | 0.12123 | 0.1 | 0.1 | 0.1 | 0 | [7 empty] | Associated Electric Coop Inc | 100 | Associated Electric Coop Inc | 100
Thomas Hill | 2168_B_MB2 | 2168 | B | MB2 | 1360 | Coal Steam |  | S_D_AECI | Missouri | 29 | Randolph | 175 | 29175 | 270 | 9930 | 1969 | 9999 | cyclone | wet | N | Subbituminous |  |  |  | LNB + OFA | SCR | 2009 |  | ESPC | No | ACI | 2016 |  | 8 | 0.54685 | 0.10895 | 0.54685 | 0.10895 | 0.1 | 0.1 | 0.1 | 0 | [7 empty] | Associated Electric Coop Inc | 100 | Associated Electric Coop Inc | 100
Thomas Hill | 2168_B_MB3 | 2168 | B | MB3 | 1361 | Coal Steam |  | S_D_AECI | Missouri | 29 | Randolph | 175 | 29175 | 699 | 9903 | 1982 | 9999 | wall | dry | N | Subbituminous |  |  |  | LNB + OFA | SCR | 2009 |  | ESPC | No | ACI | 2016 |  | 1.2 | 0.23309 | 0.13305 | 0.23309 | 0.13305 | 0.1 | 0.1 | 0.1 | 0 | [7 empty] | Associated Electric Coop Inc | 100 | Associated Electric Coop Inc | 100
Glendive GT | 2176_G_GT1 | 2176 | G | GT1 |  | Combustion Turbine |  | MIS_MAPP | Montana | 30 | Dawson | 21 | 30021 | 34.8 | 17225 | 1979 | 9999 |  |  | N | Natural Gas, Distillate Fuel Oil | [12 empty] | 1 | 0.47388 | 0.47388 | 0.47388 | 0.47388 | [11 empty] | MDU Resources Group Inc | 100 | MDU Resources Group Inc | 100
Glendive GT | 2176_G_GT-2 | 2176 | G | GT-2 | 1363 | Combustion Turbine |  | MIS_MAPP | Montana | 30 | Dawson | 21 | 30021 | 40.1 | 17224 | 2003 | 9999 |  |  | N | Natural Gas, Distillate Fuel Oil |  |  |  | DLNB | [8 empty] | 1 | 0.14285 | 0.14285 | 0.14285 | 0.14285 | [11 empty] | MDU Resources Group Inc | 100 | MDU Resources Group Inc | 100
Miles City GT | 2177_G_1 | 2177 | G | 1 |  | Combustion Turbine |  | MIS_MAPP | Montana | 30 | Custer | 17 | 30017 | 23.6 | 21852 | 1972 | 9999 |  |  | N | Natural Gas, Distillate Fuel Oil | [12 empty] | 1 | 0.07358 | 0.07358 | 0.07358 | 0.07358 | [11 empty] | MDU Resources Group Inc | 100 | MDU Resources Group Inc | 100
Black Eagle | 2181_G_BLA1 | 2181 | G | BLA1 |  | Hydro |  | WECC_MT | Montana | 30 | Cascade | 13 | 30013 | 7 | 0 | 1927 | 9999 |  |  | N | Hydro | [13 empty] | 0 | 0 | 0 | 0 | [11 empty] | NorthWestern Corp | 100 | NorthWestern Corp | 100
Black Eagle | 2181_G_BLA2 | 2181 | G | BLA2 |  | Hydro |  | WECC_MT | Montana | 30 | Cascade | 13 | 30013 | 7 | 0 | 1927 | 9999 |  |  | N | Hydro | [13 empty] | 0 | 0 | 0 | 0 | [11 empty] | NorthWestern Corp | 100 | NorthWestern Corp | 100
Black Eagle | 2181_G_BLA3 | 2181 | G | BLA3 |  | Hydro |  | WECC_MT | Montana | 30 | Cascade | 13 | 30013 | 7 | 0 | 1927 | 9999 |  |  | N | Hydro | [13 empty] | 0 | 0 | 0 | 0 | [11 empty] | NorthWestern Corp | 100 | NorthWestern Corp | 100
Cochrane | 2182_G_COC1 | 2182 | G | COC1 |  | Hydro |  | WECC_MT | Montana | 30 | Cascade | 13 | 30013 | 31 | 0 | 1958 | 9999 |  |  | N | Hydro | [13 empty] | 0 | 0 | 0 | 0 | [11 empty] | NorthWestern Corp | 100 | NorthWestern Corp | 100
Cochrane | 2182_G_COC2 | 2182 | G | COC2 |  | Hydro |  | WECC_MT | Montana | 30 | Cascade | 13 | 30013 | 31 | 0 | 1958 | 9999 |  |  | N | Hydro | [13 empty] | 0 | 0 | 0 | 0 | [11 empty] | NorthWestern Corp | 100 | NorthWestern Corp | 100
Hauser | 2185_G_HAU6 | 2185 | G | HAU6 |  | Hydro |  | WECC_MT | Montana | 30 | Lewis and Clark | 49 | 30049 | 3.8 | 0 | 1915 | 9999 |  |  | N | Hydro | [13 empty] | 0 | 0 | 0 | 0 | [11 empty] | NorthWestern Corp | 100 | NorthWestern Corp | 100
Hauser | 2185_G_HAU7 | 2185 | G | HAU7 |  | Hydro |  | WECC_MT | Montana | 30 | Lewis and Clark | 49 | 30049 | 3.4 | 0 | 2019 | 9999 |  |  | N | Hydro | [13 empty] | 0 | 0 | 0 | 0 | [11 empty] | NorthWestern Corp | 100 | NorthWestern Corp | 100
Holter | 2186_G_HOL1 | 2186 | G | HOL1 |  | Hydro |  | WECC_MT | Montana | 30 | Cascade | 13 | 30013 | 13.3 | 0 | 1918 | 9999 |  |  | N | Hydro | [13 empty] | 0 | 0 | 0 | 0 | [11 empty] | NorthWestern Corp | 100 | NorthWestern Corp | 100
Holter | 2186_G_HOL2 | 2186 | G | HOL2 |  | Hydro |  | WECC_MT | Montana | 30 | Cascade | 13 | 30013 | 13.3 | 0 | 1918 | 9999 |  |  | N | Hydro | [13 empty] | 0 | 0 | 0 | 0 | [11 empty] | NorthWestern Corp | 100 | NorthWestern Corp | 100
Holter | 2186_G_HOL3 | 2186 | G | HOL3 |  | Hydro |  | WECC_MT | Montana | 30 | Cascade | 13 | 30013 | 13.3 | 0 | 1918 | 9999 |  |  | N | Hydro | [13 empty] | 0 | 0 | 0 | 0 | [11 empty] | NorthWestern Corp | 100 | NorthWestern Corp | 100
Holter | 2186_G_HOL4 | 2186 | G | HOL4 |  | Hydro |  | WECC_MT | Montana | 30 | Cascade | 13 | 30013 | 13.3 | 0 | 1918 | 9999 |  |  | N | Hydro | [13 empty] | 0 | 0 | 0 | 0 | [11 empty] | NorthWestern Corp | 100 | NorthWestern Corp | 100
Selis Ksanka Qlispe | 2188_G_KER1 | 2188 | G | KER1 |  | Hydro |  | WECC_MT | Montana | 30 | Lake | 47 | 30047 | 62 | 0 | 1938 | 9999 |  |  | N | Hydro | [13 empty] | 0 | 0 | 0 | 0 | [11 empty] | NorthWestern Corp | 100 | NorthWestern Corp | 100
Selis Ksanka Qlispe | 2188_G_KER2 | 2188 | G | KER2 |  | Hydro |  | WECC_MT | Montana | 30 | Lake | 47 | 30047 | 62 | 0 | 1949 | 9999 |  |  | N | Hydro | [13 empty] | 0 | 0 | 0 | 0 | [11 empty] | NorthWestern Corp | 100 | NorthWestern Corp | 100
Selis Ksanka Qlispe | 2188_G_KER3 | 2188 | G | KER3 |  | Hydro |  | WECC_MT | Montana | 30 | Lake | 47 | 30047 | 82 | 0 | 1954 | 9999 |  |  | N | Hydro | [13 empty] | 0 | 0 | 0 | 0 | [11 empty] | NorthWestern Corp | 100 | NorthWestern Corp | 100
Morony | 2191_G_MOR1 | 2191 | G | MOR1 |  | Hydro |  | WECC_MT | Montana | 30 | Cascade | 13 | 30013 | 24.5 | 0 | 1930 | 9999 |  |  | N | Hydro | [13 empty] | 0 | 0 | 0 | 0 | [11 empty] | NorthWestern Corp | 100 | NorthWestern Corp | 100
Morony | 2191_G_MOR2 | 2191 | G | MOR2 |  | Hydro |  | WECC_MT | Montana | 30 | Cascade | 13 | 30013 | 24.5 | 0 | 1930 | 9999 |  |  | N | Hydro | [13 empty] | 0 | 0 | 0 | 0 | [11 empty] | NorthWestern Corp | 100 | NorthWestern Corp | 100
Mystic | 2192_G_MYS1 | 2192 | G | MYS1 |  | Hydro |  | WECC_MT | Montana | 30 | Stillwater | 95 | 30095 | 6 | 0 | 1925 | 9999 |  |  | N | Hydro | [13 empty] | 0 | 0 | 0 | 0 | [11 empty] | NorthWestern Corp | 100 | NorthWestern Corp | 100
Mystic | 2192_G_MYS2 | 2192 | G | MYS2 |  | Hydro |  | WECC_MT | Montana | 30 | Stillwater | 95 | 30095 | 6 | 0 | 1925 | 9999 |  |  | N | Hydro | [13 empty] | 0 | 0 | 0 | 0 | [11 empty] | NorthWestern Corp | 100 | NorthWestern Corp | 100
Rainbow (MT) | 2193_G_RAI9 | 2193 | G | RAI9 |  | Hydro |  | WECC_MT | Montana | 30 | Cascade | 13 | 30013 | 64 | 0 | 2013 | 9999 |  |  | N | Hydro | [13 empty] | 0 | 0 | 0 | 0 | [11 empty] | NorthWestern Corp | 100 | NorthWestern Corp | 100
Ryan | 2194_G_RYA1 | 2194 | G | RYA1 |  | Hydro |  | WECC_MT | Montana | 30 | Cascade | 13 | 30013 | 10 | 0 | 1915 | 9999 |  |  | N | Hydro | [13 empty] | 0 | 0 | 0 | 0 | [11 empty] | NorthWestern Corp | 100 | NorthWestern Corp | 100
Ryan | 2194_G_RYA2 | 2194 | G | RYA2 |  | Hydro |  | WECC_MT | Montana | 30 | Cascade | 13 | 30013 | 12 | 0 | 1915 | 9999 |  |  | N | Hydro | [13 empty] | 0 | 0 | 0 | 0 | [11 empty] | NorthWestern Corp | 100 | NorthWestern Corp | 100
Ryan | 2194_G_RYA3 | 2194 | G | RYA3 |  | Hydro |  | WECC_MT | Montana | 30 | Cascade | 13 | 30013 | 12 | 0 | 1915 | 9999 |  |  | N | Hydro | [13 empty] | 0 | 0 | 0 | 0 | [11 empty] | NorthWestern Corp | 100 | NorthWestern Corp | 100
Ryan | 2194_G_RYA4 | 2194 | G | RYA4 |  | Hydro |  | WECC_MT | Montana | 30 | Cascade | 13 | 30013 | 12 | 0 | 1915 | 9999 |  |  | N | Hydro | [13 empty] | 0 | 0 | 0 | 0 | [11 empty] | NorthWestern Corp | 100 | NorthWestern Corp | 100
Ryan | 2194_G_RYA5 | 2194 | G | RYA5 |  | Hydro |  | WECC_MT | Montana | 30 | Cascade | 13 | 30013 | 11.5 | 0 | 1916 | 9999 |  |  | N | Hydro | [13 empty] | 0 | 0 | 0 | 0 | [11 empty] | NorthWestern Corp | 100 | NorthWestern Corp | 100
Ryan | 2194_G_RYA6 | 2194 | G | RYA6 |  | Hydro |  | WECC_MT | Montana | 30 | Cascade | 13 | 30013 | 11.5 | 0 | 1916 | 9999 |  |  | N | Hydro | [13 empty] | 0 | 0 | 0 | 0 | [11 empty] | NorthWestern Corp | 100 | NorthWestern Corp | 100
Thompson Falls | 2195_G_TF5 | 2195 | G | TF5 |  | Hydro |  | WECC_MT | Montana | 30 | Sanders | 89 | 30089 | 6 | 0 | 1915 | 9999 |  |  | N | Hydro | [13 empty] | 0 | 0 | 0 | 0 | [11 empty] | NorthWestern Corp | 100 | NorthWestern Corp | 100
Thompson Falls | 2195_G_TF6 | 2195 | G | TF6 |  | Hydro |  | WECC_MT | Montana | 30 | Sanders | 89 | 30089 | 6.5 | 0 | 1915 | 9999 |  |  | N | Hydro | [13 empty] | 0 | 0 | 0 | 0 | [11 empty] | NorthWestern Corp | 100 | NorthWestern Corp | 100
Thompson Falls | 2195_G_TF7 | 2195 | G | TF7 |  | Hydro |  | WECC_MT | Montana | 30 | Sanders | 89 | 30089 | 53 | 0 | 1915 | 9999 |  |  | N | Hydro | [13 empty] | 0 | 0 | 0 | 0 | [11 empty] | NorthWestern Corp | 100 | NorthWestern Corp | 100
Thompson Falls | 2195_G_TF3 | 2195 | G | TF3 |  | Hydro |  | WECC_MT | Montana | 30 | Sanders | 89 | 30089 | 7.5 | 0 | 1916 | 9999 |  |  | N | Hydro | [13 empty] | 0 | 0 | 0 | 0 | [11 empty] | NorthWestern Corp | 100 | NorthWestern Corp | 100
Thompson Falls | 2195_G_TF4 | 2195 | G | TF4 |  | Hydro |  | WECC_MT | Montana | 30 | Sanders | 89 | 30089 | 6.5 | 0 | 1916 | 9999 |  |  | N | Hydro | [13 empty] | 0 | 0 | 0 | 0 | [11 empty] | NorthWestern Corp | 100 | NorthWestern Corp | 100
Thompson Falls | 2195_G_TF1 | 2195 | G | TF1 |  | Hydro |  | WECC_MT | Montana | 30 | Sanders | 89 | 30089 | 7.5 | 0 | 1917 | 9999 |  |  | N | Hydro | [13 empty] | 0 | 0 | 0 | 0 | [11 empty] | NorthWestern Corp | 100 | NorthWestern Corp | 100
Thompson Falls | 2195_G_TF2 | 2195 | G | TF2 |  | Hydro |  | WECC_MT | Montana | 30 | Sanders | 89 | 30089 | 6.5 | 0 | 1917 | 9999 |  |  | N | Hydro | [13 empty] | 0 | 0 | 0 | 0 | [11 empty] | NorthWestern Corp | 100 | NorthWestern Corp | 100
Old Faithful | 2196_G_1 | 2196 | G | 1 |  | Combustion Turbine | IC Engine | WECC_WY | Wyoming | 56 | Teton | 39 | 56039 | 1 | 11214 | 1979 | 9999 |  |  | N | Distillate Fuel Oil | [12 empty] | 0.8 | 1.6498 | 1.6498 | 1.6498 | 1.6498 | [11 empty] | NorthWestern Corp | 100 | NorthWestern Corp | 100
Old Faithful | 2196_G_2 | 2196 | G | 2 |  | Combustion Turbine | IC Engine | WECC_WY | Wyoming | 56 | Teton | 39 | 56039 | 1 | 11279 | 1979 | 9999 |  |  | N | Distillate Fuel Oil | [12 empty] | 0.8 | 1.6498 | 1.6498 | 1.6498 | 1.6498 | [11 empty] | NorthWestern Corp | 100 | NorthWestern Corp | 100
Noxon Rapids | 2199_G_1 | 2199 | G | 1 |  | Hydro |  | WECC_MT | Montana | 30 | Sanders | 89 | 30089 | 113.9 | 0 | 1959 | 9999 |  |  | N | Hydro | [13 empty] | 0 | 0 | 0 | 0 | [11 empty] | Avista Corp | 100 | Avista Corp | 100
Noxon Rapids | 2199_G_2 | 2199 | G | 2 |  | Hydro |  | WECC_MT | Montana | 30 | Sanders | 89 | 30089 | 113 | 0 | 1959 | 9999 |  |  | N | Hydro | [13 empty] | 0 | 0 | 0 | 0 | [11 empty] | Avista Corp | 100 | Avista Corp | 100
Noxon Rapids | 2199_G_3 | 2199 | G | 3 |  | Hydro |  | WECC_MT | Montana | 30 | Sanders | 89 | 30089 | 113 | 0 | 1959 | 9999 |  |  | N | Hydro | [13 empty] | 0 | 0 | 0 | 0 | [11 empty] | Avista Corp | 100 | Avista Corp | 100
Noxon Rapids | 2199_G_4 | 2199 | G | 4 |  | Hydro |  | WECC_MT | Montana | 30 | Sanders | 89 | 30089 | 113 | 0 | 1960 | 9999 |  |  | N | Hydro | [13 empty] | 0 | 0 | 0 | 0 | [11 empty] | Avista Corp | 100 | Avista Corp | 100
Noxon Rapids | 2199_G_5 | 2199 | G | 5 |  | Hydro |  | WECC_MT | Montana | 30 | Sanders | 89 | 30089 | 127.6 | 0 | 1977 | 9999 |  |  | N | Hydro | [13 empty] | 0 | 0 | 0 | 0 | [11 empty] | Avista Corp | 100 | Avista Corp | 100
Hungry Horse | 2203_G_1 | 2203 | G | 1 |  | Hydro |  | WECC_MT | Montana | 30 | Flathead | 29 | 30029 | 107 | 0 | 1952 | 9999 |  |  | N | Hydro | [13 empty] | 0 | 0 | 0 | 0 | [11 empty] | U S Bureau of Reclamation | 100 | U S Bureau of Reclamation | 100
Hungry Horse | 2203_G_2 | 2203 | G | 2 |  | Hydro |  | WECC_MT | Montana | 30 | Flathead | 29 | 30029 | 107 | 0 | 1952 | 9999 |  |  | N | Hydro | [13 empty] | 0 | 0 | 0 | 0 | [11 empty] | U S Bureau of Reclamation | 100 | U S Bureau of Reclamation | 100
Hungry Horse | 2203_G_3 | 2203 | G | 3 |  | Hydro |  | WECC_MT | Montana | 30 | Flathead | 29 | 30029 | 107 | 0 | 1953 | 9999 |  |  | N | Hydro | [13 empty] | 0 | 0 | 0 | 0 | [11 empty] | U S Bureau of Reclamation | 100 | U S Bureau of Reclamation | 100
Hungry Horse | 2203_G_4 | 2203 | G | 4 |  | Hydro |  | WECC_MT | Montana | 30 | Flathead | 29 | 30029 | 107 | 0 | 1953 | 9999 |  |  | N | Hydro | [13 empty] | 0 | 0 | 0 | 0 | [11 empty] | U S Bureau of Reclamation | 100 | U S Bureau of Reclamation | 100
Yellowtail | 2204_G_1 | 2204 | G | 1 |  | Hydro |  | WECC_MT | Montana | 30 | Big Horn | 3 | 30003 | 71.9 | 0 | 1966 | 9999 |  |  | N | Hydro | [13 empty] | 0 | 0 | 0 | 0 | [11 empty] | U S Bureau of Reclamation | 100 | U S Bureau of Reclamation | 100
Yellowtail | 2204_G_2 | 2204 | G | 2 |  | Hydro |  | WECC_MT | Montana | 30 | Big Horn | 3 | 30003 | 71.8 | 0 | 1966 | 9999 |  |  | N | Hydro | [13 empty] | 0 | 0 | 0 | 0 | [11 empty] | U S Bureau of Reclamation | 100 | U S Bureau of Reclamation | 100
Yellowtail | 2204_G_3 | 2204 | G | 3 |  | Hydro |  | WECC_MT | Montana | 30 | Big Horn | 3 | 30003 | 71.9 | 0 | 1966 | 9999 |  |  | N | Hydro | [13 empty] | 0 | 0 | 0 | 0 | [11 empty] | U S Bureau of Reclamation | 100 | U S Bureau of Reclamation | 100
Yellowtail | 2204_G_4 | 2204 | G | 4 |  | Hydro |  | WECC_MT | Montana | 30 | Big Horn | 3 | 30003 | 71.8 | 0 | 1966 | 9999 |  |  | N | Hydro | [13 empty] | 0 | 0 | 0 | 0 | [11 empty] | U S Bureau of Reclamation | 100 | U S Bureau of Reclamation | 100
Ansley | 2214_G_3 | 2214 | G | 3 |  | Combustion Turbine | IC Engine | SPP_NEBR | Nebraska | 31 | Custer | 41 | 31041 | 0.5 | 11753 | 1969 | 9999 |  |  | N | Distillate Fuel Oil | [12 empty] | 2.5 | 3.5055 | 3.5055 | 3.5055 | 3.5055 | [11 empty] | Ansley NE (City of) | 100 | Ansley NE (City of) | 100
Ansley | 2214_G_2 | 2214 | G | 2 |  | Combustion Turbine | IC Engine | SPP_NEBR | Nebraska | 31 | Custer | 41 | 31041 | 0.8 | 11366 | 1976 | 9999 |  |  | N | Natural Gas, Distillate Fuel Oil | [12 empty] | 2.5 | 3.25 | 3.25 | 3.25 | 3.25 | [11 empty] | Ansley NE (City of) | 100 | Ansley NE (City of) | 100
Auburn | 2215_G_2 | 2215 | G | 2 |  | Combustion Turbine | IC Engine | SPP_NEBR | Nebraska | 31 | Nemaha | 127 | 31127 | 0.9 | 10745 | 1949 | 9999 |  |  | N | Natural Gas, Distillate Fuel Oil | [12 empty] | 2.5 | 1.061 | 1.061 | 1.061 | 1.061 | [11 empty] | Auburn NE (City of) | 100 | Auburn NE (City of) | 100
Auburn | 2215_G_6 | 2215 | G | 6 |  | Combustion Turbine | IC Engine | SPP_NEBR | Nebraska | 31 | Nemaha | 127 | 31127 | 2.5 | 10745 | 1967 | 9999 |  |  | N | Natural Gas, Distillate Fuel Oil | [12 empty] | 2.5 | 1.061 | 1.061 | 1.061 | 1.061 | [11 empty] | Auburn NE (City of) | 100 | Auburn NE (City of) | 100
Auburn | 2215_G_5 | 2215 | G | 5 |  | Combustion Turbine | IC Engine | SPP_NEBR | Nebraska | 31 | Nemaha | 127 | 31127 | 3 | 10745 | 1973 | 9999 |  |  | N | Natural Gas, Distillate Fuel Oil | [12 empty] | 2.5 | 1.061 | 1.061 | 1.061 | 1.061 | [11 empty] | Auburn NE (City of) | 100 | Auburn NE (City of) | 100
Auburn | 2215_G_1 | 2215 | G | 1 |  | Combustion Turbine | IC Engine | SPP_NEBR | Nebraska | 31 | Nemaha | 127 | 31127 | 2.2 | 10745 | 1982 | 9999 |  |  | N | Natural Gas, Distillate Fuel Oil | [12 empty] | 2.5 | 1.061 | 1.061 | 1.061 | 1.061 | [11 empty] | Auburn NE (City of) | 100 | Auburn NE (City of) | 100
Auburn | 2215_G_7 | 2215 | G | 7 |  | Combustion Turbine | IC Engine | SPP_NEBR | Nebraska | 31 | Nemaha | 127 | 31127 | 5.2 | 10745 | 1987 | 9999 |  |  | N | Natural Gas, Distillate Fuel Oil | [12 empty] | 2.5 | 1.061 | 1.061 | 1.061 | 1.061 | [11 empty] | Auburn NE (City of) | 100 | Auburn NE (City of) | 100
Auburn | 2215_G_4A | 2215 | G | 4A |  | Combustion Turbine | IC Engine | SPP_NEBR | Nebraska | 31 | Nemaha | 127 | 31127 | 3.7 | 10745 | 1993 | 9999 |  |  | N | Natural Gas, Distillate Fuel Oil | [12 empty] | 2.5 | 1.061 | 1.061 | 1.061 | 1.061 | [11 empty] | Auburn NE (City of) | 100 | Auburn NE (City of) | 100
Beaver City | 2217_G_3 | 2217 | G | 3 |  | Combustion Turbine | IC Engine | SPP_NEBR | Nebraska | 31 | Furnas | 65 | 31065 | 0.2 | 11664 | 1947 | 9999 |  |  | N | Distillate Fuel Oil | [12 empty] | 2.5 | 1.6498 | 1.6498 | 1.6498 | 1.6498 | [11 empty] | Beaver City NE (City of) | 100 | Beaver City NE (City of) | 100
Beaver City | 2217_G_1 | 2217 | G | 1 |  | Combustion Turbine | IC Engine | SPP_NEBR | Nebraska | 31 | Furnas | 65 | 31065 | 0.4 | 11532 | 1957 | 9999 |  |  | N | Distillate Fuel Oil | [12 empty] | 2.5 | 1.6498 | 1.6498 | 1.6498 | 1.6498 | [11 empty] | Beaver City NE (City of) | 100 | Beaver City NE (City of) | 100
Beaver City | 2217_G_2 | 2217 | G | 2 |  | Combustion Turbine | IC Engine | SPP_NEBR | Nebraska | 31 | Furnas | 65 | 31065 | 0.3 | 11398 | 1963 | 9999 |  |  | N | Natural Gas | [12 empty] | 2.5 | 1.061 | 1.061 | 1.061 | 1.061 | [11 empty] | Beaver City NE (City of) | 100 | Beaver City NE (City of) | 100
Beaver City | 2217_G_4 | 2217 | G | 4 |  | Combustion Turbine | IC Engine | SPP_NEBR | Nebraska | 31 | Furnas | 65 | 31065 | 0.8 | 10745 | 1967 | 9999 |  |  | N | Natural Gas | [12 empty] | 2.5 | 1.061 | 1.061 | 1.061 | 1.061 | [11 empty] | Beaver City NE (City of) | 100 | Beaver City NE (City of) | 100
Broken Bow | 2221_G_1 | 2221 | G | 1 |  | Combustion Turbine | IC Engine | SPP_NEBR | Nebraska | 31 | Custer | 41 | 31041 | 0.5 | 10745 | 1936 | 9999 |  |  | N | Distillate Fuel Oil | [12 empty] | 2.5 | 1.6498 | 1.6498 | 1.6498 | 1.6498 | [11 empty] | Broken Bow Municipal Utilities | 100 | Broken Bow Municipal Utilities | 100
Broken Bow | 2221_G_3 | 2221 | G | 3 |  | Combustion Turbine | IC Engine | SPP_NEBR | Nebraska | 31 | Custer | 41 | 31041 | 0.7 | 10745 | 1945 | 9999 |  |  | N | Distillate Fuel Oil | [12 empty] | 2.5 | 1.6498 | 1.6498 | 1.6498 | 1.6498 | [11 empty] | Broken Bow Municipal Utilities | 100 | Broken Bow Municipal Utilities | 100
Broken Bow | 2221_G_4 | 2221 | G | 4 |  | Combustion Turbine | IC Engine | SPP_NEBR | Nebraska | 31 | Custer | 41 | 31041 | 0.7 | 10745 | 1951 | 9999 |  |  | N | Natural Gas, Distillate Fuel Oil | [12 empty] | 2.5 | 1.061 | 1.061 | 1.061 | 1.061 | [11 empty] | Broken Bow Municipal Utilities | 100 | Broken Bow Municipal Utilities | 100
Broken Bow | 2221_G_5 | 2221 | G | 5 |  | Combustion Turbine | IC Engine | SPP_NEBR | Nebraska | 31 | Custer | 41 | 31041 | 1 | 10745 | 1951 | 9999 |  |  | N | Natural Gas, Distillate Fuel Oil | [12 empty] | 2.5 | 1.061 | 1.061 | 1.061 | 1.061 | [11 empty] | Broken Bow Municipal Utilities | 100 | Broken Bow Municipal Utilities | 100
Broken Bow | 2221_G_6 | 2221 | G | 6 |  | Combustion Turbine | IC Engine | SPP_NEBR | Nebraska | 31 | Custer | 41 | 31041 | 2 | 10745 | 1961 | 9999 |  |  | N | Natural Gas, Distillate Fuel Oil | [12 empty] | 2.5 | 1.061 | 1.061 | 1.061 | 1.061 | [11 empty] | Broken Bow Municipal Utilities | 100 | Broken Bow Municipal Utilities | 100
Broken Bow | 2221_G_2 | 2221 | G | 2 |  | Combustion Turbine | IC Engine | SPP_NEBR | Nebraska | 31 | Custer | 41 | 31041 | 3.5 | 10745 | 1970 | 9999 |  |  | N | Natural Gas, Distillate Fuel Oil | [12 empty] | 2.5 | 1.061 | 1.061 | 1.061 | 1.061 | [11 empty] | Broken Bow Municipal Utilities | 100 | Broken Bow Municipal Utilities | 100
Burwell | 2222_G_4 | 2222 | G | 4 |  | Combustion Turbine | IC Engine | SPP_NEBR | Nebraska | 31 | Garfield | 71 | 31071 | 0.7 | 11651 | 1955 | 9999 |  |  | N | Distillate Fuel Oil | [12 empty] | 2.5 | 1.6498 | 1.6498 | 1.6498 | 1.6498 | [11 empty] | Burwell Municipal Utilities | 100 | Burwell Municipal Utilities | 100
Burwell | 2222_G_3 | 2222 | G | 3 |  | Combustion Turbine | IC Engine | SPP_NEBR | Nebraska | 31 | Garfield | 71 | 31071 | 0.9 | 11394 | 1960 | 9999 |  |  | N | Distillate Fuel Oil | [12 empty] | 2.5 | 1.6498 | 1.6498 | 1.6498 | 1.6498 | [11 empty] | Burwell Municipal Utilities | 100 | Burwell Municipal Utilities | 100
Burwell | 2222_G_2 | 2222 | G | 2 |  | Combustion Turbine | IC Engine | SPP_NEBR | Nebraska | 31 | Garfield | 71 | 31071 | 1.1 | 11518 | 1968 | 9999 |  |  | N | Distillate Fuel Oil | [12 empty] | 2.5 | 1.6498 | 1.6498 | 1.6498 | 1.6498 | [11 empty] | Burwell Municipal Utilities | 100 | Burwell Municipal Utilities | 100
Burwell | 2222_G_1 | 2222 | G | 1 |  | Combustion Turbine | IC Engine | SPP_NEBR | Nebraska | 31 | Garfield | 71 | 31071 | 1.4 | 11179 | 1972 | 9999 |  |  | N | Distillate Fuel Oil | [12 empty] | 2.5 | 1.6498 | 1.6498 | 1.6498 | 1.6498 | [11 empty] | Burwell Municipal Utilities | 100 | Burwell Municipal Utilities | 100
Cambridge | 2223_G_CAT1 | 2223 | G | CAT1 |  | Combustion Turbine | IC Engine | SPP_NEBR | Nebraska | 31 | Furnas | 65 | 31065 | 2 | 18323 | 2005 | 9999 |  |  | N | Distillate Fuel Oil | [12 empty] | 2.5 | 1.6498 | 1.6498 | 1.6498 | 1.6498 | [11 empty] | Cambridge Light & Water | 100 | Cambridge Light & Water | 100
Cambridge | 2223_G_CAT2 | 2223 | G | CAT2 |  | Combustion Turbine | IC Engine | SPP_NEBR | Nebraska | 31 | Furnas | 65 | 31065 | 2 | 10745 | 2005 | 9999 |  |  | N | Distillate Fuel Oil | [12 empty] | 2.5 | 1.6498 | 1.6498 | 1.6498 | 1.6498 | [11 empty] | Cambridge Light & Water | 100 | Cambridge Light & Water | 100
Campbell Village | 2225_G_IC4 | 2225 | G | IC4 |  | Combustion Turbine | IC Engine | SPP_NEBR | Nebraska | 31 | Franklin | 61 | 31061 | 1 | 25000 | 1983 | 9999 |  |  | N | Distillate Fuel Oil | [12 empty] | 2.5 | 1.6498 | 1.6498 | 1.6498 | 1.6498 | [11 empty] | Campbell NE (Village of) | 100 | Campbell NE (Village of) | 100
Canaday | 2226_B_1 | 2226 | B | 1 | 1367 | O/G Steam |  | SPP_NEBR | Nebraska | 31 | Gosper | 73 | 31073 | 99 | 9741 | 1958 | 9999 | tangential |  | N | Natural Gas | [12 empty] | 2.5 | 0.25 | 0.25 | 0.25 | 0.25 | [11 empty] | Nebraska Public Power District | 100 | Nebraska Public Power District | 100
Jeffrey | 2227_G_1 | 2227 | G | 1 |  | Hydro |  | SPP_NEBR | Nebraska | 31 | Lincoln | 111 | 31111 | 10.5 | 0 | 1941 | 9999 |  |  | N | Hydro | [13 empty] | 0 | 0 | 0 | 0 | [11 empty] | Central Nebraska Public Power & Irrigation District | 100 | Central Nebraska Public Power & Irrigation District | 100
Jeffrey | 2227_G_2 | 2227 | G | 2 |  | Hydro |  | SPP_NEBR | Nebraska | 31 | Lincoln | 111 | 31111 | 10.5 | 0 | 1941 | 9999 |  |  | N | Hydro | [13 empty] | 0 | 0 | 0 | 0 | [11 empty] | Central Nebraska Public Power & Irrigation District | 100 | Central Nebraska Public Power & Irrigation District | 100
Johnson 1 | 2228_G_1 | 2228 | G | 1 |  | Hydro |  | SPP_NEBR | Nebraska | 31 | Gosper | 73 | 31073 | 10 | 0 | 1941 | 9999 |  |  | N | Hydro | [13 empty] | 0 | 0 | 0 | 0 | [11 empty] | Central Nebraska Public Power & Irrigation District | 100 | Central Nebraska Public Power & Irrigation District | 100
Johnson 1 | 2228_G_2 | 2228 | G | 2 |  | Hydro |  | SPP_NEBR | Nebraska | 31 | Gosper | 73 | 31073 | 10 | 0 | 1941 | 9999 |  |  | N | Hydro | [13 empty] | 0 | 0 | 0 | 0 | [11 empty] | Central Nebraska Public Power & Irrigation District | 100 | Central Nebraska Public Power & Irrigation District | 100
Johnson 2 | 2229_G_1 | 2229 | G | 1 |  | Hydro |  | SPP_NEBR | Nebraska | 31 | Gosper | 73 | 31073 | 22.5 | 0 | 1941 | 9999 |  |  | N | Hydro | [13 empty] | 0 | 0 | 0 | 0 | [11 empty] | Central Nebraska Public Power & Irrigation District | 100 | Central Nebraska Public Power & Irrigation District | 100
Chappell | 2230_G_5 | 2230 | G | 5 |  | Combustion Turbine | IC Engine | SPP_NEBR | Nebraska | 31 | Deuel | 49 | 31049 | 1 | 12708 | 1982 | 9999 |  |  | N | Distillate Fuel Oil | [12 empty] | 2.5 | 1.6498 | 1.6498 | 1.6498 | 1.6498 | [11 empty] | Chappell Municipal Utilities | 100 | Chappell Municipal Utilities | 100
Crete | 2231_G_7 | 2231 | G | 7 |  | Combustion Turbine | IC Engine | SPP_NEBR | Nebraska | 31 | Saline | 151 | 31151 | 6 | 14241 | 1973 | 9999 |  |  | N | Natural Gas, Distillate Fuel Oil | [12 empty] | 2.5 | 1.061 | 1.061 | 1.061 | 1.061 | [11 empty] | Crete Utility Dept | 100 | Crete Utility Dept | 100
Curtis | 2232_G_2 | 2232 | G | 2 |  | Combustion Turbine | IC Engine | SPP_NEBR | Nebraska | 31 | Frontier | 63 | 31063 | 0.8 | 18000 | 1955 | 9999 |  |  | N | Natural Gas, Distillate Fuel Oil | [12 empty] | 2.5 | 3.2532 | 3.2532 | 3.2532 | 3.2532 | [11 empty] | Curtis NE (City of) | 100 | Curtis NE (City of) | 100
Curtis | 2232_G_3 | 2232 | G | 3 |  | Combustion Turbine | IC Engine | SPP_NEBR | Nebraska | 31 | Frontier | 63 | 31063 | 1 | 18000 | 1969 | 9999 |  |  | N | Natural Gas, Distillate Fuel Oil | [12 empty] | 2.5 | 1.5047 | 1.5047 | 1.5047 | 1.5047 | [11 empty] | Curtis NE (City of) | 100 | Curtis NE (City of) | 100
Curtis | 2232_G_4 | 2232 | G | 4 |  | Combustion Turbine | IC Engine | SPP_NEBR | Nebraska | 31 | Frontier | 63 | 31063 | 1.2 | 18000 | 1975 | 9999 |  |  | N | Natural Gas, Distillate Fuel Oil | [12 empty] | 2.5 | 1.1041 | 1.1041 | 1.1041 | 1.1041 | [11 empty] | Curtis NE (City of) | 100 | Curtis NE (City of) | 100
David City | 2233_G_2 | 2233 | G | 2 |  | Combustion Turbine | IC Engine | SPP_NEBR | Nebraska | 31 | Butler | 23 | 31023 | 0.8 | 10745 | 1949 | 9999 |  |  | N | Distillate Fuel Oil | [12 empty] | 2.5 | 1.6498 | 1.6498 | 1.6498 | 1.6498 | [11 empty] | David City NE (City of) | 100 | David City NE (City of) | 100
David City | 2233_G_3 | 2233 | G | 3 |  | Combustion Turbine | IC Engine | SPP_NEBR | Nebraska | 31 | Butler | 23 | 31023 | 0.9 | 10745 | 1955 | 9999 |  |  | N | Natural Gas, Distillate Fuel Oil | [12 empty] | 2.5 | 1.061 | 1.061 | 1.061 | 1.061 | [11 empty] | David City NE (City of) | 100 | David City NE (City of) | 100
David City | 2233_G_1 | 2233 | G | 1 |  | Combustion Turbine | IC Engine | SPP_NEBR | Nebraska | 31 | Butler | 23 | 31023 | 1.3 | 10745 | 1960 | 9999 |  |  | N | Natural Gas, Distillate Fuel Oil | [12 empty] | 2.5 | 1.061 | 1.061 | 1.061 | 1.061 | [11 empty] | David City NE (City of) | 100 | David City NE (City of) | 100
David City | 2233_G_4 | 2233 | G | 4 |  | Combustion Turbine | IC Engine | SPP_NEBR | Nebraska | 31 | Butler | 23 | 31023 | 1.8 | 10745 | 1966 | 9999 |  |  | N | Natural Gas, Distillate Fuel Oil | [12 empty] | 2.5 | 1.061 | 1.061 | 1.061 | 1.061 | [11 empty] | David City NE (City of) | 100 | David City NE (City of) | 100
David City | 2233_G_5 | 2233 | G | 5 |  | Combustion Turbine | IC Engine | SPP_NEBR | Nebraska | 31 | Butler | 23 | 31023 | 1.3 | 10745 | 1996 | 9999 |  |  | N | Distillate Fuel Oil | [12 empty] | 2.5 | 1.6498 | 1.6498 | 1.6498 | 1.6498 | [11 empty] | David City NE (City of) | 100 | David City NE (City of) | 100
David City | 2233_G_6 | 2233 | G | 6 |  | Combustion Turbine | IC Engine | SPP_NEBR | Nebraska | 31 | Butler | 23 | 31023 | 1.3 | 10745 | 1996 | 9999 |  |  | N | Distillate Fuel Oil | [12 empty] | 2.5 | 1.6498 | 1.6498 | 1.6498 | 1.6498 | [11 empty] | David City NE (City of) | 100 | David City NE (City of) | 100
David City | 2233_G_7 | 2233 | G | 7 |  | Combustion Turbine | IC Engine | SPP_NEBR | Nebraska | 31 | Butler | 23 | 31023 | 1.3 | 10745 | 1996 | 9999 |  |  | N | Distillate Fuel Oil | [12 empty] | 2.5 | 1.6498 | 1.6498 | 1.6498 | 1.6498 | [11 empty] | David City NE (City of) | 100 | David City NE (City of) | 100
Deshler | 2234_G_4 | 2234 | G | 4 |  | Combustion Turbine | IC Engine | SPP_NEBR | Nebraska | 31 | Thayer | 169 | 31169 | 0.6 | 10745 | 1956 | 9999 |  |  | N | Distillate Fuel Oil | [12 empty] | 2.5 | 1.6498 | 1.6498 | 1.6498 | 1.6498 | [11 empty] | Deshler NE (City of) | 100 | Deshler NE (City of) | 100
Deshler | 2234_G_5 | 2234 | G | 5 |  | Combustion Turbine | IC Engine | SPP_NEBR | Nebraska | 31 | Thayer | 169 | 31169 | 1.1 | 10745 | 1999 | 9999 |  |  | N | Distillate Fuel Oil | [12 empty] | 2.5 | 1.6498 | 1.6498 | 1.6498 | 1.6498 | [11 empty] | Deshler NE (City of) | 100 | Deshler NE (City of) | 100
Emerson | 2235_G_3 | 2235 | G | 3 |  | Combustion Turbine | IC Engine | SPP_NEBR | Nebraska | 31 | Dixon | 51 | 31051 | 0.1 | 12846 | 1947 | 9999 |  |  | N | Distillate Fuel Oil | [12 empty] | 2.5 | 1.6498 | 1.6498 | 1.6498 | 1.6498 | [11 empty] | Emerson NE (City of) | 100 | Emerson NE (City of) | 100
Emerson | 2235_G_4 | 2235 | G | 4 |  | Combustion Turbine | IC Engine | SPP_NEBR | Nebraska | 31 | Dixon | 51 | 31051 | 0.4 | 11370 | 1960 | 9999 |  |  | N | Natural Gas, Distillate Fuel Oil | [12 empty] | 2.5 | 1.061 | 1.061 | 1.061 | 1.061 | [11 empty] | Emerson NE (City of) | 100 | Emerson NE (City of) | 100
Emerson | 2235_G_2 | 2235 | G | 2 |  | Combustion Turbine | IC Engine | SPP_NEBR | Nebraska | 31 | Dixon | 51 | 31051 | 1.1 | 11198 | 1968 | 9999 |  |  | N | Natural Gas, Distillate Fuel Oil | [12 empty] | 2.5 | 4.5229 | 4.5229 | 4.5229 | 4.5229 | [11 empty] | Emerson NE (City of) | 100 | Emerson NE (City of) | 100
Falls City | 2237_G_1 | 2237 | G | 1 |  | Combustion Turbine | IC Engine | SPP_NEBR | Nebraska | 31 | Richardson | 147 | 31147 | 0.6 | 18340 | 1930 | 9999 |  |  | N | Distillate Fuel Oil | [12 empty] | 2.5 | 1.6498 | 1.6498 | 1.6498 | 1.6498 | [11 empty] | Falls City NE Utility Dept | 100 | Falls City Utility Dept | 100
Falls City | 2237_G_2 | 2237 | G | 2 |  | Combustion Turbine | IC Engine | SPP_NEBR | Nebraska | 31 | Richardson | 147 | 31147 | 0.9 | 18403 | 1937 | 9999 |  |  | N | Distillate Fuel Oil | [12 empty] | 2.5 | 1.6498 | 1.6498 | 1.6498 | 1.6498 | [11 empty] | Falls City NE Utility Dept | 100 | Falls City Utility Dept | 100
Falls City | 2237_G_4 | 2237 | G | 4 |  | Combustion Turbine | IC Engine | SPP_NEBR | Nebraska | 31 | Richardson | 147 | 31147 | 0.8 | 18000 | 1946 | 9999 |  |  | N | Natural Gas, Distillate Fuel Oil | [12 empty] | 2.5 | 1.061 | 1.061 | 1.061 | 1.061 | [11 empty] | Falls City NE Utility Dept | 100 | Falls City Utility Dept | 100
Falls City | 2237_G_5 | 2237 | G | 5 |  | Combustion Turbine | IC Engine | SPP_NEBR | Nebraska | 31 | Richardson | 147 | 31147 | 1.4 | 18000 | 1950 | 9999 |  |  | N | Natural Gas, Distillate Fuel Oil | [12 empty] | 2.5 | 1.061 | 1.061 | 1.061 | 1.061 | [11 empty] | Falls City NE Utility Dept | 100 | Falls City Utility Dept | 100
Falls City | 2237_G_6 | 2237 | G | 6 |  | Combustion Turbine | IC Engine | SPP_NEBR | Nebraska | 31 | Richardson | 147 | 31147 | 2 | 18000 | 1958 | 9999 |  |  | N | Natural Gas, Distillate Fuel Oil | [12 empty] | 2.5 | 1.061 | 1.061 | 1.061 | 1.061 | [11 empty] | Falls City NE Utility Dept | 100 | Falls City Utility Dept | 100
Falls City | 2237_G_3 | 2237 | G | 3 |  | Combustion Turbine | IC Engine | SPP_NEBR | Nebraska | 31 | Richardson | 147 | 31147 | 2.3 | 18000 | 1965 | 9999 |  |  | N | Natural Gas, Distillate Fuel Oil | [12 empty] | 2.5 | 1.061 | 1.061 | 1.061 | 1.061 | [11 empty] | Falls City NE Utility Dept | 100 | Falls City Utility Dept | 100
Falls City | 2237_G_7 | 2237 | G | 7 |  | Combustion Turbine | IC Engine | SPP_NEBR | Nebraska | 31 | Richardson | 147 | 31147 | 5.9 | 18000 | 1972 | 9999 |  |  | N | Natural Gas, Distillate Fuel Oil | [12 empty] | 2.5 | 2.8909 | 2.8909 | 2.8909 | 2.8909 | [11 empty] | Falls City NE Utility Dept | 100 | Falls City Utility Dept | 100
Falls City | 2237_G_8 | 2237 | G | 8 |  | Combustion Turbine | IC Engine | SPP_NEBR | Nebraska | 31 | Richardson | 147 | 31147 | 6 | 18000 | 1982 | 9999 |  |  | N | Natural Gas, Distillate Fuel Oil | [12 empty] | 2.5 | 1.061 | 1.061 | 1.061 | 1.061 | [11 empty] | Falls City NE Utility Dept | 100 | Falls City Utility Dept | 100
Falls City | 2237_G_9 | 2237 | G | 9 |  | Combustion Turbine | IC Engine | SPP_NEBR | Nebraska | 31 | Richardson | 147 | 31147 | 9.3 | 10745 | 2018 | 9999 |  |  | N | Natural Gas, Distillate Fuel Oil | [13 empty] | 1.061 | 1.061 | 1.061 | 1.061 | [11 empty] | Falls City NE Utility Dept | 100 | Falls City Utility Dept | 100
Franklin (NE) | 2238_G_4 | 2238 | G | 4 |  | Combustion Turbine | IC Engine | SPP_NEBR | Nebraska | 31 | Franklin | 61 | 31061 | 0.9 | 13643 | 1955 | 9999 |  |  | N | Natural Gas, Distillate Fuel Oil | [12 empty] | 2.5 | 1.061 | 1.061 | 1.061 | 1.061 | [11 empty] | Franklin NE (City of) | 100 | Franklin NE (City of) | 100
Franklin (NE) | 2238_G_1 | 2238 | G | 1 |  | Combustion Turbine | IC Engine | SPP_NEBR | Nebraska | 31 | Franklin | 61 | 31061 | 0.6 | 13824 | 1963 | 9999 |  |  | N | Natural Gas, Distillate Fuel Oil | [12 empty] | 2.5 | 1.061 | 1.061 | 1.061 | 1.061 | [11 empty] | Franklin NE (City of) | 100 | Franklin NE (City of) | 100
Franklin (NE) | 2238_G_3 | 2238 | G | 3 |  | Combustion Turbine | IC Engine | SPP_NEBR | Nebraska | 31 | Franklin | 61 | 31061 | 1.1 | 13737 | 1969 | 9999 |  |  | N | Natural Gas, Distillate Fuel Oil | [12 empty] | 2.5 | 1.061 | 1.061 | 1.061 | 1.061 | [11 empty] | Franklin NE (City of) | 100 | Franklin NE (City of) | 100
Franklin (NE) | 2238_G_2 | 2238 | G | 2 |  | Combustion Turbine | IC Engine | SPP_NEBR | Nebraska | 31 | Franklin | 61 | 31061 | 1.3 | 13659 | 1974 | 9999 |  |  | N | Natural Gas, Distillate Fuel Oil | [12 empty] | 2.5 | 0.09136 | 0.09136 | 0.09136 | 0.09136 | [11 empty] | Franklin NE (City of) | 100 | Franklin NE (City of) | 100
Lon Wright | 2240_B_6 | 2240 | B | 6 |  | Coal Steam |  | SPP_NEBR | Nebraska | 31 | Dodge | 53 | 31053 | 15.5 | 12282 | 1958 | 9999 | wall | dry | N | Subbituminous | [7 empty] | B | NA |  |  |  | 1.2 | 0.65382 | 0.65382 | 0.65382 | 0.65382 | 0.11 | 0.1 | 1 | 0 | [7 empty] | Fremont Dept of Public Utilities | 100 | Fremont Dept of Public Utilities | 100
Lon Wright | 2240_B_7 | 2240 | B | 7 |  | Coal Steam |  | SPP_NEBR | Nebraska | 31 | Dodge | 53 | 31053 | 21 | 12341 | 1963 | 9999 | wall | dry | N | Subbituminous | [7 empty] | B | NA |  |  |  | 1.2 | 0.6638 | 0.6638 | 0.6638 | 0.6638 | 0.11 | 0.1 | 1 | 0 | [7 empty] | Fremont Dept of Public Utilities | 100 | Fremont Dept of Public Utilities | 100
Lon Wright | 2240_B_8 | 2240 | B | 8 | 1371 | Coal Steam |  | SPP_NEBR | Nebraska | 31 | Dodge | 53 | 31053 | 82 | 12240 | 1976 | 9999 | wall | dry | N | Subbituminous | Wet Scrubber | 2015 | 0.98 | LNB |  |  |  | ESPH + B | No | ACI | 2016 |  | 0.651 | 0.20001 | 0.20001 | 0.1987 | 0.1987 | 0.1 | 0.1 | 0.1 | 0.99 | [7 empty] | Fremont Dept of Public Utilities | 100 | Fremont Dept of Public Utilities | 100
Lon Wright | 2240_G_5OT | 2240 | G | 5OT | 9176 | Combustion Turbine |  | SPP_NEBR | Nebraska | 31 | Dodge | 53 | 31053 | 38 | 14432 | 2003 | 9999 |  |  | N | Natural Gas, Distillate Fuel Oil |  |  |  | DLNB + H2O | [8 empty] | 2.5 | 0.70002 | 0.70002 | 0.70002 | 0.70002 | [11 empty] | Fremont Dept of Public Utilities | 100 | Fremont Dept of Public Utilities | 100
Lon Wright | 2240_G_SLR1 | 2240 | G | SLR1 |  | Solar PV |  | SPP_NEBR | Nebraska | 31 | Dodge | 53 | 31053 | 1.3 | 0 | 2018 | 9999 |  |  | N | Solar | [13 empty] | 0 | 0 | 0 | 0 | [11 empty] | Fremont Dept of Public Utilities | 100 | Fremont Dept of Public Utilities | 100
Lon Wright | 2240_G_SLR2 | 2240 | G | SLR2 |  | Solar PV |  | SPP_NEBR | Nebraska | 31 | Dodge | 53 | 31053 | 1 | 0 | 2018 | 9999 |  |  | N | Solar | [13 empty] | 0 | 0 | 0 | 0 | [11 empty] | Fremont Dept of Public Utilities | 100 | Fremont Dept of Public Utilities | 100
C W Burdick | 2241_G_GT1 | 2241 | G | GT1 |  | Combustion Turbine |  | SPP_NEBR | Nebraska | 31 | Hall | 79 | 31079 | 13.6 | 25000 | 1968 | 9999 |  |  | N | Natural Gas, Distillate Fuel Oil | [12 empty] | 2.5 | 0.47388 | 0.47388 | 0.47388 | 0.47388 | [11 empty] | Grand Island Utilities | 100 | Grand Island Utilities | 100
C W Burdick | 2241_G_GT2 | 2241 | G | GT2 | 88133 | Combustion Turbine |  | SPP_NEBR | Nebraska | 31 | Hall | 79 | 31079 | 34 | 25000 | 2003 | 9999 |  |  | N | Natural Gas, Distillate Fuel Oil |  |  |  | DLNB + H2O | [8 empty] | 2.5 | 0.0339 | 0.0339 | 0.0339 | 0.0339 | [11 empty] | Grand Island Utilities | 100 | Grand Island Utilities | 100
C W Burdick | 2241_G_GT3 | 2241 | G | GT3 | 88134 | Combustion Turbine |  | SPP_NEBR | Nebraska | 31 | Hall | 79 | 31079 | 34 | 25000 | 2003 | 9999 |  |  | N | Natural Gas, Distillate Fuel Oil |  |  |  | DLNB + H2O | [8 empty] | 2.5 | 0.04141 | 0.04141 | 0.04141 | 0.04141 | [11 empty] | Grand Island Utilities | 100 | Grand Island Utilities | 100
Don Henry | 2243_G_1 | 2243 | G | 1 |  | Combustion Turbine |  | SPP_NEBR | Nebraska | 31 | Adams | 1 | 31001 | 18 | 25000 | 1972 | 9999 |  |  | N | Natural Gas, Distillate Fuel Oil | [12 empty] | 2.5 | 0.50857 | 0.50857 | 0.50857 | 0.50857 | [11 empty] | Hastings Utilities (NE) | 100 | Hastings Utilities (NE) | 100
North Denver | 2244_B_4 | 2244 | B | 4 |  | O/G Steam |  | SPP_NEBR | Nebraska | 31 | Adams | 1 | 31001 | 16 | 14500 | 1957 | 9999 |  |  | N | Natural Gas | [12 empty] | 2.5 | 0.23063 | 0.23063 | 0.23063 | 0.23063 | [11 empty] | Hastings Utilities (NE) | 100 | Hastings Utilities (NE) | 100
North Denver | 2244_B_5 | 2244 | B | 5 |  | O/G Steam |  | SPP_NEBR | Nebraska | 31 | Adams | 1 | 31001 | 25 | 14500 | 1957 | 9999 |  |  | N | Natural Gas | [12 empty] | 2.5 | 0.23063 | 0.23063 | 0.23063 | 0.23063 | [11 empty] | Hastings Utilities (NE) | 100 | Hastings Utilities (NE) | 100
Kimball | 2248_G_5 | 2248 | G | 5 |  | Combustion Turbine | IC Engine | WECC_WY | Nebraska | 31 | Kimball | 105 | 31105 | 0.6 | 10745 | 1944 | 9999 |  |  | N | Distillate Fuel Oil | [12 empty] | 2.5 | 1.6498 | 1.6498 | 1.6498 | 1.6498 | [11 empty] | Kimball NE (City of) | 100 | Kimball NE (City of) | 100
Kimball | 2248_G_2 | 2248 | G | 2 |  | Combustion Turbine | IC Engine | WECC_WY | Nebraska | 31 | Kimball | 105 | 31105 | 0.7 | 10745 | 1955 | 9999 |  |  | N | Distillate Fuel Oil | [12 empty] | 2.5 | 1.6498 | 1.6498 | 1.6498 | 1.6498 | [11 empty] | Kimball NE (City of) | 100 | Kimball NE (City of) | 100
Kimball | 2248_G_1 | 2248 | G | 1 |  | Combustion Turbine | IC Engine | WECC_WY | Nebraska | 31 | Kimball | 105 | 31105 | 0.7 | 10745 | 1956 | 9999 |  |  | N | Distillate Fuel Oil | [12 empty] | 2.5 | 1.6498 | 1.6498 | 1.6498 | 1.6498 | [11 empty] | Kimball NE (City of) | 100 | Kimball NE (City of) | 100
Kimball | 2248_G_3 | 2248 | G | 3 |  | Combustion Turbine | IC Engine | WECC_WY | Nebraska | 31 | Kimball | 105 | 31105 | 1 | 10745 | 1959 | 9999 |  |  | N | Distillate Fuel Oil | [12 empty] | 2.5 | 1.6498 | 1.6498 | 1.6498 | 1.6498 | [11 empty] | Kimball NE (City of) | 100 | Kimball NE (City of) | 100
Kimball | 2248_G_4 | 2248 | G | 4 |  | Combustion Turbine | IC Engine | WECC_WY | Nebraska | 31 | Kimball | 105 | 31105 | 1 | 10745 | 1960 | 9999 |  |  | N | Distillate Fuel Oil | [12 empty] | 2.5 | 1.6498 | 1.6498 | 1.6498 | 1.6498 | [11 empty] | Kimball NE (City of) | 100 | Kimball NE (City of) | 100
Kimball | 2248_G_6 | 2248 | G | 6 |  | Combustion Turbine | IC Engine | WECC_WY | Nebraska | 31 | Kimball | 105 | 31105 | 3.6 | 10745 | 1974 | 9999 |  |  | N | Distillate Fuel Oil | [12 empty] | 2.5 | 1.6498 | 1.6498 | 1.6498 | 1.6498 | [11 empty] | Kimball NE (City of) | 100 | Kimball NE (City of) | 100
Laurel | 2249_G_2 | 2249 | G | 2 |  | Combustion Turbine | IC Engine | SPP_NEBR | Nebraska | 31 | Cedar | 27 | 31027 | 0.7 | 18000 | 1970 | 9999 |  |  | N | Natural Gas, Distillate Fuel Oil | [12 empty] | 2.5 | 1.061 | 1.061 | 1.061 | 1.061 | [11 empty] | Laurel Municipal Electric Dept | 100 | Laurel Municipal Electric Dept | 100
Laurel | 2249_G_1 | 2249 | G | 1 |  | Combustion Turbine | IC Engine | SPP_NEBR | Nebraska | 31 | Cedar | 27 | 31027 | 1.1 | 18000 | 1974 | 9999 |  |  | N | Natural Gas, Distillate Fuel Oil | [12 empty] | 2.5 | 1.061 | 1.061 | 1.061 | 1.061 | [11 empty] | Laurel Municipal Electric Dept | 100 | Laurel Municipal Electric Dept | 100
Laurel | 2249_G_7 | 2249 | G | 7 |  | Combustion Turbine | IC Engine | SPP_NEBR | Nebraska | 31 | Cedar | 27 | 31027 | 1.1 | 18000 | 1992 | 9999 |  |  | N | Natural Gas, Distillate Fuel Oil | [12 empty] | 2.5 | 1.061 | 1.061 | 1.061 | 1.061 | [11 empty] | Laurel Municipal Electric Dept | 100 | Laurel Municipal Electric Dept | 100
J Street | 2250_G_1 | 2250 | G | 1 | 90730 | Combustion Turbine |  | SPP_NEBR | Nebraska | 31 | Lancaster | 109 | 31109 | 29 | 25000 | 1972 | 9999 |  |  | N | Natural Gas, Distillate Fuel Oil |  |  |  | H2O | [8 empty] | 2.5 | 0.71586 | 0.71586 | 0.71586 | 0.71586 | [11 empty] | Lincoln Electric System | 100 | Lincoln Electric System | 100
Lyons | 2253_G_2 | 2253 | G | 2 |  | Combustion Turbine | IC Engine | SPP_NEBR | Nebraska | 31 | Burt | 21 | 31021 | 0.2 | 25000 | 1953 | 9999 |  |  | N | Distillate Fuel Oil | [12 empty] | 2.5 | 1.6498 | 1.6498 | 1.6498 | 1.6498 | [11 empty] | Lyons NE (City of) | 100 | Lyons NE (City of) | 100
Lyons | 2253_G_3 | 2253 | G | 3 |  | Combustion Turbine | IC Engine | SPP_NEBR | Nebraska | 31 | Burt | 21 | 31021 | 0.3 | 25000 | 1960 | 9999 |  |  | N | Distillate Fuel Oil | [12 empty] | 2.5 | 1.6498 | 1.6498 | 1.6498 | 1.6498 | [11 empty] | Lyons NE (City of) | 100 | Lyons NE (City of) | 100
Lyons | 2253_G_4A | 2253 | G | 4A |  | Combustion Turbine | IC Engine | SPP_NEBR | Nebraska | 31 | Burt | 21 | 31021 | 0.6 | 25000 | 1967 | 9999 |  |  | N | Distillate Fuel Oil | [12 empty] | 2.5 | 1.0242 | 1.0242 | 1.0242 | 1.0242 | [11 empty] | Lyons NE (City of) | 100 | Lyons NE (City of) | 100
Nebraska City # 1 | 2255_G_2 | 2255 | G | 2 |  | Combustion Turbine | IC Engine | SPP_NEBR | Nebraska | 31 | Otoe | 131 | 31131 | 1 | 12283 | 1953 | 9999 |  |  | N | Distillate Fuel Oil | [12 empty] | 2.5 | 1.6498 | 1.6498 | 1.6498 | 1.6498 | [11 empty] | Nebraska City Utilities | 100 | Nebraska City Utilities | 100
Nebraska City # 1 | 2255_G_3 | 2255 | G | 3 |  | Combustion Turbine | IC Engine | SPP_NEBR | Nebraska | 31 | Otoe | 131 | 31131 | 2 | 12283 | 1955 | 9999 |  |  | N | Natural Gas | [12 empty] | 2.5 | 1.061 | 1.061 | 1.061 | 1.061 | [11 empty] | Nebraska City Utilities | 100 | Nebraska City Utilities | 100
Nebraska City # 1 | 2255_G_4 | 2255 | G | 4 |  | Combustion Turbine | IC Engine | SPP_NEBR | Nebraska | 31 | Otoe | 131 | 31131 | 2.7 | 12283 | 1957 | 9999 |  |  | N | Natural Gas | [12 empty] | 2.5 | 1.061 | 1.061 | 1.061 | 1.061 | [11 empty] | Nebraska City Utilities | 100 | Nebraska City Utilities | 100
Nebraska City # 1 | 2255_G_5 | 2255 | G | 5 |  | Combustion Turbine | IC Engine | SPP_NEBR | Nebraska | 31 | Otoe | 131 | 31131 | 1.7 | 12283 | 1964 | 9999 |  |  | N | Natural Gas | [12 empty] | 2.5 | 1.061 | 1.061 | 1.061 | 1.061 | [11 empty] | Nebraska City Utilities | 100 | Nebraska City Utilities | 100
Nebraska City # 1 | 2255_G_8 | 2255 | G | 8 |  | Combustion Turbine | IC Engine | SPP_NEBR | Nebraska | 31 | Otoe | 131 | 31131 | 3.6 | 12283 | 1971 | 9999 |  |  | N | Natural Gas | [12 empty] | 2.5 | 1.061 | 1.061 | 1.061 | 1.061 | [11 empty] | Nebraska City Utilities | 100 | Nebraska City Utilities | 100
Nebraska City # 1 | 2255_G_9 | 2255 | G | 9 |  | Combustion Turbine | IC Engine | SPP_NEBR | Nebraska | 31 | Otoe | 131 | 31131 | 5.8 | 12283 | 1974 | 9999 |  |  | N | Natural Gas | [12 empty] | 2.5 | 1.061 | 1.061 | 1.061 | 1.061 | [11 empty] | Nebraska City Utilities | 100 | Nebraska City Utilities | 100
Nebraska City # 1 | 2255_G_10 | 2255 | G | 10 |  | Combustion Turbine | IC Engine | SPP_NEBR | Nebraska | 31 | Otoe | 131 | 31131 | 5.8 | 12283 | 1979 | 9999 |  |  | N | Natural Gas | [12 empty] | 2.5 | 1.061 | 1.061 | 1.061 | 1.061 | [11 empty] | Nebraska City Utilities | 100 | Nebraska City Utilities | 100
Syracuse # 2 | 2256_G_6 | 2256 | G | 6 |  | Combustion Turbine | IC Engine | SPP_NEBR | Nebraska | 31 | Otoe | 131 | 31131 | 1.6 | 12283 | 1969 | 9999 |  |  | N | Natural Gas | [12 empty] | 2.5 | 1.061 | 1.061 | 1.061 | 1.061 | [11 empty] | Nebraska City Utilities | 100 | Nebraska City Utilities | 100
Syracuse # 2 | 2256_G_7 | 2256 | G | 7 |  | Combustion Turbine | IC Engine | SPP_NEBR | Nebraska | 31 | Otoe | 131 | 31131 | 1.6 | 12283 | 1970 | 9999 |  |  | N | Natural Gas | [12 empty] | 2.5 | 1.061 | 1.061 | 1.061 | 1.061 | [11 empty] | Nebraska City Utilities | 100 | Nebraska City Utilities | 100
Columbus | 2260_G_1 | 2260 | G | 1 |  | Hydro |  | SPP_NEBR | Nebraska | 31 | Platte | 141 | 31141 | 15 | 0 | 1936 | 9999 |  |  | N | Hydro | [13 empty] | 0 | 0 | 0 | 0 | [11 empty] | Loup River Public Power District | 100 | Loup River Public Power District | 100
Columbus | 2260_G_2 | 2260 | G | 2 |  | Hydro |  | SPP_NEBR | Nebraska | 31 | Platte | 141 | 31141 | 15 | 0 | 1936 | 9999 |  |  | N | Hydro | [13 empty] | 0 | 0 | 0 | 0 | [11 empty] | Loup River Public Power District | 100 | Loup River Public Power District | 100
Columbus | 2260_G_3 | 2260 | G | 3 |  | Hydro |  | SPP_NEBR | Nebraska | 31 | Platte | 141 | 31141 | 15 | 0 | 1936 | 9999 |  |  | N | Hydro | [13 empty] | 0 | 0 | 0 | 0 | [11 empty] | Loup River Public Power District | 100 | Loup River Public Power District | 100
Hallam | 2265_G_1 | 2265 | G | 1 | 90723 | Combustion Turbine |  | SPP_NEBR | Nebraska | 31 | Lancaster | 109 | 31109 | 42.5 | 13905 | 1973 | 9999 |  |  | N | Natural Gas | [12 empty] | 2.5 | 0.70596 | 0.70596 | 0.70596 | 0.70596 | [11 empty] | Nebraska Public Power District | 100 | Nebraska Public Power District | 100
Hebron | 2266_G_1 | 2266 | G | 1 | 90725 | Combustion Turbine |  | SPP_NEBR | Nebraska | 31 | Thayer | 169 | 31169 | 41.5 | 17685 | 1973 | 9999 |  |  | N | Distillate Fuel Oil | [12 empty] | 2.5 | 1.2 | 1.2 | 1.2 | 1.2 | [11 empty] | Nebraska Public Power District | 100 | Nebraska Public Power District | 100
Kearney | 2268_G_1 | 2268 | G | 1 |  | Hydro |  | SPP_NEBR | Nebraska | 31 | Buffalo | 19 | 31019 | 1 | 0 | 1921 | 9999 |  |  | N | Hydro | [13 empty] | 0 | 0 | 0 | 0 | [11 empty] | Nebraska Public Power District | 100 | Nebraska Public Power District | 100
McCook | 2271_G_1 | 2271 | G | 1 | 90727 | Combustion Turbine |  | SPP_NEBR | Nebraska | 31 | Red Willow | 145 | 31145 | 42.7 | 18536 | 1973 | 9999 |  |  | N | Distillate Fuel Oil | [12 empty] | 2.5 | 1.1998 | 1.1998 | 1.1998 | 1.1998 | [11 empty] | Nebraska Public Power District | 100 | Nebraska Public Power District | 100
Monroe (NE) | 2273_G_1 | 2273 | G | 1 |  | Hydro |  | SPP_NEBR | Nebraska | 31 | Platte | 141 | 31141 | 1 | 0 | 1936 | 9999 |  |  | N | Hydro | [13 empty] | 0 | 0 | 0 | 0 | [11 empty] | Loup River Public Power District | 100 | Loup River Public Power District | 100
Monroe (NE) | 2273_G_2 | 2273 | G | 2 |  | Hydro |  | SPP_NEBR | Nebraska | 31 | Platte | 141 | 31141 | 1 | 0 | 1936 | 9999 |  |  | N | Hydro | [13 empty] | 0 | 0 | 0 | 0 | [11 empty] | Loup River Public Power District | 100 | Loup River Public Power District | 100
Monroe (NE) | 2273_G_3 | 2273 | G | 3 |  | Hydro |  | SPP_NEBR | Nebraska | 31 | Platte | 141 | 31141 | 1 | 0 | 1936 | 9999 |  |  | N | Hydro | [13 empty] | 0 | 0 | 0 | 0 | [11 empty] | Loup River Public Power District | 100 | Loup River Public Power District | 100
North Platte | 2274_G_1 | 2274 | G | 1 |  | Hydro |  | SPP_NEBR | Nebraska | 31 | Lincoln | 111 | 31111 | 12 | 0 | 1935 | 9999 |  |  | N | Hydro | [13 empty] | 0 | 0 | 0 | 0 | [11 empty] | Nebraska Public Power District | 100 | Nebraska Public Power District | 100
North Platte | 2274_G_2 | 2274 | G | 2 |  | Hydro |  | SPP_NEBR | Nebraska | 31 | Lincoln | 111 | 31111 | 12 | 0 | 1935 | 9999 |  |  | N | Hydro | [13 empty] | 0 | 0 | 0 | 0 | [11 empty] | Nebraska Public Power District | 100 | Nebraska Public Power District | 100
Sheldon | 2277_B_2 | 2277 | B | 2 | 1380 | Coal Steam |  | SPP_NEBR | Nebraska | 31 | Lancaster | 109 | 31109 | 115 | 11706 | 1961 | 9999 | cyclone | wet | N | Subbituminous |  |  |  | OFA |  |  |  | B | NA |  |  |  | 0.567 | 0.3599 | 0.3599 | 0.3599 | 0.3599 | 0.11 | 0.1 | 1 | 0 | [7 empty] | Nebraska Public Power District | 100 | Nebraska Public Power District | 100
Sheldon | 2277_B_1 | 2277 | B | 1 | 1379 | Coal Steam |  | SPP_NEBR | Nebraska | 31 | Lancaster | 109 | 31109 | 104 | 11681 | 1968 | 9999 | cyclone | wet | N | Subbituminous |  |  |  | OFA |  |  |  | B | NA |  |  |  | 0.59 | 0.58003 | 0.58003 | 0.58003 | 0.58003 | 0.11 | 0.1 | 1 | 0 | [7 empty] | Nebraska Public Power District | 100 | Nebraska Public Power District | 100
Jones Street | 2290_G_1 | 2290 | G | 1 | 90740 | Combustion Turbine |  | SPP_NEBR | Nebraska | 31 | Douglas | 55 | 31055 | 61.3 | 25000 | 1973 | 9999 |  |  | N | Distillate Fuel Oil | [12 empty] | 2.5 | 1.2 | 1.2 | 1.2 | 1.2 | [11 empty] | Omaha Public Power District | 100 | Omaha Public Power District | 100
Jones Street | 2290_G_2 | 2290 | G | 2 | 90741 | Combustion Turbine |  | SPP_NEBR | Nebraska | 31 | Douglas | 55 | 31055 | 61.3 | 25000 | 1973 | 9999 |  |  | N | Distillate Fuel Oil | [12 empty] | 2.5 | 1.2 | 1.2 | 1.2 | 1.2 | [11 empty] | Omaha Public Power District | 100 | Omaha Public Power District | 100
North Omaha | 2291_B_4 | 2291 | B | 4 | 1384 | Coal Steam |  | SPP_NEBR | Nebraska | 31 | Douglas | 55 | 31055 | 120 | 10592 | 1963 | 9999 | tangential | dry | N | Subbituminous |  |  | 0.0663 |  |  |  |  | ESPC | No | ACI | 2016 |  | 2.5 | 0.30844 | 0.30844 | 0.1469 | 0.1469 | 0.1 | 0.1 | 0.1 | 0.98 | Yes | 2016 |  |  | C2G | 2026 |  | Omaha Public Power District | 100 | Omaha Public Power District | 100
North Omaha | 2291_B_5 | 2291 | B | 5 | 1385 | Coal Steam |  | SPP_NEBR | Nebraska | 31 | Douglas | 55 | 31055 | 216 | 10811 | 1968 | 9999 | wall | dry | N | Subbituminous |  |  | 0.0583 | LNB |  |  |  | ESPC | No | ACI | 2016 |  | 0.721 | 0.30152 | 0.30152 | 0.1987 | 0.1987 | 0.1 | 0.1 | 0.1 | 0.98 | Yes | 2016 |  |  | C2G | 2026 |  | Omaha Public Power District | 100 | Omaha Public Power District | 100
Sarpy County | 2292_G_1 | 2292 | G | 1 | 90742 | Combustion Turbine |  | SPP_NEBR | Nebraska | 31 | Sarpy | 153 | 31153 | 55.3 | 13381 | 1972 | 9999 |  |  | N | Natural Gas, Distillate Fuel Oil | [12 empty] | 2.5 | 0.29749 | 0.29749 | 0.29749 | 0.29749 | [11 empty] | Omaha Public Power District | 100 | Omaha Public Power District | 100
Sarpy County | 2292_G_2 | 2292 | G | 2 | 90743 | Combustion Turbine |  | SPP_NEBR | Nebraska | 31 | Sarpy | 153 | 31153 | 56.4 | 13382 | 1972 | 9999 |  |  | N | Natural Gas, Distillate Fuel Oil | [12 empty] | 2.5 | 0.24521 | 0.24521 | 0.24521 | 0.24521 | [11 empty] | Omaha Public Power District | 100 | Omaha Public Power District | 100
Sarpy County | 2292_G_3 | 2292 | G | 3 | 1387 | Combustion Turbine |  | SPP_NEBR | Nebraska | 31 | Sarpy | 153 | 31153 | 107.7 | 13381 | 1996 | 9999 |  |  | N | Natural Gas, Distillate Fuel Oil |  |  |  | DLNB + H2O | [8 empty] | 2.5 | 0.05677 | 0.05677 | 0.05677 | 0.05677 | [11 empty] | Omaha Public Power District | 100 | Omaha Public Power District | 100
Sarpy County | 2292_G_BSD | 2292 | G | BSD |  | Combustion Turbine | IC Engine | SPP_NEBR | Nebraska | 31 | Sarpy | 153 | 31153 | 3.4 | 12125 | 1996 | 9999 |  |  | N | Distillate Fuel Oil | [12 empty] | 2.5 | 1.6498 | 1.6498 | 1.6498 | 1.6498 | [11 empty] | Omaha Public Power District | 100 | Omaha Public Power District | 100
Sarpy County | 2292_G_4 | 2292 | G | 4 | 1388 | Combustion Turbine |  | SPP_NEBR | Nebraska | 31 | Sarpy | 153 | 31153 | 49 | 13381 | 2000 | 9999 |  |  | N | Natural Gas, Distillate Fuel Oil |  |  |  | H2O | [8 empty] | 2.5 | 0.07922 | 0.07922 | 0.07922 | 0.07922 | [11 empty] | Omaha Public Power District | 100 | Omaha Public Power District | 100
Sarpy County | 2292_G_5 | 2292 | G | 5 | 1390 | Combustion Turbine |  | SPP_NEBR | Nebraska | 31 | Sarpy | 153 | 31153 | 48.1 | 13381 | 2000 | 9999 |  |  | N | Natural Gas, Distillate Fuel Oil |  |  |  | H2O | [8 empty] | 2.5 | 0.07618 | 0.07618 | 0.07618 | 0.07618 | [11 empty] | Omaha Public Power District | 100 | Omaha Public Power District | 100
Ord | 2294_G_3 | 2294 | G | 3 |  | Combustion Turbine | IC Engine | SPP_NEBR | Nebraska | 31 | Valley | 175 | 31175 | 2 | 10745 | 1963 | 9999 |  |  | N | Natural Gas, Distillate Fuel Oil | [12 empty] | 2.5 | 1.6498 | 1.6498 | 1.6498 | 1.6498 | [11 empty] | Ord NE (City of) | 100 | Ord NE (City of) | 100
Ord | 2294_G_2 | 2294 | G | 2 |  | Combustion Turbine | IC Engine | SPP_NEBR | Nebraska | 31 | Valley | 175 | 31175 | 1 | 10745 | 1966 | 9999 |  |  | N | Natural Gas, Distillate Fuel Oil | [12 empty] | 2.5 | 1.6498 | 1.6498 | 1.6498 | 1.6498 | [11 empty] | Ord NE (City of) | 100 | Ord NE (City of) | 100
Ord | 2294_G_1 | 2294 | G | 1 |  | Combustion Turbine | IC Engine | SPP_NEBR | Nebraska | 31 | Valley | 175 | 31175 | 5 | 10745 | 1973 | 9999 |  |  | N | Natural Gas, Distillate Fuel Oil | [12 empty] | 2.5 | 1.6498 | 1.6498 | 1.6498 | 1.6498 | [11 empty] | Ord NE (City of) | 100 | Ord NE (City of) | 100
Ord | 2294_G_4A | 2294 | G | 4A |  | Combustion Turbine | IC Engine | SPP_NEBR | Nebraska | 31 | Valley | 175 | 31175 | 1.4 | 10745 | 1997 | 9999 |  |  | N | Distillate Fuel Oil | [12 empty] | 2.5 | 1.6498 | 1.6498 | 1.6498 | 1.6498 | [11 empty] | Ord NE (City of) | 100 | Ord NE (City of) | 100
Ord | 2294_G_5A | 2294 | G | 5A |  | Combustion Turbine | IC Engine | SPP_NEBR | Nebraska | 31 | Valley | 175 | 31175 | 1.4 | 10745 | 1997 | 9999 |  |  | N | Distillate Fuel Oil | [12 empty] | 2.5 | 1.6498 | 1.6498 | 1.6498 | 1.6498 | [11 empty] | Ord NE (City of) | 100 | Ord NE (City of) | 100
Oxford (NE) | 2295_G_2 | 2295 | G | 2 |  | Combustion Turbine | IC Engine | SPP_NEBR | Nebraska | 31 | Furnas | 65 | 31065 | 0.5 | 12747 | 1953 | 9999 |  |  | N | Natural Gas, Distillate Fuel Oil | [12 empty] | 2.5 | 1.061 | 1.061 | 1.061 | 1.061 | [11 empty] | Oxford NE (Village of) | 100 | Oxford NE (Village of) | 100
Oxford (NE) | 2295_G_3 | 2295 | G | 3 |  | Combustion Turbine | IC Engine | SPP_NEBR | Nebraska | 31 | Furnas | 65 | 31065 | 0.8 | 12570 | 1956 | 9999 |  |  | N | Natural Gas, Distillate Fuel Oil | [12 empty] | 2.5 | 1.061 | 1.061 | 1.061 | 1.061 | [11 empty] | Oxford NE (Village of) | 100 | Oxford NE (Village of) | 100
Oxford (NE) | 2295_G_4 | 2295 | G | 4 |  | Combustion Turbine | IC Engine | SPP_NEBR | Nebraska | 31 | Furnas | 65 | 31065 | 0.5 | 12747 | 1956 | 9999 |  |  | N | Natural Gas, Distillate Fuel Oil | [12 empty] | 2.5 | 1.061 | 1.061 | 1.061 | 1.061 | [11 empty] | Oxford NE (Village of) | 100 | Oxford NE (Village of) | 100
Oxford (NE) | 2295_G_5 | 2295 | G | 5 |  | Combustion Turbine | IC Engine | SPP_NEBR | Nebraska | 31 | Furnas | 65 | 31065 | 1.2 | 12425 | 1972 | 9999 |  |  | N | Natural Gas, Distillate Fuel Oil | [12 empty] | 2.5 | 1.061 | 1.061 | 1.061 | 1.061 | [11 empty] | Oxford NE (Village of) | 100 | Oxford NE (Village of) | 100
Pender | 2296_G_3 | 2296 | G | 3 |  | Combustion Turbine | IC Engine | SPP_NEBR | Nebraska | 31 | Thurston | 173 | 31173 | 0.5 | 13853 | 1953 | 9999 |  |  | N | Natural Gas, Distillate Fuel Oil | [12 empty] | 2.5 | 1.061 | 1.061 | 1.061 | 1.061 | [11 empty] | Pender NE (City of) | 100 | Pender NE (City of) | 100
Pender | 2296_G_4 | 2296 | G | 4 |  | Combustion Turbine | IC Engine | SPP_NEBR | Nebraska | 31 | Thurston | 173 | 31173 | 0.8 | 14113 | 1961 | 9999 |  |  | N | Natural Gas, Distillate Fuel Oil | [12 empty] | 2.5 | 1.061 | 1.061 | 1.061 | 1.061 | [11 empty] | Pender NE (City of) | 100 | Pender NE (City of) | 100
Pender | 2296_G_1 | 2296 | G | 1 |  | Combustion Turbine | IC Engine | SPP_NEBR | Nebraska | 31 | Thurston | 173 | 31173 | 1.2 | 13870 | 1968 | 9999 |  |  | N | Natural Gas, Distillate Fuel Oil | [12 empty] | 2.5 | 1.061 | 1.061 | 1.061 | 1.061 | [11 empty] | Pender NE (City of) | 100 | Pender NE (City of) | 100
Pender | 2296_G_2 | 2296 | G | 2 |  | Combustion Turbine | IC Engine | SPP_NEBR | Nebraska | 31 | Thurston | 173 | 31173 | 2 | 13544 | 1973 | 9999 |  |  | N | Natural Gas | [12 empty] | 2.5 | 1.061 | 1.061 | 1.061 | 1.061 | [11 empty] | Pender NE (City of) | 100 | Pender NE (City of) | 100
Red Cloud | 2299_G_2 | 2299 | G | 2 |  | Combustion Turbine | IC Engine | SPP_NEBR | Nebraska | 31 | Webster | 181 | 31181 | 0.6 | 16978 | 1953 | 9999 |  |  | N | Distillate Fuel Oil | [12 empty] | 2.5 | 1.8328 | 1.8328 | 1.8328 | 1.8328 | [11 empty] | Red Cloud Municipal Light & Power | 100 | Red Cloud Municipal Light & Power | 100
Red Cloud | 2299_G_3 | 2299 | G | 3 |  | Combustion Turbine | IC Engine | SPP_NEBR | Nebraska | 31 | Webster | 181 | 31181 | 1.2 | 17050 | 1960 | 9999 |  |  | N | Distillate Fuel Oil | [12 empty] | 2.5 | 1.4602 | 1.4602 | 1.4602 | 1.4602 | [11 empty] | Red Cloud Municipal Light & Power | 100 | Red Cloud Municipal Light & Power | 100
Red Cloud | 2299_G_4 | 2299 | G | 4 |  | Combustion Turbine | IC Engine | SPP_NEBR | Nebraska | 31 | Webster | 181 | 31181 | 1.2 | 17050 | 1968 | 9999 |  |  | N | Distillate Fuel Oil | [12 empty] | 2.5 | 1.722 | 1.722 | 1.722 | 1.722 | [11 empty] | Red Cloud Municipal Light & Power | 100 | Red Cloud Municipal Light & Power | 100
Red Cloud | 2299_G_5 | 2299 | G | 5 |  | Combustion Turbine | IC Engine | SPP_NEBR | Nebraska | 31 | Webster | 181 | 31181 | 2.2 | 17054 | 1973 | 9999 |  |  | N | Distillate Fuel Oil | [12 empty] | 2.5 | 2.5707 | 2.5707 | 2.5707 | 2.5707 | [11 empty] | Red Cloud Municipal Light & Power | 100 | Red Cloud Municipal Light & Power | 100
Sargent | 2300_G_4 | 2300 | G | 4 |  | Combustion Turbine | IC Engine | SPP_NEBR | Nebraska | 31 | Custer | 41 | 31041 | 0.4 | 25000 | 1954 | 9999 |  |  | N | Distillate Fuel Oil | [12 empty] | 2.5 | 0.02209 | 0.02209 | 0.02209 | 0.02209 | [11 empty] | Sargent NE (City of) | 100 | Sargent NE (City of) | 100
Sargent | 2300_G_3 | 2300 | G | 3 |  | Combustion Turbine | IC Engine | SPP_NEBR | Nebraska | 31 | Custer | 41 | 31041 | 0.9 | 25000 | 1964 | 9999 |  |  | N | Distillate Fuel Oil | [12 empty] | 2.5 | 3.4618 | 3.4618 | 3.4618 | 3.4618 | [11 empty] | Sargent NE (City of) | 100 | Sargent NE (City of) | 100
Sargent | 2300_G_1 | 2300 | G | 1 |  | Combustion Turbine | IC Engine | SPP_NEBR | Nebraska | 31 | Custer | 41 | 31041 | 1.1 | 25000 | 1968 | 9999 |  |  | N | Distillate Fuel Oil | [12 empty] | 2.5 | 2.9609 | 2.9609 | 2.9609 | 2.9609 | [11 empty] | Sargent NE (City of) | 100 | Sargent NE (City of) | 100
Sidney (NE) | 2302_G_3 | 2302 | G | 3 |  | Combustion Turbine | IC Engine | SPP_NEBR | Nebraska | 31 | Cheyenne | 33 | 31033 | 0.6 | 11688 | 1931 | 9999 |  |  | N | Distillate Fuel Oil | [12 empty] | 2.5 | 1.6498 | 1.6498 | 1.6498 | 1.6498 | [11 empty] | Sidney NE (City of) | 100 | Sidney NE (City of) | 100
Sidney (NE) | 2302_G_1 | 2302 | G | 1 |  | Combustion Turbine | IC Engine | SPP_NEBR | Nebraska | 31 | Cheyenne | 33 | 31033 | 1 | 11693 | 1949 | 9999 |  |  | N | Natural Gas, Distillate Fuel Oil | [12 empty] | 2.5 | 1.061 | 1.061 | 1.061 | 1.061 | [11 empty] | Sidney NE (City of) | 100 | Sidney NE (City of) | 100
Sidney (NE) | 2302_G_5 | 2302 | G | 5 |  | Combustion Turbine | IC Engine | SPP_NEBR | Nebraska | 31 | Cheyenne | 33 | 31033 | 2.5 | 12345 | 1955 | 9999 |  |  | N | Natural Gas, Distillate Fuel Oil | [12 empty] | 2.5 | 1.061 | 1.061 | 1.061 | 1.061 | [11 empty] | Sidney NE (City of) | 100 | Sidney NE (City of) | 100
Spalding | 2303_G_1 | 2303 | G | 1 |  | Hydro |  | SPP_NEBR | Nebraska | 31 | Greeley | 77 | 31077 | 0.1 | 0 | 1919 | 9999 |  |  | N | Hydro | [13 empty] | 0 | 0 | 0 | 0 | [11 empty] | Spalding NE (City of) | 100 | Spalding NE (City of) | 100
Spalding | 2303_G_4 | 2303 | G | 4 |  | Combustion Turbine | IC Engine | SPP_NEBR | Nebraska | 31 | Greeley | 77 | 31077 | 0.2 | 13228 | 1947 | 9999 |  |  | N | Distillate Fuel Oil | [12 empty] | 2.5 | 1.6498 | 1.6498 | 1.6498 | 1.6498 | [11 empty] | Spalding NE (City of) | 100 | Spalding NE (City of) | 100
Spalding | 2303_G_2 | 2303 | G | 2 |  | Hydro |  | SPP_NEBR | Nebraska | 31 | Greeley | 77 | 31077 | 0.1 | 0 | 1956 | 9999 |  |  | N | Hydro | [13 empty] | 0 | 0 | 0 | 0 | [11 empty] | Spalding NE (City of) | 100 | Spalding NE (City of) | 100
Spalding | 2303_G_5 | 2303 | G | 5 |  | Combustion Turbine | IC Engine | SPP_NEBR | Nebraska | 31 | Greeley | 77 | 31077 | 0.4 | 13219 | 1959 | 9999 |  |  | N | Distillate Fuel Oil | [12 empty] | 2.5 | 1.6498 | 1.6498 | 1.6498 | 1.6498 | [11 empty] | Spalding NE (City of) | 100 | Spalding NE (City of) | 100
Spalding | 2303_G_6 | 2303 | G | 6 |  | Combustion Turbine | IC Engine | SPP_NEBR | Nebraska | 31 | Greeley | 77 | 31077 | 1.3 | 15106 | 1975 | 9999 |  |  | N | Distillate Fuel Oil | [12 empty] | 2.5 | 1.6498 | 1.6498 | 1.6498 | 1.6498 | [11 empty] | Spalding NE (City of) | 100 | Spalding NE (City of) | 100
Stuart (NE) | 2305_G_1 | 2305 | G | 1 |  | Combustion Turbine | IC Engine | SPP_NEBR | Nebraska | 31 | Holt | 89 | 31089 | 0.7 | 14085 | 1952 | 9999 |  |  | N | Distillate Fuel Oil | [12 empty] | 2.5 | 4.5475 | 4.5475 | 4.5475 | 4.5475 | [11 empty] | Stuart Municipal Water & Power | 100 | Stuart Municipal Water & Power | 100
Stuart (NE) | 2305_G_3 | 2305 | G | 3 |  | Combustion Turbine | IC Engine | SPP_NEBR | Nebraska | 31 | Holt | 89 | 31089 | 0.2 | 12843 | 1952 | 9999 |  |  | N | Distillate Fuel Oil | [12 empty] | 2.5 | 1.5419 | 1.5419 | 1.5419 | 1.5419 | [11 empty] | Stuart Municipal Water & Power | 100 | Stuart Municipal Water & Power | 100
Stuart (NE) | 2305_G_2 | 2305 | G | 2 |  | Combustion Turbine | IC Engine | SPP_NEBR | Nebraska | 31 | Holt | 89 | 31089 | 0.2 | 12843 | 1960 | 9999 |  |  | N | Distillate Fuel Oil | [12 empty] | 2.5 | 0.79581 | 0.79581 | 0.79581 | 0.79581 | [11 empty] | Stuart Municipal Water & Power | 100 | Stuart Municipal Water & Power | 100
Stuart (NE) | 2305_G_5 | 2305 | G | 5 |  | Combustion Turbine | IC Engine | SPP_NEBR | Nebraska | 31 | Holt | 89 | 31089 | 0.8 | 13226 | 1997 | 9999 |  |  | N | Distillate Fuel Oil | [12 empty] | 2.5 | 1.6498 | 1.6498 | 1.6498 | 1.6498 | [11 empty] | Stuart Municipal Water & Power | 100 | Stuart Municipal Water & Power | 100
Tecumseh | 2308_G_1 | 2308 | G | 1 |  | Combustion Turbine | IC Engine | SPP_NEBR | Nebraska | 31 | Johnson | 97 | 31097 | 0.6 | 11724 | 1948 | 9999 |  |  | N | Distillate Fuel Oil | [12 empty] | 2.5 | 1.9775 | 1.9775 | 1.9775 | 1.9775 | [11 empty] | Tecumseh Board of Public Works | 100 | Tecumseh Board of Public Works | 100
Tecumseh | 2308_G_3 | 2308 | G | 3 |  | Combustion Turbine | IC Engine | SPP_NEBR | Nebraska | 31 | Johnson | 97 | 31097 | 1 | 11720 | 1953 | 9999 |  |  | N | Natural Gas, Distillate Fuel Oil | [12 empty] | 2.5 | 1.6498 | 1.6498 | 1.6498 | 1.6498 | [11 empty] | Tecumseh Board of Public Works | 100 | Tecumseh Board of Public Works | 100
Tecumseh | 2308_G_4 | 2308 | G | 4 |  | Combustion Turbine | IC Engine | SPP_NEBR | Nebraska | 31 | Johnson | 97 | 31097 | 1.2 | 11716 | 1960 | 9999 |  |  | N | Natural Gas, Distillate Fuel Oil | [12 empty] | 2.5 | 1.6498 | 1.6498 | 1.6498 | 1.6498 | [11 empty] | Tecumseh Board of Public Works | 100 | Tecumseh Board of Public Works | 100
Tecumseh | 2308_G_2 | 2308 | G | 2 |  | Combustion Turbine | IC Engine | SPP_NEBR | Nebraska | 31 | Johnson | 97 | 31097 | 1.4 | 11710 | 1968 | 9999 |  |  | N | Natural Gas, Distillate Fuel Oil | [12 empty] | 2.5 | 0.32329 | 0.32329 | 0.32329 | 0.32329 | [11 empty] | Tecumseh Board of Public Works | 100 | Tecumseh Board of Public Works | 100
Tecumseh | 2308_G_5A | 2308 | G | 5A |  | Combustion Turbine | IC Engine | SPP_NEBR | Nebraska | 31 | Johnson | 97 | 31097 | 2.4 | 11732 | 1993 | 9999 |  |  | N | Natural Gas, Distillate Fuel Oil | [12 empty] | 2.5 | 1.6498 | 1.6498 | 1.6498 | 1.6498 | [11 empty] | Tecumseh Board of Public Works | 100 | Tecumseh Board of Public Works | 100
Wahoo | 2310_G_2 | 2310 | G | 2 |  | Combustion Turbine | IC Engine | SPP_NEBR | Nebraska | 31 | Saunders | 155 | 31155 | 0.4 | 10745 | 1936 | 9999 |  |  | N | Distillate Fuel Oil | [12 empty] | 2.5 | 1.6498 | 1.6498 | 1.6498 | 1.6498 | [11 empty] | Wahoo NE (City of) | 100 | Wahoo NE (City of) | 100
Wahoo | 2310_G_4 | 2310 | G | 4 |  | Combustion Turbine | IC Engine | SPP_NEBR | Nebraska | 31 | Saunders | 155 | 31155 | 1.1 | 10745 | 1947 | 9999 |  |  | N | Natural Gas, Distillate Fuel Oil | [12 empty] | 2.5 | 1.061 | 1.061 | 1.061 | 1.061 | [11 empty] | Wahoo NE (City of) | 100 | Wahoo NE (City of) | 100
Wahoo | 2310_G_5 | 2310 | G | 5 |  | Combustion Turbine | IC Engine | SPP_NEBR | Nebraska | 31 | Saunders | 155 | 31155 | 2.2 | 10745 | 1952 | 9999 |  |  | N | Natural Gas, Distillate Fuel Oil | [12 empty] | 2.5 | 1.061 | 1.061 | 1.061 | 1.061 | [11 empty] | Wahoo NE (City of) | 100 | Wahoo NE (City of) | 100
Wahoo | 2310_G_1 | 2310 | G | 1 |  | Combustion Turbine | IC Engine | SPP_NEBR | Nebraska | 31 | Saunders | 155 | 31155 | 2.1 | 10745 | 1960 | 9999 |  |  | N | Natural Gas, Distillate Fuel Oil | [12 empty] | 2.5 | 1.061 | 1.061 | 1.061 | 1.061 | [11 empty] | Wahoo NE (City of) | 100 | Wahoo NE (City of) | 100
Wahoo | 2310_G_6 | 2310 | G | 6 |  | Combustion Turbine | IC Engine | SPP_NEBR | Nebraska | 31 | Saunders | 155 | 31155 | 3.4 | 10745 | 1969 | 9999 |  |  | N | Natural Gas, Distillate Fuel Oil | [12 empty] | 2.5 | 1.061 | 1.061 | 1.061 | 1.061 | [11 empty] | Wahoo NE (City of) | 100 | Wahoo NE (City of) | 100
Wahoo | 2310_G_3 | 2310 | G | 3 |  | Combustion Turbine | IC Engine | SPP_NEBR | Nebraska | 31 | Saunders | 155 | 31155 | 4.4 | 10745 | 1973 | 9999 |  |  | N | Natural Gas, Distillate Fuel Oil | [12 empty] | 2.5 | 1.061 | 1.061 | 1.061 | 1.061 | [11 empty] | Wahoo NE (City of) | 100 | Wahoo NE (City of) | 100
Wakefield | 2311_G_2 | 2311 | G | 2 |  | Combustion Turbine | IC Engine | SPP_NEBR | Nebraska | 31 | Dixon | 51 | 31051 | 0.5 | 11178 | 1915 | 9999 |  |  | N | Natural Gas, Distillate Fuel Oil | [12 empty] | 2.5 | 1.061 | 1.061 | 1.061 | 1.061 | [11 empty] | Wakefield NE (City of) | 100 | Wakefield NE (City of) | 100
Wakefield | 2311_G_IC4 | 2311 | G | IC4 |  | Combustion Turbine | IC Engine | SPP_NEBR | Nebraska | 31 | Dixon | 51 | 31051 | 0.6 | 10745 | 1961 | 9999 |  |  | N | Natural Gas, Distillate Fuel Oil | [12 empty] | 2.5 | 1.061 | 1.061 | 1.061 | 1.061 | [11 empty] | Wakefield NE (City of) | 100 | Wakefield NE (City of) | 100
Wakefield | 2311_G_5 | 2311 | G | 5 |  | Combustion Turbine | IC Engine | SPP_NEBR | Nebraska | 31 | Dixon | 51 | 31051 | 1 | 10745 | 1966 | 9999 |  |  | N | Natural Gas, Distillate Fuel Oil | [12 empty] | 2.5 | 2.795 | 2.795 | 2.795 | 2.795 | [11 empty] | Wakefield NE (City of) | 100 | Wakefield NE (City of) | 100
Wakefield | 2311_G_6 | 2311 | G | 6 |  | Combustion Turbine | IC Engine | SPP_NEBR | Nebraska | 31 | Dixon | 51 | 31051 | 1.1 | 10789 | 1971 | 9999 |  |  | N | Natural Gas, Distillate Fuel Oil | [12 empty] | 2.5 | 1.061 | 1.061 | 1.061 | 1.061 | [11 empty] | Wakefield NE (City of) | 100 | Wakefield NE (City of) | 100
Wayne IC | 2312_G_2 | 2312 | G | 2 |  | Combustion Turbine | IC Engine | SPP_NEBR | Nebraska | 31 | Wayne | 179 | 31179 | 0.9 | 21591 | 1947 | 9999 |  |  | N | Distillate Fuel Oil | [12 empty] | 2.5 | 1.6498 | 1.6498 | 1.6498 | 1.6498 | [11 empty] | Wayne Electric Utility | 100 | Wayne Electric Utility | 100
Wayne IC | 2312_G_1 | 2312 | G | 1 |  | Combustion Turbine | IC Engine | SPP_NEBR | Nebraska | 31 | Wayne | 179 | 31179 | 0.8 | 10745 | 1951 | 9999 |  |  | N | Distillate Fuel Oil | [12 empty] | 2.5 | 1.6498 | 1.6498 | 1.6498 | 1.6498 | [11 empty] | Wayne Electric Utility | 100 | Wayne Electric Utility | 100
Wayne IC | 2312_G_3 | 2312 | G | 3 |  | Combustion Turbine | IC Engine | SPP_NEBR | Nebraska | 31 | Wayne | 179 | 31179 | 1.8 | 10745 | 1956 | 9999 |  |  | N | Distillate Fuel Oil | [12 empty] | 2.5 | 1.6498 | 1.6498 | 1.6498 | 1.6498 | [11 empty] | Wayne Electric Utility | 100 | Wayne Electric Utility | 100
Wayne IC | 2312_G_4 | 2312 | G | 4 |  | Combustion Turbine | IC Engine | SPP_NEBR | Nebraska | 31 | Wayne | 179 | 31179 | 1.9 | 10745 | 1960 | 9999 |  |  | N | Distillate Fuel Oil | [12 empty] | 2.5 | 1.6498 | 1.6498 | 1.6498 | 1.6498 | [11 empty] | Wayne Electric Utility | 100 | Wayne Electric Utility | 100
Wayne IC | 2312_G_5 | 2312 | G | 5 |  | Combustion Turbine | IC Engine | SPP_NEBR | Nebraska | 31 | Wayne | 179 | 31179 | 3.3 | 10745 | 1966 | 9999 |  |  | N | Distillate Fuel Oil | [12 empty] | 2.5 | 1.6498 | 1.6498 | 1.6498 | 1.6498 | [11 empty] | Wayne Electric Utility | 100 | Wayne Electric Utility | 100
Wayne IC | 2312_G_6 | 2312 | G | 6 |  | Combustion Turbine | IC Engine | SPP_NEBR | Nebraska | 31 | Wayne | 179 | 31179 | 4.9 | 10745 | 1968 | 9999 |  |  | N | Distillate Fuel Oil | [12 empty] | 2.5 | 1.6498 | 1.6498 | 1.6498 | 1.6498 | [11 empty] | Wayne Electric Utility | 100 | Wayne Electric Utility | 100
Wayne IC | 2312_G_7 | 2312 | G | 7 |  | Combustion Turbine | IC Engine | SPP_NEBR | Nebraska | 31 | Wayne | 179 | 31179 | 3.3 | 10745 | 1998 | 9999 |  |  | N | Distillate Fuel Oil | [12 empty] | 2.5 | 1.6498 | 1.6498 | 1.6498 | 1.6498 | [11 empty] | Wayne Electric Utility | 100 | Wayne Electric Utility | 100
Wayne IC | 2312_G_8 | 2312 | G | 8 |  | Combustion Turbine | IC Engine | SPP_NEBR | Nebraska | 31 | Wayne | 179 | 31179 | 3.3 | 10745 | 1998 | 9999 |  |  | N | Distillate Fuel Oil | [12 empty] | 2.5 | 1.6498 | 1.6498 | 1.6498 | 1.6498 | [11 empty] | Wayne Electric Utility | 100 | Wayne Electric Utility | 100
West Point Municipal | 2313_G_2 | 2313 | G | 2 |  | Combustion Turbine | IC Engine | SPP_NEBR | Nebraska | 31 | Cuming | 39 | 31039 | 0.9 | 18000 | 1947 | 9999 |  |  | N | Natural Gas, Distillate Fuel Oil | [12 empty] | 2.5 | 1.061 | 1.061 | 1.061 | 1.061 | [11 empty] | West Point NE (City of) | 100 | West Point NE (City of) | 100
West Point Municipal | 2313_G_3 | 2313 | G | 3 |  | Combustion Turbine | IC Engine | SPP_NEBR | Nebraska | 31 | Cuming | 39 | 31039 | 1.2 | 18000 | 1959 | 9999 |  |  | N | Natural Gas, Distillate Fuel Oil | [12 empty] | 2.5 | 0.31777 | 0.31777 | 0.31777 | 0.31777 | [11 empty] | West Point NE (City of) | 100 | West Point NE (City of) | 100
West Point Municipal | 2313_G_4 | 2313 | G | 4 |  | Combustion Turbine | IC Engine | SPP_NEBR | Nebraska | 31 | Cuming | 39 | 31039 | 2.3 | 18000 | 1965 | 9999 |  |  | N | Natural Gas, Distillate Fuel Oil | [12 empty] | 2.5 | 0.0928 | 0.0928 | 0.0928 | 0.0928 | [11 empty] | West Point NE (City of) | 100 | West Point NE (City of) | 100
Wilber | 2315_G_4 | 2315 | G | 4 |  | Combustion Turbine | IC Engine | SPP_NEBR | Nebraska | 31 | Saline | 151 | 31151 | 0.9 | 13673 | 1960 | 9999 |  |  | N | Distillate Fuel Oil | [12 empty] | 2.5 | 1.6498 | 1.6498 | 1.6498 | 1.6498 | [11 empty] | Wilber NE (City of) | 100 | Wilber NE (City of) | 100
Wilber | 2315_G_5 | 2315 | G | 5 |  | Combustion Turbine | IC Engine | SPP_NEBR | Nebraska | 31 | Saline | 151 | 31151 | 0.6 | 13493 | 1960 | 9999 |  |  | N | Distillate Fuel Oil | [12 empty] | 2.5 | 1.6498 | 1.6498 | 1.6498 | 1.6498 | [11 empty] | Wilber NE (City of) | 100 | Wilber NE (City of) | 100
Wilber | 2315_G_6 | 2315 | G | 6 |  | Combustion Turbine | IC Engine | SPP_NEBR | Nebraska | 31 | Saline | 151 | 31151 | 1.6 | 14222 | 1997 | 9999 |  |  | N | Distillate Fuel Oil | [12 empty] | 2.5 | 1.6498 | 1.6498 | 1.6498 | 1.6498 | [11 empty] | Wilber NE (City of) | 100 | Wilber NE (City of) | 100
Wisner | 2316_G_3 | 2316 | G | 3 |  | Combustion Turbine | IC Engine | SPP_NEBR | Nebraska | 31 | Cuming | 39 | 31039 | 0.8 | 13937 | 1969 | 9999 |  |  | N | Distillate Fuel Oil | [12 empty] | 2.5 | 1.6498 | 1.6498 | 1.6498 | 1.6498 | [11 empty] | Wisner NE (City of) | 100 | Wisner NE (City of) | 100
Wisner | 2316_G_4 | 2316 | G | 4 |  | Combustion Turbine | IC Engine | SPP_NEBR | Nebraska | 31 | Cuming | 39 | 31039 | 1.5 | 14301 | 2010 | 9999 |  |  | N | Distillate Fuel Oil | [13 empty] | 1.6498 | 1.6498 | 1.6498 | 1.6498 | [11 empty] | Wisner NE (City of) | 100 | Wisner NE (City of) | 100
Wisner | 2316_G_5 | 2316 | G | 5 |  | Combustion Turbine | IC Engine | SPP_NEBR | Nebraska | 31 | Cuming | 39 | 31039 | 1.5 | 13697 | 2010 | 9999 |  |  | N | Distillate Fuel Oil | [13 empty] | 1.6498 | 1.6498 | 1.6498 | 1.6498 | [11 empty] | Wisner NE (City of) | 100 | Wisner NE (City of) | 100
Clark (NVE) | 2322_G_GT4 | 2322 | G | GT4 |  | Combustion Turbine |  | WECC_SNV | Nevada | 32 | Clark | 3 | 32003 | 55 | 10971 | 1973 | 9999 |  |  | N | Natural Gas | [12 empty] | 1.4 | 0.42278 | 0.42278 | 0.42278 | 0.42278 | [11 empty] | Nevada Power Co | 100 | Berkshire Hathaway Inc | 100
Clark (NVE) | 2322_G_GT5 | 2322 | G | GT5 |  | Combined Cycle |  | WECC_SNV | Nevada | 32 | Clark | 3 | 32003 | 73 | 9392 | 1979 | 9999 |  |  | N | Natural Gas | [13 empty] | 0.075758 | 0.075758 | 0.075758 | 0.075758 | [11 empty] | Nevada Power Co | 100 | Berkshire Hathaway Inc | 100
Clark (NVE) | 2322_G_GT6 | 2322 | G | GT6 |  | Combined Cycle |  | WECC_SNV | Nevada | 32 | Clark | 3 | 32003 | 73 | 9392 | 1979 | 9999 |  |  | N | Natural Gas | [13 empty] | 0.075758 | 0.075758 | 0.075758 | 0.075758 | [11 empty] | Nevada Power Co | 100 | Berkshire Hathaway Inc | 100
Clark (NVE) | 2322_G_GT7 | 2322 | G | GT7 |  | Combined Cycle |  | WECC_SNV | Nevada | 32 | Clark | 3 | 32003 | 73 | 9392 | 1980 | 9999 |  |  | N | Natural Gas | [13 empty] | 0.075758 | 0.075758 | 0.075758 | 0.075758 | [11 empty] | Nevada Power Co | 100 | Berkshire Hathaway Inc | 100
Clark (NVE) | 2322_G_GT8 | 2322 | G | GT8 |  | Combined Cycle |  | WECC_SNV | Nevada | 32 | Clark | 3 | 32003 | 73 | 9392 | 1982 | 9999 |  |  | N | Natural Gas | [13 empty] | 0.075758 | 0.075758 | 0.075758 | 0.075758 | [11 empty] | Nevada Power Co | 100 | Berkshire Hathaway Inc | 100
Clark (NVE) | 2322_G_9 | 2322 | G | 9 |  | Combined Cycle |  | WECC_SNV | Nevada | 32 | Clark | 3 | 32003 | 85 | 9392 | 1993 | 9999 |  |  | N | Natural Gas |  |  |  | LNB | [9 empty] | 0.075758 | 0.075758 | 0.075758 | 0.075758 | [11 empty] | Nevada Power Co | 100 | Berkshire Hathaway Inc | 100
Clark (NVE) | 2322_G_10 | 2322 | G | 10 |  | Combined Cycle |  | WECC_SNV | Nevada | 32 | Clark | 3 | 32003 | 85 | 9392 | 1994 | 9999 |  |  | N | Natural Gas |  |  |  | LNB | [9 empty] | 0.075758 | 0.075758 | 0.075758 | 0.075758 | [11 empty] | Nevada Power Co | 100 | Berkshire Hathaway Inc | 100
Clark (NVE) | 2322_G_11 | 2322 | G | 11 | 89799 | Combustion Turbine |  | WECC_SNV | Nevada | 32 | Clark | 3 | 32003 | 52 | 10971 | 2008 | 9999 |  |  | N | Natural Gas | [13 empty] | 0.02739 | 0.02739 | 0.02739 | 0.02739 | [11 empty] | Nevada Power Co | 100 | Berkshire Hathaway Inc | 100
Clark (NVE) | 2322_G_12 | 2322 | G | 12 | 89801 | Combustion Turbine |  | WECC_SNV | Nevada | 32 | Clark | 3 | 32003 | 52 | 10971 | 2008 | 9999 |  |  | N | Natural Gas | [13 empty] | 0.02307 | 0.02307 | 0.02307 | 0.02307 | [11 empty] | Nevada Power Co | 100 | Berkshire Hathaway Inc | 100
Clark (NVE) | 2322_G_13 | 2322 | G | 13 | 89803 | Combustion Turbine |  | WECC_SNV | Nevada | 32 | Clark | 3 | 32003 | 52 | 10971 | 2008 | 9999 |  |  | N | Natural Gas | [13 empty] | 0.02525 | 0.02525 | 0.02525 | 0.02525 | [11 empty] | Nevada Power Co | 100 | Berkshire Hathaway Inc | 100
Clark (NVE) | 2322_G_14 | 2322 | G | 14 | 89805 | Combustion Turbine |  | WECC_SNV | Nevada | 32 | Clark | 3 | 32003 | 52 | 10971 | 2008 | 9999 |  |  | N | Natural Gas | [13 empty] | 0.0243 | 0.0243 | 0.0243 | 0.0243 | [11 empty] | Nevada Power Co | 100 | Berkshire Hathaway Inc | 100
Clark (NVE) | 2322_G_15 | 2322 | G | 15 | 89807 | Combustion Turbine |  | WECC_SNV | Nevada | 32 | Clark | 3 | 32003 | 52 | 10971 | 2008 | 9999 |  |  | N | Natural Gas | [13 empty] | 0.02095 | 0.02095 | 0.02095 | 0.02095 | [11 empty] | Nevada Power Co | 100 | Berkshire Hathaway Inc | 100
Clark (NVE) | 2322_G_16 | 2322 | G | 16 | 89809 | Combustion Turbine |  | WECC_SNV | Nevada | 32 | Clark | 3 | 32003 | 52 | 10971 | 2008 | 9999 |  |  | N | Natural Gas | [13 empty] | 0.02224 | 0.02224 | 0.02224 | 0.02224 | [11 empty] | Nevada Power Co | 100 | Berkshire Hathaway Inc | 100
Clark (NVE) | 2322_G_17 | 2322 | G | 17 | 89811 | Combustion Turbine |  | WECC_SNV | Nevada | 32 | Clark | 3 | 32003 | 52 | 10971 | 2008 | 9999 |  |  | N | Natural Gas | [13 empty] | 0.0212 | 0.0212 | 0.0212 | 0.0212 | [11 empty] | Nevada Power Co | 100 | Berkshire Hathaway Inc | 100
Clark (NVE) | 2322_G_18 | 2322 | G | 18 | 89813 | Combustion Turbine |  | WECC_SNV | Nevada | 32 | Clark | 3 | 32003 | 52 | 10971 | 2008 | 9999 |  |  | N | Natural Gas | [13 empty] | 0.02379 | 0.02379 | 0.02379 | 0.02379 | [11 empty] | Nevada Power Co | 100 | Berkshire Hathaway Inc | 100
Clark (NVE) | 2322_G_19 | 2322 | G | 19 | 89815 | Combustion Turbine |  | WECC_SNV | Nevada | 32 | Clark | 3 | 32003 | 52 | 10971 | 2008 | 9999 |  |  | N | Natural Gas | [13 empty] | 0.02475 | 0.02475 | 0.02475 | 0.02475 | [11 empty] | Nevada Power Co | 100 | Berkshire Hathaway Inc | 100
Clark (NVE) | 2322_G_20 | 2322 | G | 20 | 89817 | Combustion Turbine |  | WECC_SNV | Nevada | 32 | Clark | 3 | 32003 | 52 | 10971 | 2008 | 9999 |  |  | N | Natural Gas | [13 empty] | 0.02325 | 0.02325 | 0.02325 | 0.02325 | [11 empty] | Nevada Power Co | 100 | Berkshire Hathaway Inc | 100
Clark (NVE) | 2322_G_21 | 2322 | G | 21 | 89820 | Combustion Turbine |  | WECC_SNV | Nevada | 32 | Clark | 3 | 32003 | 52 | 10971 | 2008 | 9999 |  |  | N | Natural Gas | [13 empty] | 0.02575 | 0.02575 | 0.02575 | 0.02575 | [11 empty] | Nevada Power Co | 100 | Berkshire Hathaway Inc | 100
Clark (NVE) | 2322_G_22 | 2322 | G | 22 | 89821 | Combustion Turbine |  | WECC_SNV | Nevada | 32 | Clark | 3 | 32003 | 52 | 10971 | 2008 | 9999 |  |  | N | Natural Gas | [13 empty] | 0.02597 | 0.02597 | 0.02597 | 0.02597 | [11 empty] | Nevada Power Co | 100 | Berkshire Hathaway Inc | 100
Tracy | 2336_B_3 | 2336 | B | 3 | 1410 | O/G Steam |  | WECC_NNV | Nevada | 32 | Storey | 29 | 32029 | 108 | 12280 | 1974 | 9999 | wall | dry | N | Natural Gas |  |  |  | LNB | [8 empty] | 0.8 | 0.13105 | 0.13105 | 0.13105 | 0.13105 | [11 empty] | Sierra Pacific Power Co | 100 | Berkshire Hathaway Inc | 100
Tracy | 2336_G_4 | 2336 | G | 4 | 1413 | Combined Cycle |  | WECC_NNV | Nevada | 32 | Storey | 29 | 32029 | 64 | 7673 | 1994 | 9999 |  |  | N | Natural Gas |  |  |  | LNB + STM | [8 empty] | 1.4 | 0.15083 | 0.15083 | 0.15083 | 0.15083 | [11 empty] | Sierra Pacific Power Co | 100 | Berkshire Hathaway Inc | 100
Tracy | 2336_G_GT3 | 2336 | G | GT3 | 1411 | Combustion Turbine |  | WECC_NNV | Nevada | 32 | Storey | 29 | 32029 | 66.3 | 13489 | 1994 | 9999 |  |  | N | Natural Gas | [12 empty] | 1.4 | 0.02597 | 0.02597 | 0.02597 | 0.02597 | [11 empty] | Sierra Pacific Power Co | 100 | Berkshire Hathaway Inc | 100
Tracy | 2336_G_GT4 | 2336 | G | GT4 | 1412 | Combustion Turbine |  | WECC_NNV | Nevada | 32 | Storey | 29 | 32029 | 66.3 | 13489 | 1994 | 9999 |  |  | N | Natural Gas | [12 empty] | 1.4 | 0.0336 | 0.0336 | 0.0336 | 0.0336 | [11 empty] | Sierra Pacific Power Co | 100 | Berkshire Hathaway Inc | 100
Tracy | 2336_G_5 | 2336 | G | 5 | 1413 | Combined Cycle |  | WECC_NNV | Nevada | 32 | Storey | 29 | 32029 | 40 | 7673 | 1996 | 9999 |  |  | N | Natural Gas |  |  |  | LNB + STM | [8 empty] | 1.4 | 0.15083 | 0.15083 | 0.15083 | 0.15083 | [11 empty] | Sierra Pacific Power Co | 100 | Berkshire Hathaway Inc | 100
Tracy | 2336_G_10 | 2336 | G | 10 | 90238 | Combined Cycle |  | WECC_NNV | Nevada | 32 | Storey | 29 | 32029 | 263 | 7673 | 2008 | 9999 |  |  | N | Natural Gas |  |  |  | DLNB | SCR | [8 empty] | 0.0051306 | 0.0051306 | 0.0051306 | 0.0051306 | [11 empty] | Sierra Pacific Power Co | 100 | Berkshire Hathaway Inc | 100
Tracy | 2336_G_8 | 2336 | G | 8 | 90238 | Combined Cycle |  | WECC_NNV | Nevada | 32 | Storey | 29 | 32029 | 145 | 7673 | 2008 | 9999 |  |  | N | Natural Gas |  |  |  | DLNB | SCR | [8 empty] | 0.0051306 | 0.0051306 | 0.0051306 | 0.0051306 | [11 empty] | Sierra Pacific Power Co | 100 | Berkshire Hathaway Inc | 100
Tracy | 2336_G_9 | 2336 | G | 9 | 90239 | Combined Cycle |  | WECC_NNV | Nevada | 32 | Storey | 29 | 32029 | 145 | 7673 | 2008 | 9999 |  |  | N | Natural Gas |  |  |  | DLNB | SCR | [8 empty] | 0.0051306 | 0.0051306 | 0.0051306 | 0.0051306 | [11 empty] | Sierra Pacific Power Co | 100 | Berkshire Hathaway Inc | 100
Comerford | 2349_G_GEN1 | 2349 | G | GEN1 |  | Hydro |  | NENGREST | New Hampshire | 33 | Grafton | 9 | 33009 | 22.5 | 0 | 1930 | 9999 |  |  | N | Hydro | [13 empty] | 0 | 0 | 0 | 0 | [11 empty] | Great River Hydro LLC | 100 | ArcLight Capital Partners LLC | 100
Comerford | 2349_G_GEN2 | 2349 | G | GEN2 |  | Hydro |  | NENGREST | New Hampshire | 33 | Grafton | 9 | 33009 | 47.8 | 0 | 1930 | 9999 |  |  | N | Hydro | [13 empty] | 0 | 0 | 0 | 0 | [11 empty] | Great River Hydro LLC | 100 | ArcLight Capital Partners LLC | 100
Comerford | 2349_G_GEN3 | 2349 | G | GEN3 |  | Hydro |  | NENGREST | New Hampshire | 33 | Grafton | 9 | 33009 | 47.8 | 0 | 1930 | 9999 |  |  | N | Hydro | [13 empty] | 0 | 0 | 0 | 0 | [11 empty] | Great River Hydro LLC | 100 | ArcLight Capital Partners LLC | 100
Comerford | 2349_G_GEN4 | 2349 | G | GEN4 |  | Hydro |  | NENGREST | New Hampshire | 33 | Grafton | 9 | 33009 | 47.8 | 0 | 1930 | 9999 |  |  | N | Hydro | [13 empty] | 0 | 0 | 0 | 0 | [11 empty] | Great River Hydro LLC | 100 | ArcLight Capital Partners LLC | 100
S C Moore | 2351_G_GEN1 | 2351 | G | GEN1 |  | Hydro |  | NENGREST | New Hampshire | 33 | Grafton | 9 | 33009 | 47.2 | 0 | 1957 | 9999 |  |  | N | Hydro | [13 empty] | 0 | 0 | 0 | 0 | [11 empty] | Great River Hydro LLC | 100 | ArcLight Capital Partners LLC | 100
S C Moore | 2351_G_GEN2 | 2351 | G | GEN2 |  | Hydro |  | NENGREST | New Hampshire | 33 | Grafton | 9 | 33009 | 47.2 | 0 | 1957 | 9999 |  |  | N | Hydro | [13 empty] | 0 | 0 | 0 | 0 | [11 empty] | Great River Hydro LLC | 100 | ArcLight Capital Partners LLC | 100
S C Moore | 2351_G_GEN3 | 2351 | G | GEN3 |  | Hydro |  | NENGREST | New Hampshire | 33 | Grafton | 9 | 33009 | 47.2 | 0 | 1957 | 9999 |  |  | N | Hydro | [13 empty] | 0 | 0 | 0 | 0 | [11 empty] | Great River Hydro LLC | 100 | ArcLight Capital Partners LLC | 100
S C Moore | 2351_G_GEN4 | 2351 | G | GEN4 |  | Hydro |  | NENGREST | New Hampshire | 33 | Grafton | 9 | 33009 | 47.2 | 0 | 1957 | 9999 |  |  | N | Hydro | [13 empty] | 0 | 0 | 0 | 0 | [11 empty] | Great River Hydro LLC | 100 | ArcLight Capital Partners LLC | 100
Vernon Dam | 2352_G_1 | 2352 | G | 1 |  | Hydro |  | NENGREST | Vermont | 50 | Windham | 25 | 50025 | 2.4 | 0 | 1909 | 9999 |  |  | N | Hydro | [13 empty] | 0 | 0 | 0 | 0 | [11 empty] | Great River Hydro LLC | 100 | ArcLight Capital Partners LLC | 100
Vernon Dam | 2352_G_2 | 2352 | G | 2 |  | Hydro |  | NENGREST | Vermont | 50 | Windham | 25 | 50025 | 2.4 | 0 | 1909 | 9999 |  |  | N | Hydro | [13 empty] | 0 | 0 | 0 | 0 | [11 empty] | Great River Hydro LLC | 100 | ArcLight Capital Partners LLC | 100
Vernon Dam | 2352_G_3 | 2352 | G | 3 |  | Hydro |  | NENGREST | Vermont | 50 | Windham | 25 | 50025 | 2.4 | 0 | 1909 | 9999 |  |  | N | Hydro | [13 empty] | 0 | 0 | 0 | 0 | [11 empty] | Great River Hydro LLC | 100 | ArcLight Capital Partners LLC | 100
Vernon Dam | 2352_G_4 | 2352 | G | 4 |  | Hydro |  | NENGREST | Vermont | 50 | Windham | 25 | 50025 | 2.4 | 0 | 1909 | 9999 |  |  | N | Hydro | [13 empty] | 0 | 0 | 0 | 0 | [11 empty] | Great River Hydro LLC | 100 | ArcLight Capital Partners LLC | 100
Vernon Dam | 2352_G_10 | 2352 | G | 10 |  | Hydro |  | NENGREST | Vermont | 50 | Windham | 25 | 50025 | 4 | 0 | 1921 | 9999 |  |  | N | Hydro | [13 empty] | 0 | 0 | 0 | 0 | [11 empty] | Great River Hydro LLC | 100 | ArcLight Capital Partners LLC | 100
Vernon Dam | 2352_G_9 | 2352 | G | 9 |  | Hydro |  | NENGREST | Vermont | 50 | Windham | 25 | 50025 | 4 | 0 | 1921 | 9999 |  |  | N | Hydro | [13 empty] | 0 | 0 | 0 | 0 | [11 empty] | Great River Hydro LLC | 100 | ArcLight Capital Partners LLC | 100
Vernon Dam | 2352_G_5 | 2352 | G | 5 |  | Hydro |  | NENGREST | Vermont | 50 | Windham | 25 | 50025 | 3.6 | 0 | 2008 | 9999 |  |  | N | Hydro | [13 empty] | 0 | 0 | 0 | 0 | [11 empty] | Great River Hydro LLC | 100 | ArcLight Capital Partners LLC | 100
Vernon Dam | 2352_G_6A | 2352 | G | 6A |  | Hydro |  | NENGREST | Vermont | 50 | Windham | 25 | 50025 | 4.5 | 0 | 2008 | 9999 |  |  | N | Hydro | [13 empty] | 0 | 0 | 0 | 0 | [11 empty] | Great River Hydro LLC | 100 | ArcLight Capital Partners LLC | 100
Vernon Dam | 2352_G_7A | 2352 | G | 7A |  | Hydro |  | NENGREST | Vermont | 50 | Windham | 25 | 50025 | 4.5 | 0 | 2008 | 9999 |  |  | N | Hydro | [13 empty] | 0 | 0 | 0 | 0 | [11 empty] | Great River Hydro LLC | 100 | ArcLight Capital Partners LLC | 100
Vernon Dam | 2352_G_8 | 2352 | G | 8 |  | Hydro |  | NENGREST | Vermont | 50 | Windham | 25 | 50025 | 3.6 | 0 | 2008 | 9999 |  |  | N | Hydro | [13 empty] | 0 | 0 | 0 | 0 | [11 empty] | Great River Hydro LLC | 100 | ArcLight Capital Partners LLC | 100
Wilder | 2353_G_GEN1 | 2353 | G | GEN1 |  | Hydro |  | NENGREST | Vermont | 50 | Windsor | 27 | 50027 | 18.1 | 0 | 1950 | 9999 |  |  | N | Hydro | [13 empty] | 0 | 0 | 0 | 0 | [11 empty] | Great River Hydro LLC | 100 | ArcLight Capital Partners LLC | 100
Wilder | 2353_G_GEN2 | 2353 | G | GEN2 |  | Hydro |  | NENGREST | Vermont | 50 | Windsor | 27 | 50027 | 18.1 | 0 | 1950 | 9999 |  |  | N | Hydro | [13 empty] | 0 | 0 | 0 | 0 | [11 empty] | Great River Hydro LLC | 100 | ArcLight Capital Partners LLC | 100
Wilder | 2353_G_GEN3 | 2353 | G | GEN3 |  | Hydro |  | NENGREST | Vermont | 50 | Windsor | 27 | 50027 | 2.8 | 0 | 1987 | 9999 |  |  | N | Hydro | [13 empty] | 0 | 0 | 0 | 0 | [11 empty] | Great River Hydro LLC | 100 | ArcLight Capital Partners LLC | 100
Amoskeag | 2354_G_2 | 2354 | G | 2 |  | Hydro |  | NENGREST | New Hampshire | 33 | Hillsborough | 11 | 33011 | 5.3 | 0 | 1922 | 9999 |  |  | N | Hydro | [13 empty] | 0 | 0 | 0 | 0 | [11 empty] | CRP NH Amoskeag LLC | 100 | Hull Street Energy LLC | 100
Amoskeag | 2354_G_3 | 2354 | G | 3 |  | Hydro |  | NENGREST | New Hampshire | 33 | Hillsborough | 11 | 33011 | 5.3 | 0 | 1922 | 9999 |  |  | N | Hydro | [13 empty] | 0 | 0 | 0 | 0 | [11 empty] | CRP NH Amoskeag LLC | 100 | Hull Street Energy LLC | 100
Amoskeag | 2354_G_1 | 2354 | G | 1 |  | Hydro |  | NENGREST | New Hampshire | 33 | Hillsborough | 11 | 33011 | 6.2 | 0 | 1924 | 9999 |  |  | N | Hydro | [13 empty] | 0 | 0 | 0 | 0 | [11 empty] | CRP NH Amoskeag LLC | 100 | Hull Street Energy LLC | 100
Ayers Island | 2355_G_1 | 2355 | G | 1 |  | Hydro |  | NENGREST | New Hampshire | 33 | Grafton | 9 | 33009 | 2.8 | 0 | 1925 | 9999 |  |  | N | Hydro | [13 empty] | 0 | 0 | 0 | 0 | [11 empty] | CRP NH Ayers Island LLC | 100 | Hull Street Energy LLC | 100
Ayers Island | 2355_G_2 | 2355 | G | 2 |  | Hydro |  | NENGREST | New Hampshire | 33 | Grafton | 9 | 33009 | 2.8 | 0 | 1925 | 9999 |  |  | N | Hydro | [13 empty] | 0 | 0 | 0 | 0 | [11 empty] | CRP NH Ayers Island LLC | 100 | Hull Street Energy LLC | 100
Ayers Island | 2355_G_3 | 2355 | G | 3 |  | Hydro |  | NENGREST | New Hampshire | 33 | Grafton | 9 | 33009 | 2.8 | 0 | 1925 | 9999 |  |  | N | Hydro | [13 empty] | 0 | 0 | 0 | 0 | [11 empty] | CRP NH Ayers Island LLC | 100 | Hull Street Energy LLC | 100
Eastman Falls | 2356_G_1 | 2356 | G | 1 |  | Hydro |  | NENGREST | New Hampshire | 33 | Merrimack | 13 | 33013 | 1.8 | 0 | 1937 | 9999 |  |  | N | Hydro | [13 empty] | 0 | 0 | 0 | 0 | [11 empty] | CRP NH Eastman Falls LLC | 100 | Hull Street Energy LLC | 100
Eastman Falls | 2356_G_2 | 2356 | G | 2 |  | Hydro |  | NENGREST | New Hampshire | 33 | Merrimack | 13 | 33013 | 3.8 | 0 | 1983 | 9999 |  |  | N | Hydro | [13 empty] | 0 | 0 | 0 | 0 | [11 empty] | CRP NH Eastman Falls LLC | 100 | Hull Street Energy LLC | 100
Garvins Falls | 2357_G_3 | 2357 | G | 3 |  | Hydro |  | NENGREST | New Hampshire | 33 | Merrimack | 13 | 33013 | 2.4 | 0 | 1925 | 9999 |  |  | N | Hydro | [13 empty] | 0 | 0 | 0 | 0 | [11 empty] | CRP NH Garvins Falls LLC | 100 | Hull Street Energy LLC | 100
Garvins Falls | 2357_G_4 | 2357 | G | 4 |  | Hydro |  | NENGREST | New Hampshire | 33 | Merrimack | 13 | 33013 | 3.2 | 0 | 1925 | 9999 |  |  | N | Hydro | [13 empty] | 0 | 0 | 0 | 0 | [11 empty] | CRP NH Garvins Falls LLC | 100 | Hull Street Energy LLC | 100
Garvins Falls | 2357_G_1 | 2357 | G | 1 |  | Hydro |  | NENGREST | New Hampshire | 33 | Merrimack | 13 | 33013 | 3.4 | 0 | 1981 | 9999 |  |  | N | Hydro | [13 empty] | 0 | 0 | 0 | 0 | [11 empty] | CRP NH Garvins Falls LLC | 100 | Hull Street Energy LLC | 100
Garvins Falls | 2357_G_2 | 2357 | G | 2 |  | Hydro |  | NENGREST | New Hampshire | 33 | Merrimack | 13 | 33013 | 3.3 | 0 | 1981 | 9999 |  |  | N | Hydro | [13 empty] | 0 | 0 | 0 | 0 | [11 empty] | CRP NH Garvins Falls LLC | 100 | Hull Street Energy LLC | 100
Gorham | 2358_G_1 | 2358 | G | 1 |  | Hydro |  | NENGREST | New Hampshire | 33 | Coos | 7 | 33007 | 0.4 | 0 | 1917 | 9999 |  |  | N | Hydro | [13 empty] | 0 | 0 | 0 | 0 | [11 empty] | CRP NH Gorham LLC | 100 | Hull Street Energy LLC | 100
Gorham | 2358_G_2 | 2358 | G | 2 |  | Hydro |  | NENGREST | New Hampshire | 33 | Coos | 7 | 33007 | 0.4 | 0 | 1917 | 9999 |  |  | N | Hydro | [13 empty] | 0 | 0 | 0 | 0 | [11 empty] | CRP NH Gorham LLC | 100 | Hull Street Energy LLC | 100
Gorham | 2358_G_3 | 2358 | G | 3 |  | Hydro |  | NENGREST | New Hampshire | 33 | Coos | 7 | 33007 | 0.6 | 0 | 1923 | 9999 |  |  | N | Hydro | [13 empty] | 0 | 0 | 0 | 0 | [11 empty] | CRP NH Gorham LLC | 100 | Hull Street Energy LLC | 100
Gorham | 2358_G_4 | 2358 | G | 4 |  | Hydro |  | NENGREST | New Hampshire | 33 | Coos | 7 | 33007 | 0.6 | 0 | 1923 | 9999 |  |  | N | Hydro | [13 empty] | 0 | 0 | 0 | 0 | [11 empty] | CRP NH Gorham LLC | 100 | Hull Street Energy LLC | 100
Hooksett | 2359_G_1 | 2359 | G | 1 |  | Hydro |  | NENGREST | New Hampshire | 33 | Merrimack | 13 | 33013 | 1.6 | 0 | 1927 | 9999 |  |  | N | Hydro | [13 empty] | 0 | 0 | 0 | 0 | [11 empty] | CRP NH Hooksett LLC | 100 | Hull Street Energy LLC | 100
Jackman | 2360_G_1 | 2360 | G | 1 |  | Hydro |  | NENGREST | New Hampshire | 33 | Hillsborough | 11 | 33011 | 3.6 | 0 | 1926 | 9999 |  |  | N | Hydro | [13 empty] | 0 | 0 | 0 | 0 | [11 empty] | CRP NH Jackman LLC | 100 | Hull Street Energy LLC | 100
Lost Nation | 2362_G_GT1 | 2362 | G | GT1 |  | Combustion Turbine |  | NENGREST | New Hampshire | 33 | Coos | 7 | 33007 | 14 | 17847 | 1969 | 9999 |  |  | N | Distillate Fuel Oil | [12 empty] | 0.404 | 0.8595 | 0.8595 | 0.8595 | 0.8595 | [11 empty] | GSP Lost Nation LLC | 100 | Energy Trading Innovations LLC | 100
Merrimack | 2364_B_1 | 2364 | B | 1 | 1417 | Coal Steam |  | NENGREST | New Hampshire | 33 | Merrimack | 13 | 33013 | 108 | 11390 | 1960 | 9999 | cyclone | wet | N | Bituminous | Wet Scrubber | 2011 | 0.965 | NH3 | SCR | 1999 |  | ESPC | No |  |  |  | 4 | 0.2284 | 0.07 | 0.2284 | 0.07 | 0.05 | 0.1 | 0.56 | 0.99 | [7 empty] | GSP Merrimack LLC | 100 | Energy Trading Innovations LLC | 100
Merrimack | 2364_B_2 | 2364 | B | 2 | 1418 | Coal Steam |  | NENGREST | New Hampshire | 33 | Merrimack | 13 | 33013 | 330 | 10988 | 1968 | 9999 | cyclone | wet | N | Bituminous | Wet Scrubber | 2011 | 0.965 | NH3 | SCR | 1995 |  | ESPC | No |  |  |  | 4 | 0.24406 | 0.07 | 0.24406 | 0.07 | 0.05 | 0.1 | 0.56 | 0.99 | [6 empty] | Yes | GSP Merrimack LLC | 100 | Energy Trading Innovations LLC | 100
Merrimack | 2364_G_GT1 | 2364 | G | GT1 |  | Combustion Turbine |  | NENGREST | New Hampshire | 33 | Merrimack | 13 | 33013 | 16.8 | 15313 | 1968 | 9999 |  |  | N | Distillate Fuel Oil | [12 empty] | 0.404 | 0.57073 | 0.57073 | 0.57073 | 0.57073 | [11 empty] | GSP Merrimack LLC | 100 | Energy Trading Innovations LLC | 100
Merrimack | 2364_G_GT2 | 2364 | G | GT2 |  | Combustion Turbine |  | NENGREST | New Hampshire | 33 | Merrimack | 13 | 33013 | 16.8 | 15322 | 1969 | 9999 |  |  | N | Distillate Fuel Oil | [12 empty] | 0.404 | 0.60044 | 0.60044 | 0.60044 | 0.60044 | [11 empty] | GSP Merrimack LLC | 100 | Energy Trading Innovations LLC | 100
Schiller | 2367_B_4 | 2367 | B | 4 | 1421 | Coal Steam |  | NENGREST | New Hampshire | 33 | Rockingham | 15 | 33015 | 48 | 14500 | 1952 | 9999 | wall | dry | N | Bituminous |  |  | 0.5 | LNB + NH3 + OFA | SNCR |  | 1999 | ESPC | No | ACI | 2016 |  | 2.6 | 0.19582 | 0.19582 | 0.19582 | 0.19582 | 0.1 | 0.1 | 0.1 | 0.98 | Yes | 2016 | [5 empty] | GSP Schiller LLC | 100 | Energy Trading Innovations LLC | 100
Schiller | 2367_B_6 | 2367 | B | 6 | 1423 | Coal Steam |  | NENGREST | New Hampshire | 33 | Rockingham | 15 | 33015 | 48 | 14500 | 1957 | 9999 | wall | dry | N | Bituminous |  |  | 0.5 | LNB + NH3 + OFA | SNCR |  | 1999 | ESPC | No | ACI | 2016 |  | 2.6 | 0.18216 | 0.18216 | 0.18216 | 0.18216 | 0.1 | 0.1 | 0.1 | 0.98 | Yes | 2016 | [5 empty] | GSP Schiller LLC | 100 | Energy Trading Innovations LLC | 100
Schiller | 2367_G_GT1 | 2367 | G | GT1 |  | Combustion Turbine |  | NENGREST | New Hampshire | 33 | Rockingham | 15 | 33015 | 17 | 15699 | 1970 | 9999 |  |  | N | Distillate Fuel Oil | [12 empty] | 1.053 | 0.79693 | 0.79693 | 0.79693 | 0.79693 | [11 empty] | GSP Schiller LLC | 100 | Energy Trading Innovations LLC | 100
Schiller | 2367_B_5W | 2367 | B | 5W | 1422 | Biomass |  | NENGREST | New Hampshire | 33 | Rockingham | 15 | 33015 | 43 | 15792 | 2006 | 9999 | vertical | dry | N | Biomass |  |  |  | NH3 | SNCR |  |  | B + C | NA |  |  |  | 0.02 | 0.0669 | 0.0669 | 0.0669 | 0.0669 | [11 empty] | GSP Schiller LLC | 100 | Energy Trading Innovations LLC | 100
Smith (NH) | 2368_G_1 | 2368 | G | 1 |  | Hydro |  | NENGREST | New Hampshire | 33 | Coos | 7 | 33007 | 11.7 | 0 | 1948 | 9999 |  |  | N | Hydro | [13 empty] | 0 | 0 | 0 | 0 | [11 empty] | CRP NH Smith LLC | 100 | Hull Street Energy LLC | 100
White Lake | 2369_G_GT1 | 2369 | G | GT1 |  | Combustion Turbine |  | NENGREST | New Hampshire | 33 | Carroll | 3 | 33003 | 17.5 | 14626 | 1968 | 9999 |  |  | N | Distillate Fuel Oil | [12 empty] | 0.04 | 0.88985 | 0.88985 | 0.88985 | 0.88985 | [11 empty] | GSP White Lake LLC | 100 | Energy Trading Innovations LLC | 100
Sayreville | 2390_G_GT1 | 2390 | G | GT1 | 1460 | Combustion Turbine |  | PJM_EMAC | New Jersey | 34 | Middlesex | 23 | 34023 | 50 | 22524 | 1972 | 9999 |  |  | N | Natural Gas, Distillate Fuel Oil |  |  |  | H2O | [8 empty] | 0.001 | 0.14976 | 0.14976 | 0.14976 | 0.14976 | [11 empty] | Sayreville Power LLC | 100 | GenOn Energy Inc | 100
Sayreville | 2390_G_GT2 | 2390 | G | GT2 | 1461 | Combustion Turbine |  | PJM_EMAC | New Jersey | 34 | Middlesex | 23 | 34023 | 50 | 22529 | 1972 | 9999 |  |  | N | Natural Gas, Distillate Fuel Oil |  |  |  | H2O | [8 empty] | 0.001 | 0.14997 | 0.14997 | 0.14997 | 0.14997 | [11 empty] | Sayreville Power LLC | 100 | GenOn Energy Inc | 100
Sayreville | 2390_G_GT3 | 2390 | G | GT3 | 1462 | Combustion Turbine |  | PJM_EMAC | New Jersey | 34 | Middlesex | 23 | 34023 | 50 | 22529 | 1972 | 9999 |  |  | N | Natural Gas, Distillate Fuel Oil |  |  |  | H2O | [8 empty] | 0.001 | 0.14975 | 0.14975 | 0.14975 | 0.14975 | [11 empty] | Sayreville Power LLC | 100 | GenOn Energy Inc | 100
Sayreville | 2390_G_GT4 | 2390 | G | GT4 | 1463 | Combustion Turbine |  | PJM_EMAC | New Jersey | 34 | Middlesex | 23 | 34023 | 50 | 22529 | 1973 | 9999 |  |  | N | Natural Gas, Distillate Fuel Oil |  |  |  | H2O | [8 empty] | 0.001 | 0.14988 | 0.14988 | 0.14988 | 0.14988 | [11 empty] | Sayreville Power LLC | 100 | GenOn Energy Inc | 100
Gilbert | 2393_G_4 | 2393 | G | 4 | 1477 | Combined Cycle |  | PJM_EMAC | New Jersey | 34 | Hunterdon | 19 | 34019 | 47 | 10938 | 1974 | 9999 |  |  | N | Natural Gas |  |  |  | DLNB | [8 empty] | 0.74 | 0.033969 | 0.033969 | 0.033969 | 0.033969 | [11 empty] | Gilbert Power LLC | 100 | GenOn Energy Inc | 100
Gilbert | 2393_G_5 | 2393 | G | 5 | 1478 | Combined Cycle |  | PJM_EMAC | New Jersey | 34 | Hunterdon | 19 | 34019 | 47 | 10938 | 1974 | 9999 |  |  | N | Natural Gas |  |  |  | DLNB | [8 empty] | 0.74 | 0.033969 | 0.033969 | 0.033969 | 0.033969 | [11 empty] | Gilbert Power LLC | 100 | GenOn Energy Inc | 100
Gilbert | 2393_G_6 | 2393 | G | 6 | 1479 | Combined Cycle |  | PJM_EMAC | New Jersey | 34 | Hunterdon | 19 | 34019 | 49 | 10938 | 1974 | 9999 |  |  | N | Natural Gas |  |  |  | DLNB | [8 empty] | 0.74 | 0.033969 | 0.033969 | 0.033969 | 0.033969 | [11 empty] | Gilbert Power LLC | 100 | GenOn Energy Inc | 100
Gilbert | 2393_G_7 | 2393 | G | 7 | 1480 | Combined Cycle |  | PJM_EMAC | New Jersey | 34 | Hunterdon | 19 | 34019 | 47 | 10938 | 1974 | 9999 |  |  | N | Natural Gas |  |  |  | DLNB | [8 empty] | 0.74 | 0.033969 | 0.033969 | 0.033969 | 0.033969 | [11 empty] | Gilbert Power LLC | 100 | GenOn Energy Inc | 100
Gilbert | 2393_G_8 | 2393 | G | 8 | 1477 | Combined Cycle |  | PJM_EMAC | New Jersey | 34 | Hunterdon | 19 | 34019 | 104 | 10938 | 1977 | 9999 |  |  | N | Natural Gas |  |  |  | DLNB | [8 empty] | 0.74 | 0.033969 | 0.033969 | 0.033969 | 0.033969 | [11 empty] | Gilbert Power LLC | 100 | GenOn Energy Inc | 100
Gilbert | 2393_G_9 | 2393 | G | 9 | 1481 | Combustion Turbine |  | PJM_EMAC | New Jersey | 34 | Hunterdon | 19 | 34019 | 150 | 16221 | 1996 | 9999 |  |  | N | Distillate Fuel Oil |  |  |  | DLNB + H2O | [8 empty] | 0.052 | 0.12767 | 0.12767 | 0.12767 | 0.12767 | [11 empty] | Gilbert Power LLC | 100 | GenOn Energy Inc | 100
Bergen Generating Station | 2398_G_1501 | 2398 | G | 1501 | 1485 | Combined Cycle |  | PJM_EMAC | New Jersey | 34 | Bergen | 3 | 34003 | 198 | 7813 | 1959 | 9999 | other |  | N | Natural Gas, Distillate Fuel Oil |  |  |  | LNB | [9 empty] | 0.034519 | 0.034519 | 0.034519 | 0.034519 | [11 empty] | PSEG Fossil LLC | 100 | Public Service Enterprise Group Inc | 100
Bergen Generating Station | 2398_G_1101 | 2398 | G | 1101 | 1485 | Combined Cycle |  | PJM_EMAC | New Jersey | 34 | Bergen | 3 | 34003 | 110 | 7813 | 1995 | 9999 |  |  | N | Natural Gas, Distillate Fuel Oil |  |  |  | DLNB + H2O | [9 empty] | 0.034519 | 0.034519 | 0.034519 | 0.034519 | [11 empty] | PSEG Fossil LLC | 100 | Public Service Enterprise Group Inc | 100
Bergen Generating Station | 2398_G_1201 | 2398 | G | 1201 | 1486 | Combined Cycle |  | PJM_EMAC | New Jersey | 34 | Bergen | 3 | 34003 | 110 | 7813 | 1995 | 9999 |  |  | N | Natural Gas, Distillate Fuel Oil |  |  |  | DLNB + H2O | [9 empty] | 0.034519 | 0.034519 | 0.034519 | 0.034519 | [11 empty] | PSEG Fossil LLC | 100 | Public Service Enterprise Group Inc | 100
Bergen Generating Station | 2398_G_1301 | 2398 | G | 1301 | 1487 | Combined Cycle |  | PJM_EMAC | New Jersey | 34 | Bergen | 3 | 34003 | 110 | 7813 | 1995 | 9999 |  |  | N | Natural Gas, Distillate Fuel Oil |  |  |  | DLNB + H2O | [9 empty] | 0.034519 | 0.034519 | 0.034519 | 0.034519 | [11 empty] | PSEG Fossil LLC | 100 | Public Service Enterprise Group Inc | 100
Bergen Generating Station | 2398_G_1401 | 2398 | G | 1401 | 1488 | Combined Cycle |  | PJM_EMAC | New Jersey | 34 | Bergen | 3 | 34003 | 110 | 7813 | 1995 | 9999 |  |  | N | Natural Gas, Distillate Fuel Oil |  |  |  | DLNB + H2O | [9 empty] | 0.034519 | 0.034519 | 0.034519 | 0.034519 | [11 empty] | PSEG Fossil LLC | 100 | Public Service Enterprise Group Inc | 100
Bergen Generating Station | 2398_G_2101 | 2398 | G | 2101 | 1490 | Combined Cycle |  | PJM_EMAC | New Jersey | 34 | Bergen | 3 | 34003 | 177.3 | 7813 | 2002 | 9999 |  |  | N | Natural Gas, Distillate Fuel Oil |  |  |  | DLNB + H2O | SCR | [7 empty] | 2 | 0.010151 | 0.010151 | 0.010151 | 0.010151 | [11 empty] | PSEG Fossil LLC | 100 | Public Service Enterprise Group Inc | 100
Bergen Generating Station | 2398_G_2201 | 2398 | G | 2201 | 1491 | Combined Cycle |  | PJM_EMAC | New Jersey | 34 | Bergen | 3 | 34003 | 177.3 | 7813 | 2002 | 9999 |  |  | N | Natural Gas, Distillate Fuel Oil |  |  |  | DLNB + H2O | SCR | [7 empty] | 2 | 0.010151 | 0.010151 | 0.010151 | 0.010151 | [11 empty] | PSEG Fossil LLC | 100 | Public Service Enterprise Group Inc | 100
Bergen Generating Station | 2398_G_2301 | 2398 | G | 2301 | 1490 | Combined Cycle |  | PJM_EMAC | New Jersey | 34 | Bergen | 3 | 34003 | 236.4 | 7813 | 2002 | 9999 |  |  | N | Natural Gas, Distillate Fuel Oil |  |  |  | LNB | SCR | [7 empty] | 2 | 0.010151 | 0.010151 | 0.010151 | 0.010151 | [11 empty] | PSEG Fossil LLC | 100 | Public Service Enterprise Group Inc | 100
PSEG Burlington Generating Station | 2399_G_121 | 2399 | G | 121 | 1498 | Combustion Turbine |  | PJM_EMAC | New Jersey | 34 | Burlington | 5 | 34005 | 42 | 10745 | 2000 | 9999 |  |  | N | Natural Gas, Distillate Fuel Oil |  |  |  | H2O | [8 empty] | 0.21 | 0.10493 | 0.10493 | 0.10493 | 0.10493 | [11 empty] | PSEG Fossil LLC | 100 | Public Service Enterprise Group Inc | 100
PSEG Burlington Generating Station | 2399_G_122 | 2399 | G | 122 | 1499 | Combustion Turbine |  | PJM_EMAC | New Jersey | 34 | Burlington | 5 | 34005 | 42 | 10745 | 2000 | 9999 |  |  | N | Natural Gas, Distillate Fuel Oil |  |  |  | H2O | [8 empty] | 0.21 | 0.10639 | 0.10639 | 0.10639 | 0.10639 | [11 empty] | PSEG Fossil LLC | 100 | Public Service Enterprise Group Inc | 100
PSEG Burlington Generating Station | 2399_G_123 | 2399 | G | 123 | 1500 | Combustion Turbine |  | PJM_EMAC | New Jersey | 34 | Burlington | 5 | 34005 | 42 | 10745 | 2000 | 9999 |  |  | N | Natural Gas, Distillate Fuel Oil |  |  |  | H2O | [8 empty] | 0.21 | 0.10407 | 0.10407 | 0.10407 | 0.10407 | [11 empty] | PSEG Fossil LLC | 100 | Public Service Enterprise Group Inc | 100
PSEG Burlington Generating Station | 2399_G_124 | 2399 | G | 124 | 1501 | Combustion Turbine |  | PJM_EMAC | New Jersey | 34 | Burlington | 5 | 34005 | 42 | 10745 | 2000 | 9999 |  |  | N | Natural Gas, Distillate Fuel Oil |  |  |  | H2O | [8 empty] | 0.21 | 0.10988 | 0.10988 | 0.10988 | 0.10988 | [11 empty] | PSEG Fossil LLC | 100 | Public Service Enterprise Group Inc | 100
PSEG Kearny Generating Station | 2404_G_N121 | 2404 | G | N121 | 1540 | Combustion Turbine |  | PJM_EMAC | New Jersey | 34 | Hudson | 17 | 34017 | 44.5 | 10745 | 2001 | 9999 |  |  | N | Natural Gas, Distillate Fuel Oil |  |  |  | H2O | [8 empty] | 0.21 | 0.10186 | 0.10186 | 0.10186 | 0.10186 | [11 empty] | PSEG Fossil LLC | 100 | Public Service Enterprise Group Inc | 100
PSEG Kearny Generating Station | 2404_G_N122 | 2404 | G | N122 | 1541 | Combustion Turbine |  | PJM_EMAC | New Jersey | 34 | Hudson | 17 | 34017 | 44.5 | 10745 | 2001 | 9999 |  |  | N | Natural Gas, Distillate Fuel Oil |  |  |  | H2O | [8 empty] | 0.21 | 0.10145 | 0.10145 | 0.10145 | 0.10145 | [11 empty] | PSEG Fossil LLC | 100 | Public Service Enterprise Group Inc | 100
PSEG Kearny Generating Station | 2404_G_N123 | 2404 | G | N123 | 1542 | Combustion Turbine |  | PJM_EMAC | New Jersey | 34 | Hudson | 17 | 34017 | 44.5 | 10745 | 2001 | 9999 |  |  | N | Natural Gas, Distillate Fuel Oil |  |  |  | H2O | [8 empty] | 0.21 | 0.10036 | 0.10036 | 0.10036 | 0.10036 | [11 empty] | PSEG Fossil LLC | 100 | Public Service Enterprise Group Inc | 100
PSEG Kearny Generating Station | 2404_G_N124 | 2404 | G | N124 | 1543 | Combustion Turbine |  | PJM_EMAC | New Jersey | 34 | Hudson | 17 | 34017 | 44.5 | 10745 | 2001 | 9999 |  |  | N | Natural Gas, Distillate Fuel Oil |  |  |  | H2O | [8 empty] | 0.21 | 0.08984 | 0.08984 | 0.08984 | 0.08984 | [11 empty] | PSEG Fossil LLC | 100 | Public Service Enterprise Group Inc | 100
PSEG Kearny Generating Station | 2404_G_131 | 2404 | G | 131 | 90777 | Combustion Turbine |  | PJM_EMAC | New Jersey | 34 | Hudson | 17 | 34017 | 46.9 | 10745 | 2012 | 9999 |  |  | N | Natural Gas |  |  |  | H2O | SCR | [8 empty] | 0.01142 | 0.00732 | 0.01142 | 0.00732 | [11 empty] | PSEG Fossil LLC | 100 | Public Service Enterprise Group Inc | 100
PSEG Kearny Generating Station | 2404_G_132 | 2404 | G | 132 | 90778 | Combustion Turbine |  | PJM_EMAC | New Jersey | 34 | Hudson | 17 | 34017 | 46.9 | 10745 | 2012 | 9999 |  |  | N | Natural Gas |  |  |  | H2O | SCR | [8 empty] | 0.0093 | 0.00834 | 0.0093 | 0.00834 | [11 empty] | PSEG Fossil LLC | 100 | Public Service Enterprise Group Inc | 100
PSEG Kearny Generating Station | 2404_G_133 | 2404 | G | 133 | 90779 | Combustion Turbine |  | PJM_EMAC | New Jersey | 34 | Hudson | 17 | 34017 | 46.9 | 10745 | 2012 | 9999 |  |  | N | Natural Gas |  |  |  | H2O | SCR | [8 empty] | 0.01162 | 0.00798 | 0.01162 | 0.00798 | [11 empty] | PSEG Fossil LLC | 100 | Public Service Enterprise Group Inc | 100
PSEG Kearny Generating Station | 2404_G_134 | 2404 | G | 134 | 90780 | Combustion Turbine |  | PJM_EMAC | New Jersey | 34 | Hudson | 17 | 34017 | 46.9 | 10745 | 2012 | 9999 |  |  | N | Natural Gas |  |  |  | H2O | SCR | [8 empty] | 0.00932 | 0.0076 | 0.00932 | 0.0076 | [11 empty] | PSEG Fossil LLC | 100 | Public Service Enterprise Group Inc | 100
PSEG Kearny Generating Station | 2404_G_141 | 2404 | G | 141 | 90781 | Combustion Turbine |  | PJM_EMAC | New Jersey | 34 | Hudson | 17 | 34017 | 46.9 | 10745 | 2012 | 9999 |  |  | N | Natural Gas |  |  |  | H2O | SCR | [8 empty] | 0.00901 | 0.00752 | 0.00901 | 0.00752 | [11 empty] | PSEG Fossil LLC | 100 | Public Service Enterprise Group Inc | 100
PSEG Kearny Generating Station | 2404_G_142 | 2404 | G | 142 | 90782 | Combustion Turbine |  | PJM_EMAC | New Jersey | 34 | Hudson | 17 | 34017 | 46.9 | 10745 | 2012 | 9999 |  |  | N | Natural Gas |  |  |  | H2O | SCR | [8 empty] | 0.00806 | 0.00702 | 0.00806 | 0.00702 | [11 empty] | PSEG Fossil LLC | 100 | Public Service Enterprise Group Inc | 100
PSEG Linden Generating Station | 2406_G_7 | 2406 | G | 7 | 1563 | Combustion Turbine |  | PJM_EMAC | New Jersey | 34 | Union | 39 | 34039 | 84 | 12987 | 1995 | 9999 |  |  | N | Natural Gas, Distillate Fuel Oil |  |  |  | DLNB + H2O | [8 empty] | 0.21 | 0.10345 | 0.10345 | 0.10345 | 0.10345 | [11 empty] | PSEG Fossil LLC | 100 | Public Service Enterprise Group Inc | 100
PSEG Linden Generating Station | 2406_G_8 | 2406 | G | 8 | 1565 | Combustion Turbine |  | PJM_EMAC | New Jersey | 34 | Union | 39 | 34039 | 80.2 | 12986 | 1995 | 9999 |  |  | N | Natural Gas, Distillate Fuel Oil |  |  |  | DLNB + H2O | [8 empty] | 0.21 | 0.09637 | 0.09637 | 0.09637 | 0.09637 | [11 empty] | PSEG Fossil LLC | 100 | Public Service Enterprise Group Inc | 100
PSEG Linden Generating Station | 2406_G_5 | 2406 | G | 5 | 1561 | Combustion Turbine |  | PJM_EMAC | New Jersey | 34 | Union | 39 | 34039 | 86 | 12987 | 2000 | 9999 |  |  | N | Natural Gas, Distillate Fuel Oil |  |  |  | DLNB + H2O | [8 empty] | 0.21 | 0.06535 | 0.06535 | 0.06535 | 0.06535 | [11 empty] | PSEG Fossil LLC | 100 | Public Service Enterprise Group Inc | 100
PSEG Linden Generating Station | 2406_G_6 | 2406 | G | 6 | 1562 | Combustion Turbine |  | PJM_EMAC | New Jersey | 34 | Union | 39 | 34039 | 86 | 12987 | 2000 | 9999 |  |  | N | Natural Gas, Distillate Fuel Oil |  |  |  | DLNB + H2O | [8 empty] | 0.21 | 0.07755 | 0.07755 | 0.07755 | 0.07755 | [11 empty] | PSEG Fossil LLC | 100 | Public Service Enterprise Group Inc | 100
PSEG Linden Generating Station | 2406_G_1001 | 2406 | G | 1001 | 1552 | Combined Cycle |  | PJM_EMAC | New Jersey | 34 | Union | 39 | 34039 | 238.4 | 7298 | 2006 | 9999 |  |  | N | Natural Gas, Distillate Fuel Oil |  |  |  | LNB | SCR | [7 empty] | 2 | 0.0080302 | 0.0080302 | 0.0080302 | 0.0080302 | [11 empty] | PSEG Fossil LLC | 100 | Public Service Enterprise Group Inc | 100
PSEG Linden Generating Station | 2406_G_1101 | 2406 | G | 1101 | 1552 | Combined Cycle |  | PJM_EMAC | New Jersey | 34 | Union | 39 | 34039 | 188.3 | 7298 | 2006 | 9999 |  |  | N | Natural Gas, Distillate Fuel Oil |  |  |  | DLNB + H2O | SCR | [7 empty] | 2 | 0.0080302 | 0.0080302 | 0.0080302 | 0.0080302 | [11 empty] | PSEG Fossil LLC | 100 | Public Service Enterprise Group Inc | 100
PSEG Linden Generating Station | 2406_G_1201 | 2406 | G | 1201 | 1553 | Combined Cycle |  | PJM_EMAC | New Jersey | 34 | Union | 39 | 34039 | 188.3 | 7298 | 2006 | 9999 |  |  | N | Natural Gas, Distillate Fuel Oil |  |  |  | DLNB + H2O | SCR | [7 empty] | 2 | 0.0080302 | 0.0080302 | 0.0080302 | 0.0080302 | [11 empty] | PSEG Fossil LLC | 100 | Public Service Enterprise Group Inc | 100
PSEG Linden Generating Station | 2406_G_2001 | 2406 | G | 2001 | 1558 | Combined Cycle |  | PJM_EMAC | New Jersey | 34 | Union | 39 | 34039 | 238.4 | 7298 | 2006 | 9999 |  |  | N | Natural Gas, Distillate Fuel Oil |  |  |  | LNB | SCR | [7 empty] | 2 | 0.007629 | 0.007629 | 0.007629 | 0.007629 | [11 empty] | PSEG Fossil LLC | 100 | Public Service Enterprise Group Inc | 100
PSEG Linden Generating Station | 2406_G_2101 | 2406 | G | 2101 | 1558 | Combined Cycle |  | PJM_EMAC | New Jersey | 34 | Union | 39 | 34039 | 188.3 | 7298 | 2006 | 9999 |  |  | N | Natural Gas, Distillate Fuel Oil |  |  |  | DLNB + H2O | SCR | [7 empty] | 2 | 0.007629 | 0.007629 | 0.007629 | 0.007629 | [11 empty] | PSEG Fossil LLC | 100 | Public Service Enterprise Group Inc | 100
PSEG Linden Generating Station | 2406_G_2201 | 2406 | G | 2201 | 1559 | Combined Cycle |  | PJM_EMAC | New Jersey | 34 | Union | 39 | 34039 | 188.3 | 7298 | 2006 | 9999 |  |  | N | Natural Gas, Distillate Fuel Oil |  |  |  | DLNB + H2O | SCR | [7 empty] | 2 | 0.007629 | 0.007629 | 0.007629 | 0.007629 | [11 empty] | PSEG Fossil LLC | 100 | Public Service Enterprise Group Inc | 100
PSEG Salem Generating Station | 2410_G_3 | 2410 | G | 3 | 1572 | Combustion Turbine |  | PJM_EMAC | New Jersey | 34 | Salem | 33 | 34033 | 38.4 | 17445 | 1971 | 9999 |  |  | N | Distillate Fuel Oil | [13 empty] | 1.2009 | 1.2009 | 1.2009 | 1.2009 | [11 empty] | PSEG Nuclear LLC | 57.41 | Public Service Enterprise Group Inc | 57.41
PSEG Salem Generating Station | 2410_G_1 | 2410 | G | 1 |  | Nuclear |  | PJM_EMAC | New Jersey | 34 | Salem | 33 | 34033 | 1170.2 | 10456 | 1977 | 9999 |  |  | N | Nuclear Fuel | [13 empty] | 0 | 0 | 0 | 0 | [11 empty] | PSEG Nuclear LLC | 57.41 | Public Service Enterprise Group Inc | 57.41
PSEG Salem Generating Station | 2410_G_2 | 2410 | G | 2 |  | Nuclear |  | PJM_EMAC | New Jersey | 34 | Salem | 33 | 34033 | 1158 | 10456 | 1981 | 9999 |  |  | N | Nuclear Fuel | [13 empty] | 0 | 0 | 0 | 0 | [11 empty] | PSEG Nuclear LLC | 57.41 | Public Service Enterprise Group Inc | 57.41
PSEG Sewaren Generating Station | 2411_G_701 | 2411 | G | 701 | 91149 | Combined Cycle |  | PJM_EMAC | New Jersey | 34 | Middlesex | 23 | 34023 | 328 | 7050 | 2018 | 9999 |  |  | N | Natural Gas |  |  |  |  | SCR | [8 empty] | 0.0064418 | 0.0064418 | 0.0064418 | 0.0064418 | [11 empty] | PSEG Fossil LLC | 100 | Public Service Enterprise Group Inc | 100
PSEG Sewaren Generating Station | 2411_G_702 | 2411 | G | 702 | 91149 | Combined Cycle |  | PJM_EMAC | New Jersey | 34 | Middlesex | 23 | 34023 | 196.5 | 7050 | 2018 | 9999 |  |  | N | Natural Gas |  |  |  |  | SCR | [8 empty] | 0.0064418 | 0.0064418 | 0.0064418 | 0.0064418 | [11 empty] | PSEG Fossil LLC | 100 | Public Service Enterprise Group Inc | 100
Howard Down | 2434_G_11 | 2434 | G | 11 | 90625 | Combustion Turbine |  | PJM_EMAC | New Jersey | 34 | Cumberland | 11 | 34011 | 55 | 10745 | 2012 | 9999 |  |  | N | Natural Gas, Distillate Fuel Oil |  |  |  | H2O | SCR | [7 empty] | 2.1 | 0.01632 | 0.01217 | 0.01632 | 0.01217 | [11 empty] | Vineland NJ (City of) | 100 | Vineland NJ (City of) | 100
Four Corners | 2442_B_5 | 2442 | B | 5 | 1585 | Coal Steam |  | WECC_NM | New Mexico | 35 | San Juan | 45 | 35045 | 770 | 9766 | 1963 | 2031 | cell | dry | N | Subbituminous | Wet Scrubber | 1985 | 0.92 | LNB + LNCB | SCR | 2018 |  | B | NA |  |  |  | 0.878 | 0.49979 | 0.06459 | 0.49979 | 0.06459 | 0.1 | 0.1 | 0.56 | 0.97 | [6 empty] | Yes | Arizona Public Service Co | 56 | Pinnacle West Capital Corp | 56
Four Corners | 2442_B_4 | 2442 | B | 4 | 1584 | Coal Steam |  | WECC_NM | New Mexico | 35 | San Juan | 45 | 35045 | 770 | 9771 | 1969 | 2031 | cell | dry | N | Subbituminous | Wet Scrubber | 1985 | 0.92 | LNB + LNCB | SCR | 2018 |  | B | NA |  |  |  | 0.878 | 0.48665 | 0.05819 | 0.48665 | 0.05819 | 0.1 | 0.1 | 0.56 | 0.97 | [6 empty] | Yes | Arizona Public Service Co | 56 | Pinnacle West Capital Corp | 56
Rio Grande | 2444_B_8 | 2444 | B | 8 | 1588 | O/G Steam |  | WECC_NM | New Mexico | 35 | Dona Ana | 13 | 35013 | 142 | 12258 | 1972 | 9999 | wall | dry | N | Natural Gas |  |  |  | FR + LNB | [8 empty] | 0.68 | 0.20903 | 0.20903 | 0.20903 | 0.20903 | [11 empty] | El Paso Electric Co | 100 | JPMorgan Chase & Co | 100
Rio Grande | 2444_G_9 | 2444 | G | 9 | 90701 | Combustion Turbine |  | WECC_NM | New Mexico | 35 | Dona Ana | 13 | 35013 | 87.9 | 10745 | 2013 | 9999 |  |  | N | Natural Gas |  |  |  | DLNB | SCR | [8 empty] | 0.0066 | 0.0066 | 0.0066 | 0.0066 | [11 empty] | El Paso Electric Co | 100 | JPMorgan Chase & Co | 100
Maddox | 2446_B_051B | 2446 | B | 051B | 1590 | O/G Steam |  | SPP_SPS | New Mexico | 35 | Lea | 25 | 35025 | 112 | 10994 | 1967 | 2029 | tangential |  | N | Natural Gas |  |  |  | OFA | [8 empty] | 0.34 | 0.16667 | 0.16667 | 0.16667 | 0.16667 | [11 empty] | Southwestern Public Service Co | 100 | Xcel Energy Inc | 100
Reeves | 2450_B_1 | 2450 | B | 1 | 1593 | O/G Steam |  | WECC_NM | New Mexico | 35 | Bernalillo | 1 | 35001 | 44 | 12772 | 1959 | 9999 | wall | dry | N | Natural Gas |  |  |  | BF + LA | [8 empty] | 0.34 | 0.25132 | 0.25132 | 0.25132 | 0.25132 | [11 empty] | Public Service Co of New Mexico | 100 | PNM Resources Inc | 100
Reeves | 2450_B_2 | 2450 | B | 2 | 1594 | O/G Steam |  | WECC_NM | New Mexico | 35 | Bernalillo | 1 | 35001 | 44 | 13416 | 1960 | 9999 | wall | dry | N | Natural Gas |  |  |  | BF + LA | [8 empty] | 0.34 | 0.2468 | 0.2468 | 0.2468 | 0.2468 | [11 empty] | Public Service Co of New Mexico | 100 | PNM Resources Inc | 100
Reeves | 2450_B_3 | 2450 | B | 3 | 1595 | O/G Steam |  | WECC_NM | New Mexico | 35 | Bernalillo | 1 | 35001 | 66 | 12802 | 1962 | 9999 | wall | dry | N | Natural Gas |  |  |  | BF + LA | [8 empty] | 0.34 | 0.22754 | 0.22754 | 0.22754 | 0.22754 | [11 empty] | Public Service Co of New Mexico | 100 | PNM Resources Inc | 100
Cunningham | 2454_G_3 | 2454 | G | 3 | 1602 | Combustion Turbine |  | SPP_SPS | New Mexico | 35 | Lea | 25 | 35025 | 106 | 11753 | 1998 | 9999 |  |  | N | Natural Gas |  |  |  | DLNB | [8 empty] | 0.74 | 0.06081 | 0.06081 | 0.06081 | 0.06081 | [11 empty] | Southwestern Public Service Co | 100 | Xcel Energy Inc | 100
Cunningham | 2454_G_4 | 2454 | G | 4 | 1603 | Combustion Turbine |  | SPP_SPS | New Mexico | 35 | Lea | 25 | 35025 | 103 | 11755 | 1998 | 9999 |  |  | N | Natural Gas |  |  |  | DLNB | [8 empty] | 0.74 | 0.05561 | 0.05561 | 0.05561 | 0.05561 | [11 empty] | Southwestern Public Service Co | 100 | Xcel Energy Inc | 100
Danskammer Generating Station | 2480_B_1 | 2480 | B | 1 | 1606 | O/G Steam |  | NY_Z_G-I | New York | 36 | Orange | 71 | 36071 | 71 | 12463 | 1951 | 9999 | tangential | dry | N | Natural Gas, Residual Fuel Oil |  |  |  | BF + LA + LNB |  |  |  | ESPC | No |  |  |  | 2 | 0.08 | 0.08 | 0.08 | 0.08 | [11 empty] | Danskammer Energy LLC | 100 | Mercuria Energy Group Ltd | 100
Danskammer Generating Station | 2480_B_2 | 2480 | B | 2 | 1607 | O/G Steam |  | NY_Z_G-I | New York | 36 | Orange | 71 | 36071 | 66 | 12463 | 1954 | 9999 | tangential | dry | N | Natural Gas, Residual Fuel Oil |  |  |  | BF + LA |  |  |  | ESPC | No |  |  |  | 2 | 0.08 | 0.08 | 0.08 | 0.08 | [11 empty] | Danskammer Energy LLC | 100 | Mercuria Energy Group Ltd | 100
Danskammer Generating Station | 2480_G_5 | 2480 | G | 5 |  | Combustion Turbine | IC Engine | NY_Z_G-I | New York | 36 | Orange | 71 | 36071 | 2.5 | 14775 | 1967 | 9999 |  |  | N | Distillate Fuel Oil | [13 empty] | 0.63126 | 0.63126 | 0.63126 | 0.63126 | [11 empty] | Danskammer Energy LLC | 100 | Mercuria Energy Group Ltd | 100
Danskammer Generating Station | 2480_G_6 | 2480 | G | 6 |  | Combustion Turbine | IC Engine | NY_Z_G-I | New York | 36 | Orange | 71 | 36071 | 2.5 | 14775 | 1967 | 9999 |  |  | N | Distillate Fuel Oil | [13 empty] | 0.63126 | 0.63126 | 0.63126 | 0.63126 | [11 empty] | Danskammer Energy LLC | 100 | Mercuria Energy Group Ltd | 100
Danskammer Generating Station | 2480_B_3 | 2480 | B | 3 | 1608 | O/G Steam |  | NY_Z_G-I | New York | 36 | Orange | 71 | 36071 | 138 | 11798 | 1987 | 9999 | tangential | dry | N | Natural Gas |  |  |  | LNC2 | [8 empty] | 1.1 | 0.09 | 0.09 | 0.09 | 0.09 | [11 empty] | Danskammer Energy LLC | 100 | Mercuria Energy Group Ltd | 100
Danskammer Generating Station | 2480_B_4 | 2480 | B | 4 | 1609 | O/G Steam |  | NY_Z_G-I | New York | 36 | Orange | 71 | 36071 | 222 | 11798 | 1987 | 9999 | tangential | dry | N | Natural Gas |  |  |  | LNC2 | [8 empty] | 1.1 | 0.10231 | 0.10231 | 0.10231 | 0.10231 | [10 empty] | Yes | Danskammer Energy LLC | 100 | Mercuria Energy Group Ltd | 100
Dashville | 2481_G_1 | 2481 | G | 1 |  | Hydro |  | NY_Z_G-I | New York | 36 | Ulster | 111 | 36111 | 2.4 | 0 | 1920 | 9999 |  |  | N | Hydro | [13 empty] | 0 | 0 | 0 | 0 | [11 empty] | Central Hudson Gas & Electric Corp | 100 | CH Energy Group Inc | 100
Dashville | 2481_G_2 | 2481 | G | 2 |  | Hydro |  | NY_Z_G-I | New York | 36 | Ulster | 111 | 36111 | 2.4 | 0 | 1920 | 9999 |  |  | N | Hydro | [13 empty] | 0 | 0 | 0 | 0 | [11 empty] | Central Hudson Gas & Electric Corp | 100 | CH Energy Group Inc | 100
Neversink | 2483_G_H1 | 2483 | G | H1 |  | Hydro |  | NY_Z_G-I | New York | 36 | Sullivan | 105 | 36105 | 25 | 0 | 1953 | 9999 |  |  | N | Hydro | [13 empty] | 0 | 0 | 0 | 0 | [11 empty] | Central Hudson Gas & Electric Corp | 100 | CH Energy Group Inc | 100
South Cairo | 2485_G_GT1 | 2485 | G | GT1 |  | Combustion Turbine |  | NY_Z_G-I | New York | 36 | Greene | 39 | 36039 | 20.1 | 15553 | 1970 | 9999 |  |  | N | Distillate Fuel Oil | [12 empty] | 2.106 | 0.16278 | 0.16278 | 0.16278 | 0.16278 | [11 empty] | Central Hudson Gas & Electric Corp | 100 | CH Energy Group Inc | 100
Sturgeon | 2486_G_H1 | 2486 | G | H1 |  | Hydro |  | NY_Z_G-I | New York | 36 | Ulster | 111 | 36111 | 4.8 | 0 | 1924 | 9999 |  |  | N | Hydro | [13 empty] | 0 | 0 | 0 | 0 | [11 empty] | Central Hudson Gas & Electric Corp | 100 | CH Energy Group Inc | 100
Sturgeon | 2486_G_H2 | 2486 | G | H2 |  | Hydro |  | NY_Z_G-I | New York | 36 | Ulster | 111 | 36111 | 4.8 | 0 | 1924 | 9999 |  |  | N | Hydro | [13 empty] | 0 | 0 | 0 | 0 | [11 empty] | Central Hudson Gas & Electric Corp | 100 | CH Energy Group Inc | 100
Sturgeon | 2486_G_H3 | 2486 | G | H3 |  | Hydro |  | NY_Z_G-I | New York | 36 | Ulster | 111 | 36111 | 4.8 | 0 | 1924 | 9999 |  |  | N | Hydro | [13 empty] | 0 | 0 | 0 | 0 | [11 empty] | Central Hudson Gas & Electric Corp | 100 | CH Energy Group Inc | 100
West Coxsackie | 2487_G_GT1 | 2487 | G | GT1 |  | Combustion Turbine |  | NY_Z_G-I | New York | 36 | Greene | 39 | 36039 | 19.6 | 14222 | 1969 | 9999 |  |  | N | Natural Gas, Distillate Fuel Oil | [12 empty] | 2.106 | 0.0919 | 0.0919 | 0.0919 | 0.0919 | [11 empty] | Central Hudson Gas & Electric Corp | 100 | CH Energy Group Inc | 100
Arthur Kill Generating Station | 2490_B_20 | 2490 | B | 20 | 1610 | O/G Steam |  | NY_Z_J | New York | 36 | Richmond | 85 | 36085 | 338 | 11412 | 1959 | 9999 | wall | dry | N | Natural Gas |  |  |  | LA + LNB + OFA | [8 empty] | 0.6 | 0.05652 | 0.05652 | 0.05652 | 0.05652 | [11 empty] | Arthur Kill Power LLC | 100 | ArcLight Capital Partners LLC | 100
Arthur Kill Generating Station | 2490_B_30 | 2490 | B | 30 | 1611 | O/G Steam |  | NY_Z_J | New York | 36 | Richmond | 85 | 36085 | 508 | 11227 | 1969 | 9999 | tangential | dry | N | Natural Gas |  |  |  | LA + LNB + OFA | [8 empty] | 0.6 | 0.06829 | 0.06829 | 0.06829 | 0.06829 | [10 empty] | Yes | Arthur Kill Power LLC | 100 | ArcLight Capital Partners LLC | 100
Arthur Kill Generating Station | 2490_G_GT1 | 2490 | G | GT1 | 1612 | Combustion Turbine |  | NY_Z_J | New York | 36 | Richmond | 85 | 36085 | 12 | 19635 | 1970 | 9999 |  |  | N | Natural Gas | [12 empty] | 1.053 | 0.0919 | 0.0919 | 0.0919 | 0.0919 | [11 empty] | Arthur Kill Power LLC | 100 | ArcLight Capital Partners LLC | 100
East River | 2493_B_60 | 2493 | B | 60 | 1617 | O/G Steam |  | NY_Z_J | New York | 36 | New York | 61 | 36061 | 145 | 8300 | 1951 | 9999 | wall | dry | Y | Natural Gas |  |  |  | LNB | [8 empty] | 0.6 | 0.08 | 0.08 | 0.08 | 0.08 | [11 empty] | Consolidated Edison Co of New York Inc | 100 | Consolidated Edison Inc | 100
East River | 2493_B_70 | 2493 | B | 70 | 1618 | O/G Steam |  | NY_Z_J | New York | 36 | New York | 61 | 36061 | 182 | 9437 | 1955 | 9999 | wall | dry | N | Natural Gas |  |  |  | LNB | [8 empty] | 0.6 | 0.08 | 0.08 | 0.08 | 0.08 | [11 empty] | Consolidated Edison Co of New York Inc | 100 | Consolidated Edison Inc | 100
East River | 2493_G_1 | 2493 | G | 1 | 1614 | Combustion Turbine |  | NY_Z_J | New York | 36 | New York | 61 | 36061 | 154.7 | 10745 | 2005 | 9999 |  |  | N | Natural Gas, Distillate Fuel Oil |  |  |  | NH3 | SCR | [8 empty] | 0.00756 | 0.00756 | 0.00756 | 0.00756 | [11 empty] | Consolidated Edison Co of New York Inc | 100 | Consolidated Edison Inc | 100
East River | 2493_G_2 | 2493 | G | 2 | 1615 | Combustion Turbine |  | NY_Z_J | New York | 36 | New York | 61 | 36061 | 153.1 | 10745 | 2005 | 9999 |  |  | N | Natural Gas, Distillate Fuel Oil |  |  |  | NH3 | SCR | [8 empty] | 0.00806 | 0.00765 | 0.00806 | 0.00765 | [11 empty] | Consolidated Edison Co of New York Inc | 100 | Consolidated Edison Inc | 100
Gowanus Gas Turbines Generating | 2494_G_GT11 | 2494 | G | GT11 | 1619 | Combustion Turbine |  | NY_Z_J | New York | 36 | Kings | 47 | 36047 | 18.7 | 17321 | 1971 | 9999 |  |  | N | Distillate Fuel Oil | [12 empty] | 0.316 | 0.16278 | 0.16278 | 0.16278 | 0.16278 | [11 empty] | Astoria Generating | 100 | ArcLight Capital Partners LLC | 100
Gowanus Gas Turbines Generating | 2494_G_GT12 | 2494 | G | GT12 | 1620 | Combustion Turbine |  | NY_Z_J | New York | 36 | Kings | 47 | 36047 | 19.1 | 17315 | 1971 | 9999 |  |  | N | Distillate Fuel Oil | [12 empty] | 0.316 | 0.16278 | 0.16278 | 0.16278 | 0.16278 | [11 empty] | Astoria Generating | 100 | ArcLight Capital Partners LLC | 100
Gowanus Gas Turbines Generating | 2494_G_GT13 | 2494 | G | GT13 | 1621 | Combustion Turbine |  | NY_Z_J | New York | 36 | Kings | 47 | 36047 | 17.8 | 17325 | 1971 | 9999 |  |  | N | Distillate Fuel Oil | [12 empty] | 0.316 | 0.16278 | 0.16278 | 0.16278 | 0.16278 | [11 empty] | Astoria Generating | 100 | ArcLight Capital Partners LLC | 100
Gowanus Gas Turbines Generating | 2494_G_GT14 | 2494 | G | GT14 | 1622 | Combustion Turbine |  | NY_Z_J | New York | 36 | Kings | 47 | 36047 | 16.2 | 17316 | 1971 | 9999 |  |  | N | Distillate Fuel Oil | [12 empty] | 0.316 | 0.16278 | 0.16278 | 0.16278 | 0.16278 | [11 empty] | Astoria Generating | 100 | ArcLight Capital Partners LLC | 100
Gowanus Gas Turbines Generating | 2494_G_GT15 | 2494 | G | GT15 | 1623 | Combustion Turbine |  | NY_Z_J | New York | 36 | Kings | 47 | 36047 | 17.2 | 17324 | 1971 | 9999 |  |  | N | Distillate Fuel Oil | [12 empty] | 0.316 | 0.16278 | 0.16278 | 0.16278 | 0.16278 | [11 empty] | Astoria Generating | 100 | ArcLight Capital Partners LLC | 100
Gowanus Gas Turbines Generating | 2494_G_GT16 | 2494 | G | GT16 | 1624 | Combustion Turbine |  | NY_Z_J | New York | 36 | Kings | 47 | 36047 | 16.3 | 17321 | 1971 | 9999 |  |  | N | Distillate Fuel Oil | [12 empty] | 0.316 | 0.16278 | 0.16278 | 0.16278 | 0.16278 | [11 empty] | Astoria Generating | 100 | ArcLight Capital Partners LLC | 100
Gowanus Gas Turbines Generating | 2494_G_GT17 | 2494 | G | GT17 | 1625 | Combustion Turbine |  | NY_Z_J | New York | 36 | Kings | 47 | 36047 | 16.7 | 17317 | 1971 | 9999 |  |  | N | Distillate Fuel Oil | [12 empty] | 0.316 | 0.16278 | 0.16278 | 0.16278 | 0.16278 | [11 empty] | Astoria Generating | 100 | ArcLight Capital Partners LLC | 100
Gowanus Gas Turbines Generating | 2494_G_GT18 | 2494 | G | GT18 | 1626 | Combustion Turbine |  | NY_Z_J | New York | 36 | Kings | 47 | 36047 | 15.1 | 17327 | 1971 | 9999 |  |  | N | Distillate Fuel Oil | [12 empty] | 0.316 | 0.16278 | 0.16278 | 0.16278 | 0.16278 | [11 empty] | Astoria Generating | 100 | ArcLight Capital Partners LLC | 100
Gowanus Gas Turbines Generating | 2494_G_GT21 | 2494 | G | GT21 | 1627 | Combustion Turbine |  | NY_Z_J | New York | 36 | Kings | 47 | 36047 | 17.1 | 17313 | 1971 | 9999 |  |  | N | Natural Gas, Distillate Fuel Oil | [12 empty] | 0.316 | 0.0919 | 0.0919 | 0.0919 | 0.0919 | [11 empty] | Astoria Generating | 100 | ArcLight Capital Partners LLC | 100
Gowanus Gas Turbines Generating | 2494_G_GT22 | 2494 | G | GT22 | 1628 | Combustion Turbine |  | NY_Z_J | New York | 36 | Kings | 47 | 36047 | 18.5 | 17312 | 1971 | 9999 |  |  | N | Natural Gas, Distillate Fuel Oil | [12 empty] | 0.316 | 0.0919 | 0.0919 | 0.0919 | 0.0919 | [11 empty] | Astoria Generating | 100 | ArcLight Capital Partners LLC | 100
Gowanus Gas Turbines Generating | 2494_G_GT23 | 2494 | G | GT23 | 1629 | Combustion Turbine |  | NY_Z_J | New York | 36 | Kings | 47 | 36047 | 20 | 17313 | 1971 | 9999 |  |  | N | Natural Gas, Distillate Fuel Oil | [12 empty] | 0.316 | 0.0919 | 0.0919 | 0.0919 | 0.0919 | [11 empty] | Astoria Generating | 100 | ArcLight Capital Partners LLC | 100
Gowanus Gas Turbines Generating | 2494_G_GT24 | 2494 | G | GT24 | 1630 | Combustion Turbine |  | NY_Z_J | New York | 36 | Kings | 47 | 36047 | 17.4 | 17313 | 1971 | 9999 |  |  | N | Natural Gas, Distillate Fuel Oil | [12 empty] | 0.316 | 0.0919 | 0.0919 | 0.0919 | 0.0919 | [11 empty] | Astoria Generating | 100 | ArcLight Capital Partners LLC | 100
Gowanus Gas Turbines Generating | 2494_G_GT25 | 2494 | G | GT25 | 1631 | Combustion Turbine |  | NY_Z_J | New York | 36 | Kings | 47 | 36047 | 18.8 | 17324 | 1971 | 9999 |  |  | N | Natural Gas, Distillate Fuel Oil | [12 empty] | 0.316 | 0.0919 | 0.0919 | 0.0919 | 0.0919 | [11 empty] | Astoria Generating | 100 | ArcLight Capital Partners LLC | 100
Gowanus Gas Turbines Generating | 2494_G_GT26 | 2494 | G | GT26 | 1632 | Combustion Turbine |  | NY_Z_J | New York | 36 | Kings | 47 | 36047 | 20.2 | 17312 | 1971 | 9999 |  |  | N | Natural Gas, Distillate Fuel Oil | [12 empty] | 0.316 | 0.0919 | 0.0919 | 0.0919 | 0.0919 | [11 empty] | Astoria Generating | 100 | ArcLight Capital Partners LLC | 100
Gowanus Gas Turbines Generating | 2494_G_GT27 | 2494 | G | GT27 | 1633 | Combustion Turbine |  | NY_Z_J | New York | 36 | Kings | 47 | 36047 | 19.1 | 17315 | 1971 | 9999 |  |  | N | Natural Gas, Distillate Fuel Oil | [12 empty] | 0.316 | 0.0919 | 0.0919 | 0.0919 | 0.0919 | [11 empty] | Astoria Generating | 100 | ArcLight Capital Partners LLC | 100
Gowanus Gas Turbines Generating | 2494_G_GT28 | 2494 | G | GT28 | 1634 | Combustion Turbine |  | NY_Z_J | New York | 36 | Kings | 47 | 36047 | 16.1 | 17316 | 1971 | 9999 |  |  | N | Natural Gas, Distillate Fuel Oil | [12 empty] | 0.316 | 0.0919 | 0.0919 | 0.0919 | 0.0919 | [11 empty] | Astoria Generating | 100 | ArcLight Capital Partners LLC | 100
Gowanus Gas Turbines Generating | 2494_G_GT31 | 2494 | G | GT31 | 1635 | Combustion Turbine |  | NY_Z_J | New York | 36 | Kings | 47 | 36047 | 16.7 | 17316 | 1971 | 9999 |  |  | N | Natural Gas, Distillate Fuel Oil | [12 empty] | 0.29 | 0.0919 | 0.0919 | 0.0919 | 0.0919 | [11 empty] | Astoria Generating | 100 | ArcLight Capital Partners LLC | 100
Gowanus Gas Turbines Generating | 2494_G_GT32 | 2494 | G | GT32 | 1636 | Combustion Turbine |  | NY_Z_J | New York | 36 | Kings | 47 | 36047 | 16.8 | 17316 | 1971 | 9999 |  |  | N | Natural Gas, Distillate Fuel Oil | [12 empty] | 0.29 | 0.0919 | 0.0919 | 0.0919 | 0.0919 | [11 empty] | Astoria Generating | 100 | ArcLight Capital Partners LLC | 100
Gowanus Gas Turbines Generating | 2494_G_GT33 | 2494 | G | GT33 | 1637 | Combustion Turbine |  | NY_Z_J | New York | 36 | Kings | 47 | 36047 | 18.1 | 17320 | 1971 | 9999 |  |  | N | Natural Gas, Distillate Fuel Oil | [12 empty] | 0.29 | 0.0919 | 0.0919 | 0.0919 | 0.0919 | [11 empty] | Astoria Generating | 100 | ArcLight Capital Partners LLC | 100
Gowanus Gas Turbines Generating | 2494_G_GT34 | 2494 | G | GT34 | 1638 | Combustion Turbine |  | NY_Z_J | New York | 36 | Kings | 47 | 36047 | 16.2 | 17319 | 1971 | 9999 |  |  | N | Natural Gas, Distillate Fuel Oil | [12 empty] | 0.29 | 0.0919 | 0.0919 | 0.0919 | 0.0919 | [11 empty] | Astoria Generating | 100 | ArcLight Capital Partners LLC | 100
Gowanus Gas Turbines Generating | 2494_G_GT35 | 2494 | G | GT35 | 1639 | Combustion Turbine |  | NY_Z_J | New York | 36 | Kings | 47 | 36047 | 17.3 | 17317 | 1971 | 9999 |  |  | N | Natural Gas, Distillate Fuel Oil | [12 empty] | 0.29 | 0.0919 | 0.0919 | 0.0919 | 0.0919 | [11 empty] | Astoria Generating | 100 | ArcLight Capital Partners LLC | 100
Gowanus Gas Turbines Generating | 2494_G_GT36 | 2494 | G | GT36 | 1640 | Combustion Turbine |  | NY_Z_J | New York | 36 | Kings | 47 | 36047 | 15.5 | 17318 | 1971 | 9999 |  |  | N | Natural Gas, Distillate Fuel Oil | [12 empty] | 0.29 | 0.0919 | 0.0919 | 0.0919 | 0.0919 | [11 empty] | Astoria Generating | 100 | ArcLight Capital Partners LLC | 100
Gowanus Gas Turbines Generating | 2494_G_GT37 | 2494 | G | GT37 | 1641 | Combustion Turbine |  | NY_Z_J | New York | 36 | Kings | 47 | 36047 | 17.9 | 17314 | 1971 | 9999 |  |  | N | Natural Gas, Distillate Fuel Oil | [12 empty] | 0.29 | 0.0919 | 0.0919 | 0.0919 | 0.0919 | [11 empty] | Astoria Generating | 100 | ArcLight Capital Partners LLC | 100
Gowanus Gas Turbines Generating | 2494_G_GT38 | 2494 | G | GT38 | 1642 | Combustion Turbine |  | NY_Z_J | New York | 36 | Kings | 47 | 36047 | 17.6 | 17321 | 1971 | 9999 |  |  | N | Natural Gas, Distillate Fuel Oil | [12 empty] | 0.29 | 0.0919 | 0.0919 | 0.0919 | 0.0919 | [11 empty] | Astoria Generating | 100 | ArcLight Capital Partners LLC | 100
Gowanus Gas Turbines Generating | 2494_G_GT41 | 2494 | G | GT41 | 1643 | Combustion Turbine |  | NY_Z_J | New York | 36 | Kings | 47 | 36047 | 18.2 | 17313 | 1971 | 9999 |  |  | N | Distillate Fuel Oil | [12 empty] | 0.29 | 0.16278 | 0.16278 | 0.16278 | 0.16278 | [11 empty] | Astoria Generating | 100 | ArcLight Capital Partners LLC | 100
Gowanus Gas Turbines Generating | 2494_G_GT42 | 2494 | G | GT42 | 1644 | Combustion Turbine |  | NY_Z_J | New York | 36 | Kings | 47 | 36047 | 17.9 | 17314 | 1971 | 9999 |  |  | N | Distillate Fuel Oil | [12 empty] | 0.29 | 0.16278 | 0.16278 | 0.16278 | 0.16278 | [11 empty] | Astoria Generating | 100 | ArcLight Capital Partners LLC | 100
Gowanus Gas Turbines Generating | 2494_G_GT43 | 2494 | G | GT43 | 1645 | Combustion Turbine |  | NY_Z_J | New York | 36 | Kings | 47 | 36047 | 16.4 | 17311 | 1971 | 9999 |  |  | N | Distillate Fuel Oil | [12 empty] | 0.29 | 0.16278 | 0.16278 | 0.16278 | 0.16278 | [11 empty] | Astoria Generating | 100 | ArcLight Capital Partners LLC | 100
Gowanus Gas Turbines Generating | 2494_G_GT44 | 2494 | G | GT44 | 1646 | Combustion Turbine |  | NY_Z_J | New York | 36 | Kings | 47 | 36047 | 16.5 | 17314 | 1971 | 9999 |  |  | N | Distillate Fuel Oil | [12 empty] | 0.29 | 0.16278 | 0.16278 | 0.16278 | 0.16278 | [11 empty] | Astoria Generating | 100 | ArcLight Capital Partners LLC | 100
Gowanus Gas Turbines Generating | 2494_G_GT45 | 2494 | G | GT45 | 1647 | Combustion Turbine |  | NY_Z_J | New York | 36 | Kings | 47 | 36047 | 16.2 | 17314 | 1971 | 9999 |  |  | N | Distillate Fuel Oil | [12 empty] | 0.29 | 0.16278 | 0.16278 | 0.16278 | 0.16278 | [11 empty] | Astoria Generating | 100 | ArcLight Capital Partners LLC | 100
Gowanus Gas Turbines Generating | 2494_G_GT46 | 2494 | G | GT46 | 1648 | Combustion Turbine |  | NY_Z_J | New York | 36 | Kings | 47 | 36047 | 18 | 17313 | 1971 | 9999 |  |  | N | Distillate Fuel Oil | [12 empty] | 0.29 | 0.16278 | 0.16278 | 0.16278 | 0.16278 | [11 empty] | Astoria Generating | 100 | ArcLight Capital Partners LLC | 100
Gowanus Gas Turbines Generating | 2494_G_GT47 | 2494 | G | GT47 | 1649 | Combustion Turbine |  | NY_Z_J | New York | 36 | Kings | 47 | 36047 | 16.6 | 17318 | 1971 | 9999 |  |  | N | Distillate Fuel Oil | [12 empty] | 0.29 | 0.16278 | 0.16278 | 0.16278 | 0.16278 | [11 empty] | Astoria Generating | 100 | ArcLight Capital Partners LLC | 100
Gowanus Gas Turbines Generating | 2494_G_GT48 | 2494 | G | GT48 | 1650 | Combustion Turbine |  | NY_Z_J | New York | 36 | Kings | 47 | 36047 | 16.6 | 17314 | 1971 | 9999 |  |  | N | Distillate Fuel Oil | [12 empty] | 0.29 | 0.16278 | 0.16278 | 0.16278 | 0.16278 | [11 empty] | Astoria Generating | 100 | ArcLight Capital Partners LLC | 100
Narrows Gas Turbines Generating | 2499_G_NT11 | 2499 | G | NT11 | 1659 | Combustion Turbine |  | NY_Z_J | New York | 36 | Kings | 47 | 36047 | 19.6 | 17193 | 1972 | 9999 |  |  | N | Natural Gas, Distillate Fuel Oil | [12 empty] | 0.316 | 0.0919 | 0.0919 | 0.0919 | 0.0919 | [11 empty] | Astoria Generating | 100 | ArcLight Capital Partners LLC | 100
Narrows Gas Turbines Generating | 2499_G_NT12 | 2499 | G | NT12 | 1660 | Combustion Turbine |  | NY_Z_J | New York | 36 | Kings | 47 | 36047 | 17.6 | 17192 | 1972 | 9999 |  |  | N | Natural Gas, Distillate Fuel Oil | [12 empty] | 0.316 | 0.0919 | 0.0919 | 0.0919 | 0.0919 | [11 empty] | Astoria Generating | 100 | ArcLight Capital Partners LLC | 100
Narrows Gas Turbines Generating | 2499_G_NT13 | 2499 | G | NT13 | 1661 | Combustion Turbine |  | NY_Z_J | New York | 36 | Kings | 47 | 36047 | 18.6 | 17192 | 1972 | 9999 |  |  | N | Natural Gas, Distillate Fuel Oil | [12 empty] | 0.316 | 0.0919 | 0.0919 | 0.0919 | 0.0919 | [11 empty] | Astoria Generating | 100 | ArcLight Capital Partners LLC | 100
Narrows Gas Turbines Generating | 2499_G_NT14 | 2499 | G | NT14 | 1662 | Combustion Turbine |  | NY_Z_J | New York | 36 | Kings | 47 | 36047 | 18.7 | 17195 | 1972 | 9999 |  |  | N | Natural Gas, Distillate Fuel Oil | [12 empty] | 0.316 | 0.0919 | 0.0919 | 0.0919 | 0.0919 | [11 empty] | Astoria Generating | 100 | ArcLight Capital Partners LLC | 100
Narrows Gas Turbines Generating | 2499_G_NT15 | 2499 | G | NT15 | 1663 | Combustion Turbine |  | NY_Z_J | New York | 36 | Kings | 47 | 36047 | 20.6 | 17190 | 1972 | 9999 |  |  | N | Natural Gas, Distillate Fuel Oil | [12 empty] | 0.316 | 0.0919 | 0.0919 | 0.0919 | 0.0919 | [11 empty] | Astoria Generating | 100 | ArcLight Capital Partners LLC | 100
Narrows Gas Turbines Generating | 2499_G_NT16 | 2499 | G | NT16 | 1664 | Combustion Turbine |  | NY_Z_J | New York | 36 | Kings | 47 | 36047 | 15.7 | 17193 | 1972 | 9999 |  |  | N | Natural Gas, Distillate Fuel Oil | [12 empty] | 0.316 | 0.0919 | 0.0919 | 0.0919 | 0.0919 | [11 empty] | Astoria Generating | 100 | ArcLight Capital Partners LLC | 100
Narrows Gas Turbines Generating | 2499_G_NT17 | 2499 | G | NT17 | 1665 | Combustion Turbine |  | NY_Z_J | New York | 36 | Kings | 47 | 36047 | 19.8 | 17185 | 1972 | 9999 |  |  | N | Natural Gas, Distillate Fuel Oil | [12 empty] | 0.316 | 0.0919 | 0.0919 | 0.0919 | 0.0919 | [11 empty] | Astoria Generating | 100 | ArcLight Capital Partners LLC | 100
Narrows Gas Turbines Generating | 2499_G_NT18 | 2499 | G | NT18 | 1666 | Combustion Turbine |  | NY_Z_J | New York | 36 | Kings | 47 | 36047 | 17.4 | 17192 | 1972 | 9999 |  |  | N | Natural Gas, Distillate Fuel Oil | [12 empty] | 0.316 | 0.0919 | 0.0919 | 0.0919 | 0.0919 | [11 empty] | Astoria Generating | 100 | ArcLight Capital Partners LLC | 100
Narrows Gas Turbines Generating | 2499_G_NT21 | 2499 | G | NT21 | 1667 | Combustion Turbine |  | NY_Z_J | New York | 36 | Kings | 47 | 36047 | 19 | 17192 | 1972 | 9999 |  |  | N | Natural Gas, Distillate Fuel Oil | [12 empty] | 0.316 | 0.0919 | 0.0919 | 0.0919 | 0.0919 | [11 empty] | Astoria Generating | 100 | ArcLight Capital Partners LLC | 100
Narrows Gas Turbines Generating | 2499_G_NT22 | 2499 | G | NT22 | 1668 | Combustion Turbine |  | NY_Z_J | New York | 36 | Kings | 47 | 36047 | 16.3 | 17192 | 1972 | 9999 |  |  | N | Natural Gas, Distillate Fuel Oil | [12 empty] | 0.316 | 0.0919 | 0.0919 | 0.0919 | 0.0919 | [11 empty] | Astoria Generating | 100 | ArcLight Capital Partners LLC | 100
Narrows Gas Turbines Generating | 2499_G_NT23 | 2499 | G | NT23 | 1669 | Combustion Turbine |  | NY_Z_J | New York | 36 | Kings | 47 | 36047 | 17.7 | 17192 | 1972 | 9999 |  |  | N | Natural Gas, Distillate Fuel Oil | [12 empty] | 0.316 | 0.0919 | 0.0919 | 0.0919 | 0.0919 | [11 empty] | Astoria Generating | 100 | ArcLight Capital Partners LLC | 100
Narrows Gas Turbines Generating | 2499_G_NT24 | 2499 | G | NT24 | 1670 | Combustion Turbine |  | NY_Z_J | New York | 36 | Kings | 47 | 36047 | 18 | 17193 | 1972 | 9999 |  |  | N | Natural Gas, Distillate Fuel Oil | [12 empty] | 0.316 | 0.0919 | 0.0919 | 0.0919 | 0.0919 | [11 empty] | Astoria Generating | 100 | ArcLight Capital Partners LLC | 100
Narrows Gas Turbines Generating | 2499_G_NT25 | 2499 | G | NT25 | 1671 | Combustion Turbine |  | NY_Z_J | New York | 36 | Kings | 47 | 36047 | 18.4 | 17192 | 1972 | 9999 |  |  | N | Natural Gas, Distillate Fuel Oil | [12 empty] | 0.316 | 0.0919 | 0.0919 | 0.0919 | 0.0919 | [11 empty] | Astoria Generating | 100 | ArcLight Capital Partners LLC | 100
Narrows Gas Turbines Generating | 2499_G_NT26 | 2499 | G | NT26 | 1672 | Combustion Turbine |  | NY_Z_J | New York | 36 | Kings | 47 | 36047 | 16.6 | 17190 | 1972 | 9999 |  |  | N | Natural Gas, Distillate Fuel Oil | [12 empty] | 0.316 | 0.0919 | 0.0919 | 0.0919 | 0.0919 | [11 empty] | Astoria Generating | 100 | ArcLight Capital Partners LLC | 100
Narrows Gas Turbines Generating | 2499_G_NT27 | 2499 | G | NT27 | 1673 | Combustion Turbine |  | NY_Z_J | New York | 36 | Kings | 47 | 36047 | 18.9 | 17191 | 1972 | 9999 |  |  | N | Natural Gas, Distillate Fuel Oil | [12 empty] | 0.316 | 0.0919 | 0.0919 | 0.0919 | 0.0919 | [11 empty] | Astoria Generating | 100 | ArcLight Capital Partners LLC | 100
Narrows Gas Turbines Generating | 2499_G_NT28 | 2499 | G | NT28 | 1674 | Combustion Turbine |  | NY_Z_J | New York | 36 | Kings | 47 | 36047 | 16.5 | 17192 | 1972 | 9999 |  |  | N | Natural Gas, Distillate Fuel Oil | [12 empty] | 0.316 | 0.0919 | 0.0919 | 0.0919 | 0.0919 | [11 empty] | Astoria Generating | 100 | ArcLight Capital Partners LLC | 100
Ravenswood | 2500_B_10 | 2500 | B | 10 | 1675 | O/G Steam |  | NY_Z_J | New York | 36 | Queens | 81 | 36081 | 368 | 11015 | 1963 | 9999 | tangential | dry | N | Natural Gas |  |  |  | OFA | [8 empty] | 0.6 | 0.06421 | 0.06421 | 0.06421 | 0.06421 | [10 empty] | Yes | Helix Ravenswood LLC | 100 | LS Power Group | 100
Ravenswood | 2500_B_20 | 2500 | B | 20 | 1676 | O/G Steam |  | NY_Z_J | New York | 36 | Queens | 81 | 36081 | 372 | 11033 | 1963 | 9999 | tangential | dry | N | Natural Gas |  |  |  | OFA | [8 empty] | 0.6 | 0.06722 | 0.06722 | 0.06722 | 0.06722 | [10 empty] | Yes | Helix Ravenswood LLC | 100 | LS Power Group | 100
Ravenswood | 2500_B_30 | 2500 | B | 30 | 1677 | O/G Steam |  | NY_Z_J | New York | 36 | Queens | 81 | 36081 | 973 | 11031 | 1965 | 9999 | tangential | dry | N | Natural Gas |  |  |  | OFA | [8 empty] | 0.6 | 0.07011 | 0.07011 | 0.07011 | 0.07011 | [10 empty] | Yes | Helix Ravenswood LLC | 100 | LS Power Group | 100
Ravenswood | 2500_G_GT1 | 2500 | G | GT1 | 1682 | Combustion Turbine |  | NY_Z_J | New York | 36 | Queens | 81 | 36081 | 8.7 | 16896 | 1967 | 9999 |  |  | N | Natural Gas | [12 empty] | 0.316 | 0.0919 | 0.0919 | 0.0919 | 0.0919 | [11 empty] | Helix Ravenswood LLC | 100 | LS Power Group | 100
Ravenswood | 2500_G_GT10 | 2500 | G | GT10 | 1689 | Combustion Turbine |  | NY_Z_J | New York | 36 | Queens | 81 | 36081 | 19.2 | 16885 | 1969 | 9999 |  |  | N | Natural Gas, Distillate Fuel Oil | [12 empty] | 0.316 | 0.0919 | 0.0919 | 0.0919 | 0.0919 | [11 empty] | Helix Ravenswood LLC | 100 | LS Power Group | 100
Ravenswood | 2500_G_GT11 | 2500 | G | GT11 | 1690 | Combustion Turbine |  | NY_Z_J | New York | 36 | Queens | 81 | 36081 | 17.3 | 16888 | 1969 | 9999 |  |  | N | Natural Gas, Distillate Fuel Oil | [12 empty] | 0.316 | 0.0919 | 0.0919 | 0.0919 | 0.0919 | [11 empty] | Helix Ravenswood LLC | 100 | LS Power Group | 100
Ravenswood | 2500_G_4 | 2500 | G | 4 | 89141 | Combined Cycle |  | NY_Z_J | New York | 36 | Queens | 81 | 36081 | 169.7 | 7425 | 2003 | 9999 |  |  | N | Natural Gas, Distillate Fuel Oil |  |  |  | DLNB + NH3 | SCR | [8 empty] | 0.0071411 | 0.0071411 | 0.0071411 | 0.0071411 | [11 empty] | Helix Ravenswood LLC | 100 | LS Power Group | 100
Ravenswood | 2500_G_4S | 2500 | G | 4S | 89141 | Combined Cycle |  | NY_Z_J | New York | 36 | Queens | 81 | 36081 | 79.1 | 7425 | 2003 | 9999 | other |  | N | Natural Gas, Distillate Fuel Oil |  |  |  | LNB | SCR | [8 empty] | 0.0071411 | 0.0071411 | 0.0071411 | 0.0071411 | [11 empty] | Helix Ravenswood LLC | 100 | LS Power Group | 100
E F Barrett | 2511_B_10 | 2511 | B | 10 | 1719 | O/G Steam |  | NY_Z_K | New York | 36 | Nassau | 59 | 36059 | 193 | 10937 | 1956 | 9999 | tangential | dry | N | Natural Gas, Distillate Fuel Oil | [12 empty] | 0.74 | 0.08 | 0.08 | 0.08 | 0.08 | [11 empty] | National Grid Generation LLC | 100 | National Grid Plc | 100
E F Barrett | 2511_B_20 | 2511 | B | 20 | 1720 | O/G Steam |  | NY_Z_K | New York | 36 | Nassau | 59 | 36059 | 193 | 11042 | 1963 | 9999 | tangential | dry | N | Natural Gas |  |  |  | OFA | [8 empty] | 0.74 | 0.05065 | 0.05065 | 0.05065 | 0.05065 | [10 empty] | Yes | National Grid Generation LLC | 100 | National Grid Plc | 100
E F Barrett | 2511_G_3 | 2511 | G | 3 | 1721 | Combustion Turbine |  | NY_Z_K | New York | 36 | Nassau | 59 | 36059 | 17.2 | 16043 | 1970 | 9999 |  |  | N | Natural Gas, Distillate Fuel Oil | [12 empty] | 1.053 | 0.0919 | 0.0919 | 0.0919 | 0.0919 | [11 empty] | National Grid Generation LLC | 100 | National Grid Plc | 100
E F Barrett | 2511_G_4 | 2511 | G | 4 | 1722 | Combustion Turbine |  | NY_Z_K | New York | 36 | Nassau | 59 | 36059 | 17.1 | 16042 | 1970 | 9999 |  |  | N | Natural Gas, Distillate Fuel Oil | [12 empty] | 1.053 | 0.0919 | 0.0919 | 0.0919 | 0.0919 | [11 empty] | National Grid Generation LLC | 100 | National Grid Plc | 100
E F Barrett | 2511_G_5 | 2511 | G | 5 | 1723 | Combustion Turbine |  | NY_Z_K | New York | 36 | Nassau | 59 | 36059 | 17.3 | 16043 | 1970 | 9999 |  |  | N | Natural Gas, Distillate Fuel Oil | [12 empty] | 1.053 | 0.0919 | 0.0919 | 0.0919 | 0.0919 | [11 empty] | National Grid Generation LLC | 100 | National Grid Plc | 100
E F Barrett | 2511_G_6 | 2511 | G | 6 | 1724 | Combustion Turbine |  | NY_Z_K | New York | 36 | Nassau | 59 | 36059 | 17.8 | 16045 | 1970 | 9999 |  |  | N | Natural Gas, Distillate Fuel Oil | [12 empty] | 1.053 | 0.0919 | 0.0919 | 0.0919 | 0.0919 | [11 empty] | National Grid Generation LLC | 100 | National Grid Plc | 100
E F Barrett | 2511_G_8 | 2511 | G | 8 | 1726 | Combustion Turbine |  | NY_Z_K | New York | 36 | Nassau | 59 | 36059 | 16.9 | 16042 | 1970 | 9999 |  |  | N | Natural Gas, Distillate Fuel Oil | [12 empty] | 1.053 | 0.0919 | 0.0919 | 0.0919 | 0.0919 | [11 empty] | National Grid Generation LLC | 100 | National Grid Plc | 100
E F Barrett | 2511_G_GT1 | 2511 | G | GT1 | 1728 | Combustion Turbine |  | NY_Z_K | New York | 36 | Nassau | 59 | 36059 | 17.4 | 16046 | 1970 | 9999 |  |  | N | Natural Gas, Distillate Fuel Oil | [12 empty] | 1.053 | 0.0919 | 0.0919 | 0.0919 | 0.0919 | [11 empty] | National Grid Generation LLC | 100 | National Grid Plc | 100
E F Barrett | 2511_G_GT2 | 2511 | G | GT2 | 1728 | Combustion Turbine |  | NY_Z_K | New York | 36 | Nassau | 59 | 36059 | 17.5 | 16050 | 1970 | 9999 |  |  | N | Natural Gas, Distillate Fuel Oil | [12 empty] | 1.053 | 0.0919 | 0.0919 | 0.0919 | 0.0919 | [11 empty] | National Grid Generation LLC | 100 | National Grid Plc | 100
E F Barrett | 2511_G_10 | 2511 | G | 10 | 1729 | Combustion Turbine |  | NY_Z_K | New York | 36 | Nassau | 59 | 36059 | 39.6 | 16042 | 1971 | 9999 |  |  | N | Natural Gas, Distillate Fuel Oil | [12 empty] | 0.74 | 0.0919 | 0.0919 | 0.0919 | 0.0919 | [11 empty] | National Grid Generation LLC | 100 | National Grid Plc | 100
E F Barrett | 2511_G_11 | 2511 | G | 11 | 1731 | Combustion Turbine |  | NY_Z_K | New York | 36 | Nassau | 59 | 36059 | 40.1 | 16043 | 1971 | 9999 |  |  | N | Natural Gas, Distillate Fuel Oil | [12 empty] | 1.053 | 0.0919 | 0.0919 | 0.0919 | 0.0919 | [11 empty] | National Grid Generation LLC | 100 | National Grid Plc | 100
E F Barrett | 2511_G_12 | 2511 | G | 12 | 1733 | Combustion Turbine |  | NY_Z_K | New York | 36 | Nassau | 59 | 36059 | 40.9 | 16043 | 1971 | 9999 |  |  | N | Natural Gas, Distillate Fuel Oil | [12 empty] | 1.053 | 0.0919 | 0.0919 | 0.0919 | 0.0919 | [11 empty] | National Grid Generation LLC | 100 | National Grid Plc | 100
E F Barrett | 2511_G_9 | 2511 | G | 9 | 1735 | Combustion Turbine |  | NY_Z_K | New York | 36 | Nassau | 59 | 36059 | 40.7 | 16044 | 1971 | 9999 |  |  | N | Natural Gas, Distillate Fuel Oil | [12 empty] | 1.053 | 0.0919 | 0.0919 | 0.0919 | 0.0919 | [11 empty] | National Grid Generation LLC | 100 | National Grid Plc | 100
East Hampton | 2512_G_2 | 2512 | G | 2 |  | Combustion Turbine | IC Engine | NY_Z_K | New York | 36 | Suffolk | 103 | 36103 | 2 | 10800 | 1962 | 9999 |  |  | N | Distillate Fuel Oil | [12 empty] | 1.053 | 0.53099 | 0.53099 | 0.53099 | 0.53099 | [11 empty] | National Grid Generation LLC | 100 | National Grid Plc | 100
East Hampton | 2512_G_3 | 2512 | G | 3 |  | Combustion Turbine | IC Engine | NY_Z_K | New York | 36 | Suffolk | 103 | 36103 | 2 | 10800 | 1962 | 9999 |  |  | N | Distillate Fuel Oil | [12 empty] | 1.053 | 0.53099 | 0.53099 | 0.53099 | 0.53099 | [11 empty] | National Grid Generation LLC | 100 | National Grid Plc | 100
East Hampton | 2512_G_4 | 2512 | G | 4 |  | Combustion Turbine | IC Engine | NY_Z_K | New York | 36 | Suffolk | 103 | 36103 | 2 | 10800 | 1962 | 9999 |  |  | N | Distillate Fuel Oil | [12 empty] | 1.053 | 0.53099 | 0.53099 | 0.53099 | 0.53099 | [11 empty] | National Grid Generation LLC | 100 | National Grid Plc | 100
East Hampton | 2512_G_1 | 2512 | G | 1 | 1737 | Combustion Turbine |  | NY_Z_K | New York | 36 | Suffolk | 103 | 36103 | 19.2 | 13958 | 1970 | 9999 |  |  | N | Distillate Fuel Oil | [12 empty] | 1.053 | 0.16278 | 0.16278 | 0.16278 | 0.16278 | [11 empty] | National Grid Generation LLC | 100 | National Grid Plc | 100
Glenwood | 2514_G_GT2 | 2514 | G | GT2 | 1741 | Combustion Turbine |  | NY_Z_K | New York | 36 | Nassau | 59 | 36059 | 49 | 15453 | 1972 | 9999 |  |  | N | Distillate Fuel Oil | [12 empty] | 2.106 | 0.16278 | 0.16278 | 0.16278 | 0.16278 | [11 empty] | National Grid Generation LLC | 100 | National Grid Plc | 100
Glenwood | 2514_G_GT3 | 2514 | G | GT3 | 1742 | Combustion Turbine |  | NY_Z_K | New York | 36 | Nassau | 59 | 36059 | 55.1 | 15482 | 1972 | 9999 |  |  | N | Distillate Fuel Oil | [12 empty] | 2.106 | 0.16278 | 0.16278 | 0.16278 | 0.16278 | [11 empty] | National Grid Generation LLC | 100 | National Grid Plc | 100
Northport | 2516_B_1 | 2516 | B | 1 | 1743 | O/G Steam |  | NY_Z_K | New York | 36 | Suffolk | 103 | 36103 | 400 | 10733 | 1967 | 9999 | tangential | dry | N | Natural Gas |  |  |  | OFA + LNC2 | [8 empty] | 0.132 | 0.06452 | 0.06452 | 0.06452 | 0.06452 | [10 empty] | Yes | National Grid Generation LLC | 100 | National Grid Plc | 100
Northport | 2516_G_GT1 | 2516 | G | GT1 | 1747 | Combustion Turbine |  | NY_Z_K | New York | 36 | Suffolk | 103 | 36103 | 11.8 | 25000 | 1967 | 9999 |  |  | N | Distillate Fuel Oil | [12 empty] | 1.053 | 0.16278 | 0.16278 | 0.16278 | 0.16278 | [11 empty] | National Grid Generation LLC | 100 | National Grid Plc | 100
Northport | 2516_B_2 | 2516 | B | 2 | 1744 | O/G Steam |  | NY_Z_K | New York | 36 | Suffolk | 103 | 36103 | 399 | 10794 | 1968 | 9999 | tangential |  | N | Natural Gas, Residual Fuel Oil |  |  |  | OFA + LNC2 |  |  |  | ESPC | No |  |  |  | 0.344 | 0.06136 | 0.06136 | 0.06136 | 0.06136 | [10 empty] | Yes | National Grid Generation LLC | 100 | National Grid Plc | 100
Northport | 2516_B_3 | 2516 | B | 3 | 1745 | O/G Steam |  | NY_Z_K | New York | 36 | Suffolk | 103 | 36103 | 390 | 10707 | 1972 | 9999 | tangential | dry | N | Natural Gas, Residual Fuel Oil |  |  |  | OFA + LNC2 |  |  |  | ESPC | No |  |  |  | 0.299 | 0.06423 | 0.06423 | 0.06423 | 0.06423 | [10 empty] | Yes | National Grid Generation LLC | 100 | National Grid Plc | 100
Northport | 2516_B_4 | 2516 | B | 4 | 1746 | O/G Steam |  | NY_Z_K | New York | 36 | Suffolk | 103 | 36103 | 392 | 10605 | 1977 | 9999 | tangential | dry | N | Natural Gas, Residual Fuel Oil |  |  |  | OFA + LNC2 |  |  |  | ESPC | No |  |  |  | 0.244 | 0.04977 | 0.04977 | 0.04977 | 0.04977 | [10 empty] | Yes | National Grid Generation LLC | 100 | National Grid Plc | 100
Port Jefferson | 2517_B_3 | 2517 | B | 3 | 1750 | O/G Steam |  | NY_Z_K | New York | 36 | Suffolk | 103 | 36103 | 190 | 11953 | 1958 | 9999 | tangential | dry | N | Natural Gas, Residual Fuel Oil |  |  |  | OFA + LNC2 |  |  |  | ESPC | No |  |  |  | 0.294 | 0.06604 | 0.06604 | 0.06604 | 0.06604 | [11 empty] | National Grid Generation LLC | 100 | National Grid Plc | 100
Port Jefferson | 2517_B_4 | 2517 | B | 4 | 1751 | O/G Steam |  | NY_Z_K | New York | 36 | Suffolk | 103 | 36103 | 190 | 11684 | 1960 | 9999 | tangential | dry | N | Natural Gas, Residual Fuel Oil |  |  |  | OFA + LNC2 |  |  |  | ESPC | No |  |  |  | 0.305 | 0.05309 | 0.05309 | 0.05309 | 0.05309 | [11 empty] | National Grid Generation LLC | 100 | National Grid Plc | 100
Port Jefferson | 2517_G_GT1 | 2517 | G | GT1 | 1752 | Combustion Turbine |  | NY_Z_K | New York | 36 | Suffolk | 103 | 36103 | 12.1 | 10804 | 1966 | 9999 |  |  | N | Distillate Fuel Oil | [12 empty] | 1.053 | 0.16278 | 0.16278 | 0.16278 | 0.16278 | [11 empty] | National Grid Generation LLC | 100 | National Grid Plc | 100
Port Jefferson | 2517_G_GT2 | 2517 | G | GT2 | 10016 | Combustion Turbine |  | NY_Z_K | New York | 36 | Suffolk | 103 | 36103 | 40.5 | 10808 | 2002 | 9999 |  |  | N | Natural Gas, Distillate Fuel Oil |  |  |  | H2O | SCR | [7 empty] | 1.053 | 0.01605 | 0.01288 | 0.01605 | 0.01288 | [11 empty] | National Grid Generation LLC | 100 | National Grid Plc | 100
Port Jefferson | 2517_G_GT3 | 2517 | G | GT3 | 10017 | Combustion Turbine |  | NY_Z_K | New York | 36 | Suffolk | 103 | 36103 | 41.1 | 10810 | 2002 | 9999 |  |  | N | Natural Gas, Distillate Fuel Oil |  |  |  | H2O | SCR | [7 empty] | 1.053 | 0.01661 | 0.0139 | 0.01661 | 0.0139 | [11 empty] | National Grid Generation LLC | 100 | National Grid Plc | 100
Shoreham | 2518_G_GT2 | 2518 | G | GT2 | 2959 | Combustion Turbine |  | NY_Z_K | New York | 36 | Suffolk | 103 | 36103 | 15.9 | 16208 | 1966 | 9999 |  |  | N | Distillate Fuel Oil |  |  |  |  | SCR | [7 empty] | 1.053 | 0.78927 | 0.15785 | 0.78927 | 0.15785 | [11 empty] | National Grid Generation LLC | 100 | National Grid Plc | 100
Shoreham | 2518_G_GT1 | 2518 | G | GT1 | 2958 | Combustion Turbine |  | NY_Z_K | New York | 36 | Suffolk | 103 | 36103 | 49.8 | 16203 | 1971 | 9999 |  |  | N | Distillate Fuel Oil |  |  |  |  | SCR | [7 empty] | 1.053 | 0.70389 | 0.02816 | 0.70389 | 0.02816 | [11 empty] | National Grid Generation LLC | 100 | National Grid Plc | 100
South Hampton | 2519_G_1 | 2519 | G | 1 |  | Combustion Turbine |  | NY_Z_K | New York | 36 | Suffolk | 103 | 36103 | 8.5 | 25000 | 1963 | 9999 |  |  | N | Distillate Fuel Oil | [12 empty] | 1.053 | 0.4307 | 0.4307 | 0.4307 | 0.4307 | [11 empty] | National Grid Generation LLC | 100 | National Grid Plc | 100
Southold | 2520_G_1 | 2520 | G | 1 |  | Combustion Turbine |  | NY_Z_K | New York | 36 | Suffolk | 103 | 36103 | 10 | 25000 | 1964 | 9999 |  |  | N | Distillate Fuel Oil | [12 empty] | 1.053 | 0.4307 | 0.4307 | 0.4307 | 0.4307 | [11 empty] | National Grid Generation LLC | 100 | National Grid Plc | 100
West Babylon | 2521_G_4 | 2521 | G | 4 | 1753 | Combustion Turbine |  | NY_Z_K | New York | 36 | Suffolk | 103 | 36103 | 49.7 | 15764 | 1971 | 9999 |  |  | N | Distillate Fuel Oil | [12 empty] | 1.053 | 0.38759 | 0.38759 | 0.38759 | 0.38759 | [11 empty] | National Grid Generation LLC | 100 | National Grid Generation LLC | 100
Cadyville | 2522_G_2 | 2522 | G | 2 |  | Hydro |  | NY_Z_D | New York | 36 | Clinton | 19 | 36019 | 1.2 | 0 | 1921 | 9999 |  |  | N | Hydro | [13 empty] | 0 | 0 | 0 | 0 | [11 empty] | New York State Electric & Gas Corp | 100 | Iberdrola SA | 100
Cadyville | 2522_G_3 | 2522 | G | 3 |  | Hydro |  | NY_Z_D | New York | 36 | Clinton | 19 | 36019 | 3.1 | 0 | 1986 | 9999 |  |  | N | Hydro | [13 empty] | 0 | 0 | 0 | 0 | [11 empty] | New York State Electric & Gas Corp | 100 | Iberdrola SA | 100
Greenidge Generation LLC | 2527_B_6 | 2527 | B | 6 | 1759 | O/G Steam |  | NY_Z_C&E | New York | 36 | Yates | 123 | 36123 | 104 | 11153 | 1953 | 9999 | tangential | wet | N | Natural Gas |  |  |  | LNC1 | SCR | [7 empty] | 3.8 | 0.25503 | 0.0231 | 0.25503 | 0.0231 | [11 empty] | Atlas Holdings LLC | 100 | Atlas Holdings LLC | 100
Harris Lake | 2528_G_1 | 2528 | G | 1 |  | Combustion Turbine | IC Engine | NY_Z_D | New York | 36 | Essex | 31 | 36031 | 1.7 | 15223 | 1967 | 9999 |  |  | N | Distillate Fuel Oil | [12 empty] | 1.053 | 0.27131 | 0.27131 | 0.27131 | 0.27131 | [11 empty] | New York State Electric & Gas Corp | 100 | Iberdrola SA | 100
Harris Lake | 2528_G_2 | 2528 | G | 2 |  | Combustion Turbine | IC Engine | NY_Z_D | New York | 36 | Essex | 31 | 36031 | 2.3 | 15013 | 2017 | 9999 |  |  | N | Distillate Fuel Oil | [13 empty] | 0.63126 | 0.63126 | 0.63126 | 0.63126 | [11 empty] | New York State Electric & Gas Corp | 100 | Iberdrola SA | 100
High Falls - Saranac NY | 2530_G_1 | 2530 | G | 1 |  | Hydro |  | NY_Z_D | New York | 36 | Clinton | 19 | 36019 | 4 | 0 | 1948 | 9999 |  |  | N | Hydro | [13 empty] | 0 | 0 | 0 | 0 | [11 empty] | New York State Electric & Gas Corp | 100 | Iberdrola SA | 100
High Falls - Saranac NY | 2530_G_3 | 2530 | G | 3 |  | Hydro |  | NY_Z_D | New York | 36 | Clinton | 19 | 36019 | 7 | 0 | 1956 | 9999 |  |  | N | Hydro | [13 empty] | 0 | 0 | 0 | 0 | [11 empty] | New York State Electric & Gas Corp | 100 | Iberdrola SA | 100
Kent Falls | 2532_G_1 | 2532 | G | 1 |  | Hydro |  | NY_Z_D | New York | 36 | Clinton | 19 | 36019 | 3.8 | 0 | 1928 | 9999 |  |  | N | Hydro | [13 empty] | 0 | 0 | 0 | 0 | [11 empty] | New York State Electric & Gas Corp | 100 | Iberdrola SA | 100
Kent Falls | 2532_G_2 | 2532 | G | 2 |  | Hydro |  | NY_Z_D | New York | 36 | Clinton | 19 | 36019 | 3.8 | 0 | 1928 | 9999 |  |  | N | Hydro | [13 empty] | 0 | 0 | 0 | 0 | [11 empty] | New York State Electric & Gas Corp | 100 | Iberdrola SA | 100
Kent Falls | 2532_G_3 | 2532 | G | 3 |  | Hydro |  | NY_Z_D | New York | 36 | Clinton | 19 | 36019 | 6 | 0 | 1985 | 9999 |  |  | N | Hydro | [13 empty] | 0 | 0 | 0 | 0 | [11 empty] | New York State Electric & Gas Corp | 100 | Iberdrola SA | 100
Bethlehem Energy Center | 2539_G_5 | 2539 | G | 5 | 1771 | Combined Cycle |  | NY_Z_F | New York | 36 | Albany | 1 | 36001 | 182.6 | 7056 | 2005 | 9999 |  |  | N | Natural Gas |  |  |  | LNB | SCR | [8 empty] | 0.0072206 | 0.0072206 | 0.0072206 | 0.0072206 | [11 empty] | PSEG Power New York Inc | 100 | Public Service Enterprise Group Inc | 100
Bethlehem Energy Center | 2539_G_6 | 2539 | G | 6 | 1772 | Combined Cycle |  | NY_Z_F | New York | 36 | Albany | 1 | 36001 | 182.6 | 7056 | 2005 | 9999 |  |  | N | Natural Gas |  |  |  | LNB | SCR | [8 empty] | 0.0072206 | 0.0072206 | 0.0072206 | 0.0072206 | [11 empty] | PSEG Power New York Inc | 100 | Public Service Enterprise Group Inc | 100
Bethlehem Energy Center | 2539_G_7 | 2539 | G | 7 | 1773 | Combined Cycle |  | NY_Z_F | New York | 36 | Albany | 1 | 36001 | 182.6 | 7056 | 2005 | 9999 |  |  | N | Natural Gas |  |  |  | LNB | SCR | [8 empty] | 0.0072206 | 0.0072206 | 0.0072206 | 0.0072206 | [11 empty] | PSEG Power New York Inc | 100 | Public Service Enterprise Group Inc | 100
Bethlehem Energy Center | 2539_G_8 | 2539 | G | 8 | 1771 | Combined Cycle |  | NY_Z_F | New York | 36 | Albany | 1 | 36001 | 257 | 7056 | 2005 | 9999 |  |  | N | Natural Gas |  |  |  | LNB | SCR | [8 empty] | 0.0072206 | 0.0072206 | 0.0072206 | 0.0072206 | [11 empty] | PSEG Power New York Inc | 100 | Public Service Enterprise Group Inc | 100
Allens Falls | 2540_G_1 | 2540 | G | 1 |  | Hydro |  | NY_Z_D | New York | 36 | St Lawrence | 89 | 36089 | 3.5 | 0 | 1927 | 9999 |  |  | N | Hydro | [13 empty] | 0 | 0 | 0 | 0 | [11 empty] | Brookfield Renewable Energy Partners LP | 100 | Brookfield Asset Management Inc | 100
Beardslee | 2543_G_1 | 2543 | G | 1 |  | Hydro |  | NY_Z_F | New York | 36 | Herkimer | 43 | 36043 | 8.5 | 0 | 1924 | 9999 |  |  | N | Hydro | [13 empty] | 0 | 0 | 0 | 0 | [11 empty] | Brookfield Renewable Energy Partners LP | 100 | Brookfield Asset Management Inc | 100
Beardslee | 2543_G_2 | 2543 | G | 2 |  | Hydro |  | NY_Z_F | New York | 36 | Herkimer | 43 | 36043 | 8.1 | 0 | 1924 | 9999 |  |  | N | Hydro | [13 empty] | 0 | 0 | 0 | 0 | [11 empty] | Brookfield Renewable Energy Partners LP | 100 | Brookfield Asset Management Inc | 100
Belfort | 2544_G_1 | 2544 | G | 1 |  | Hydro |  | NY_Z_C&E | New York | 36 | Lewis | 49 | 36049 | 0.4 | 0 | 1903 | 9999 |  |  | N | Hydro | [13 empty] | 0 | 0 | 0 | 0 | [11 empty] | Brookfield Renewable Energy Partners LP | 100 | Brookfield Asset Management Inc | 100
Belfort | 2544_G_2 | 2544 | G | 2 |  | Hydro |  | NY_Z_C&E | New York | 36 | Lewis | 49 | 36049 | 0.5 | 0 | 1915 | 9999 |  |  | N | Hydro | [13 empty] | 0 | 0 | 0 | 0 | [11 empty] | Brookfield Renewable Energy Partners LP | 100 | Brookfield Asset Management Inc | 100
Belfort | 2544_G_3 | 2544 | G | 3 |  | Hydro |  | NY_Z_C&E | New York | 36 | Lewis | 49 | 36049 | 0.9 | 0 | 1918 | 9999 |  |  | N | Hydro | [13 empty] | 0 | 0 | 0 | 0 | [11 empty] | Brookfield Renewable Energy Partners LP | 100 | Brookfield Asset Management Inc | 100
Bennetts Bridge | 2545_G_1 | 2545 | G | 1 |  | Hydro |  | NY_Z_C&E | New York | 36 | Oswego | 75 | 36075 | 8.4 | 0 | 1932 | 9999 |  |  | N | Hydro | [13 empty] | 0 | 0 | 0 | 0 | [11 empty] | Brookfield Renewable Energy Partners LP | 100 | Brookfield Asset Management Inc | 100
Bennetts Bridge | 2545_G_2 | 2545 | G | 2 |  | Hydro |  | NY_Z_C&E | New York | 36 | Oswego | 75 | 36075 | 8.4 | 0 | 1932 | 9999 |  |  | N | Hydro | [13 empty] | 0 | 0 | 0 | 0 | [11 empty] | Brookfield Renewable Energy Partners LP | 100 | Brookfield Asset Management Inc | 100
Bennetts Bridge | 2545_G_3 | 2545 | G | 3 |  | Hydro |  | NY_Z_C&E | New York | 36 | Oswego | 75 | 36075 | 6.3 | 0 | 1966 | 9999 |  |  | N | Hydro | [13 empty] | 0 | 0 | 0 | 0 | [11 empty] | Brookfield Renewable Energy Partners LP | 100 | Brookfield Asset Management Inc | 100
Bennetts Bridge | 2545_G_4 | 2545 | G | 4 |  | Hydro |  | NY_Z_C&E | New York | 36 | Oswego | 75 | 36075 | 7.2 | 0 | 1966 | 9999 |  |  | N | Hydro | [13 empty] | 0 | 0 | 0 | 0 | [11 empty] | Brookfield Renewable Energy Partners LP | 100 | Brookfield Asset Management Inc | 100
Black River | 2546_G_1 | 2546 | G | 1 |  | Hydro |  | NY_Z_C&E | New York | 36 | Jefferson | 45 | 36045 | 1.5 | 0 | 1920 | 9999 |  |  | N | Hydro | [13 empty] | 0 | 0 | 0 | 0 | [11 empty] | Brookfield Renewable Energy Partners LP | 100 | Brookfield Asset Management Inc | 100
Black River | 2546_G_2 | 2546 | G | 2 |  | Hydro |  | NY_Z_C&E | New York | 36 | Jefferson | 45 | 36045 | 1.5 | 0 | 1920 | 9999 |  |  | N | Hydro | [13 empty] | 0 | 0 | 0 | 0 | [11 empty] | Brookfield Renewable Energy Partners LP | 100 | Brookfield Asset Management Inc | 100
Black River | 2546_G_3 | 2546 | G | 3 |  | Hydro |  | NY_Z_C&E | New York | 36 | Jefferson | 45 | 36045 | 1.5 | 0 | 1920 | 9999 |  |  | N | Hydro | [13 empty] | 0 | 0 | 0 | 0 | [11 empty] | Brookfield Renewable Energy Partners LP | 100 | Brookfield Asset Management Inc | 100
Blake | 2547_G_1 | 2547 | G | 1 |  | Hydro |  | NY_Z_C&E | New York | 36 | St Lawrence | 89 | 36089 | 14.2 | 0 | 1957 | 9999 |  |  | N | Hydro | [13 empty] | 0 | 0 | 0 | 0 | [11 empty] | Brookfield Renewable Energy Partners LP | 100 | Brookfield Asset Management Inc | 100
Browns Falls | 2548_G_1 | 2548 | G | 1 |  | Hydro |  | NY_Z_C&E | New York | 36 | St Lawrence | 89 | 36089 | 7.9 | 0 | 1923 | 9999 |  |  | N | Hydro | [13 empty] | 0 | 0 | 0 | 0 | [11 empty] | Brookfield Renewable Energy Partners LP | 100 | Brookfield Asset Management Inc | 100
Browns Falls | 2548_G_2 | 2548 | G | 2 |  | Hydro |  | NY_Z_C&E | New York | 36 | St Lawrence | 89 | 36089 | 7.9 | 0 | 1923 | 9999 |  |  | N | Hydro | [13 empty] | 0 | 0 | 0 | 0 | [11 empty] | Brookfield Renewable Energy Partners LP | 100 | Brookfield Asset Management Inc | 100
Chasm | 2550_G_1 | 2550 | G | 1 |  | Hydro |  | NY_Z_D | New York | 36 | Franklin | 33 | 36033 | 0.5 | 0 | 1913 | 9999 |  |  | N | Hydro | [13 empty] | 0 | 0 | 0 | 0 | [11 empty] | Brookfield Renewable Energy Partners LP | 100 | Brookfield Asset Management Inc | 100
Chasm | 2550_G_2 | 2550 | G | 2 |  | Hydro |  | NY_Z_D | New York | 36 | Franklin | 33 | 36033 | 0.5 | 0 | 1913 | 9999 |  |  | N | Hydro | [13 empty] | 0 | 0 | 0 | 0 | [11 empty] | Brookfield Renewable Energy Partners LP | 100 | Brookfield Asset Management Inc | 100
Chasm | 2550_G_3 | 2550 | G | 3 |  | Hydro |  | NY_Z_D | New York | 36 | Franklin | 33 | 36033 | 0.6 | 0 | 1926 | 9999 |  |  | N | Hydro | [13 empty] | 0 | 0 | 0 | 0 | [11 empty] | Brookfield Renewable Energy Partners LP | 100 | Brookfield Asset Management Inc | 100
Colton | 2551_G_1 | 2551 | G | 1 |  | Hydro |  | NY_Z_C&E | New York | 36 | St Lawrence | 89 | 36089 | 9.9 | 0 | 1918 | 9999 |  |  | N | Hydro | [13 empty] | 0 | 0 | 0 | 0 | [11 empty] | Brookfield Renewable Energy Partners LP | 100 | Brookfield Asset Management Inc | 100
Colton | 2551_G_2 | 2551 | G | 2 |  | Hydro |  | NY_Z_C&E | New York | 36 | St Lawrence | 89 | 36089 | 10.3 | 0 | 1918 | 9999 |  |  | N | Hydro | [13 empty] | 0 | 0 | 0 | 0 | [11 empty] | Brookfield Renewable Energy Partners LP | 100 | Brookfield Asset Management Inc | 100
Colton | 2551_G_3 | 2551 | G | 3 |  | Hydro |  | NY_Z_C&E | New York | 36 | St Lawrence | 89 | 36089 | 9.5 | 0 | 1928 | 9999 |  |  | N | Hydro | [13 empty] | 0 | 0 | 0 | 0 | [11 empty] | Brookfield Renewable Energy Partners LP | 100 | Brookfield Asset Management Inc | 100
Deferiet | 2552_G_1 | 2552 | G | 1 |  | Hydro |  | NY_Z_C&E | New York | 36 | Jefferson | 45 | 36045 | 3.6 | 0 | 1925 | 9999 |  |  | N | Hydro | [13 empty] | 0 | 0 | 0 | 0 | [11 empty] | Brookfield Renewable Energy Partners LP | 100 | Brookfield Asset Management Inc | 100
Deferiet | 2552_G_2 | 2552 | G | 2 |  | Hydro |  | NY_Z_C&E | New York | 36 | Jefferson | 45 | 36045 | 3.6 | 0 | 1925 | 9999 |  |  | N | Hydro | [13 empty] | 0 | 0 | 0 | 0 | [11 empty] | Brookfield Renewable Energy Partners LP | 100 | Brookfield Asset Management Inc | 100
Deferiet | 2552_G_3 | 2552 | G | 3 |  | Hydro |  | NY_Z_C&E | New York | 36 | Jefferson | 45 | 36045 | 3.6 | 0 | 1925 | 9999 |  |  | N | Hydro | [13 empty] | 0 | 0 | 0 | 0 | [11 empty] | Brookfield Renewable Energy Partners LP | 100 | Brookfield Asset Management Inc | 100
Eagle | 2555_G_1 | 2555 | G | 1 |  | Hydro |  | NY_Z_C&E | New York | 36 | Lewis | 49 | 36049 | 1.4 | 0 | 1914 | 9999 |  |  | N | Hydro | [13 empty] | 0 | 0 | 0 | 0 | [11 empty] | Brookfield Renewable Energy Partners LP | 100 | Brookfield Asset Management Inc | 100
Eagle | 2555_G_2 | 2555 | G | 2 |  | Hydro |  | NY_Z_C&E | New York | 36 | Lewis | 49 | 36049 | 1.2 | 0 | 1915 | 9999 |  |  | N | Hydro | [13 empty] | 0 | 0 | 0 | 0 | [11 empty] | Brookfield Renewable Energy Partners LP | 100 | Brookfield Asset Management Inc | 100
Eagle | 2555_G_3 | 2555 | G | 3 |  | Hydro |  | NY_Z_C&E | New York | 36 | Lewis | 49 | 36049 | 1.2 | 0 | 1919 | 9999 |  |  | N | Hydro | [13 empty] | 0 | 0 | 0 | 0 | [11 empty] | Brookfield Renewable Energy Partners LP | 100 | Brookfield Asset Management Inc | 100
Eagle | 2555_G_4 | 2555 | G | 4 |  | Hydro |  | NY_Z_C&E | New York | 36 | Lewis | 49 | 36049 | 2 | 0 | 1925 | 9999 |  |  | N | Hydro | [13 empty] | 0 | 0 | 0 | 0 | [11 empty] | Brookfield Renewable Energy Partners LP | 100 | Brookfield Asset Management Inc | 100
Eel Weir | 2556_G_1 | 2556 | G | 1 |  | Hydro |  | NY_Z_C&E | New York | 36 | St Lawrence | 89 | 36089 | 0.4 | 0 | 1928 | 9999 |  |  | N | Hydro | [13 empty] | 0 | 0 | 0 | 0 | [11 empty] | Brookfield Renewable Energy Partners LP | 100 | Brookfield Asset Management Inc | 100
Eel Weir | 2556_G_2 | 2556 | G | 2 |  | Hydro |  | NY_Z_C&E | New York | 36 | St Lawrence | 89 | 36089 | 0.8 | 0 | 1928 | 9999 |  |  | N | Hydro | [13 empty] | 0 | 0 | 0 | 0 | [11 empty] | Brookfield Renewable Energy Partners LP | 100 | Brookfield Asset Management Inc | 100
Eel Weir | 2556_G_3 | 2556 | G | 3 |  | Hydro |  | NY_Z_C&E | New York | 36 | St Lawrence | 89 | 36089 | 0.8 | 0 | 1928 | 9999 |  |  | N | Hydro | [13 empty] | 0 | 0 | 0 | 0 | [11 empty] | Brookfield Renewable Energy Partners LP | 100 | Brookfield Asset Management Inc | 100
Effley | 2557_G_1 | 2557 | G | 1 |  | Hydro |  | NY_Z_C&E | New York | 36 | Lewis | 49 | 36049 | 0.4 | 0 | 1902 | 9999 |  |  | N | Hydro | [13 empty] | 0 | 0 | 0 | 0 | [11 empty] | Brookfield Renewable Energy Partners LP | 100 | Brookfield Asset Management Inc | 100
Effley | 2557_G_2 | 2557 | G | 2 |  | Hydro |  | NY_Z_C&E | New York | 36 | Lewis | 49 | 36049 | 0.4 | 0 | 1907 | 9999 |  |  | N | Hydro | [13 empty] | 0 | 0 | 0 | 0 | [11 empty] | Brookfield Renewable Energy Partners LP | 100 | Brookfield Asset Management Inc | 100
Effley | 2557_G_3 | 2557 | G | 3 |  | Hydro |  | NY_Z_C&E | New York | 36 | Lewis | 49 | 36049 | 0.4 | 0 | 1910 | 9999 |  |  | N | Hydro | [13 empty] | 0 | 0 | 0 | 0 | [11 empty] | Brookfield Renewable Energy Partners LP | 100 | Brookfield Asset Management Inc | 100
Effley | 2557_G_4 | 2557 | G | 4 |  | Hydro |  | NY_Z_C&E | New York | 36 | Lewis | 49 | 36049 | 1.7 | 0 | 1923 | 9999 |  |  | N | Hydro | [13 empty] | 0 | 0 | 0 | 0 | [11 empty] | Brookfield Renewable Energy Partners LP | 100 | Brookfield Asset Management Inc | 100
Elmer | 2559_G_1 | 2559 | G | 1 |  | Hydro |  | NY_Z_C&E | New York | 36 | Lewis | 49 | 36049 | 1 | 0 | 1916 | 9999 |  |  | N | Hydro | [13 empty] | 0 | 0 | 0 | 0 | [11 empty] | Brookfield Renewable Energy Partners LP | 100 | Brookfield Asset Management Inc | 100
Elmer | 2559_G_2 | 2559 | G | 2 |  | Hydro |  | NY_Z_C&E | New York | 36 | Lewis | 49 | 36049 | 1 | 0 | 1916 | 9999 |  |  | N | Hydro | [13 empty] | 0 | 0 | 0 | 0 | [11 empty] | Brookfield Renewable Energy Partners LP | 100 | Brookfield Asset Management Inc | 100
Ephratah | 2560_G_2 | 2560 | G | 2 |  | Hydro |  | NY_Z_F | New York | 36 | Fulton | 35 | 36035 | 0.9 | 0 | 1911 | 9999 |  |  | N | Hydro | [13 empty] | 0 | 0 | 0 | 0 | [11 empty] | Brookfield Renewable Energy Partners LP | 100 | Brookfield Asset Management Inc | 100
Ephratah | 2560_G_3 | 2560 | G | 3 |  | Hydro |  | NY_Z_F | New York | 36 | Fulton | 35 | 36035 | 0.9 | 0 | 1911 | 9999 |  |  | N | Hydro | [13 empty] | 0 | 0 | 0 | 0 | [11 empty] | Brookfield Renewable Energy Partners LP | 100 | Brookfield Asset Management Inc | 100
Ephratah | 2560_G_4 | 2560 | G | 4 |  | Hydro |  | NY_Z_F | New York | 36 | Fulton | 35 | 36035 | 1 | 0 | 1911 | 9999 |  |  | N | Hydro | [13 empty] | 0 | 0 | 0 | 0 | [11 empty] | Brookfield Renewable Energy Partners LP | 100 | Brookfield Asset Management Inc | 100
Ephratah | 2560_G_1 | 2560 | G | 1 |  | Hydro |  | NY_Z_F | New York | 36 | Fulton | 35 | 36035 | 0.9 | 0 | 1920 | 9999 |  |  | N | Hydro | [13 empty] | 0 | 0 | 0 | 0 | [11 empty] | Brookfield Renewable Energy Partners LP | 100 | Brookfield Asset Management Inc | 100
East Norfolk | 2561_G_1 | 2561 | G | 1 |  | Hydro |  | NY_Z_C&E | New York | 36 | St Lawrence | 89 | 36089 | 4.1 | 0 | 1928 | 9999 |  |  | N | Hydro | [13 empty] | 0 | 0 | 0 | 0 | [11 empty] | Brookfield Renewable Energy Partners LP | 100 | Brookfield Asset Management Inc | 100
Five Falls | 2562_G_1 | 2562 | G | 1 |  | Hydro |  | NY_Z_C&E | New York | 36 | St Lawrence | 89 | 36089 | 22.4 | 0 | 1955 | 9999 |  |  | N | Hydro | [13 empty] | 0 | 0 | 0 | 0 | [11 empty] | Brookfield Renewable Energy Partners LP | 100 | Brookfield Asset Management Inc | 100
Flat Rock | 2563_G_1 | 2563 | G | 1 |  | Hydro |  | NY_Z_C&E | New York | 36 | St Lawrence | 89 | 36089 | 2.4 | 0 | 1924 | 9999 |  |  | N | Hydro | [13 empty] | 0 | 0 | 0 | 0 | [11 empty] | Brookfield Renewable Energy Partners LP | 100 | Brookfield Asset Management Inc | 100
Flat Rock | 2563_G_2 | 2563 | G | 2 |  | Hydro |  | NY_Z_C&E | New York | 36 | St Lawrence | 89 | 36089 | 2.8 | 0 | 1924 | 9999 |  |  | N | Hydro | [13 empty] | 0 | 0 | 0 | 0 | [11 empty] | Brookfield Renewable Energy Partners LP | 100 | Brookfield Asset Management Inc | 100
Franklin (NY) | 2564_G_1 | 2564 | G | 1 |  | Hydro |  | NY_Z_D | New York | 36 | Franklin | 33 | 36033 | 0.9 | 0 | 1911 | 9999 |  |  | N | Hydro | [13 empty] | 0 | 0 | 0 | 0 | [11 empty] | Brookfield Renewable Energy Partners LP | 100 | Brookfield Asset Management Inc | 100
Franklin (NY) | 2564_G_2 | 2564 | G | 2 |  | Hydro |  | NY_Z_D | New York | 36 | Franklin | 33 | 36033 | 1.1 | 0 | 1926 | 9999 |  |  | N | Hydro | [13 empty] | 0 | 0 | 0 | 0 | [11 empty] | Brookfield Renewable Energy Partners LP | 100 | Brookfield Asset Management Inc | 100
Fulton Hydro | 2566_G_1 | 2566 | G | 1 |  | Hydro |  | NY_Z_C&E | New York | 36 | Oswego | 75 | 36075 | 0.1 | 0 | 1924 | 9999 |  |  | N | Hydro | [13 empty] | 0 | 0 | 0 | 0 | [11 empty] | Brookfield Renewable Energy Partners LP | 100 | Brookfield Asset Management Inc | 100
Fulton Hydro | 2566_G_2 | 2566 | G | 2 |  | Hydro |  | NY_Z_C&E | New York | 36 | Oswego | 75 | 36075 | 0.1 | 0 | 1928 | 9999 |  |  | N | Hydro | [13 empty] | 0 | 0 | 0 | 0 | [11 empty] | Brookfield Renewable Energy Partners LP | 100 | Brookfield Asset Management Inc | 100
Glenwood Hydro | 2568_G_1 | 2568 | G | 1 |  | Hydro |  | NY_Z_B | New York | 36 | Orleans | 73 | 36073 | 0.5 | 0 | 1950 | 9999 |  |  | N | Hydro | [13 empty] | 0 | 0 | 0 | 0 | [11 empty] | Brookfield Renewable Energy Partners LP | 100 | Brookfield Asset Management Inc | 100
Glenwood Hydro | 2568_G_2 | 2568 | G | 2 |  | Hydro |  | NY_Z_B | New York | 36 | Orleans | 73 | 36073 | 0.5 | 0 | 1950 | 9999 |  |  | N | Hydro | [13 empty] | 0 | 0 | 0 | 0 | [11 empty] | Brookfield Renewable Energy Partners LP | 100 | Brookfield Asset Management Inc | 100
Glenwood Hydro | 2568_G_3 | 2568 | G | 3 |  | Hydro |  | NY_Z_B | New York | 36 | Orleans | 73 | 36073 | 0.5 | 0 | 1950 | 9999 |  |  | N | Hydro | [13 empty] | 0 | 0 | 0 | 0 | [11 empty] | Brookfield Renewable Energy Partners LP | 100 | Brookfield Asset Management Inc | 100
Granby | 2569_G_1 | 2569 | G | 1 |  | Hydro |  | NY_Z_C&E | New York | 36 | Oswego | 75 | 36075 | 5.1 | 0 | 1983 | 9999 |  |  | N | Hydro | [13 empty] | 0 | 0 | 0 | 0 | [11 empty] | Brookfield Renewable Energy Partners LP | 100 | Brookfield Asset Management Inc | 100
Granby | 2569_G_2 | 2569 | G | 2 |  | Hydro |  | NY_Z_C&E | New York | 36 | Oswego | 75 | 36075 | 5.1 | 0 | 1983 | 9999 |  |  | N | Hydro | [13 empty] | 0 | 0 | 0 | 0 | [11 empty] | Brookfield Renewable Energy Partners LP | 100 | Brookfield Asset Management Inc | 100
Hannawa | 2571_G_1 | 2571 | G | 1 |  | Hydro |  | NY_Z_C&E | New York | 36 | St Lawrence | 89 | 36089 | 3.6 | 0 | 1914 | 9999 |  |  | N | Hydro | [13 empty] | 0 | 0 | 0 | 0 | [11 empty] | Brookfield Renewable Energy Partners LP | 100 | Brookfield Asset Management Inc | 100
Hannawa | 2571_G_2 | 2571 | G | 2 |  | Hydro |  | NY_Z_C&E | New York | 36 | St Lawrence | 89 | 36089 | 3.9 | 0 | 1920 | 9999 |  |  | N | Hydro | [13 empty] | 0 | 0 | 0 | 0 | [11 empty] | Brookfield Renewable Energy Partners LP | 100 | Brookfield Asset Management Inc | 100
Herrings | 2572_G_1 | 2572 | G | 1 |  | Hydro |  | NY_Z_C&E | New York | 36 | Jefferson | 45 | 36045 | 1.5 | 0 | 1924 | 9999 |  |  | N | Hydro | [13 empty] | 0 | 0 | 0 | 0 | [11 empty] | Brookfield Renewable Energy Partners LP | 100 | Brookfield Asset Management Inc | 100
Herrings | 2572_G_2 | 2572 | G | 2 |  | Hydro |  | NY_Z_C&E | New York | 36 | Jefferson | 45 | 36045 | 1.5 | 0 | 1924 | 9999 |  |  | N | Hydro | [13 empty] | 0 | 0 | 0 | 0 | [11 empty] | Brookfield Renewable Energy Partners LP | 100 | Brookfield Asset Management Inc | 100
Herrings | 2572_G_3 | 2572 | G | 3 |  | Hydro |  | NY_Z_C&E | New York | 36 | Jefferson | 45 | 36045 | 1.5 | 0 | 1924 | 9999 |  |  | N | Hydro | [13 empty] | 0 | 0 | 0 | 0 | [11 empty] | Brookfield Renewable Energy Partners LP | 100 | Brookfield Asset Management Inc | 100
Heuvelton | 2573_G_1 | 2573 | G | 1 |  | Hydro |  | NY_Z_C&E | New York | 36 | St Lawrence | 89 | 36089 | 0.4 | 0 | 1924 | 9999 |  |  | N | Hydro | [13 empty] | 0 | 0 | 0 | 0 | [11 empty] | Brookfield Renewable Energy Partners LP | 100 | Brookfield Asset Management Inc | 100
Heuvelton | 2573_G_2 | 2573 | G | 2 |  | Hydro |  | NY_Z_C&E | New York | 36 | St Lawrence | 89 | 36089 | 0.4 | 0 | 1924 | 9999 |  |  | N | Hydro | [13 empty] | 0 | 0 | 0 | 0 | [11 empty] | Brookfield Renewable Energy Partners LP | 100 | Brookfield Asset Management Inc | 100
High Dam | 2574_G_1 | 2574 | G | 1 |  | Hydro |  | NY_Z_C&E | New York | 36 | Oswego | 75 | 36075 | 2.2 | 0 | 1928 | 9999 |  |  | N | Hydro | [13 empty] | 0 | 0 | 0 | 0 | [11 empty] | Oswego (City of) | 100 | Oswego (City of) | 100
High Dam | 2574_G_2 | 2574 | G | 2 |  | Hydro |  | NY_Z_C&E | New York | 36 | Oswego | 75 | 36075 | 2.2 | 0 | 1928 | 9999 |  |  | N | Hydro | [13 empty] | 0 | 0 | 0 | 0 | [11 empty] | Oswego (City of) | 100 | Oswego (City of) | 100
High Dam | 2574_G_3 | 2574 | G | 3 |  | Hydro |  | NY_Z_C&E | New York | 36 | Oswego | 75 | 36075 | 2.2 | 0 | 1928 | 9999 |  |  | N | Hydro | [13 empty] | 0 | 0 | 0 | 0 | [11 empty] | Oswego (City of) | 100 | Oswego (City of) | 100
High Dam | 2574_G_4 | 2574 | G | 4 |  | Hydro |  | NY_Z_C&E | New York | 36 | Oswego | 75 | 36075 | 2.2 | 0 | 1949 | 9999 |  |  | N | Hydro | [13 empty] | 0 | 0 | 0 | 0 | [11 empty] | Oswego (City of) | 100 | Oswego (City of) | 100
High Falls - Croghan NY | 2575_G_1 | 2575 | G | 1 |  | Hydro |  | NY_Z_C&E | New York | 36 | Lewis | 49 | 36049 | 1.8 | 0 | 1925 | 9999 |  |  | N | Hydro | [13 empty] | 0 | 0 | 0 | 0 | [11 empty] | Brookfield Renewable Energy Partners LP | 100 | Brookfield Asset Management Inc | 100
High Falls - Croghan NY | 2575_G_2 | 2575 | G | 2 |  | Hydro |  | NY_Z_C&E | New York | 36 | Lewis | 49 | 36049 | 1.8 | 0 | 1925 | 9999 |  |  | N | Hydro | [13 empty] | 0 | 0 | 0 | 0 | [11 empty] | Brookfield Renewable Energy Partners LP | 100 | Brookfield Asset Management Inc | 100
High Falls - Croghan NY | 2575_G_3 | 2575 | G | 3 |  | Hydro |  | NY_Z_C&E | New York | 36 | Lewis | 49 | 36049 | 1.8 | 0 | 1925 | 9999 |  |  | N | Hydro | [13 empty] | 0 | 0 | 0 | 0 | [11 empty] | Brookfield Renewable Energy Partners LP | 100 | Brookfield Asset Management Inc | 100
Higley | 2576_G_1N | 2576 | G | 1N |  | Hydro |  | NY_Z_C&E | New York | 36 | St Lawrence | 89 | 36089 | 1.5 | 0 | 2003 | 9999 |  |  | N | Hydro | [13 empty] | 0 | 0 | 0 | 0 | [11 empty] | Brookfield Renewable Energy Partners LP | 100 | Brookfield Asset Management Inc | 100
Higley | 2576_G_2N | 2576 | G | 2N |  | Hydro |  | NY_Z_C&E | New York | 36 | St Lawrence | 89 | 36089 | 1.6 | 0 | 2003 | 9999 |  |  | N | Hydro | [13 empty] | 0 | 0 | 0 | 0 | [11 empty] | Brookfield Renewable Energy Partners LP | 100 | Brookfield Asset Management Inc | 100
Higley | 2576_G_3N | 2576 | G | 3N |  | Hydro |  | NY_Z_C&E | New York | 36 | St Lawrence | 89 | 36089 | 1.6 | 0 | 2003 | 9999 |  |  | N | Hydro | [13 empty] | 0 | 0 | 0 | 0 | [11 empty] | Brookfield Renewable Energy Partners LP | 100 | Brookfield Asset Management Inc | 100
Higley | 2576_G_4N | 2576 | G | 4N |  | Hydro |  | NY_Z_C&E | New York | 36 | St Lawrence | 89 | 36089 | 1.6 | 0 | 2003 | 9999 |  |  | N | Hydro | [13 empty] | 0 | 0 | 0 | 0 | [11 empty] | Brookfield Renewable Energy Partners LP | 100 | Brookfield Asset Management Inc | 100
Hydraulic Race | 2578_G_1 | 2578 | G | 1 |  | Hydro |  | NY_Z_A | New York | 36 | Niagara | 63 | 36063 | 2.8 | 0 | 1942 | 9999 |  |  | N | Hydro | [13 empty] | 0 | 0 | 0 | 0 | [11 empty] | Brookfield Renewable Energy Partners LP | 100 | Brookfield Asset Management Inc | 100
Inghams | 2579_G_1 | 2579 | G | 1 |  | Hydro |  | NY_Z_C&E | New York | 36 | Fulton | 35 | 36035 | 2.8 | 0 | 1912 | 9999 |  |  | N | Hydro | [13 empty] | 0 | 0 | 0 | 0 | [11 empty] | Brookfield Renewable Energy Partners LP | 100 | Brookfield Asset Management Inc | 100
Inghams | 2579_G_2 | 2579 | G | 2 |  | Hydro |  | NY_Z_C&E | New York | 36 | Fulton | 35 | 36035 | 3.4 | 0 | 1912 | 9999 |  |  | N | Hydro | [13 empty] | 0 | 0 | 0 | 0 | [11 empty] | Brookfield Renewable Energy Partners LP | 100 | Brookfield Asset Management Inc | 100
Johnsonville Dam | 2580_G_1 | 2580 | G | 1 |  | Hydro |  | NY_Z_F | New York | 36 | Rensselaer | 83 | 36083 | 1.1 | 0 | 1909 | 9999 |  |  | N | Hydro | [13 empty] | 0 | 0 | 0 | 0 | [11 empty] | Brookfield Renewable Energy Partners LP | 100 | Brookfield Asset Management Inc | 100
Johnsonville Dam | 2580_G_2 | 2580 | G | 2 |  | Hydro |  | NY_Z_F | New York | 36 | Rensselaer | 83 | 36083 | 1.4 | 0 | 1909 | 9999 |  |  | N | Hydro | [13 empty] | 0 | 0 | 0 | 0 | [11 empty] | Brookfield Renewable Energy Partners LP | 100 | Brookfield Asset Management Inc | 100
Kamargo | 2581_G_1 | 2581 | G | 1 |  | Hydro |  | NY_Z_C&E | New York | 36 | Jefferson | 45 | 36045 | 1.3 | 0 | 1921 | 9999 |  |  | N | Hydro | [13 empty] | 0 | 0 | 0 | 0 | [11 empty] | Brookfield Renewable Energy Partners LP | 100 | Brookfield Asset Management Inc | 100
Kamargo | 2581_G_2 | 2581 | G | 2 |  | Hydro |  | NY_Z_C&E | New York | 36 | Jefferson | 45 | 36045 | 1.3 | 0 | 1921 | 9999 |  |  | N | Hydro | [13 empty] | 0 | 0 | 0 | 0 | [11 empty] | Brookfield Renewable Energy Partners LP | 100 | Brookfield Asset Management Inc | 100
Kamargo | 2581_G_3 | 2581 | G | 3 |  | Hydro |  | NY_Z_C&E | New York | 36 | Jefferson | 45 | 36045 | 1.3 | 0 | 1921 | 9999 |  |  | N | Hydro | [13 empty] | 0 | 0 | 0 | 0 | [11 empty] | Brookfield Renewable Energy Partners LP | 100 | Brookfield Asset Management Inc | 100
Lighthouse Hill | 2582_G_1 | 2582 | G | 1 |  | Hydro |  | NY_Z_C&E | New York | 36 | Oswego | 75 | 36075 | 4 | 0 | 1930 | 9999 |  |  | N | Hydro | [13 empty] | 0 | 0 | 0 | 0 | [11 empty] | Brookfield Renewable Energy Partners LP | 100 | Brookfield Asset Management Inc | 100
Lighthouse Hill | 2582_G_2 | 2582 | G | 2 |  | Hydro |  | NY_Z_C&E | New York | 36 | Oswego | 75 | 36075 | 3.6 | 0 | 1930 | 9999 |  |  | N | Hydro | [13 empty] | 0 | 0 | 0 | 0 | [11 empty] | Brookfield Renewable Energy Partners LP | 100 | Brookfield Asset Management Inc | 100
Macomb | 2583_G_1 | 2583 | G | 1 |  | Hydro |  | NY_Z_D | New York | 36 | Franklin | 33 | 36033 | 0.8 | 0 | 1940 | 9999 |  |  | N | Hydro | [13 empty] | 0 | 0 | 0 | 0 | [11 empty] | Brookfield Renewable Energy Partners LP | 100 | Brookfield Asset Management Inc | 100
Minetto | 2586_G_1 | 2586 | G | 1 |  | Hydro |  | NY_Z_C&E | New York | 36 | Oswego | 75 | 36075 | 1.4 | 0 | 1915 | 9999 |  |  | N | Hydro | [13 empty] | 0 | 0 | 0 | 0 | [11 empty] | Brookfield Renewable Energy Partners LP | 100 | Brookfield Asset Management Inc | 100
Minetto | 2586_G_2 | 2586 | G | 2 |  | Hydro |  | NY_Z_C&E | New York | 36 | Oswego | 75 | 36075 | 1.4 | 0 | 1915 | 9999 |  |  | N | Hydro | [13 empty] | 0 | 0 | 0 | 0 | [11 empty] | Brookfield Renewable Energy Partners LP | 100 | Brookfield Asset Management Inc | 100
Minetto | 2586_G_3 | 2586 | G | 3 |  | Hydro |  | NY_Z_C&E | New York | 36 | Oswego | 75 | 36075 | 1.4 | 0 | 1915 | 9999 |  |  | N | Hydro | [13 empty] | 0 | 0 | 0 | 0 | [11 empty] | Brookfield Renewable Energy Partners LP | 100 | Brookfield Asset Management Inc | 100
Minetto | 2586_G_4 | 2586 | G | 4 |  | Hydro |  | NY_Z_C&E | New York | 36 | Oswego | 75 | 36075 | 1.4 | 0 | 1915 | 9999 |  |  | N | Hydro | [13 empty] | 0 | 0 | 0 | 0 | [11 empty] | Brookfield Renewable Energy Partners LP | 100 | Brookfield Asset Management Inc | 100
Minetto | 2586_G_5 | 2586 | G | 5 |  | Hydro |  | NY_Z_C&E | New York | 36 | Oswego | 75 | 36075 | 1.4 | 0 | 1915 | 9999 |  |  | N | Hydro | [13 empty] | 0 | 0 | 0 | 0 | [11 empty] | Brookfield Renewable Energy Partners LP | 100 | Brookfield Asset Management Inc | 100
Moshier | 2588_G_1 | 2588 | G | 1 |  | Hydro |  | NY_Z_C&E | New York | 36 | Herkimer | 43 | 36043 | 4 | 0 | 1929 | 9999 |  |  | N | Hydro | [13 empty] | 0 | 0 | 0 | 0 | [11 empty] | Brookfield Renewable Energy Partners LP | 100 | Brookfield Asset Management Inc | 100
Moshier | 2588_G_2 | 2588 | G | 2 |  | Hydro |  | NY_Z_C&E | New York | 36 | Herkimer | 43 | 36043 | 4 | 0 | 1929 | 9999 |  |  | N | Hydro | [13 empty] | 0 | 0 | 0 | 0 | [11 empty] | Brookfield Renewable Energy Partners LP | 100 | Brookfield Asset Management Inc | 100
Nine Mile Point Nuclear Station | 2589_G_1 | 2589 | G | 1 |  | Nuclear |  | NY_Z_C&E | New York | 36 | Oswego | 75 | 36075 | 624.9 | 10456 | 1969 | 9999 |  |  | N | Nuclear Fuel | [13 empty] | 0 | 0 | 0 | 0 | [11 empty] | Nine Mile Point Nuclear Station LLC | 100 | Exelon Corp | 100
Nine Mile Point Nuclear Station | 2589_G_2 | 2589 | G | 2 |  | Nuclear |  | NY_Z_C&E | New York | 36 | Oswego | 75 | 36075 | 1291.7 | 10456 | 1987 | 9999 |  |  | N | Nuclear Fuel | [13 empty] | 0 | 0 | 0 | 0 | [11 empty] | Nine Mile Point Nuclear Station LLC | 82 | Exelon Corp | 82
Norfolk | 2590_G_1 | 2590 | G | 1 |  | Hydro |  | NY_Z_C&E | New York | 36 | St Lawrence | 89 | 36089 | 5.1 | 0 | 1928 | 9999 |  |  | N | Hydro | [13 empty] | 0 | 0 | 0 | 0 | [11 empty] | Brookfield Renewable Energy Partners LP | 100 | Brookfield Asset Management Inc | 100
Norwood | 2591_G_1 | 2591 | G | 1 |  | Hydro |  | NY_Z_C&E | New York | 36 | St Lawrence | 89 | 36089 | 2.2 | 0 | 1928 | 9999 |  |  | N | Hydro | [13 empty] | 0 | 0 | 0 | 0 | [11 empty] | Brookfield Renewable Energy Partners LP | 100 | Brookfield Asset Management Inc | 100
Oswego Harbor Power | 2594_B_5 | 2594 | B | 5 | 1791 | O/G Steam |  | NY_Z_C&E | New York | 36 | Oswego | 75 | 36075 | 822 | 11549 | 1976 | 9999 | wall | dry | N | Residual Fuel Oil |  |  |  | OFA |  |  |  | ESPC | No |  |  |  | 1.6 | 0.08 | 0.08 | 0.08 | 0.08 | [10 empty] | Yes | NRG Oswego Harbor Power Operations Inc | 100 | ArcLight Capital Partners LLC | 100
Oswego Harbor Power | 2594_B_6 | 2594 | B | 6 | 1792 | O/G Steam |  | NY_Z_C&E | New York | 36 | Oswego | 75 | 36075 | 816 | 11480 | 1980 | 9999 | wall | dry | N | Residual Fuel Oil |  |  |  | OFA |  |  |  | ESPC | No |  |  |  | 0.8 | 0.08 | 0.08 | 0.08 | 0.08 | [10 empty] | Yes | NRG Oswego Harbor Power Operations Inc | 100 | ArcLight Capital Partners LLC | 100
Oswego Falls East | 2595_G_1 | 2595 | G | 1 |  | Hydro |  | NY_Z_C&E | New York | 36 | Oswego | 75 | 36075 | 1.4 | 0 | 1914 | 9999 |  |  | N | Hydro | [13 empty] | 0 | 0 | 0 | 0 | [11 empty] | Brookfield Renewable Energy Partners LP | 100 | Brookfield Asset Management Inc | 100
Oswego Falls East | 2595_G_2 | 2595 | G | 2 |  | Hydro |  | NY_Z_C&E | New York | 36 | Oswego | 75 | 36075 | 1.4 | 0 | 1914 | 9999 |  |  | N | Hydro | [13 empty] | 0 | 0 | 0 | 0 | [11 empty] | Brookfield Renewable Energy Partners LP | 100 | Brookfield Asset Management Inc | 100
Oswego Falls East | 2595_G_3 | 2595 | G | 3 |  | Hydro |  | NY_Z_C&E | New York | 36 | Oswego | 75 | 36075 | 1.4 | 0 | 1914 | 9999 |  |  | N | Hydro | [13 empty] | 0 | 0 | 0 | 0 | [11 empty] | Brookfield Renewable Energy Partners LP | 100 | Brookfield Asset Management Inc | 100
Oswego Falls West | 2596_G_4 | 2596 | G | 4 |  | Hydro |  | NY_Z_C&E | New York | 36 | Oswego | 75 | 36075 | 0.9 | 0 | 1914 | 9999 |  |  | N | Hydro | [13 empty] | 0 | 0 | 0 | 0 | [11 empty] | Brookfield Renewable Energy Partners LP | 100 | Brookfield Asset Management Inc | 100
Oswego Falls West | 2596_G_5 | 2596 | G | 5 |  | Hydro |  | NY_Z_C&E | New York | 36 | Oswego | 75 | 36075 | 0.9 | 0 | 1914 | 9999 |  |  | N | Hydro | [13 empty] | 0 | 0 | 0 | 0 | [11 empty] | Brookfield Renewable Energy Partners LP | 100 | Brookfield Asset Management Inc | 100
Oswego Falls West | 2596_G_6 | 2596 | G | 6 |  | Hydro |  | NY_Z_C&E | New York | 36 | Oswego | 75 | 36075 | 0.4 | 0 | 2008 | 9999 |  |  | N | Hydro | [13 empty] | 0 | 0 | 0 | 0 | [11 empty] | Brookfield Renewable Energy Partners LP | 100 | Brookfield Asset Management Inc | 100
Oswego Falls West | 2596_G_7 | 2596 | G | 7 |  | Hydro |  | NY_Z_C&E | New York | 36 | Oswego | 75 | 36075 | 0.4 | 0 | 2008 | 9999 |  |  | N | Hydro | [13 empty] | 0 | 0 | 0 | 0 | [11 empty] | Brookfield Renewable Energy Partners LP | 100 | Brookfield Asset Management Inc | 100
Parishville | 2597_G_1 | 2597 | G | 1 |  | Hydro |  | NY_Z_D | New York | 36 | St Lawrence | 89 | 36089 | 2.3 | 0 | 1925 | 9999 |  |  | N | Hydro | [13 empty] | 0 | 0 | 0 | 0 | [11 empty] | Brookfield Renewable Energy Partners LP | 100 | Brookfield Asset Management Inc | 100
Piercefield | 2598_G_2 | 2598 | G | 2 |  | Hydro |  | NY_Z_D | New York | 36 | St Lawrence | 89 | 36089 | 0.6 | 0 | 1924 | 9999 |  |  | N | Hydro | [13 empty] | 0 | 0 | 0 | 0 | [11 empty] | Brookfield Renewable Energy Partners LP | 100 | Brookfield Asset Management Inc | 100
Piercefield | 2598_G_3 | 2598 | G | 3 |  | Hydro |  | NY_Z_D | New York | 36 | St Lawrence | 89 | 36089 | 0.6 | 0 | 1924 | 9999 |  |  | N | Hydro | [13 empty] | 0 | 0 | 0 | 0 | [11 empty] | Brookfield Renewable Energy Partners LP | 100 | Brookfield Asset Management Inc | 100
Piercefield | 2598_G_1 | 2598 | G | 1 |  | Hydro |  | NY_Z_D | New York | 36 | St Lawrence | 89 | 36089 | 1.6 | 0 | 1957 | 9999 |  |  | N | Hydro | [13 empty] | 0 | 0 | 0 | 0 | [11 empty] | Brookfield Renewable Energy Partners LP | 100 | Brookfield Asset Management Inc | 100
Prospect | 2599_G_1 | 2599 | G | 1 |  | Hydro |  | NY_Z_C&E | New York | 36 | Oneida | 65 | 36065 | 18.3 | 0 | 1959 | 9999 |  |  | N | Hydro | [13 empty] | 0 | 0 | 0 | 0 | [11 empty] | Brookfield Renewable Energy Partners LP | 100 | Brookfield Asset Management Inc | 100
Rainbow Falls Hydro | 2600_G_1 | 2600 | G | 1 |  | Hydro |  | NY_Z_C&E | New York | 36 | St Lawrence | 89 | 36089 | 24 | 0 | 1956 | 9999 |  |  | N | Hydro | [13 empty] | 0 | 0 | 0 | 0 | [11 empty] | Brookfield Renewable Energy Partners LP | 100 | Brookfield Asset Management Inc | 100
Raymondville | 2601_G_1 | 2601 | G | 1 |  | Hydro |  | NY_Z_C&E | New York | 36 | St Lawrence | 89 | 36089 | 2.3 | 0 | 1928 | 9999 |  |  | N | Hydro | [13 empty] | 0 | 0 | 0 | 0 | [11 empty] | Brookfield Renewable Energy Partners LP | 100 | Brookfield Asset Management Inc | 100
South Edwards | 2604_G_1 | 2604 | G | 1 |  | Hydro |  | NY_Z_C&E | New York | 36 | St Lawrence | 89 | 36089 | 1.2 | 0 | 1912 | 9999 |  |  | N | Hydro | [13 empty] | 0 | 0 | 0 | 0 | [11 empty] | Brookfield Renewable Energy Partners LP | 100 | Brookfield Asset Management Inc | 100
South Edwards | 2604_G_2 | 2604 | G | 2 |  | Hydro |  | NY_Z_C&E | New York | 36 | St Lawrence | 89 | 36089 | 1.2 | 0 | 1912 | 9999 |  |  | N | Hydro | [13 empty] | 0 | 0 | 0 | 0 | [11 empty] | Brookfield Renewable Energy Partners LP | 100 | Brookfield Asset Management Inc | 100
South Edwards | 2604_G_3 | 2604 | G | 3 |  | Hydro |  | NY_Z_C&E | New York | 36 | St Lawrence | 89 | 36089 | 0.8 | 0 | 1921 | 9999 |  |  | N | Hydro | [13 empty] | 0 | 0 | 0 | 0 | [11 empty] | Brookfield Renewable Energy Partners LP | 100 | Brookfield Asset Management Inc | 100
South Edwards | 2604_G_4 | 2604 | G | 4 |  | Hydro |  | NY_Z_C&E | New York | 36 | St Lawrence | 89 | 36089 | 0.2 | 0 | 1994 | 9999 |  |  | N | Hydro | [13 empty] | 0 | 0 | 0 | 0 | [11 empty] | Brookfield Renewable Energy Partners LP | 100 | Brookfield Asset Management Inc | 100
School Street | 2605_G_1 | 2605 | G | 1 |  | Hydro |  | NY_Z_F | New York | 36 | Albany | 1 | 36001 | 7.5 | 0 | 1915 | 9999 |  |  | N | Hydro | [13 empty] | 0 | 0 | 0 | 0 | [11 empty] | Brookfield Renewable Energy Partners LP | 100 | Brookfield Asset Management Inc | 100
School Street | 2605_G_2 | 2605 | G | 2 |  | Hydro |  | NY_Z_F | New York | 36 | Albany | 1 | 36001 | 5.9 | 0 | 1915 | 9999 |  |  | N | Hydro | [13 empty] | 0 | 0 | 0 | 0 | [11 empty] | Brookfield Renewable Energy Partners LP | 100 | Brookfield Asset Management Inc | 100
School Street | 2605_G_3 | 2605 | G | 3 |  | Hydro |  | NY_Z_F | New York | 36 | Albany | 1 | 36001 | 6.1 | 0 | 1915 | 9999 |  |  | N | Hydro | [13 empty] | 0 | 0 | 0 | 0 | [11 empty] | Brookfield Renewable Energy Partners LP | 100 | Brookfield Asset Management Inc | 100
School Street | 2605_G_4 | 2605 | G | 4 |  | Hydro |  | NY_Z_F | New York | 36 | Albany | 1 | 36001 | 6.6 | 0 | 1922 | 9999 |  |  | N | Hydro | [13 empty] | 0 | 0 | 0 | 0 | [11 empty] | Brookfield Renewable Energy Partners LP | 100 | Brookfield Asset Management Inc | 100
School Street | 2605_G_5 | 2605 | G | 5 |  | Hydro |  | NY_Z_F | New York | 36 | Albany | 1 | 36001 | 10.8 | 0 | 1924 | 9999 |  |  | N | Hydro | [13 empty] | 0 | 0 | 0 | 0 | [11 empty] | Brookfield Renewable Energy Partners LP | 100 | Brookfield Asset Management Inc | 100
Schaghticoke | 2606_G_1 | 2606 | G | 1 |  | Hydro |  | NY_Z_F | New York | 36 | Rensselaer | 83 | 36083 | 4 | 0 | 1908 | 9999 |  |  | N | Hydro | [13 empty] | 0 | 0 | 0 | 0 | [11 empty] | Brookfield Renewable Energy Partners LP | 100 | Brookfield Asset Management Inc | 100
Schaghticoke | 2606_G_2 | 2606 | G | 2 |  | Hydro |  | NY_Z_F | New York | 36 | Rensselaer | 83 | 36083 | 4.1 | 0 | 1908 | 9999 |  |  | N | Hydro | [13 empty] | 0 | 0 | 0 | 0 | [11 empty] | Brookfield Renewable Energy Partners LP | 100 | Brookfield Asset Management Inc | 100
Schaghticoke | 2606_G_3 | 2606 | G | 3 |  | Hydro |  | NY_Z_F | New York | 36 | Rensselaer | 83 | 36083 | 3.8 | 0 | 1908 | 9999 |  |  | N | Hydro | [13 empty] | 0 | 0 | 0 | 0 | [11 empty] | Brookfield Renewable Energy Partners LP | 100 | Brookfield Asset Management Inc | 100
Schaghticoke | 2606_G_4 | 2606 | G | 4 |  | Hydro |  | NY_Z_F | New York | 36 | Rensselaer | 83 | 36083 | 4 | 0 | 1908 | 9999 |  |  | N | Hydro | [13 empty] | 0 | 0 | 0 | 0 | [11 empty] | Brookfield Renewable Energy Partners LP | 100 | Brookfield Asset Management Inc | 100
Schuylerville | 2607_G_1 | 2607 | G | 1 |  | Hydro |  | NY_Z_F | New York | 36 | Saratoga | 91 | 36091 | 1.5 | 0 | 1919 | 9999 |  |  | N | Hydro | [13 empty] | 0 | 0 | 0 | 0 | [11 empty] | Brookfield Renewable Energy Partners LP | 100 | Brookfield Asset Management Inc | 100
Sewalls | 2608_G_1 | 2608 | G | 1 |  | Hydro |  | NY_Z_C&E | New York | 36 | Jefferson | 45 | 36045 | 1.1 | 0 | 1925 | 9999 |  |  | N | Hydro | [13 empty] | 0 | 0 | 0 | 0 | [11 empty] | Brookfield Renewable Energy Partners LP | 100 | Brookfield Asset Management Inc | 100
Sewalls | 2608_G_2 | 2608 | G | 2 |  | Hydro |  | NY_Z_C&E | New York | 36 | Jefferson | 45 | 36045 | 1.1 | 0 | 1925 | 9999 |  |  | N | Hydro | [13 empty] | 0 | 0 | 0 | 0 | [11 empty] | Brookfield Renewable Energy Partners LP | 100 | Brookfield Asset Management Inc | 100
Sherman Island | 2609_G_2 | 2609 | G | 2 |  | Hydro |  | NY_Z_F | New York | 36 | Saratoga | 91 | 36091 | 7 | 0 | 1923 | 9999 |  |  | N | Hydro | [13 empty] | 0 | 0 | 0 | 0 | [11 empty] | Brookfield Renewable Energy Partners LP | 100 | Brookfield Asset Management Inc | 100
Sherman Island | 2609_G_3 | 2609 | G | 3 |  | Hydro |  | NY_Z_F | New York | 36 | Saratoga | 91 | 36091 | 7 | 0 | 1923 | 9999 |  |  | N | Hydro | [13 empty] | 0 | 0 | 0 | 0 | [11 empty] | Brookfield Renewable Energy Partners LP | 100 | Brookfield Asset Management Inc | 100
Sherman Island | 2609_G_4 | 2609 | G | 4 |  | Hydro |  | NY_Z_F | New York | 36 | Saratoga | 91 | 36091 | 7.2 | 0 | 1923 | 9999 |  |  | N | Hydro | [13 empty] | 0 | 0 | 0 | 0 | [11 empty] | Brookfield Renewable Energy Partners LP | 100 | Brookfield Asset Management Inc | 100
Sherman Island | 2609_G_5 | 2609 | G | 5 |  | Hydro |  | NY_Z_F | New York | 36 | Saratoga | 91 | 36091 | 7.7 | 0 | 1923 | 9999 |  |  | N | Hydro | [13 empty] | 0 | 0 | 0 | 0 | [11 empty] | Brookfield Renewable Energy Partners LP | 100 | Brookfield Asset Management Inc | 100
Sherman Island | 2609_G_1 | 2609 | G | 1 |  | Hydro |  | NY_Z_F | New York | 36 | Saratoga | 91 | 36091 | 6.7 | 0 | 2009 | 9999 |  |  | N | Hydro | [13 empty] | 0 | 0 | 0 | 0 | [11 empty] | Brookfield Renewable Energy Partners LP | 100 | Brookfield Asset Management Inc | 100
Sherman Island | 2609_G_6 | 2609 | G | 6 |  | Hydro |  | NY_Z_F | New York | 36 | Saratoga | 91 | 36091 | 1.3 | 0 | 2009 | 9999 |  |  | N | Hydro | [13 empty] | 0 | 0 | 0 | 0 | [11 empty] | Brookfield Renewable Energy Partners LP | 100 | Brookfield Asset Management Inc | 100
Soft Maple | 2610_G_1 | 2610 | G | 1 |  | Hydro |  | NY_Z_C&E | New York | 36 | Lewis | 49 | 36049 | 7.2 | 0 | 1925 | 9999 |  |  | N | Hydro | [13 empty] | 0 | 0 | 0 | 0 | [11 empty] | Brookfield Renewable Energy Partners LP | 100 | Brookfield Asset Management Inc | 100
Soft Maple | 2610_G_2 | 2610 | G | 2 |  | Hydro |  | NY_Z_C&E | New York | 36 | Lewis | 49 | 36049 | 7.2 | 0 | 1925 | 9999 |  |  | N | Hydro | [13 empty] | 0 | 0 | 0 | 0 | [11 empty] | Brookfield Renewable Energy Partners LP | 100 | Brookfield Asset Management Inc | 100
South Colton | 2611_G_1 | 2611 | G | 1 |  | Hydro |  | NY_Z_C&E | New York | 36 | St Lawrence | 89 | 36089 | 19.8 | 0 | 1954 | 9999 |  |  | N | Hydro | [13 empty] | 0 | 0 | 0 | 0 | [11 empty] | Brookfield Renewable Energy Partners LP | 100 | Brookfield Asset Management Inc | 100
Spier Falls | 2612_G_8 | 2612 | G | 8 |  | Hydro |  | NY_Z_F | New York | 36 | Saratoga | 91 | 36091 | 8.5 | 0 | 1924 | 9999 |  |  | N | Hydro | [13 empty] | 0 | 0 | 0 | 0 | [11 empty] | Brookfield Renewable Energy Partners LP | 100 | Brookfield Asset Management Inc | 100
Spier Falls | 2612_G_9 | 2612 | G | 9 |  | Hydro |  | NY_Z_F | New York | 36 | Saratoga | 91 | 36091 | 46 | 0 | 1930 | 9999 |  |  | N | Hydro | [13 empty] | 0 | 0 | 0 | 0 | [11 empty] | Brookfield Renewable Energy Partners LP | 100 | Brookfield Asset Management Inc | 100
Stark | 2613_G_1 | 2613 | G | 1 |  | Hydro |  | NY_Z_C&E | New York | 36 | St Lawrence | 89 | 36089 | 23.3 | 0 | 1957 | 9999 |  |  | N | Hydro | [13 empty] | 0 | 0 | 0 | 0 | [11 empty] | Brookfield Renewable Energy Partners LP | 100 | Brookfield Asset Management Inc | 100
Stewarts Bridge | 2614_G_1 | 2614 | G | 1 |  | Hydro |  | NY_Z_F | New York | 36 | Saratoga | 91 | 36091 | 37.5 | 0 | 1952 | 9999 |  |  | N | Hydro | [13 empty] | 0 | 0 | 0 | 0 | [11 empty] | Brookfield Renewable Energy Partners LP | 100 | Brookfield Asset Management Inc | 100
Stewarts Bridge | 2614_G_2 | 2614 | G | 2 |  | Hydro |  | NY_Z_F | New York | 36 | Saratoga | 91 | 36091 | 2.5 | 0 | 2013 | 9999 |  |  | N | Hydro | [13 empty] | 0 | 0 | 0 | 0 | [11 empty] | Brookfield Renewable Energy Partners LP | 100 | Brookfield Asset Management Inc | 100
Sugar Island | 2616_G_1 | 2616 | G | 1 |  | Hydro |  | NY_Z_C&E | New York | 36 | St Lawrence | 89 | 36089 | 2.1 | 0 | 1924 | 9999 |  |  | N | Hydro | [13 empty] | 0 | 0 | 0 | 0 | [11 empty] | Brookfield Renewable Energy Partners LP | 100 | Brookfield Asset Management Inc | 100
Sugar Island | 2616_G_2 | 2616 | G | 2 |  | Hydro |  | NY_Z_C&E | New York | 36 | St Lawrence | 89 | 36089 | 2 | 0 | 1924 | 9999 |  |  | N | Hydro | [13 empty] | 0 | 0 | 0 | 0 | [11 empty] | Brookfield Renewable Energy Partners LP | 100 | Brookfield Asset Management Inc | 100
Taylorville | 2617_G_1 | 2617 | G | 1 |  | Hydro |  | NY_Z_C&E | New York | 36 | Lewis | 49 | 36049 | 1.1 | 0 | 1913 | 9999 |  |  | N | Hydro | [13 empty] | 0 | 0 | 0 | 0 | [11 empty] | Brookfield Renewable Energy Partners LP | 100 | Brookfield Asset Management Inc | 100
Taylorville | 2617_G_2 | 2617 | G | 2 |  | Hydro |  | NY_Z_C&E | New York | 36 | Lewis | 49 | 36049 | 0.9 | 0 | 1913 | 9999 |  |  | N | Hydro | [13 empty] | 0 | 0 | 0 | 0 | [11 empty] | Brookfield Renewable Energy Partners LP | 100 | Brookfield Asset Management Inc | 100
Taylorville | 2617_G_3 | 2617 | G | 3 |  | Hydro |  | NY_Z_C&E | New York | 36 | Lewis | 49 | 36049 | 1.1 | 0 | 1913 | 9999 |  |  | N | Hydro | [13 empty] | 0 | 0 | 0 | 0 | [11 empty] | Brookfield Renewable Energy Partners LP | 100 | Brookfield Asset Management Inc | 100
Taylorville | 2617_G_4 | 2617 | G | 4 |  | Hydro |  | NY_Z_C&E | New York | 36 | Lewis | 49 | 36049 | 1.3 | 0 | 1927 | 9999 |  |  | N | Hydro | [13 empty] | 0 | 0 | 0 | 0 | [11 empty] | Brookfield Renewable Energy Partners LP | 100 | Brookfield Asset Management Inc | 100
Trenton Falls | 2619_G_5 | 2619 | G | 5 |  | Hydro |  | NY_Z_C&E | New York | 36 | Oneida | 65 | 36065 | 8.1 | 0 | 1919 | 9999 |  |  | N | Hydro | [13 empty] | 0 | 0 | 0 | 0 | [11 empty] | Brookfield Renewable Energy Partners LP | 100 | Brookfield Asset Management Inc | 100
Trenton Falls | 2619_G_6 | 2619 | G | 6 |  | Hydro |  | NY_Z_C&E | New York | 36 | Oneida | 65 | 36065 | 8.1 | 0 | 1919 | 9999 |  |  | N | Hydro | [13 empty] | 0 | 0 | 0 | 0 | [11 empty] | Brookfield Renewable Energy Partners LP | 100 | Brookfield Asset Management Inc | 100
Trenton Falls | 2619_G_7 | 2619 | G | 7 |  | Hydro |  | NY_Z_C&E | New York | 36 | Oneida | 65 | 36065 | 9.7 | 0 | 1919 | 9999 |  |  | N | Hydro | [13 empty] | 0 | 0 | 0 | 0 | [11 empty] | Brookfield Renewable Energy Partners LP | 100 | Brookfield Asset Management Inc | 100
Varick | 2621_G_2 | 2621 | G | 2 |  | Hydro |  | NY_Z_C&E | New York | 36 | Oswego | 75 | 36075 | 1.4 | 0 | 1926 | 9999 |  |  | N | Hydro | [13 empty] | 0 | 0 | 0 | 0 | [11 empty] | Brookfield Renewable Energy Partners LP | 100 | Brookfield Asset Management Inc | 100
Varick | 2621_G_3 | 2621 | G | 3 |  | Hydro |  | NY_Z_C&E | New York | 36 | Oswego | 75 | 36075 | 1.4 | 0 | 1926 | 9999 |  |  | N | Hydro | [13 empty] | 0 | 0 | 0 | 0 | [11 empty] | Brookfield Renewable Energy Partners LP | 100 | Brookfield Asset Management Inc | 100
Varick | 2621_G_4 | 2621 | G | 4 |  | Hydro |  | NY_Z_C&E | New York | 36 | Oswego | 75 | 36075 | 1.4 | 0 | 1926 | 9999 |  |  | N | Hydro | [13 empty] | 0 | 0 | 0 | 0 | [11 empty] | Brookfield Renewable Energy Partners LP | 100 | Brookfield Asset Management Inc | 100
Varick | 2621_G_5 | 2621 | G | 5 |  | Hydro |  | NY_Z_C&E | New York | 36 | Oswego | 75 | 36075 | 1.4 | 0 | 1926 | 9999 |  |  | N | Hydro | [13 empty] | 0 | 0 | 0 | 0 | [11 empty] | Brookfield Renewable Energy Partners LP | 100 | Brookfield Asset Management Inc | 100
Waterport | 2623_G_1 | 2623 | G | 1 |  | Hydro |  | NY_Z_B | New York | 36 | Orleans | 73 | 36073 | 1.8 | 0 | 1921 | 9999 |  |  | N | Hydro | [13 empty] | 0 | 0 | 0 | 0 | [11 empty] | Brookfield Renewable Energy Partners LP | 100 | Brookfield Asset Management Inc | 100
Waterport | 2623_G_2 | 2623 | G | 2 |  | Hydro |  | NY_Z_B | New York | 36 | Orleans | 73 | 36073 | 2 | 0 | 1921 | 9999 |  |  | N | Hydro | [13 empty] | 0 | 0 | 0 | 0 | [11 empty] | Brookfield Renewable Energy Partners LP | 100 | Brookfield Asset Management Inc | 100
Yaleville | 2624_G_1 | 2624 | G | 1 |  | Hydro |  | NY_Z_C&E | New York | 36 | St Lawrence | 89 | 36089 | 0.4 | 0 | 1940 | 9999 |  |  | N | Hydro | [13 empty] | 0 | 0 | 0 | 0 | [11 empty] | Brookfield Renewable Energy Partners LP | 100 | Brookfield Asset Management Inc | 100
Yaleville | 2624_G_2 | 2624 | G | 2 |  | Hydro |  | NY_Z_C&E | New York | 36 | St Lawrence | 89 | 36089 | 0.2 | 0 | 1940 | 9999 |  |  | N | Hydro | [13 empty] | 0 | 0 | 0 | 0 | [11 empty] | Brookfield Renewable Energy Partners LP | 100 | Brookfield Asset Management Inc | 100
Bowline Point | 2625_B_1 | 2625 | B | 1 | 1793 | O/G Steam |  | NY_Z_G-I | New York | 36 | Rockland | 87 | 36087 | 575 | 10814 | 1972 | 9999 | tangential | dry | N | Natural Gas, Residual Fuel Oil |  |  |  | LNC1 | [8 empty] | 0.1 | 0.08 | 0.08 | 0.08 | 0.08 | [10 empty] | Yes | GenOn Bowline LLC | 100 | GenOn Energy Inc | 100
Bowline Point | 2625_B_2 | 2625 | B | 2 | 1794 | O/G Steam |  | NY_Z_G-I | New York | 36 | Rockland | 87 | 36087 | 562 | 11120 | 1974 | 9999 | wall | dry | N | Natural Gas, Residual Fuel Oil |  |  |  | AA + OFA | [8 empty] | 0.1 | 0.08 | 0.08 | 0.08 | 0.08 | [10 empty] | Yes | GenOn Bowline LLC | 100 | GenOn Energy Inc | 100
Grahamsville | 2627_G_GRHM | 2627 | G | GRHM |  | Hydro |  | NY_Z_G-I | New York | 36 | Sullivan | 105 | 36105 | 18 | 0 | 1956 | 9999 |  |  | N | Hydro | [13 empty] | 0 | 0 | 0 | 0 | [11 empty] | New York NY (City of) | 100 | New York NY (City of) | 100
Hillburn | 2628_G_GEN1 | 2628 | G | GEN1 | 1795 | Combustion Turbine |  | NY_Z_G-I | New York | 36 | Rockland | 87 | 36087 | 33.1 | 17931 | 1972 | 9999 |  |  | N | Natural Gas, Distillate Fuel Oil | [12 empty] | 1.053 | 0.0919 | 0.0919 | 0.0919 | 0.0919 | [11 empty] | AER NY Gen LLC | 100 | Alliance Energy Group LLC | 100
Mongaup | 2630_G_GEN1 | 2630 | G | GEN1 |  | Hydro |  | NY_Z_G-I | New York | 36 | Sullivan | 105 | 36105 | 4.3 | 0 | 1923 | 9999 |  |  | N | Hydro | [13 empty] | 0 | 0 | 0 | 0 | [11 empty] | Eagle Creek Hydro Power LLC | 100 | Ontario Power Generation Inc | 100
Mongaup | 2630_G_GEN2 | 2630 | G | GEN2 |  | Hydro |  | NY_Z_G-I | New York | 36 | Sullivan | 105 | 36105 | 1.1 | 0 | 1923 | 9999 |  |  | N | Hydro | [13 empty] | 0 | 0 | 0 | 0 | [11 empty] | Eagle Creek Hydro Power LLC | 100 | Ontario Power Generation Inc | 100
Mongaup | 2630_G_GEN3 | 2630 | G | GEN3 |  | Hydro |  | NY_Z_G-I | New York | 36 | Sullivan | 105 | 36105 | 1.1 | 0 | 1923 | 9999 |  |  | N | Hydro | [13 empty] | 0 | 0 | 0 | 0 | [11 empty] | Eagle Creek Hydro Power LLC | 100 | Ontario Power Generation Inc | 100
Mongaup | 2630_G_GEN4 | 2630 | G | GEN4 |  | Hydro |  | NY_Z_G-I | New York | 36 | Sullivan | 105 | 36105 | 1.1 | 0 | 1923 | 9999 |  |  | N | Hydro | [13 empty] | 0 | 0 | 0 | 0 | [11 empty] | Eagle Creek Hydro Power LLC | 100 | Ontario Power Generation Inc | 100
Rio | 2631_G_RIO | 2631 | G | RIO |  | Hydro |  | NY_Z_G-I | New York | 36 | Sullivan | 105 | 36105 | 10.1 | 0 | 1927 | 9999 |  |  | N | Hydro | [13 empty] | 0 | 0 | 0 | 0 | [11 empty] | Eagle Creek Hydro Power LLC | 100 | Ontario Power Generation Inc | 100
Rio | 2631_G_RIO2 | 2631 | G | RIO2 |  | Hydro |  | NY_Z_G-I | New York | 36 | Sullivan | 105 | 36105 | 0.8 | 0 | 2013 | 9999 |  |  | N | Hydro | [13 empty] | 0 | 0 | 0 | 0 | [11 empty] | Eagle Creek Hydro Power LLC | 100 | Ontario Power Generation Inc | 100
Shoemaker | 2632_G_SHOE | 2632 | G | SHOE | 1799 | Combustion Turbine |  | NY_Z_G-I | New York | 36 | Orange | 71 | 36071 | 33 | 17800 | 1972 | 9999 |  |  | N | Natural Gas, Distillate Fuel Oil | [12 empty] | 1.053 | 0.0919 | 0.0919 | 0.0919 | 0.0919 | [11 empty] | AER NY Gen LLC | 100 | Alliance Energy Group LLC | 100
Swinging Bridge 2 | 2634_G_SWI2 | 2634 | G | SWI2 |  | Hydro |  | NY_Z_G-I | New York | 36 | Sullivan | 105 | 36105 | 8.5 | 0 | 1939 | 9999 |  |  | N | Hydro | [13 empty] | 0 | 0 | 0 | 0 | [11 empty] | Eagle Creek Hydro Power LLC | 100 | Ontario Power Generation Inc | 100
Swinging Bridge 2 | 2634_G_SWI3 | 2634 | G | SWI3 |  | Hydro |  | NY_Z_G-I | New York | 36 | Sullivan | 105 | 36105 | 1.2 | 0 | 2019 | 9999 |  |  | N | Hydro | [13 empty] | 0 | 0 | 0 | 0 | [11 empty] | Eagle Creek Hydro Power LLC | 100 | Ontario Power Generation Inc | 100
Rochester 26 | 2638_G_1 | 2638 | G | 1 |  | Hydro |  | NY_Z_B | New York | 36 | Monroe | 55 | 36055 | 3 | 0 | 1952 | 9999 |  |  | N | Hydro | [13 empty] | 0 | 0 | 0 | 0 | [11 empty] | Rochester Gas & Electric Corp | 100 | Iberdrola SA | 100
Rochester 2 | 2639_G_1 | 2639 | G | 1 |  | Hydro |  | NY_Z_B | New York | 36 | Monroe | 55 | 36055 | 8.5 | 0 | 1960 | 9999 |  |  | N | Hydro | [13 empty] | 0 | 0 | 0 | 0 | [11 empty] | Rochester Gas & Electric Corp | 100 | Iberdrola SA | 100
Rochester 5 | 2641_G_2 | 2641 | G | 2 |  | Hydro |  | NY_Z_B | New York | 36 | Monroe | 55 | 36055 | 12.9 | 0 | 1918 | 9999 |  |  | N | Hydro | [13 empty] | 0 | 0 | 0 | 0 | [11 empty] | Rochester Gas & Electric Corp | 100 | Iberdrola SA | 100
Rochester 5 | 2641_G_HY1 | 2641 | G | HY1 |  | Hydro |  | NY_Z_B | New York | 36 | Monroe | 55 | 36055 | 12.9 | 0 | 1918 | 9999 |  |  | N | Hydro | [13 empty] | 0 | 0 | 0 | 0 | [11 empty] | Rochester Gas & Electric Corp | 100 | Iberdrola SA | 100
Rochester 5 | 2641_G_HY3 | 2641 | G | HY3 |  | Hydro |  | NY_Z_B | New York | 36 | Monroe | 55 | 36055 | 18 | 0 | 1927 | 9999 |  |  | N | Hydro | [13 empty] | 0 | 0 | 0 | 0 | [11 empty] | Rochester Gas & Electric Corp | 100 | Iberdrola SA | 100
Plant No 1 Freeport | 2678_G_2 | 2678 | G | 2 |  | Combustion Turbine | IC Engine | NY_Z_K | New York | 36 | Nassau | 59 | 36059 | 2.2 | 14144 | 1949 | 9999 |  |  | N | Distillate Fuel Oil | [12 empty] | 1.053 | 0.57741 | 0.57741 | 0.57741 | 0.57741 | [11 empty] | Freeport Inc (Village of) | 100 | Freeport Inc (Village of) | 100
Plant No 1 Freeport | 2678_G_3 | 2678 | G | 3 |  | Combustion Turbine | IC Engine | NY_Z_K | New York | 36 | Nassau | 59 | 36059 | 2 | 14140 | 1954 | 9999 |  |  | N | Distillate Fuel Oil | [12 empty] | 1.053 | 0.57443 | 0.57443 | 0.57443 | 0.57443 | [11 empty] | Freeport Inc (Village of) | 100 | Freeport Inc (Village of) | 100
Plant No 2 Freeport | 2679_G_3 | 2679 | G | 3 |  | Combustion Turbine |  | NY_Z_K | New York | 36 | Nassau | 59 | 36059 | 16.8 | 10745 | 1973 | 9999 |  |  | N | Distillate Fuel Oil | [12 empty] | 2.106 | 0.16278 | 0.16278 | 0.16278 | 0.16278 | [11 empty] | Freeport Inc (Village of) | 100 | Freeport Inc (Village of) | 100
Plant No 2 Freeport | 2679_G_CT5 | 2679 | G | CT5 | 88098 | Combustion Turbine |  | NY_Z_K | New York | 36 | Nassau | 59 | 36059 | 49 | 10745 | 2004 | 9999 |  |  | N | Natural Gas, Distillate Fuel Oil |  |  |  | H2O | SCR | [7 empty] | 1.053 | 0.01657 | 0.01592 | 0.01657 | 0.01592 | [11 empty] | Freeport Inc (Village of) | 100 | Freeport Inc (Village of) | 100
Greenport | 2681_G_4 | 2681 | G | 4 |  | Combustion Turbine | IC Engine | NY_Z_K | New York | 36 | Suffolk | 103 | 36103 | 1 | 10745 | 1957 | 9999 |  |  | N | Distillate Fuel Oil | [12 empty] | 1.053 | 0.53099 | 0.53099 | 0.53099 | 0.53099 | [11 empty] | Greenport NY (Village of) | 100 | Greenport NY (Village of) | 100
Greenport | 2681_G_5 | 2681 | G | 5 |  | Combustion Turbine | IC Engine | NY_Z_K | New York | 36 | Suffolk | 103 | 36103 | 1.5 | 10856 | 1965 | 9999 |  |  | N | Distillate Fuel Oil | [12 empty] | 1.053 | 0.53099 | 0.53099 | 0.53099 | 0.53099 | [11 empty] | Greenport NY (Village of) | 100 | Greenport NY (Village of) | 100
Greenport | 2681_G_6 | 2681 | G | 6 |  | Combustion Turbine | IC Engine | NY_Z_K | New York | 36 | Suffolk | 103 | 36103 | 3 | 11230 | 1971 | 9999 |  |  | N | Distillate Fuel Oil | [12 empty] | 1.053 | 0.53099 | 0.53099 | 0.53099 | 0.53099 | [11 empty] | Greenport NY (Village of) | 100 | Greenport NY (Village of) | 100
S A Carlson | 2682_B_10 | 2682 | B | 10 | 1811 | O/G Steam |  | NY_Z_A | New York | 36 | Chautauqua | 13 | 36013 | 15 | 8300 | 1945 | 9999 | wall | dry | N | Natural Gas |  |  |  | LNB | [9 empty] | 0.05008 | 0.05008 | 0.05008 | 0.05008 | [11 empty] | Jamestown Board of Public Utilities | 100 | Jamestown Board of Public Utilities | 100
S A Carlson | 2682_B_9 | 2682 | B | 9 | 1815 | O/G Steam |  | NY_Z_A | New York | 36 | Chautauqua | 13 | 36013 | 15 | 8300 | 1945 | 9999 | wall | dry | N | Natural Gas |  |  |  | LNB | [9 empty] | 0.05769 | 0.05769 | 0.05769 | 0.05769 | [11 empty] | Jamestown Board of Public Utilities | 100 | Jamestown Board of Public Utilities | 100
S A Carlson | 2682_B_HRSG | 2682 | B | HRSG | 1814 | O/G Steam |  | NY_Z_A | New York | 36 | Chautauqua | 13 | 36013 | 15 | 8300 | 2001 | 9999 |  |  | N | Natural Gas |  |  |  | H2O | [9 empty] | 0.06 | 0.06 | 0.06 | 0.06 | [11 empty] | Jamestown Board of Public Utilities | 100 | Jamestown Board of Public Utilities | 100
S A Carlson | 2682_G_7 | 2682 | G | 7 | 1814 | Combustion Turbine |  | NY_Z_A | New York | 36 | Chautauqua | 13 | 36013 | 42 | 10745 | 2001 | 9999 |  |  | N | Natural Gas |  |  |  | H2O | [8 empty] | 1.053 | 0.0919 | 0.0919 | 0.0919 | 0.0919 | [11 empty] | Jamestown Board of Public Utilities | 100 | Jamestown Board of Public Utilities | 100
Crescent | 2685_G_1 | 2685 | G | 1 |  | Hydro |  | NY_Z_F | New York | 36 | Albany | 1 | 36001 | 2.8 | 0 | 1924 | 9999 |  |  | N | Hydro | [13 empty] | 0 | 0 | 0 | 0 | [11 empty] | New York Power Authority | 100 | New York Power Authority | 100
Crescent | 2685_G_2 | 2685 | G | 2 |  | Hydro |  | NY_Z_F | New York | 36 | Albany | 1 | 36001 | 2.8 | 0 | 1924 | 9999 |  |  | N | Hydro | [13 empty] | 0 | 0 | 0 | 0 | [11 empty] | New York Power Authority | 100 | New York Power Authority | 100
Crescent | 2685_G_3 | 2685 | G | 3 |  | Hydro |  | NY_Z_F | New York | 36 | Albany | 1 | 36001 | 3 | 0 | 1991 | 9999 |  |  | N | Hydro | [13 empty] | 0 | 0 | 0 | 0 | [11 empty] | New York Power Authority | 100 | New York Power Authority | 100
Crescent | 2685_G_4 | 2685 | G | 4 |  | Hydro |  | NY_Z_F | New York | 36 | Albany | 1 | 36001 | 3 | 0 | 1991 | 9999 |  |  | N | Hydro | [13 empty] | 0 | 0 | 0 | 0 | [11 empty] | New York Power Authority | 100 | New York Power Authority | 100
Vischer Ferry | 2686_G_1 | 2686 | G | 1 |  | Hydro |  | NY_Z_F | New York | 36 | Saratoga | 91 | 36091 | 2.8 | 0 | 1924 | 9999 |  |  | N | Hydro | [13 empty] | 0 | 0 | 0 | 0 | [11 empty] | New York Power Authority | 100 | New York Power Authority | 100
Vischer Ferry | 2686_G_2 | 2686 | G | 2 |  | Hydro |  | NY_Z_F | New York | 36 | Saratoga | 91 | 36091 | 2.8 | 0 | 1924 | 9999 |  |  | N | Hydro | [13 empty] | 0 | 0 | 0 | 0 | [11 empty] | New York Power Authority | 100 | New York Power Authority | 100
Vischer Ferry | 2686_G_3 | 2686 | G | 3 |  | Hydro |  | NY_Z_F | New York | 36 | Saratoga | 91 | 36091 | 3 | 0 | 1991 | 9999 |  |  | N | Hydro | [13 empty] | 0 | 0 | 0 | 0 | [11 empty] | New York Power Authority | 100 | New York Power Authority | 100
Vischer Ferry | 2686_G_4 | 2686 | G | 4 |  | Hydro |  | NY_Z_F | New York | 36 | Saratoga | 91 | 36091 | 3 | 0 | 1991 | 9999 |  |  | N | Hydro | [13 empty] | 0 | 0 | 0 | 0 | [11 empty] | New York Power Authority | 100 | New York Power Authority | 100
Blenheim Gilboa | 2691_G_1 | 2691 | G | 1 |  | Pumped Storage |  | NY_Z_F | New York | 36 | Schoharie | 95 | 36095 | 292.4 | 0 | 1973 | 9999 |  |  | N | Pumped Storage | [13 empty] | 0 | 0 | 0 | 0 | [11 empty] | New York Power Authority | 100 | New York Power Authority | 100
Blenheim Gilboa | 2691_G_2 | 2691 | G | 2 |  | Pumped Storage |  | NY_Z_F | New York | 36 | Schoharie | 95 | 36095 | 291.8 | 0 | 1973 | 9999 |  |  | N | Pumped Storage | [13 empty] | 0 | 0 | 0 | 0 | [11 empty] | New York Power Authority | 100 | New York Power Authority | 100
Blenheim Gilboa | 2691_G_3 | 2691 | G | 3 |  | Pumped Storage |  | NY_Z_F | New York | 36 | Schoharie | 95 | 36095 | 291.8 | 0 | 1973 | 9999 |  |  | N | Pumped Storage | [13 empty] | 0 | 0 | 0 | 0 | [11 empty] | New York Power Authority | 100 | New York Power Authority | 100
Blenheim Gilboa | 2691_G_4 | 2691 | G | 4 |  | Pumped Storage |  | NY_Z_F | New York | 36 | Schoharie | 95 | 36095 | 292.6 | 0 | 1973 | 9999 |  |  | N | Pumped Storage | [13 empty] | 0 | 0 | 0 | 0 | [11 empty] | New York Power Authority | 100 | New York Power Authority | 100
Lewiston Niagara | 2692_G_1 | 2692 | G | 1 |  | Pumped Storage |  | NY_Z_A | New York | 36 | Niagara | 63 | 36063 | 20 | 0 | 1961 | 9999 |  |  | N | Pumped Storage | [13 empty] | 0 | 0 | 0 | 0 | [11 empty] | New York Power Authority | 100 | New York Power Authority | 100
Lewiston Niagara | 2692_G_2 | 2692 | G | 2 |  | Pumped Storage |  | NY_Z_A | New York | 36 | Niagara | 63 | 36063 | 20 | 0 | 1961 | 9999 |  |  | N | Pumped Storage | [13 empty] | 0 | 0 | 0 | 0 | [11 empty] | New York Power Authority | 100 | New York Power Authority | 100
Lewiston Niagara | 2692_G_3 | 2692 | G | 3 |  | Pumped Storage |  | NY_Z_A | New York | 36 | Niagara | 63 | 36063 | 20 | 0 | 1961 | 9999 |  |  | N | Pumped Storage | [13 empty] | 0 | 0 | 0 | 0 | [11 empty] | New York Power Authority | 100 | New York Power Authority | 100
Lewiston Niagara | 2692_G_10 | 2692 | G | 10 |  | Pumped Storage |  | NY_Z_A | New York | 36 | Niagara | 63 | 36063 | 20 | 0 | 1962 | 9999 |  |  | N | Pumped Storage | [13 empty] | 0 | 0 | 0 | 0 | [11 empty] | New York Power Authority | 100 | New York Power Authority | 100
Lewiston Niagara | 2692_G_11 | 2692 | G | 11 |  | Pumped Storage |  | NY_Z_A | New York | 36 | Niagara | 63 | 36063 | 20 | 0 | 1962 | 9999 |  |  | N | Pumped Storage | [13 empty] | 0 | 0 | 0 | 0 | [11 empty] | New York Power Authority | 100 | New York Power Authority | 100
Lewiston Niagara | 2692_G_12 | 2692 | G | 12 |  | Pumped Storage |  | NY_Z_A | New York | 36 | Niagara | 63 | 36063 | 20 | 0 | 1962 | 9999 |  |  | N | Pumped Storage | [13 empty] | 0 | 0 | 0 | 0 | [11 empty] | New York Power Authority | 100 | New York Power Authority | 100
Lewiston Niagara | 2692_G_4 | 2692 | G | 4 |  | Pumped Storage |  | NY_Z_A | New York | 36 | Niagara | 63 | 36063 | 20 | 0 | 1962 | 9999 |  |  | N | Pumped Storage | [13 empty] | 0 | 0 | 0 | 0 | [11 empty] | New York Power Authority | 100 | New York Power Authority | 100
Lewiston Niagara | 2692_G_5 | 2692 | G | 5 |  | Pumped Storage |  | NY_Z_A | New York | 36 | Niagara | 63 | 36063 | 20 | 0 | 1962 | 9999 |  |  | N | Pumped Storage | [13 empty] | 0 | 0 | 0 | 0 | [11 empty] | New York Power Authority | 100 | New York Power Authority | 100
Lewiston Niagara | 2692_G_6 | 2692 | G | 6 |  | Pumped Storage |  | NY_Z_A | New York | 36 | Niagara | 63 | 36063 | 20 | 0 | 1962 | 9999 |  |  | N | Pumped Storage | [13 empty] | 0 | 0 | 0 | 0 | [11 empty] | New York Power Authority | 100 | New York Power Authority | 100
Lewiston Niagara | 2692_G_7 | 2692 | G | 7 |  | Pumped Storage |  | NY_Z_A | New York | 36 | Niagara | 63 | 36063 | 20 | 0 | 1962 | 9999 |  |  | N | Pumped Storage | [13 empty] | 0 | 0 | 0 | 0 | [11 empty] | New York Power Authority | 100 | New York Power Authority | 100
Lewiston Niagara | 2692_G_8 | 2692 | G | 8 |  | Pumped Storage |  | NY_Z_A | New York | 36 | Niagara | 63 | 36063 | 20 | 0 | 1962 | 9999 |  |  | N | Pumped Storage | [13 empty] | 0 | 0 | 0 | 0 | [11 empty] | New York Power Authority | 100 | New York Power Authority | 100
Lewiston Niagara | 2692_G_9 | 2692 | G | 9 |  | Pumped Storage |  | NY_Z_A | New York | 36 | Niagara | 63 | 36063 | 20 | 0 | 1962 | 9999 |  |  | N | Pumped Storage | [13 empty] | 0 | 0 | 0 | 0 | [11 empty] | New York Power Authority | 100 | New York Power Authority | 100
Robert Moses Niagara | 2693_G_1 | 2693 | G | 1 |  | Hydro |  | NY_Z_A | New York | 36 | Niagara | 63 | 36063 | 187.3 | 0 | 1961 | 9999 |  |  | N | Hydro | [13 empty] | 0 | 0 | 0 | 0 | [11 empty] | New York Power Authority | 100 | New York Power Authority | 100
Robert Moses Niagara | 2693_G_10 | 2693 | G | 10 |  | Hydro |  | NY_Z_A | New York | 36 | Niagara | 63 | 36063 | 187.3 | 0 | 1961 | 9999 |  |  | N | Hydro | [13 empty] | 0 | 0 | 0 | 0 | [11 empty] | New York Power Authority | 100 | New York Power Authority | 100
Robert Moses Niagara | 2693_G_3 | 2693 | G | 3 |  | Hydro |  | NY_Z_A | New York | 36 | Niagara | 63 | 36063 | 187.3 | 0 | 1961 | 9999 |  |  | N | Hydro | [13 empty] | 0 | 0 | 0 | 0 | [11 empty] | New York Power Authority | 100 | New York Power Authority | 100
Robert Moses Niagara | 2693_G_4 | 2693 | G | 4 |  | Hydro |  | NY_Z_A | New York | 36 | Niagara | 63 | 36063 | 187.3 | 0 | 1961 | 9999 |  |  | N | Hydro | [13 empty] | 0 | 0 | 0 | 0 | [11 empty] | New York Power Authority | 100 | New York Power Authority | 100
Robert Moses Niagara | 2693_G_5 | 2693 | G | 5 |  | Hydro |  | NY_Z_A | New York | 36 | Niagara | 63 | 36063 | 187.3 | 0 | 1961 | 9999 |  |  | N | Hydro | [13 empty] | 0 | 0 | 0 | 0 | [11 empty] | New York Power Authority | 100 | New York Power Authority | 100
Robert Moses Niagara | 2693_G_6 | 2693 | G | 6 |  | Hydro |  | NY_Z_A | New York | 36 | Niagara | 63 | 36063 | 187.3 | 0 | 1961 | 9999 |  |  | N | Hydro | [13 empty] | 0 | 0 | 0 | 0 | [11 empty] | New York Power Authority | 100 | New York Power Authority | 100
Robert Moses Niagara | 2693_G_7 | 2693 | G | 7 |  | Hydro |  | NY_Z_A | New York | 36 | Niagara | 63 | 36063 | 187.3 | 0 | 1961 | 9999 |  |  | N | Hydro | [13 empty] | 0 | 0 | 0 | 0 | [11 empty] | New York Power Authority | 100 | New York Power Authority | 100
Robert Moses Niagara | 2693_G_8 | 2693 | G | 8 |  | Hydro |  | NY_Z_A | New York | 36 | Niagara | 63 | 36063 | 187.3 | 0 | 1961 | 9999 |  |  | N | Hydro | [13 empty] | 0 | 0 | 0 | 0 | [11 empty] | New York Power Authority | 100 | New York Power Authority | 100
Robert Moses Niagara | 2693_G_9 | 2693 | G | 9 |  | Hydro |  | NY_Z_A | New York | 36 | Niagara | 63 | 36063 | 187.3 | 0 | 1961 | 9999 |  |  | N | Hydro | [13 empty] | 0 | 0 | 0 | 0 | [11 empty] | New York Power Authority | 100 | New York Power Authority | 100
Robert Moses Niagara | 2693_G_11 | 2693 | G | 11 |  | Hydro |  | NY_Z_A | New York | 36 | Niagara | 63 | 36063 | 187.3 | 0 | 1962 | 9999 |  |  | N | Hydro | [13 empty] | 0 | 0 | 0 | 0 | [11 empty] | New York Power Authority | 100 | New York Power Authority | 100
Robert Moses Niagara | 2693_G_12 | 2693 | G | 12 |  | Hydro |  | NY_Z_A | New York | 36 | Niagara | 63 | 36063 | 187.3 | 0 | 1962 | 9999 |  |  | N | Hydro | [13 empty] | 0 | 0 | 0 | 0 | [11 empty] | New York Power Authority | 100 | New York Power Authority | 100
Robert Moses Niagara | 2693_G_13 | 2693 | G | 13 |  | Hydro |  | NY_Z_A | New York | 36 | Niagara | 63 | 36063 | 187.3 | 0 | 1962 | 9999 |  |  | N | Hydro | [13 empty] | 0 | 0 | 0 | 0 | [11 empty] | New York Power Authority | 100 | New York Power Authority | 100
Robert Moses Niagara | 2693_G_2 | 2693 | G | 2 |  | Hydro |  | NY_Z_A | New York | 36 | Niagara | 63 | 36063 | 187.3 | 0 | 1962 | 9999 |  |  | N | Hydro | [13 empty] | 0 | 0 | 0 | 0 | [11 empty] | New York Power Authority | 100 | New York Power Authority | 100
Robert Moses Power Dam | 2694_G_24 | 2694 | G | 24 |  | Hydro |  | NY_Z_D | New York | 36 | St Lawrence | 89 | 36089 | 53.5 | 0 | 1958 | 9999 |  |  | N | Hydro | [13 empty] | 0 | 0 | 0 | 0 | [11 empty] | New York Power Authority | 100 | New York Power Authority | 100
Robert Moses Power Dam | 2694_G_25 | 2694 | G | 25 |  | Hydro |  | NY_Z_D | New York | 36 | St Lawrence | 89 | 36089 | 53.5 | 0 | 1958 | 9999 |  |  | N | Hydro | [13 empty] | 0 | 0 | 0 | 0 | [11 empty] | New York Power Authority | 100 | New York Power Authority | 100
Robert Moses Power Dam | 2694_G_26 | 2694 | G | 26 |  | Hydro |  | NY_Z_D | New York | 36 | St Lawrence | 89 | 36089 | 53.5 | 0 | 1958 | 9999 |  |  | N | Hydro | [13 empty] | 0 | 0 | 0 | 0 | [11 empty] | New York Power Authority | 100 | New York Power Authority | 100
Robert Moses Power Dam | 2694_G_27 | 2694 | G | 27 |  | Hydro |  | NY_Z_D | New York | 36 | St Lawrence | 89 | 36089 | 53.5 | 0 | 1958 | 9999 |  |  | N | Hydro | [13 empty] | 0 | 0 | 0 | 0 | [11 empty] | New York Power Authority | 100 | New York Power Authority | 100
Robert Moses Power Dam | 2694_G_28 | 2694 | G | 28 |  | Hydro |  | NY_Z_D | New York | 36 | St Lawrence | 89 | 36089 | 53.5 | 0 | 1958 | 9999 |  |  | N | Hydro | [13 empty] | 0 | 0 | 0 | 0 | [11 empty] | New York Power Authority | 100 | New York Power Authority | 100
Robert Moses Power Dam | 2694_G_29 | 2694 | G | 29 |  | Hydro |  | NY_Z_D | New York | 36 | St Lawrence | 89 | 36089 | 53.5 | 0 | 1958 | 9999 |  |  | N | Hydro | [13 empty] | 0 | 0 | 0 | 0 | [11 empty] | New York Power Authority | 100 | New York Power Authority | 100
Robert Moses Power Dam | 2694_G_30 | 2694 | G | 30 |  | Hydro |  | NY_Z_D | New York | 36 | St Lawrence | 89 | 36089 | 53.5 | 0 | 1958 | 9999 |  |  | N | Hydro | [13 empty] | 0 | 0 | 0 | 0 | [11 empty] | New York Power Authority | 100 | New York Power Authority | 100
Robert Moses Power Dam | 2694_G_31 | 2694 | G | 31 |  | Hydro |  | NY_Z_D | New York | 36 | St Lawrence | 89 | 36089 | 53.5 | 0 | 1958 | 9999 |  |  | N | Hydro | [13 empty] | 0 | 0 | 0 | 0 | [11 empty] | New York Power Authority | 100 | New York Power Authority | 100
Robert Moses Power Dam | 2694_G_32 | 2694 | G | 32 |  | Hydro |  | NY_Z_D | New York | 36 | St Lawrence | 89 | 36089 | 53.5 | 0 | 1958 | 9999 |  |  | N | Hydro | [13 empty] | 0 | 0 | 0 | 0 | [11 empty] | New York Power Authority | 100 | New York Power Authority | 100
Robert Moses Power Dam | 2694_G_17 | 2694 | G | 17 |  | Hydro |  | NY_Z_D | New York | 36 | St Lawrence | 89 | 36089 | 53.5 | 0 | 1959 | 9999 |  |  | N | Hydro | [13 empty] | 0 | 0 | 0 | 0 | [11 empty] | New York Power Authority | 100 | New York Power Authority | 100
Robert Moses Power Dam | 2694_G_18 | 2694 | G | 18 |  | Hydro |  | NY_Z_D | New York | 36 | St Lawrence | 89 | 36089 | 53.5 | 0 | 1959 | 9999 |  |  | N | Hydro | [13 empty] | 0 | 0 | 0 | 0 | [11 empty] | New York Power Authority | 100 | New York Power Authority | 100
Robert Moses Power Dam | 2694_G_19 | 2694 | G | 19 |  | Hydro |  | NY_Z_D | New York | 36 | St Lawrence | 89 | 36089 | 53.5 | 0 | 1959 | 9999 |  |  | N | Hydro | [13 empty] | 0 | 0 | 0 | 0 | [11 empty] | New York Power Authority | 100 | New York Power Authority | 100
Robert Moses Power Dam | 2694_G_20 | 2694 | G | 20 |  | Hydro |  | NY_Z_D | New York | 36 | St Lawrence | 89 | 36089 | 53.5 | 0 | 1959 | 9999 |  |  | N | Hydro | [13 empty] | 0 | 0 | 0 | 0 | [11 empty] | New York Power Authority | 100 | New York Power Authority | 100
Robert Moses Power Dam | 2694_G_21 | 2694 | G | 21 |  | Hydro |  | NY_Z_D | New York | 36 | St Lawrence | 89 | 36089 | 53.5 | 0 | 1959 | 9999 |  |  | N | Hydro | [13 empty] | 0 | 0 | 0 | 0 | [11 empty] | New York Power Authority | 100 | New York Power Authority | 100
Robert Moses Power Dam | 2694_G_22 | 2694 | G | 22 |  | Hydro |  | NY_Z_D | New York | 36 | St Lawrence | 89 | 36089 | 53.5 | 0 | 1959 | 9999 |  |  | N | Hydro | [13 empty] | 0 | 0 | 0 | 0 | [11 empty] | New York Power Authority | 100 | New York Power Authority | 100
Robert Moses Power Dam | 2694_G_23 | 2694 | G | 23 |  | Hydro |  | NY_Z_D | New York | 36 | St Lawrence | 89 | 36089 | 53.5 | 0 | 1959 | 9999 |  |  | N | Hydro | [13 empty] | 0 | 0 | 0 | 0 | [11 empty] | New York Power Authority | 100 | New York Power Authority | 100
Charles P Keller | 2695_G_10 | 2695 | G | 10 |  | Combustion Turbine | IC Engine | NY_Z_K | New York | 36 | Nassau | 59 | 36059 | 3.2 | 18000 | 1954 | 9999 |  |  | N | Natural Gas, Distillate Fuel Oil | [12 empty] | 1.053 | 0.37682 | 0.37682 | 0.37682 | 0.37682 | [11 empty] | Rockville Centre NY (Village of) | 100 | Rockville Centre NY (Village of) | 100
Charles P Keller | 2695_G_9 | 2695 | G | 9 |  | Combustion Turbine | IC Engine | NY_Z_K | New York | 36 | Nassau | 59 | 36059 | 3.2 | 18000 | 1954 | 9999 |  |  | N | Natural Gas, Distillate Fuel Oil | [12 empty] | 1.053 | 0.37682 | 0.37682 | 0.37682 | 0.37682 | [11 empty] | Rockville Centre NY (Village of) | 100 | Rockville Centre NY (Village of) | 100
Charles P Keller | 2695_G_11 | 2695 | G | 11 |  | Combustion Turbine | IC Engine | NY_Z_K | New York | 36 | Nassau | 59 | 36059 | 5.2 | 18000 | 1962 | 9999 |  |  | N | Natural Gas, Distillate Fuel Oil | [12 empty] | 1.053 | 0.37682 | 0.37682 | 0.37682 | 0.37682 | [11 empty] | Rockville Centre NY (Village of) | 100 | Rockville Centre NY (Village of) | 100
Charles P Keller | 2695_G_12 | 2695 | G | 12 |  | Combustion Turbine | IC Engine | NY_Z_K | New York | 36 | Nassau | 59 | 36059 | 5.5 | 18000 | 1967 | 9999 |  |  | N | Natural Gas, Distillate Fuel Oil | [12 empty] | 1.053 | 0.37682 | 0.37682 | 0.37682 | 0.37682 | [11 empty] | Rockville Centre NY (Village of) | 100 | Rockville Centre NY (Village of) | 100
Charles P Keller | 2695_G_13 | 2695 | G | 13 |  | Combustion Turbine | IC Engine | NY_Z_K | New York | 36 | Nassau | 59 | 36059 | 5.5 | 18000 | 1974 | 9999 |  |  | N | Natural Gas, Distillate Fuel Oil | [12 empty] | 1.053 | 0.37682 | 0.37682 | 0.37682 | 0.37682 | [11 empty] | Rockville Centre NY (Village of) | 100 | Rockville Centre NY (Village of) | 100
Charles P Keller | 2695_G_14 | 2695 | G | 14 |  | Combustion Turbine | IC Engine | NY_Z_K | New York | 36 | Nassau | 59 | 36059 | 6.2 | 18000 | 1994 | 9999 |  |  | N | Natural Gas, Distillate Fuel Oil | [12 empty] | 1.053 | 0.37682 | 0.37682 | 0.37682 | 0.37682 | [11 empty] | Rockville Centre NY (Village of) | 100 | Rockville Centre NY (Village of) | 100
Watertown | 2700_G_1 | 2700 | G | 1 |  | Hydro |  | NY_Z_C&E | New York | 36 | Jefferson | 45 | 36045 | 2.1 | 0 | 1924 | 9999 |  |  | N | Hydro | [13 empty] | 0 | 0 | 0 | 0 | [11 empty] | Watertown NY (City of) | 100 | Watertown NY (City of) | 100
Watertown | 2700_G_2 | 2700 | G | 2 |  | Hydro |  | NY_Z_C&E | New York | 36 | Jefferson | 45 | 36045 | 2.1 | 0 | 1924 | 9999 |  |  | N | Hydro | [13 empty] | 0 | 0 | 0 | 0 | [11 empty] | Watertown NY (City of) | 100 | Watertown NY (City of) | 100
Watertown | 2700_G_3 | 2700 | G | 3 |  | Hydro |  | NY_Z_C&E | New York | 36 | Jefferson | 45 | 36045 | 2.1 | 0 | 1924 | 9999 |  |  | N | Hydro | [13 empty] | 0 | 0 | 0 | 0 | [11 empty] | Watertown NY (City of) | 100 | Watertown NY (City of) | 100
Asheville | 2706_G_GT1 | 2706 | G | GT1 | 1818 | Combustion Turbine |  | S_VACA | North Carolina | 37 | Buncombe | 21 | 37021 | 160 | 11753 | 1999 | 9999 |  |  | N | Natural Gas, Distillate Fuel Oil |  |  |  | H2O | [8 empty] | 2.3 | 0.11529 | 0.11529 | 0.11529 | 0.11529 | [11 empty] | Duke Energy Progress | 100 | Duke Energy Corp | 100
Asheville | 2706_G_GT2 | 2706 | G | GT2 | 1819 | Combustion Turbine |  | S_VACA | North Carolina | 37 | Buncombe | 21 | 37021 | 160 | 11751 | 2000 | 9999 |  |  | N | Natural Gas, Distillate Fuel Oil |  |  |  | H2O | [8 empty] | 2.3 | 0.09189 | 0.09189 | 0.09189 | 0.09189 | [11 empty] | Duke Energy Progress | 100 | Duke Energy Corp | 100
Asheville | 2706_G_CT5 | 2706 | G | CT5 |  | Combined Cycle |  | S_VACA | North Carolina | 37 | Buncombe | 21 | 37021 | 191.2 | 7050 | 2019 | 9999 |  |  | N | Natural Gas, Distillate Fuel Oil |  |  |  | DLNB + H2O | SCR | [8 empty] | 0.03806 | 0.03806 | 0.03806 | 0.03806 | [11 empty] | Duke Energy Progress | 100 | Duke Energy Corp | 100
Asheville | 2706_G_CT7 | 2706 | G | CT7 |  | Combined Cycle |  | S_VACA | North Carolina | 37 | Buncombe | 21 | 37021 | 191.2 | 7050 | 2019 | 9999 |  |  | N | Natural Gas, Distillate Fuel Oil |  |  |  | DLNB + H2O | SCR | [8 empty] | 0.039862 | 0.039862 | 0.039862 | 0.039862 | [11 empty] | Duke Energy Progress | 100 | Duke Energy Corp | 100
Asheville | 2706_G_ST6 | 2706 | G | ST6 | 1816 | Combined Cycle |  | S_VACA | North Carolina | 37 | Buncombe | 21 | 37021 | 102 | 7050 | 2019 | 9999 |  |  | N | Natural Gas, Distillate Fuel Oil |  |  |  | DLNB + H2O | SCR | [8 empty] | 0.03806 | 0.03806 | 0.03806 | 0.03806 | [11 empty] | Duke Energy Progress | 100 | Duke Energy Corp | 100
Asheville | 2706_G_ST8 | 2706 | G | ST8 | 1817 | Combined Cycle |  | S_VACA | North Carolina | 37 | Buncombe | 21 | 37021 | 102 | 7050 | 2019 | 9999 |  |  | N | Natural Gas, Distillate Fuel Oil |  |  |  | DLNB + H2O | SCR | [8 empty] | 0.039862 | 0.039862 | 0.039862 | 0.039862 | [11 empty] | Duke Energy Progress | 100 | Duke Energy Corp | 100
Blewett | 2707_G_1 | 2707 | G | 1 |  | Hydro |  | S_VACA | North Carolina | 37 | Anson | 7 | 37007 | 4 | 0 | 1912 | 9999 |  |  | N | Hydro | [13 empty] | 0 | 0 | 0 | 0 | [11 empty] | Duke Energy Progress | 100 | Duke Energy Corp | 100
Blewett | 2707_G_2 | 2707 | G | 2 |  | Hydro |  | S_VACA | North Carolina | 37 | Anson | 7 | 37007 | 4 | 0 | 1912 | 9999 |  |  | N | Hydro | [13 empty] | 0 | 0 | 0 | 0 | [11 empty] | Duke Energy Progress | 100 | Duke Energy Corp | 100
Blewett | 2707_G_3 | 2707 | G | 3 |  | Hydro |  | S_VACA | North Carolina | 37 | Anson | 7 | 37007 | 4 | 0 | 1912 | 9999 |  |  | N | Hydro | [13 empty] | 0 | 0 | 0 | 0 | [11 empty] | Duke Energy Progress | 100 | Duke Energy Corp | 100
Blewett | 2707_G_4 | 2707 | G | 4 |  | Hydro |  | S_VACA | North Carolina | 37 | Anson | 7 | 37007 | 5 | 0 | 1912 | 9999 |  |  | N | Hydro | [13 empty] | 0 | 0 | 0 | 0 | [11 empty] | Duke Energy Progress | 100 | Duke Energy Corp | 100
Blewett | 2707_G_5 | 2707 | G | 5 |  | Hydro |  | S_VACA | North Carolina | 37 | Anson | 7 | 37007 | 5 | 0 | 1912 | 9999 |  |  | N | Hydro | [13 empty] | 0 | 0 | 0 | 0 | [11 empty] | Duke Energy Progress | 100 | Duke Energy Corp | 100
Blewett | 2707_G_6 | 2707 | G | 6 |  | Hydro |  | S_VACA | North Carolina | 37 | Anson | 7 | 37007 | 5 | 0 | 1912 | 9999 |  |  | N | Hydro | [13 empty] | 0 | 0 | 0 | 0 | [11 empty] | Duke Energy Progress | 100 | Duke Energy Corp | 100
Blewett | 2707_G_GT1 | 2707 | G | GT1 | 90042 | Combustion Turbine |  | S_VACA | North Carolina | 37 | Anson | 7 | 37007 | 13 | 25000 | 1971 | 9999 |  |  | N | Distillate Fuel Oil | [12 empty] | 2.3 | 1.198 | 1.198 | 1.198 | 1.198 | [11 empty] | Duke Energy Progress | 100 | Duke Energy Corp | 100
Blewett | 2707_G_GT2 | 2707 | G | GT2 | 90043 | Combustion Turbine |  | S_VACA | North Carolina | 37 | Anson | 7 | 37007 | 13 | 25000 | 1971 | 9999 |  |  | N | Distillate Fuel Oil | [12 empty] | 2.3 | 1.1997 | 1.1997 | 1.1997 | 1.1997 | [11 empty] | Duke Energy Progress | 100 | Duke Energy Corp | 100
Blewett | 2707_G_GT3 | 2707 | G | GT3 | 90044 | Combustion Turbine |  | S_VACA | North Carolina | 37 | Anson | 7 | 37007 | 13 | 25000 | 1971 | 9999 |  |  | N | Distillate Fuel Oil | [12 empty] | 2.3 | 1.1988 | 1.1988 | 1.1988 | 1.1988 | [11 empty] | Duke Energy Progress | 100 | Duke Energy Corp | 100
Blewett | 2707_G_GT4 | 2707 | G | GT4 | 90045 | Combustion Turbine |  | S_VACA | North Carolina | 37 | Anson | 7 | 37007 | 13 | 25000 | 1971 | 9999 |  |  | N | Distillate Fuel Oil | [12 empty] | 2.3 | 1.1994 | 1.1994 | 1.1994 | 1.1994 | [11 empty] | Duke Energy Progress | 100 | Duke Energy Corp | 100
Marshall Dam | 2710_G_HC1 | 2710 | G | HC1 |  | Hydro |  | S_VACA | North Carolina | 37 | Madison | 115 | 37115 | 2 | 0 | 1985 | 9999 |  |  | N | Hydro | [13 empty] | 0 | 0 | 0 | 0 | [11 empty] | Duke Energy Progress | 100 | Duke Energy Corp | 100
Marshall Dam | 2710_G_HC2 | 2710 | G | HC2 |  | Hydro |  | S_VACA | North Carolina | 37 | Madison | 115 | 37115 | 2 | 0 | 1985 | 9999 |  |  | N | Hydro | [13 empty] | 0 | 0 | 0 | 0 | [11 empty] | Duke Energy Progress | 100 | Duke Energy Corp | 100
Roxboro | 2712_B_1 | 2712 | B | 1 | 1831 | Coal Steam |  | S_VACA | North Carolina | 37 | Person | 145 | 37145 | 379 | 10245 | 1966 | 2029 | wall | dry | N | Bituminous | Wet Scrubber | 2008 | 0.97 | LNB + OFA | SCR | 2002 |  | ESPC | No |  |  |  | 0.206 | 0.13357 | 0.13357 | 0.13357 | 0.13357 | 0.05 | 0.1 | 0.56 | 0.99 | [7 empty] | Duke Energy Progress | 100 | Duke Energy Corp | 100
Roxboro | 2712_B_2 | 2712 | B | 2 | 1832 | Coal Steam |  | S_VACA | North Carolina | 37 | Person | 145 | 37145 | 668 | 10393 | 1968 | 2029 | tangential | dry | N | Bituminous | Wet Scrubber | 2007 | 0.97 | LNC2 + OFA | SCR | 2002 |  | ESPC | No |  |  |  | 0.21 | 0.12692 | 0.12692 | 0.12692 | 0.12692 | 0.05 | 0.1 | 0.56 | 0.99 | [7 empty] | Duke Energy Progress | 100 | Duke Energy Corp | 100
Roxboro | 2712_B_3A | 2712 | B | 3A | 1833 | Coal Steam |  | S_VACA | North Carolina | 37 | Person | 145 | 37145 | 347 | 10296 | 1973 | 2034 | wall | dry | N | Bituminous | Wet Scrubber | 2008 | 0.97 | LNB + OFA | SCR | 2003 |  | ESPC | No |  |  |  | 0.175 | 0.2715 | 0.14493 | 0.2715 | 0.14493 | 0.05 | 0.1 | 0.56 | 0.99 | [7 empty] | Duke Energy Progress | 100 | Duke Energy Corp | 100
Roxboro | 2712_B_3B | 2712 | B | 3B | 1834 | Coal Steam |  | S_VACA | North Carolina | 37 | Person | 145 | 37145 | 347 | 10296 | 1973 | 2034 | wall | dry | N | Bituminous | Wet Scrubber | 2008 | 0.97 | LNB + OFA | SCR | 2003 |  | ESPC | No |  |  |  | 0.175 | 0.25832 | 0.14594 | 0.25832 | 0.14594 | 0.05 | 0.1 | 0.56 | 0.99 | [7 empty] | Duke Energy Progress | 100 | Duke Energy Corp | 100
Roxboro | 2712_B_4A | 2712 | B | 4A | 1835 | Coal Steam |  | S_VACA | North Carolina | 37 | Person | 145 | 37145 | 349 | 10364 | 1980 | 2034 | wall | dry | N | Bituminous | Wet Scrubber | 2007 | 0.97 | LNB + OFA | SCR | 2001 |  | ESPH | No |  |  |  | 0.175 | 0.12856 | 0.12856 | 0.12856 | 0.12856 | 0.05 | 0.1 | 1 | 0.99 | [7 empty] | Duke Energy Progress | 100 | Duke Energy Corp | 100
Roxboro | 2712_B_4B | 2712 | B | 4B | 1836 | Coal Steam |  | S_VACA | North Carolina | 37 | Person | 145 | 37145 | 349 | 10364 | 1980 | 2034 | wall | dry | N | Bituminous | Wet Scrubber | 2007 | 0.97 | LNB + OFA | SCR | 2001 |  | ESPH | No |  |  |  | 0.175 | 0.1297 | 0.1297 | 0.1297 | 0.1297 | 0.05 | 0.1 | 1 | 0.99 | [7 empty] | Duke Energy Progress | 100 | Duke Energy Corp | 100
Tillery | 2714_G_1 | 2714 | G | 1 |  | Hydro |  | S_VACA | North Carolina | 37 | Montgomery | 123 | 37123 | 21 | 0 | 1928 | 9999 |  |  | N | Hydro | [13 empty] | 0 | 0 | 0 | 0 | [11 empty] | Duke Energy Progress | 100 | Duke Energy Corp | 100
Tillery | 2714_G_2 | 2714 | G | 2 |  | Hydro |  | S_VACA | North Carolina | 37 | Montgomery | 123 | 37123 | 18 | 0 | 1928 | 9999 |  |  | N | Hydro | [13 empty] | 0 | 0 | 0 | 0 | [11 empty] | Duke Energy Progress | 100 | Duke Energy Corp | 100
Tillery | 2714_G_3 | 2714 | G | 3 |  | Hydro |  | S_VACA | North Carolina | 37 | Montgomery | 123 | 37123 | 21 | 0 | 1928 | 9999 |  |  | N | Hydro | [13 empty] | 0 | 0 | 0 | 0 | [11 empty] | Duke Energy Progress | 100 | Duke Energy Corp | 100
Tillery | 2714_G_4 | 2714 | G | 4 |  | Hydro |  | S_VACA | North Carolina | 37 | Montgomery | 123 | 37123 | 24 | 0 | 1960 | 9999 |  |  | N | Hydro | [13 empty] | 0 | 0 | 0 | 0 | [11 empty] | Duke Energy Progress | 100 | Duke Energy Corp | 100
Walters | 2715_G_1 | 2715 | G | 1 |  | Hydro |  | S_VACA | North Carolina | 37 | Haywood | 87 | 37087 | 36 | 0 | 1930 | 9999 |  |  | N | Hydro | [13 empty] | 0 | 0 | 0 | 0 | [11 empty] | Duke Energy Progress | 100 | Duke Energy Corp | 100
Walters | 2715_G_2 | 2715 | G | 2 |  | Hydro |  | S_VACA | North Carolina | 37 | Haywood | 87 | 37087 | 40 | 0 | 1930 | 9999 |  |  | N | Hydro | [13 empty] | 0 | 0 | 0 | 0 | [11 empty] | Duke Energy Progress | 100 | Duke Energy Corp | 100
Walters | 2715_G_3 | 2715 | G | 3 |  | Hydro |  | S_VACA | North Carolina | 37 | Haywood | 87 | 37087 | 36 | 0 | 1930 | 9999 |  |  | N | Hydro | [13 empty] | 0 | 0 | 0 | 0 | [11 empty] | Duke Energy Progress | 100 | Duke Energy Corp | 100
W H Weatherspoon | 2716_G_GT1 | 2716 | G | GT1 | 88324 | Combustion Turbine |  | S_VACA | North Carolina | 37 | Robeson | 155 | 37155 | 31 | 25000 | 1970 | 9999 |  |  | N | Distillate Fuel Oil | [12 empty] | 2.3 | 1.2003 | 1.2003 | 1.2003 | 1.2003 | [11 empty] | Duke Energy Progress | 100 | Duke Energy Corp | 100
W H Weatherspoon | 2716_G_GT2 | 2716 | G | GT2 | 88325 | Combustion Turbine |  | S_VACA | North Carolina | 37 | Robeson | 155 | 37155 | 31 | 25000 | 1970 | 9999 |  |  | N | Distillate Fuel Oil | [12 empty] | 2.3 | 1.1999 | 1.1999 | 1.1999 | 1.1999 | [11 empty] | Duke Energy Progress | 100 | Duke Energy Corp | 100
W H Weatherspoon | 2716_G_GT3 | 2716 | G | GT3 | 88326 | Combustion Turbine |  | S_VACA | North Carolina | 37 | Robeson | 155 | 37155 | 32 | 25000 | 1971 | 9999 |  |  | N | Distillate Fuel Oil | [12 empty] | 2.3 | 1.1999 | 1.1999 | 1.1999 | 1.1999 | [11 empty] | Duke Energy Progress | 100 | Duke Energy Corp | 100
W H Weatherspoon | 2716_G_GT4 | 2716 | G | GT4 | 88327 | Combustion Turbine |  | S_VACA | North Carolina | 37 | Robeson | 155 | 37155 | 30 | 25000 | 1971 | 9999 |  |  | N | Distillate Fuel Oil | [12 empty] | 2.3 | 1.1998 | 1.1998 | 1.1998 | 1.1998 | [11 empty] | Duke Energy Progress | 100 | Duke Energy Corp | 100
Bridgewater | 2719_G_1 | 2719 | G | 1 |  | Hydro |  | S_VACA | North Carolina | 37 | Burke | 23 | 37023 | 15 | 0 | 1919 | 9999 |  |  | N | Hydro | [13 empty] | 0 | 0 | 0 | 0 | [11 empty] | Duke Energy Carolinas | 100 | Duke Energy Corp | 100
Bridgewater | 2719_G_2 | 2719 | G | 2 |  | Hydro |  | S_VACA | North Carolina | 37 | Burke | 23 | 37023 | 15 | 0 | 1919 | 9999 |  |  | N | Hydro | [13 empty] | 0 | 0 | 0 | 0 | [11 empty] | Duke Energy Carolinas | 100 | Duke Energy Corp | 100
Bridgewater | 2719_G_3 | 2719 | G | 3 |  | Hydro |  | S_VACA | North Carolina | 37 | Burke | 23 | 37023 | 1.5 | 0 | 2011 | 9999 |  |  | N | Hydro | [13 empty] | 0 | 0 | 0 | 0 | [11 empty] | Duke Energy Carolinas | 100 | Duke Energy Corp | 100
Buck | 2720_G_CT11 | 2720 | G | CT11 | 90410 | Combined Cycle |  | S_VACA | North Carolina | 37 | Rowan | 159 | 37159 | 178 | 7079 | 2011 | 9999 |  |  | N | Natural Gas |  |  |  | DLNB | SCR | [8 empty] | 0.008456 | 0.008456 | 0.008456 | 0.008456 | [11 empty] | Duke Energy Carolinas | 100 | Duke Energy Corp | 100
Buck | 2720_G_CT12 | 2720 | G | CT12 | 90411 | Combined Cycle |  | S_VACA | North Carolina | 37 | Rowan | 159 | 37159 | 178 | 7079 | 2011 | 9999 |  |  | N | Natural Gas |  |  |  | DLNB | SCR | [8 empty] | 0.008456 | 0.008456 | 0.008456 | 0.008456 | [11 empty] | Duke Energy Carolinas | 100 | Duke Energy Corp | 100
Buck | 2720_G_ST10 | 2720 | G | ST10 | 90410 | Combined Cycle |  | S_VACA | North Carolina | 37 | Rowan | 159 | 37159 | 312 | 7079 | 2011 | 9999 |  |  | N | Natural Gas |  |  |  | DLNB | SCR | [8 empty] | 0.008456 | 0.008456 | 0.008456 | 0.008456 | [11 empty] | Duke Energy Carolinas | 100 | Duke Energy Corp | 100
James E. Rogers Energy Complex | 2721_B_5 | 2721 | B | 5 | 1857 | Coal Steam |  | S_VACA | North Carolina | 37 | Cleveland | 45 | 37045 | 544 | 9385 | 1972 | 9999 | tangential | dry | N | Bituminous, Natural Gas | Wet Scrubber | 2010 | 0.983 | LNC3 | SCR | 2002 |  | ESPC | Yes |  |  |  | 1.6 | 0.2471 | 0.13745 | 0.2471 | 0.13745 | 0.05 | 0.1 | 0.56 | 0.99 | [7 empty] | Duke Energy Carolinas | 100 | Duke Energy Corp | 100
James E. Rogers Energy Complex | 2721_B_6 | 2721 | B | 6 | 90414 | Coal Steam |  | S_VACA | North Carolina | 37 | Cleveland | 45 | 37045 | 844 | 9090 | 2012 | 2048 | wall | dry | N | Bituminous, Natural Gas | Wet Scrubber | 2012 | 0.983 | LNBO | SCR | 2012 |  | B | NA |  |  |  | 2.2 | 0.05732 | 0.05732 | 0.05732 | 0.05732 | 0.05 | 0.1 | 0.56 | 0.99 | [7 empty] | Duke Energy Carolinas | 100 | Duke Energy Corp | 100
Cowans Ford | 2722_G_1 | 2722 | G | 1 |  | Hydro |  | S_VACA | North Carolina | 37 | Lincoln | 109 | 37109 | 81 | 0 | 1963 | 9999 |  |  | N | Hydro | [13 empty] | 0 | 0 | 0 | 0 | [11 empty] | Duke Energy Carolinas | 100 | Duke Energy Corp | 100
Cowans Ford | 2722_G_2 | 2722 | G | 2 |  | Hydro |  | S_VACA | North Carolina | 37 | Lincoln | 109 | 37109 | 81 | 0 | 1963 | 9999 |  |  | N | Hydro | [13 empty] | 0 | 0 | 0 | 0 | [11 empty] | Duke Energy Carolinas | 100 | Duke Energy Corp | 100
Cowans Ford | 2722_G_3 | 2722 | G | 3 |  | Hydro |  | S_VACA | North Carolina | 37 | Lincoln | 109 | 37109 | 81 | 0 | 1963 | 9999 |  |  | N | Hydro | [13 empty] | 0 | 0 | 0 | 0 | [11 empty] | Duke Energy Carolinas | 100 | Duke Energy Corp | 100
Cowans Ford | 2722_G_4 | 2722 | G | 4 |  | Hydro |  | S_VACA | North Carolina | 37 | Lincoln | 109 | 37109 | 81 | 0 | 1967 | 9999 |  |  | N | Hydro | [13 empty] | 0 | 0 | 0 | 0 | [11 empty] | Duke Energy Carolinas | 100 | Duke Energy Corp | 100
Dan River | 2723_G_CT8 | 2723 | G | CT8 | 90412 | Combined Cycle |  | S_VACA | North Carolina | 37 | Rockingham | 157 | 37157 | 171 | 7153 | 2012 | 9999 |  |  | N | Natural Gas |  |  |  | DLNB | SCR | [8 empty] | 0.016926 | 0.016926 | 0.016926 | 0.016926 | [11 empty] | Duke Energy Carolinas | 100 | Duke Energy Corp | 100
Dan River | 2723_G_CT9 | 2723 | G | CT9 | 90413 | Combined Cycle |  | S_VACA | North Carolina | 37 | Rockingham | 157 | 37157 | 171 | 7153 | 2012 | 9999 |  |  | N | Natural Gas |  |  |  | DLNB | SCR | [8 empty] | 0.016926 | 0.016926 | 0.016926 | 0.016926 | [11 empty] | Duke Energy Carolinas | 100 | Duke Energy Corp | 100
Dan River | 2723_G_ST7 | 2723 | G | ST7 | 90412 | Combined Cycle |  | S_VACA | North Carolina | 37 | Rockingham | 157 | 37157 | 320 | 7153 | 2012 | 9999 |  |  | N | Natural Gas |  |  |  | DLNB | SCR | [8 empty] | 0.016926 | 0.016926 | 0.016926 | 0.016926 | [11 empty] | Duke Energy Carolinas | 100 | Duke Energy Corp | 100
Lookout Shoals | 2726_G_1 | 2726 | G | 1 |  | Hydro |  | S_VACA | North Carolina | 37 | Iredell | 97 | 37097 | 9 | 0 | 1915 | 9999 |  |  | N | Hydro | [13 empty] | 0 | 0 | 0 | 0 | [11 empty] | Duke Energy Carolinas | 100 | Duke Energy Corp | 100
Lookout Shoals | 2726_G_2 | 2726 | G | 2 |  | Hydro |  | S_VACA | North Carolina | 37 | Iredell | 97 | 37097 | 9 | 0 | 1915 | 9999 |  |  | N | Hydro | [13 empty] | 0 | 0 | 0 | 0 | [11 empty] | Duke Energy Carolinas | 100 | Duke Energy Corp | 100
Lookout Shoals | 2726_G_3 | 2726 | G | 3 |  | Hydro |  | S_VACA | North Carolina | 37 | Iredell | 97 | 37097 | 9 | 0 | 1915 | 9999 |  |  | N | Hydro | [13 empty] | 0 | 0 | 0 | 0 | [11 empty] | Duke Energy Carolinas | 100 | Duke Energy Corp | 100
Marshall (NC) | 2727_B_1 | 2727 | B | 1 | 1861 | Coal Steam |  | S_VACA | North Carolina | 37 | Catawba | 35 | 37035 | 370 | 9477 | 1965 | 2029 | tangential | dry | N | Bituminous | Wet Scrubber | 2007 | 0.95 | LNC3 | SNCR |  | 2006 | ESPC | Yes |  |  |  | 0.113 | 0.24605 | 0.24605 | 0.24605 | 0.24605 | 0.05 | 0.1 | 0.56 | 0.99 | [7 empty] | Duke Energy Carolinas | 100 | Duke Energy Corp | 100
Marshall (NC) | 2727_B_4 | 2727 | B | 4 | 1864 | Coal Steam |  | S_VACA | North Carolina | 37 | Catawba | 35 | 37035 | 660 | 9300 | 1965 | 2033 | tangential | dry | N | Bituminous | Wet Scrubber | 2006 | 0.95 | LNC3 | SNCR |  | 2008 | ESPC | Yes | ACI | 2016 |  | 0.105 | 0.3454 | 0.25566 | 0.3454 | 0.25566 | 0.05 | 0.1 | 0.1 | 0.99 | [7 empty] | Duke Energy Carolinas | 100 | Duke Energy Corp | 100
Marshall (NC) | 2727_B_2 | 2727 | B | 2 | 1862 | Coal Steam |  | S_VACA | North Carolina | 37 | Catawba | 35 | 37035 | 370 | 9490 | 1966 | 2029 | tangential | dry | N | Bituminous | Wet Scrubber | 2007 | 0.95 | LNC3 | SNCR |  | 2007 | ESPC | Yes |  |  |  | 0.1 | 0.25402 | 0.25402 | 0.25402 | 0.25402 | 0.05 | 0.1 | 0.56 | 0.99 | [7 empty] | Duke Energy Carolinas | 100 | Duke Energy Corp | 100
Marshall (NC) | 2727_B_3 | 2727 | B | 3 | 1863 | Coal Steam |  | S_VACA | North Carolina | 37 | Catawba | 35 | 37035 | 658 | 9344 | 1969 | 2033 | tangential | dry | N | Bituminous | Wet Scrubber | 2007 | 0.95 | LNC3 | SCR | 2009 |  | ESPC | Yes |  |  |  | 0.078 | 0.2353 | 0.15182 | 0.2353 | 0.15182 | 0.05 | 0.1 | 0.56 | 0.99 | [7 empty] | Duke Energy Carolinas | 100 | Duke Energy Corp | 100
Mountain Island | 2728_G_1 | 2728 | G | 1 |  | Hydro |  | S_VACA | North Carolina | 37 | Gaston | 71 | 37071 | 14 | 0 | 1923 | 9999 |  |  | N | Hydro | [13 empty] | 0 | 0 | 0 | 0 | [11 empty] | Duke Energy Carolinas | 100 | Duke Energy Corp | 100
Mountain Island | 2728_G_2 | 2728 | G | 2 |  | Hydro |  | S_VACA | North Carolina | 37 | Gaston | 71 | 37071 | 14 | 0 | 1923 | 9999 |  |  | N | Hydro | [13 empty] | 0 | 0 | 0 | 0 | [11 empty] | Duke Energy Carolinas | 100 | Duke Energy Corp | 100
Mountain Island | 2728_G_3 | 2728 | G | 3 |  | Hydro |  | S_VACA | North Carolina | 37 | Gaston | 71 | 37071 | 17 | 0 | 1923 | 9999 |  |  | N | Hydro | [13 empty] | 0 | 0 | 0 | 0 | [11 empty] | Duke Energy Carolinas | 100 | Duke Energy Corp | 100
Mountain Island | 2728_G_4 | 2728 | G | 4 |  | Hydro |  | S_VACA | North Carolina | 37 | Gaston | 71 | 37071 | 17 | 0 | 1923 | 9999 |  |  | N | Hydro | [13 empty] | 0 | 0 | 0 | 0 | [11 empty] | Duke Energy Carolinas | 100 | Duke Energy Corp | 100
Oxford Dam | 2729_G_1 | 2729 | G | 1 |  | Hydro |  | S_VACA | North Carolina | 37 | Catawba | 35 | 37035 | 20 | 0 | 1928 | 9999 |  |  | N | Hydro | [13 empty] | 0 | 0 | 0 | 0 | [11 empty] | Duke Energy Carolinas | 100 | Duke Energy Corp | 100
Oxford Dam | 2729_G_2 | 2729 | G | 2 |  | Hydro |  | S_VACA | North Carolina | 37 | Catawba | 35 | 37035 | 20 | 0 | 1928 | 9999 |  |  | N | Hydro | [13 empty] | 0 | 0 | 0 | 0 | [11 empty] | Duke Energy Carolinas | 100 | Duke Energy Corp | 100
Rhodhiss | 2730_G_1 | 2730 | G | 1 |  | Hydro |  | S_VACA | North Carolina | 37 | Caldwell | 27 | 37027 | 9.5 | 0 | 1925 | 9999 |  |  | N | Hydro | [13 empty] | 0 | 0 | 0 | 0 | [11 empty] | Duke Energy Carolinas | 100 | Duke Energy Corp | 100
Rhodhiss | 2730_G_2 | 2730 | G | 2 |  | Hydro |  | S_VACA | North Carolina | 37 | Caldwell | 27 | 37027 | 11.5 | 0 | 1925 | 9999 |  |  | N | Hydro | [13 empty] | 0 | 0 | 0 | 0 | [11 empty] | Duke Energy Carolinas | 100 | Duke Energy Corp | 100
Rhodhiss | 2730_G_3 | 2730 | G | 3 |  | Hydro |  | S_VACA | North Carolina | 37 | Caldwell | 27 | 37027 | 12.4 | 0 | 1925 | 9999 |  |  | N | Hydro | [13 empty] | 0 | 0 | 0 | 0 | [11 empty] | Duke Energy Carolinas | 100 | Duke Energy Corp | 100
Turner Shoals | 2735_G_1 | 2735 | G | 1 |  | Hydro |  | S_VACA | North Carolina | 37 | Polk | 149 | 37149 | 2.7 | 0 | 1996 | 9999 |  |  | N | Hydro | [13 empty] | 0 | 0 | 0 | 0 | [11 empty] | Northbrook Carolina Hydro LLC | 100 | Ares Management LP | 100
Turner Shoals | 2735_G_2 | 2735 | G | 2 |  | Hydro |  | S_VACA | North Carolina | 37 | Polk | 149 | 37149 | 2.7 | 0 | 1996 | 9999 |  |  | N | Hydro | [13 empty] | 0 | 0 | 0 | 0 | [11 empty] | Northbrook Carolina Hydro LLC | 100 | Ares Management LP | 100
Tuxedo | 2736_G_1 | 2736 | G | 1 |  | Hydro |  | S_VACA | North Carolina | 37 | Henderson | 89 | 37089 | 3.2 | 0 | 1920 | 9999 |  |  | N | Hydro | [13 empty] | 0 | 0 | 0 | 0 | [11 empty] | Northbrook Energy LLC | 100 | Northbrook Energy LLC | 100
Tuxedo | 2736_G_2 | 2736 | G | 2 |  | Hydro |  | S_VACA | North Carolina | 37 | Henderson | 89 | 37089 | 3.2 | 0 | 1920 | 9999 |  |  | N | Hydro | [13 empty] | 0 | 0 | 0 | 0 | [11 empty] | Northbrook Energy LLC | 100 | Northbrook Energy LLC | 100
Bear Creek Dam | 2741_G_1 | 2741 | G | 1 |  | Hydro |  | S_VACA | North Carolina | 37 | Jackson | 99 | 37099 | 9.5 | 0 | 1954 | 9999 |  |  | N | Hydro | [13 empty] | 0 | 0 | 0 | 0 | [11 empty] | Duke Energy Carolinas | 100 | Duke Energy Corp | 100
Cedar Cliff | 2743_G_1 | 2743 | G | 1 |  | Hydro |  | S_VACA | North Carolina | 37 | Jackson | 99 | 37099 | 6.4 | 0 | 1952 | 9999 |  |  | N | Hydro | [13 empty] | 0 | 0 | 0 | 0 | [11 empty] | Duke Energy Carolinas | 100 | Duke Energy Corp | 100
Franklin (NC) | 2745_G_1 | 2745 | G | 1 |  | Hydro |  | S_VACA | North Carolina | 37 | Macon | 113 | 37113 | 0.5 | 0 | 1925 | 9999 |  |  | N | Hydro | [13 empty] | 0 | 0 | 0 | 0 | [11 empty] | Northbrook Energy LLC | 100 | Northbrook Energy LLC | 100
Franklin (NC) | 2745_G_2 | 2745 | G | 2 |  | Hydro |  | S_VACA | North Carolina | 37 | Macon | 113 | 37113 | 0.5 | 0 | 1925 | 9999 |  |  | N | Hydro | [13 empty] | 0 | 0 | 0 | 0 | [11 empty] | Northbrook Energy LLC | 100 | Northbrook Energy LLC | 100
Mission | 2746_G_1 | 2746 | G | 1 |  | Hydro |  | S_VACA | North Carolina | 37 | Clay | 43 | 37043 | 0.6 | 0 | 1924 | 9999 |  |  | N | Hydro | [13 empty] | 0 | 0 | 0 | 0 | [11 empty] | Northbrook Energy LLC | 100 | Northbrook Energy LLC | 100
Mission | 2746_G_2 | 2746 | G | 2 |  | Hydro |  | S_VACA | North Carolina | 37 | Clay | 43 | 37043 | 0.6 | 0 | 1924 | 9999 |  |  | N | Hydro | [13 empty] | 0 | 0 | 0 | 0 | [11 empty] | Northbrook Energy LLC | 100 | Northbrook Energy LLC | 100
Mission | 2746_G_3 | 2746 | G | 3 |  | Hydro |  | S_VACA | North Carolina | 37 | Clay | 43 | 37043 | 0.6 | 0 | 1943 | 9999 |  |  | N | Hydro | [13 empty] | 0 | 0 | 0 | 0 | [11 empty] | Northbrook Energy LLC | 100 | Northbrook Energy LLC | 100
Nantahala | 2747_G_1 | 2747 | G | 1 |  | Hydro |  | S_VACA | North Carolina | 37 | Macon | 113 | 37113 | 50 | 0 | 1942 | 9999 |  |  | N | Hydro | [13 empty] | 0 | 0 | 0 | 0 | [11 empty] | Duke Energy Carolinas | 100 | Duke Energy Corp | 100
Tennessee Creek | 2749_G_1 | 2749 | G | 1 |  | Hydro |  | S_VACA | North Carolina | 37 | Jackson | 99 | 37099 | 9.8 | 0 | 1955 | 9999 |  |  | N | Hydro | [13 empty] | 0 | 0 | 0 | 0 | [11 empty] | Duke Energy Carolinas | 100 | Duke Energy Corp | 100
Thorpe | 2750_G_1 | 2750 | G | 1 |  | Hydro |  | S_VACA | North Carolina | 37 | Jackson | 99 | 37099 | 19.7 | 0 | 1941 | 9999 |  |  | N | Hydro | [13 empty] | 0 | 0 | 0 | 0 | [11 empty] | Duke Energy Carolinas | 100 | Duke Energy Corp | 100
Tuckasegee | 2751_G_1 | 2751 | G | 1 |  | Hydro |  | S_VACA | North Carolina | 37 | Jackson | 99 | 37099 | 2.5 | 0 | 1950 | 9999 |  |  | N | Hydro | [13 empty] | 0 | 0 | 0 | 0 | [11 empty] | Duke Energy Carolinas | 100 | Duke Energy Corp | 100
Gaston | 2756_G_1 | 2756 | G | 1 |  | Hydro |  | PJM_Dom | North Carolina | 37 | Halifax | 83 | 37083 | 55 | 0 | 1963 | 9999 |  |  | N | Hydro | [13 empty] | 0 | 0 | 0 | 0 | [11 empty] | Virginia Electric & Power Co | 100 | Dominion Energy Inc | 100
Gaston | 2756_G_2 | 2756 | G | 2 |  | Hydro |  | PJM_Dom | North Carolina | 37 | Halifax | 83 | 37083 | 55 | 0 | 1963 | 9999 |  |  | N | Hydro | [13 empty] | 0 | 0 | 0 | 0 | [11 empty] | Virginia Electric & Power Co | 100 | Dominion Energy Inc | 100
Gaston | 2756_G_3 | 2756 | G | 3 |  | Hydro |  | PJM_Dom | North Carolina | 37 | Halifax | 83 | 37083 | 55 | 0 | 1963 | 9999 |  |  | N | Hydro | [13 empty] | 0 | 0 | 0 | 0 | [11 empty] | Virginia Electric & Power Co | 100 | Dominion Energy Inc | 100
Gaston | 2756_G_4 | 2756 | G | 4 |  | Hydro |  | PJM_Dom | North Carolina | 37 | Halifax | 83 | 37083 | 55 | 0 | 1963 | 9999 |  |  | N | Hydro | [13 empty] | 0 | 0 | 0 | 0 | [11 empty] | Virginia Electric & Power Co | 100 | Dominion Energy Inc | 100
Roanoke Rapids | 2758_G_1 | 2758 | G | 1 |  | Hydro |  | PJM_Dom | North Carolina | 37 | Halifax | 83 | 37083 | 24 | 0 | 1955 | 9999 |  |  | N | Hydro | [13 empty] | 0 | 0 | 0 | 0 | [11 empty] | Virginia Electric & Power Co | 100 | Dominion Energy Inc | 100
Roanoke Rapids | 2758_G_2 | 2758 | G | 2 |  | Hydro |  | PJM_Dom | North Carolina | 37 | Halifax | 83 | 37083 | 24 | 0 | 1955 | 9999 |  |  | N | Hydro | [13 empty] | 0 | 0 | 0 | 0 | [11 empty] | Virginia Electric & Power Co | 100 | Dominion Energy Inc | 100
Roanoke Rapids | 2758_G_3 | 2758 | G | 3 |  | Hydro |  | PJM_Dom | North Carolina | 37 | Halifax | 83 | 37083 | 24 | 0 | 1955 | 9999 |  |  | N | Hydro | [13 empty] | 0 | 0 | 0 | 0 | [11 empty] | Virginia Electric & Power Co | 100 | Dominion Energy Inc | 100
Roanoke Rapids | 2758_G_4 | 2758 | G | 4 |  | Hydro |  | PJM_Dom | North Carolina | 37 | Halifax | 83 | 37083 | 23 | 0 | 1955 | 9999 |  |  | N | Hydro | [13 empty] | 0 | 0 | 0 | 0 | [11 empty] | Virginia Electric & Power Co | 100 | Dominion Energy Inc | 100
Lake Lure | 2773_G_1 | 2773 | G | 1 |  | Hydro |  | S_VACA | North Carolina | 37 | Rutherford | 161 | 37161 | 1.2 | 0 | 1927 | 9999 |  |  | N | Hydro | [13 empty] | 0 | 0 | 0 | 0 | [11 empty] | Lake Lure (Town of) | 100 | Lake Lure (Town of) | 100
Lake Lure | 2773_G_2 | 2773 | G | 2 |  | Hydro |  | S_VACA | North Carolina | 37 | Rutherford | 161 | 37161 | 2.4 | 0 | 1927 | 9999 |  |  | N | Hydro | [13 empty] | 0 | 0 | 0 | 0 | [11 empty] | Lake Lure (Town of) | 100 | Lake Lure (Town of) | 100
Chatuge | 2778_G_1 | 2778 | G | 1 |  | Hydro |  | S_C_TVA | North Carolina | 37 | Clay | 43 | 37043 | 13.9 | 0 | 1954 | 9999 |  |  | N | Hydro | [13 empty] | 0 | 0 | 0 | 0 | [11 empty] | Tennessee Valley Authority | 100 | Tennessee Valley Authority | 100
Fontana Dam | 2779_G_1 | 2779 | G | 1 |  | Hydro |  | S_C_TVA | North Carolina | 37 | Swain | 173 | 37173 | 101.4 | 0 | 1945 | 9999 |  |  | N | Hydro | [13 empty] | 0 | 0 | 0 | 0 | [11 empty] | Tennessee Valley Authority | 100 | Tennessee Valley Authority | 100
Fontana Dam | 2779_G_2 | 2779 | G | 2 |  | Hydro |  | S_C_TVA | North Carolina | 37 | Swain | 173 | 37173 | 101.4 | 0 | 1945 | 9999 |  |  | N | Hydro | [13 empty] | 0 | 0 | 0 | 0 | [11 empty] | Tennessee Valley Authority | 100 | Tennessee Valley Authority | 100
Fontana Dam | 2779_G_3 | 2779 | G | 3 |  | Hydro |  | S_C_TVA | North Carolina | 37 | Swain | 173 | 37173 | 101.4 | 0 | 1954 | 9999 |  |  | N | Hydro | [13 empty] | 0 | 0 | 0 | 0 | [11 empty] | Tennessee Valley Authority | 100 | Tennessee Valley Authority | 100
Hiwassee Dam | 2780_G_1 | 2780 | G | 1 |  | Hydro |  | S_C_TVA | North Carolina | 37 | Cherokee | 39 | 37039 | 87.7 | 0 | 1940 | 9999 |  |  | N | Hydro | [13 empty] | 0 | 0 | 0 | 0 | [11 empty] | Tennessee Valley Authority | 100 | Tennessee Valley Authority | 100
Hiwassee Dam | 2780_G_2 | 2780 | G | 2 |  | Pumped Storage |  | S_C_TVA | North Carolina | 37 | Cherokee | 39 | 37039 | 86 | 0 | 1956 | 9999 |  |  | N | Pumped Storage | [13 empty] | 0 | 0 | 0 | 0 | [11 empty] | Tennessee Valley Authority | 100 | Tennessee Valley Authority | 100
Buxton | 2783_G_1A | 2783 | G | 1A |  | Combustion Turbine | IC Engine | PJM_Dom | North Carolina | 37 | Dare | 55 | 37055 | 3 | 16560 | 1991 | 9999 |  |  | N | Distillate Fuel Oil | [12 empty] | 2.3 | 1.6498 | 1.6498 | 1.6498 | 1.6498 | [11 empty] | North Carolina Electric Membership Corp | 100 | North Carolina Electric Membership Corp | 100
Buxton | 2783_G_2A | 2783 | G | 2A |  | Combustion Turbine | IC Engine | PJM_Dom | North Carolina | 37 | Dare | 55 | 37055 | 3 | 16555 | 1991 | 9999 |  |  | N | Distillate Fuel Oil | [12 empty] | 2.3 | 1.6498 | 1.6498 | 1.6498 | 1.6498 | [11 empty] | North Carolina Electric Membership Corp | 100 | North Carolina Electric Membership Corp | 100
Buxton | 2783_G_3A | 2783 | G | 3A |  | Combustion Turbine | IC Engine | PJM_Dom | North Carolina | 37 | Dare | 55 | 37055 | 3 | 16555 | 1991 | 9999 |  |  | N | Distillate Fuel Oil | [12 empty] | 2.3 | 1.6498 | 1.6498 | 1.6498 | 1.6498 | [11 empty] | North Carolina Electric Membership Corp | 100 | North Carolina Electric Membership Corp | 100
Buxton | 2783_G_4A | 2783 | G | 4A |  | Combustion Turbine | IC Engine | PJM_Dom | North Carolina | 37 | Dare | 55 | 37055 | 3 | 16555 | 1991 | 9999 |  |  | N | Distillate Fuel Oil | [12 empty] | 2.3 | 1.6498 | 1.6498 | 1.6498 | 1.6498 | [11 empty] | North Carolina Electric Membership Corp | 100 | North Carolina Electric Membership Corp | 100
Buxton | 2783_G_5A | 2783 | G | 5A |  | Combustion Turbine | IC Engine | PJM_Dom | North Carolina | 37 | Dare | 55 | 37055 | 3 | 16555 | 1991 | 9999 |  |  | N | Distillate Fuel Oil | [12 empty] | 2.3 | 1.6498 | 1.6498 | 1.6498 | 1.6498 | [11 empty] | North Carolina Electric Membership Corp | 100 | North Carolina Electric Membership Corp | 100
R M Heskett | 2790_G_3 | 2790 | G | 3 | 90931 | Combustion Turbine |  | MIS_MAPP | North Dakota | 38 | Morton | 59 | 38059 | 88 | 18700 | 2014 | 9999 |  |  | N | Natural Gas |  |  |  | DLNB | [9 empty] | 0.14583 | 0.14583 | 0.14583 | 0.14583 | [11 empty] | MDU Resources Group Inc | 100 | MDU Resources Group Inc | 100
Jamestown | 2801_G_1 | 2801 | G | 1 |  | Combustion Turbine |  | MIS_MAPP | North Dakota | 38 | Stutsman | 93 | 38093 | 20.5 | 25000 | 1976 | 9999 |  |  | N | Distillate Fuel Oil | [12 empty] | 3 | 1.01 | 1.01 | 1.01 | 1.01 | [11 empty] | Otter Tail Power Co | 100 | Otter Tail Corp | 100
Jamestown | 2801_G_2 | 2801 | G | 2 |  | Combustion Turbine |  | MIS_MAPP | North Dakota | 38 | Stutsman | 93 | 38093 | 21.2 | 25000 | 1978 | 9999 |  |  | N | Distillate Fuel Oil | [12 empty] | 3 | 1.01 | 1.01 | 1.01 | 1.01 | [11 empty] | Otter Tail Power Co | 100 | Otter Tail Corp | 100
Grafton | 2811_G_1 | 2811 | G | 1 |  | Combustion Turbine | IC Engine | MIS_MAPP | North Dakota | 38 | Walsh | 99 | 38099 | 0.6 | 12283 | 1937 | 9999 |  |  | N | Distillate Fuel Oil | [12 empty] | 3 | 1.6498 | 1.6498 | 1.6498 | 1.6498 | [11 empty] | Grafton ND (City of) | 100 | Grafton ND (City of) | 100
Grafton | 2811_G_2 | 2811 | G | 2 |  | Combustion Turbine | IC Engine | MIS_MAPP | North Dakota | 38 | Walsh | 99 | 38099 | 0.8 | 12283 | 1949 | 9999 |  |  | N | Distillate Fuel Oil | [12 empty] | 3 | 1.6498 | 1.6498 | 1.6498 | 1.6498 | [11 empty] | Grafton ND (City of) | 100 | Grafton ND (City of) | 100
Grafton | 2811_G_3 | 2811 | G | 3 |  | Combustion Turbine | IC Engine | MIS_MAPP | North Dakota | 38 | Walsh | 99 | 38099 | 1.3 | 12283 | 1956 | 9999 |  |  | N | Distillate Fuel Oil | [12 empty] | 3 | 1.6498 | 1.6498 | 1.6498 | 1.6498 | [11 empty] | Grafton ND (City of) | 100 | Grafton ND (City of) | 100
Grafton | 2811_G_4 | 2811 | G | 4 |  | Combustion Turbine | IC Engine | MIS_MAPP | North Dakota | 38 | Walsh | 99 | 38099 | 1.3 | 12283 | 1956 | 9999 |  |  | N | Distillate Fuel Oil | [12 empty] | 3 | 1.6498 | 1.6498 | 1.6498 | 1.6498 | [11 empty] | Grafton ND (City of) | 100 | Grafton ND (City of) | 100
Garrison | 2815_G_1 | 2815 | G | 1 |  | Hydro |  | SPP_WAUE | North Dakota | 38 | Mercer | 57 | 38057 | 102 | 0 | 1956 | 9999 |  |  | N | Hydro | [13 empty] | 0 | 0 | 0 | 0 | [11 empty] | USACE Omaha District | 100 | U S Army Corps of Engineers | 100
Garrison | 2815_G_2 | 2815 | G | 2 |  | Hydro |  | SPP_WAUE | North Dakota | 38 | Mercer | 57 | 38057 | 102 | 0 | 1956 | 9999 |  |  | N | Hydro | [13 empty] | 0 | 0 | 0 | 0 | [11 empty] | USACE Omaha District | 100 | U S Army Corps of Engineers | 100
Garrison | 2815_G_3 | 2815 | G | 3 |  | Hydro |  | SPP_WAUE | North Dakota | 38 | Mercer | 57 | 38057 | 102 | 0 | 1956 | 9999 |  |  | N | Hydro | [13 empty] | 0 | 0 | 0 | 0 | [11 empty] | USACE Omaha District | 100 | U S Army Corps of Engineers | 100
Garrison | 2815_G_4 | 2815 | G | 4 |  | Hydro |  | SPP_WAUE | North Dakota | 38 | Mercer | 57 | 38057 | 102 | 0 | 1960 | 9999 |  |  | N | Hydro | [13 empty] | 0 | 0 | 0 | 0 | [11 empty] | USACE Omaha District | 100 | U S Army Corps of Engineers | 100
Garrison | 2815_G_5 | 2815 | G | 5 |  | Hydro |  | SPP_WAUE | North Dakota | 38 | Mercer | 57 | 38057 | 102 | 0 | 1960 | 9999 |  |  | N | Hydro | [13 empty] | 0 | 0 | 0 | 0 | [11 empty] | USACE Omaha District | 100 | U S Army Corps of Engineers | 100
Leland Olds | 2817_B_1 | 2817 | B | 1 | 1876 | Coal Steam |  | SPP_WAUE | North Dakota | 38 | Mercer | 57 | 38057 | 222 | 11851 | 1966 | 9999 | wall | dry | N | Lignite, Subbituminous | Wet Scrubber | 2013 | 0.97 | LNB + OFA | SNCR |  | 2017 | ESPC | No | ACI | 2015 |  | 0.15 | 0.3084 | 0.14144 | 0.3084 | 0.14144 | 0.1 | 0.1 | 0.1 | 0.99 | [6 empty] | Yes | Basin Electric Power Coop | 100 | Basin Electric Power Coop | 100
Leland Olds | 2817_B_2 | 2817 | B | 2 | 1877 | Coal Steam |  | SPP_WAUE | North Dakota | 38 | Mercer | 57 | 38057 | 445 | 11751 | 1975 | 9999 | cyclone | wet | N | Lignite, Subbituminous | Wet Scrubber | 2013 | 0.97 | OFA | SNCR |  | 2017 | ESPC | No | ACI | 2015 |  | 0.15 | 0.36252 | 0.28867 | 0.36252 | 0.28867 | 0.1 | 0.1 | 0.1 | 0.99 | [6 empty] | Yes | Basin Electric Power Coop | 100 | Basin Electric Power Coop | 100
Milton R Young | 2823_B_B1 | 2823 | B | B1 | 1878 | Coal Steam |  | MIS_MAPP | North Dakota | 38 | Oliver | 65 | 38065 | 237 | 11631 | 1970 | 9999 | cyclone | wet | N | Lignite | Wet Scrubber | 2011 | 0.971 | AA + OFA | SNCR |  | 2011 | ESPC | No | ACI | 2015 |  | 0.15 | 0.33404 | 0.26723 | 0.33404 | 0.26723 | 0.1 | 0.1 | 0.1 | 0.99 | [6 empty] | Yes | Minnkota Power Coop | 100 | Minnkota Power Coop | 100
Milton R Young | 2823_B_B2 | 2823 | B | B2 | 1879 | Coal Steam |  | MIS_MAPP | North Dakota | 38 | Oliver | 65 | 38065 | 447 | 11391 | 1977 | 9999 | cyclone | wet | N | Lignite | Wet Scrubber | 1978 | 0.969 | AA + OFA | SNCR |  | 2010 | ESPC | No | ACI | 2015 |  | 0.15 | 0.33356 | 0.28353 | 0.33356 | 0.28353 | 0.1 | 0.1 | 0.1 | 0.99 | [6 empty] | Yes | Square Butte Electric Coop | 100 | Square Butte Electric Coop | 100
Cardinal | 2828_B_1 | 2828 | B | 1 | 1883 | Coal Steam |  | PJM_West | Ohio | 39 | Jefferson | 81 | 39081 | 585 | 9899 | 1966 | 9999 | cell | dry | N | Bituminous | Wet Scrubber | 2008 | 0.98 | LNB + LNCB | SCR | 2003 |  | ESPC | No |  |  |  | 1.056 | 0.5549 | 0.07395 | 0.5549 | 0.07395 | 0.05 | 0.1 | 0.56 | 0.99 | [7 empty] | AEP Generation Resources Inc | 100 | American Electric Power Co Inc | 100
Cardinal | 2828_B_2 | 2828 | B | 2 | 1884 | Coal Steam |  | PJM_West | Ohio | 39 | Jefferson | 81 | 39081 | 585 | 9906 | 1967 | 9999 | cell | dry | N | Bituminous | Wet Scrubber | 2007 | 0.98 | LNB + LNCB | SCR | 2003 |  | ESPC | No |  |  |  | 1.056 | 0.5866 | 0.07665 | 0.5866 | 0.07665 | 0.05 | 0.1 | 0.56 | 0.99 | [7 empty] | Buckeye Power Inc | 100 | Buckeye Power Inc | 100
Cardinal | 2828_B_3 | 2828 | B | 3 | 1885 | Coal Steam |  | PJM_West | Ohio | 39 | Jefferson | 81 | 39081 | 620 | 10103 | 1977 | 2029 | wall | dry | N | Bituminous | Wet Scrubber | 2012 | 0.98 | LNB | SCR | 2003 |  | ESPH | No |  |  |  | 0.66 | 0.4462 | 0.08468 | 0.4462 | 0.08468 | 0.05 | 0.1 | 1 | 0.99 | [7 empty] | Buckeye Power Inc | 100 | Buckeye Power Inc | 100
Walter C Beckjord | 2830_G_BECK1 | 2830 | G | BECK1 |  | Energy Storage |  | PJM_West | Ohio | 39 | Clermont | 25 | 39025 | 2 | 0 | 2015 | 9999 |  |  | N | Energy Storage | [13 empty] | 0 | 0 | 0 | 0 | [11 empty] | Dayton Power & Light Co (The) | 50 | AES Corp (The) | 50
Walter C Beckjord | 2830_G_BECK2 | 2830 | G | BECK2 |  | Energy Storage |  | PJM_West | Ohio | 39 | Clermont | 25 | 39025 | 2 | 0 | 2015 | 9999 |  |  | N | Energy Storage | [13 empty] | 0 | 0 | 0 | 0 | [11 empty] | Dayton Power & Light Co (The) | 50 | AES Corp (The) | 50
Dicks Creek | 2831_G_1 | 2831 | G | 1 | 9185 | Combustion Turbine |  | PJM_West | Ohio | 39 | Butler | 17 | 39017 | 92 | 18700 | 1965 | 9999 |  |  | N | Natural Gas | [12 empty] | 0.5 | 0.7 | 0.7 | 0.7 | 0.7 | [11 empty] | Dicks Creek Power Co LLC | 100 | Vistra Energy | 100
Dicks Creek | 2831_G_3 | 2831 | G | 3 |  | Combustion Turbine |  | PJM_West | Ohio | 39 | Butler | 17 | 39017 | 14.2 | 23452 | 1969 | 9999 |  |  | N | Natural Gas | [12 empty] | 0.5 | 0.39763 | 0.39763 | 0.39763 | 0.39763 | [11 empty] | Dicks Creek Power Co LLC | 100 | Vistra Energy | 100
Dicks Creek | 2831_G_4 | 2831 | G | 4 |  | Combustion Turbine |  | PJM_West | Ohio | 39 | Butler | 17 | 39017 | 15 | 23452 | 1969 | 9999 |  |  | N | Distillate Fuel Oil | [12 empty] | 0.5 | 0.54894 | 0.54894 | 0.54894 | 0.54894 | [11 empty] | Dicks Creek Power Co LLC | 100 | Vistra Energy | 100
Dicks Creek | 2831_G_5 | 2831 | G | 5 |  | Combustion Turbine |  | PJM_West | Ohio | 39 | Butler | 17 | 39017 | 15 | 23452 | 1969 | 9999 |  |  | N | Distillate Fuel Oil | [12 empty] | 0.5 | 0.59152 | 0.59152 | 0.59152 | 0.59152 | [11 empty] | Dicks Creek Power Co LLC | 100 | Vistra Energy | 100
Miami Fort | 2832_G_GT3 | 2832 | G | GT3 |  | Combustion Turbine |  | PJM_West | Ohio | 39 | Hamilton | 61 | 39061 | 14 | 23420 | 1971 | 9999 |  |  | N | Distillate Fuel Oil | [12 empty] | 0.5 | 0.86604 | 0.86604 | 0.86604 | 0.86604 | [11 empty] | Miami Fort Power Co LLC | 100 | Vistra Energy | 100
Miami Fort | 2832_G_GT4 | 2832 | G | GT4 |  | Combustion Turbine |  | PJM_West | Ohio | 39 | Hamilton | 61 | 39061 | 14 | 23448 | 1971 | 9999 |  |  | N | Distillate Fuel Oil | [12 empty] | 0.5 | 0.11379 | 0.11379 | 0.11379 | 0.11379 | [11 empty] | Miami Fort Power Co LLC | 100 | Vistra Energy | 100
Miami Fort | 2832_G_GT5 | 2832 | G | GT5 |  | Combustion Turbine |  | PJM_West | Ohio | 39 | Hamilton | 61 | 39061 | 14 | 23448 | 1971 | 9999 |  |  | N | Distillate Fuel Oil | [12 empty] | 0.5 | 0.12079 | 0.12079 | 0.12079 | 0.12079 | [11 empty] | Miami Fort Power Co LLC | 100 | Vistra Energy | 100
Miami Fort | 2832_G_GT6 | 2832 | G | GT6 |  | Combustion Turbine |  | PJM_West | Ohio | 39 | Hamilton | 61 | 39061 | 14 | 23448 | 1971 | 9999 |  |  | N | Distillate Fuel Oil | [12 empty] | 0.5 | 0.02988 | 0.02988 | 0.02988 | 0.02988 | [11 empty] | Miami Fort Power Co LLC | 100 | Vistra Energy | 100
Frank M Tait | 2847_G_IC1 | 2847 | G | IC1 |  | Combustion Turbine | IC Engine | PJM_West | Ohio | 39 | Montgomery | 113 | 39113 | 2.5 | 25000 | 1967 | 9999 |  |  | N | Distillate Fuel Oil | [12 empty] | 0.5 | 1.6498 | 1.6498 | 1.6498 | 1.6498 | [11 empty] | Dayton Power & Light Co (The) | 100 | AES Corp (The) | 100
Frank M Tait | 2847_G_IC2 | 2847 | G | IC2 |  | Combustion Turbine | IC Engine | PJM_West | Ohio | 39 | Montgomery | 113 | 39113 | 2.5 | 25000 | 1967 | 9999 |  |  | N | Distillate Fuel Oil | [12 empty] | 0.5 | 1.6498 | 1.6498 | 1.6498 | 1.6498 | [11 empty] | Dayton Power & Light Co (The) | 100 | AES Corp (The) | 100
Frank M Tait | 2847_G_IC3 | 2847 | G | IC3 |  | Combustion Turbine | IC Engine | PJM_West | Ohio | 39 | Montgomery | 113 | 39113 | 2.5 | 25000 | 1967 | 9999 |  |  | N | Distillate Fuel Oil | [12 empty] | 0.5 | 1.6498 | 1.6498 | 1.6498 | 1.6498 | [11 empty] | Dayton Power & Light Co (The) | 100 | AES Corp (The) | 100
Frank M Tait | 2847_G_IC4 | 2847 | G | IC4 |  | Combustion Turbine | IC Engine | PJM_West | Ohio | 39 | Montgomery | 113 | 39113 | 2.5 | 25000 | 1967 | 9999 |  |  | N | Distillate Fuel Oil | [12 empty] | 0.5 | 1.6498 | 1.6498 | 1.6498 | 1.6498 | [11 empty] | Dayton Power & Light Co (The) | 100 | AES Corp (The) | 100
Frank M Tait | 2847_G_GT1 | 2847 | G | GT1 | 1928 | Combustion Turbine |  | PJM_West | Ohio | 39 | Montgomery | 113 | 39113 | 88 | 12380 | 1995 | 9999 |  |  | N | Natural Gas, Distillate Fuel Oil |  |  |  | H2O | [8 empty] | 0.5 | 0.12361 | 0.12361 | 0.12361 | 0.12361 | [11 empty] | Dayton Power & Light Co (The) | 100 | AES Corp (The) | 100
Frank M Tait | 2847_G_GT2 | 2847 | G | GT2 | 1929 | Combustion Turbine |  | PJM_West | Ohio | 39 | Montgomery | 113 | 39113 | 89 | 12380 | 1996 | 9999 |  |  | N | Natural Gas, Distillate Fuel Oil |  |  |  | H2O | [8 empty] | 0.5 | 0.13162 | 0.13162 | 0.13162 | 0.13162 | [11 empty] | Dayton Power & Light Co (The) | 100 | AES Corp (The) | 100
Frank M Tait | 2847_G_GT3 | 2847 | G | GT3 | 1930 | Combustion Turbine |  | PJM_West | Ohio | 39 | Montgomery | 113 | 39113 | 79 | 12380 | 1998 | 9999 |  |  | N | Natural Gas, Distillate Fuel Oil |  |  |  | DLNB + H2O | [8 empty] | 0.5 | 0.07194 | 0.07194 | 0.07194 | 0.07194 | [11 empty] | Dayton Power & Light Co (The) | 100 | AES Corp (The) | 100
O H Hutchings | 2848_G_7 | 2848 | G | 7 | 88237 | Combustion Turbine |  | PJM_West | Ohio | 39 | Montgomery | 113 | 39113 | 25 | 25000 | 1968 | 9999 |  |  | N | Natural Gas, Distillate Fuel Oil | [12 empty] | 0.5 | 0.69883 | 0.69883 | 0.69883 | 0.69883 | [11 empty] | OH Hutchings CT LLC | 100 | Rockland Capital | 100
Monument | 2851_G_1 | 2851 | G | 1 |  | Combustion Turbine | IC Engine | PJM_West | Ohio | 39 | Montgomery | 113 | 39113 | 2.4 | 10745 | 1968 | 9999 |  |  | N | Distillate Fuel Oil | [12 empty] | 0.5 | 1.6498 | 1.6498 | 1.6498 | 1.6498 | [11 empty] | Monument Generating Station LLC | 100 | Rockland Capital | 100
Monument | 2851_G_2 | 2851 | G | 2 |  | Combustion Turbine | IC Engine | PJM_West | Ohio | 39 | Montgomery | 113 | 39113 | 2.4 | 10770 | 1968 | 9999 |  |  | N | Distillate Fuel Oil | [12 empty] | 0.5 | 1.6498 | 1.6498 | 1.6498 | 1.6498 | [11 empty] | Monument Generating Station LLC | 100 | Rockland Capital | 100
Monument | 2851_G_3 | 2851 | G | 3 |  | Combustion Turbine | IC Engine | PJM_West | Ohio | 39 | Montgomery | 113 | 39113 | 2.4 | 10770 | 1968 | 9999 |  |  | N | Distillate Fuel Oil | [12 empty] | 0.5 | 1.6498 | 1.6498 | 1.6498 | 1.6498 | [11 empty] | Monument Generating Station LLC | 100 | Rockland Capital | 100
Monument | 2851_G_4 | 2851 | G | 4 |  | Combustion Turbine | IC Engine | PJM_West | Ohio | 39 | Montgomery | 113 | 39113 | 2.4 | 10770 | 1968 | 9999 |  |  | N | Distillate Fuel Oil | [12 empty] | 0.5 | 1.6498 | 1.6498 | 1.6498 | 1.6498 | [11 empty] | Monument Generating Station LLC | 100 | Rockland Capital | 100
Monument | 2851_G_5 | 2851 | G | 5 |  | Combustion Turbine | IC Engine | PJM_West | Ohio | 39 | Montgomery | 113 | 39113 | 2.4 | 10770 | 1968 | 9999 |  |  | N | Distillate Fuel Oil | [12 empty] | 0.5 | 1.6498 | 1.6498 | 1.6498 | 1.6498 | [11 empty] | Monument Generating Station LLC | 100 | Rockland Capital | 100
Sidney (OH) | 2852_G_1 | 2852 | G | 1 |  | Combustion Turbine | IC Engine | PJM_West | Ohio | 39 | Shelby | 149 | 39149 | 2.4 | 10745 | 1968 | 9999 |  |  | N | Distillate Fuel Oil | [12 empty] | 0.5 | 1.6498 | 1.6498 | 1.6498 | 1.6498 | [11 empty] | Sidney LLC | 100 | Rockland Capital | 100
Sidney (OH) | 2852_G_2 | 2852 | G | 2 |  | Combustion Turbine | IC Engine | PJM_West | Ohio | 39 | Shelby | 149 | 39149 | 2.4 | 10745 | 1968 | 9999 |  |  | N | Distillate Fuel Oil | [12 empty] | 0.5 | 1.6498 | 1.6498 | 1.6498 | 1.6498 | [11 empty] | Sidney LLC | 100 | Rockland Capital | 100
Sidney (OH) | 2852_G_3 | 2852 | G | 3 |  | Combustion Turbine | IC Engine | PJM_West | Ohio | 39 | Shelby | 149 | 39149 | 2.4 | 10745 | 1968 | 9999 |  |  | N | Distillate Fuel Oil | [12 empty] | 0.5 | 1.6498 | 1.6498 | 1.6498 | 1.6498 | [11 empty] | Sidney LLC | 100 | Rockland Capital | 100
Sidney (OH) | 2852_G_4 | 2852 | G | 4 |  | Combustion Turbine | IC Engine | PJM_West | Ohio | 39 | Shelby | 149 | 39149 | 2.4 | 10745 | 1968 | 9999 |  |  | N | Distillate Fuel Oil | [12 empty] | 0.5 | 1.6498 | 1.6498 | 1.6498 | 1.6498 | [11 empty] | Sidney LLC | 100 | Rockland Capital | 100
Sidney (OH) | 2852_G_5 | 2852 | G | 5 |  | Combustion Turbine | IC Engine | PJM_West | Ohio | 39 | Shelby | 149 | 39149 | 2.4 | 10745 | 1968 | 9999 |  |  | N | Distillate Fuel Oil | [12 empty] | 0.5 | 1.6498 | 1.6498 | 1.6498 | 1.6498 | [11 empty] | Sidney LLC | 100 | Rockland Capital | 100
Yankee Street | 2854_G_1 | 2854 | G | 1 |  | Combustion Turbine |  | PJM_West | Ohio | 39 | Montgomery | 113 | 39113 | 19.5 | 17347 | 1969 | 9999 |  |  | N | Natural Gas, Distillate Fuel Oil | [12 empty] | 0.5 | 0.29916 | 0.29916 | 0.29916 | 0.29916 | [11 empty] | Yankee Street LLC | 100 | Rockland Capital | 100
Yankee Street | 2854_G_2 | 2854 | G | 2 |  | Combustion Turbine |  | PJM_West | Ohio | 39 | Montgomery | 113 | 39113 | 19.5 | 17348 | 1969 | 9999 |  |  | N | Natural Gas, Distillate Fuel Oil | [12 empty] | 0.5 | 0.39829 | 0.39829 | 0.39829 | 0.39829 | [11 empty] | Yankee Street LLC | 100 | Rockland Capital | 100
Yankee Street | 2854_G_3 | 2854 | G | 3 |  | Combustion Turbine |  | PJM_West | Ohio | 39 | Montgomery | 113 | 39113 | 19.3 | 17348 | 1969 | 9999 |  |  | N | Natural Gas, Distillate Fuel Oil | [12 empty] | 0.5 | 0.33394 | 0.33394 | 0.33394 | 0.33394 | [11 empty] | Yankee Street LLC | 100 | Rockland Capital | 100
Yankee Street | 2854_G_4 | 2854 | G | 4 |  | Combustion Turbine |  | PJM_West | Ohio | 39 | Montgomery | 113 | 39113 | 11 | 17345 | 1970 | 9999 |  |  | N | Natural Gas, Distillate Fuel Oil | [12 empty] | 0.5 | 0.17799 | 0.17799 | 0.17799 | 0.17799 | [11 empty] | Yankee Street LLC | 100 | Rockland Capital | 100
Yankee Street | 2854_G_5 | 2854 | G | 5 |  | Combustion Turbine |  | PJM_West | Ohio | 39 | Montgomery | 113 | 39113 | 9 | 17346 | 1970 | 9999 |  |  | N | Natural Gas, Distillate Fuel Oil | [12 empty] | 0.5 | 0.26875 | 0.26875 | 0.26875 | 0.26875 | [11 empty] | Yankee Street LLC | 100 | Rockland Capital | 100
Yankee Street | 2854_G_6 | 2854 | G | 6 |  | Combustion Turbine |  | PJM_West | Ohio | 39 | Montgomery | 113 | 39113 | 12 | 17347 | 1970 | 9999 |  |  | N | Natural Gas, Distillate Fuel Oil | [12 empty] | 0.5 | 0.26965 | 0.26965 | 0.26965 | 0.26965 | [11 empty] | Yankee Street LLC | 100 | Rockland Capital | 100
Yankee Street | 2854_G_7 | 2854 | G | 7 |  | Combustion Turbine |  | PJM_West | Ohio | 39 | Montgomery | 113 | 39113 | 11 | 17345 | 1970 | 9999 |  |  | N | Natural Gas, Distillate Fuel Oil | [12 empty] | 0.5 | 0.29157 | 0.29157 | 0.29157 | 0.29157 | [11 empty] | Yankee Street LLC | 100 | Rockland Capital | 100
Yankee Street | 2854_G_YS1 | 2854 | G | YS1 |  | Solar PV |  | PJM_West | Ohio | 39 | Montgomery | 113 | 39113 | 1.1 | 0 | 2010 | 9999 |  |  | N | Solar | [13 empty] | 0 | 0 | 0 | 0 | [11 empty] | Yankee Street LLC | 100 | Rockland Capital | 100
Niles Power Plant | 2861_G_GT1 | 2861 | G | GT1 | 9278 | Combustion Turbine |  | PJM_ATSI | Ohio | 39 | Trumbull | 155 | 39155 | 25 | 25000 | 1972 | 9999 |  |  | N | Distillate Fuel Oil | [12 empty] | 0.5 | 1.1998 | 1.1998 | 1.1998 | 1.1998 | [11 empty] | GenOn Power Midwest LP | 100 | GenOn Energy Inc | 100
FirstEnergy West Lorain | 2869_G_1A | 2869 | G | 1A | 9279 | Combustion Turbine |  | PJM_ATSI | Ohio | 39 | Lorain | 93 | 39093 | 57 | 14558 | 1973 | 9999 |  |  | N | Distillate Fuel Oil | [12 empty] | 0.5 | 0.57206 | 0.57206 | 0.57206 | 0.57206 | [11 empty] | Vermillion Power LLC | 100 | Starwood Capital Group Global LLC | 100
FirstEnergy West Lorain | 2869_G_1B | 2869 | G | 1B | 9280 | Combustion Turbine |  | PJM_ATSI | Ohio | 39 | Lorain | 93 | 39093 | 57 | 14558 | 1973 | 9999 |  |  | N | Distillate Fuel Oil | [12 empty] | 0.5 | 0.57195 | 0.57195 | 0.57195 | 0.57195 | [11 empty] | Vermillion Power LLC | 100 | Starwood Capital Group Global LLC | 100
FirstEnergy West Lorain | 2869_G_2 | 2869 | G | 2 | 8316 | Combustion Turbine |  | PJM_ATSI | Ohio | 39 | Lorain | 93 | 39093 | 85 | 14558 | 2001 | 9999 |  |  | N | Natural Gas, Distillate Fuel Oil |  |  |  | DLNB + H2O | [8 empty] | 0.03 | 0.04726 | 0.04726 | 0.04726 | 0.04726 | [11 empty] | Vermillion Power LLC | 100 | Starwood Capital Group Global LLC | 100
FirstEnergy West Lorain | 2869_G_3 | 2869 | G | 3 | 8318 | Combustion Turbine |  | PJM_ATSI | Ohio | 39 | Lorain | 93 | 39093 | 85 | 14558 | 2001 | 9999 |  |  | N | Natural Gas, Distillate Fuel Oil |  |  |  | DLNB + H2O | [8 empty] | 0.03 | 0.07272 | 0.07272 | 0.07272 | 0.07272 | [11 empty] | Vermillion Power LLC | 100 | Starwood Capital Group Global LLC | 100
FirstEnergy West Lorain | 2869_G_4 | 2869 | G | 4 | 8320 | Combustion Turbine |  | PJM_ATSI | Ohio | 39 | Lorain | 93 | 39093 | 85 | 14558 | 2001 | 9999 |  |  | N | Natural Gas, Distillate Fuel Oil |  |  |  | DLNB + H2O | [8 empty] | 0.03 | 0.10729 | 0.10729 | 0.10729 | 0.10729 | [11 empty] | Vermillion Power LLC | 100 | Starwood Capital Group Global LLC | 100
FirstEnergy West Lorain | 2869_G_5 | 2869 | G | 5 | 8322 | Combustion Turbine |  | PJM_ATSI | Ohio | 39 | Lorain | 93 | 39093 | 85 | 14558 | 2001 | 9999 |  |  | N | Natural Gas, Distillate Fuel Oil |  |  |  | DLNB + H2O | [8 empty] | 0.03 | 0.09122 | 0.09122 | 0.09122 | 0.09122 | [11 empty] | Vermillion Power LLC | 100 | Starwood Capital Group Global LLC | 100
FirstEnergy West Lorain | 2869_G_6 | 2869 | G | 6 | 8324 | Combustion Turbine |  | PJM_ATSI | Ohio | 39 | Lorain | 93 | 39093 | 85 | 14558 | 2001 | 9999 |  |  | N | Natural Gas, Distillate Fuel Oil |  |  |  | DLNB + H2O | [8 empty] | 0.03 | 0.05828 | 0.05828 | 0.05828 | 0.05828 | [11 empty] | Vermillion Power LLC | 100 | Starwood Capital Group Global LLC | 100
Kyger Creek | 2876_B_1 | 2876 | B | 1 | 1971 | Coal Steam |  | PJM_West | Ohio | 39 | Gallia | 53 | 39053 | 194 | 10558 | 1955 | 9999 | wall | wet | N | Bituminous, Subbituminous | Wet Scrubber | 2012 | 0.98 | OFA | SCR | 2002 |  | ESPC | No |  |  |  | 8.2 | 0.26905 | 0.07471 | 0.26905 | 0.07471 | 0.05 | 0.1 | 0.56 | 0.99 | [7 empty] | Ohio Valley Electric Corp | 100 | American Electric Power Co Inc | 100
Kyger Creek | 2876_B_2 | 2876 | B | 2 | 1972 | Coal Steam |  | PJM_West | Ohio | 39 | Gallia | 53 | 39053 | 192 | 10547 | 1955 | 9999 | wall | wet | N | Bituminous, Subbituminous | Wet Scrubber | 2012 | 0.98 | OFA | SCR | 2002 |  | ESPC | No |  |  |  | 8.2 | 0.27596 | 0.07747 | 0.27596 | 0.07747 | 0.05 | 0.1 | 0.56 | 0.99 | [7 empty] | Ohio Valley Electric Corp | 100 | American Electric Power Co Inc | 100
Kyger Creek | 2876_B_3 | 2876 | B | 3 | 1973 | Coal Steam |  | PJM_West | Ohio | 39 | Gallia | 53 | 39053 | 192 | 10579 | 1955 | 9999 | wall | wet | N | Bituminous, Subbituminous | Wet Scrubber | 2011 | 0.98 | OFA | SCR | 2003 |  | ESPC | No |  |  |  | 8.2 | 0.2383 | 0.07834 | 0.2383 | 0.07834 | 0.05 | 0.1 | 0.56 | 0.99 | [7 empty] | Ohio Valley Electric Corp | 100 | American Electric Power Co Inc | 100
Kyger Creek | 2876_B_4 | 2876 | B | 4 | 1974 | Coal Steam |  | PJM_West | Ohio | 39 | Gallia | 53 | 39053 | 192 | 10472 | 1955 | 9999 | wall | wet | N | Bituminous, Subbituminous | Wet Scrubber | 2011 | 0.98 | OFA | SCR | 2003 |  | ESPC | No |  |  |  | 8.2 | 0.23067 | 0.079 | 0.23067 | 0.079 | 0.05 | 0.1 | 0.56 | 0.99 | [7 empty] | Ohio Valley Electric Corp | 100 | American Electric Power Co Inc | 100
Kyger Creek | 2876_B_5 | 2876 | B | 5 | 1975 | Coal Steam |  | PJM_West | Ohio | 39 | Gallia | 53 | 39053 | 192 | 10506 | 1955 | 9999 | wall | wet | N | Bituminous, Subbituminous | Wet Scrubber | 2011 | 0.98 | OFA | SCR | 2003 |  | ESPC | No |  |  |  | 8.2 | 0.24394 | 0.07864 | 0.24394 | 0.07864 | 0.05 | 0.1 | 0.56 | 0.99 | [7 empty] | Ohio Valley Electric Corp | 100 | American Electric Power Co Inc | 100
FirstEnergy Bay Shore | 2878_G_CT | 2878 | G | CT |  | Combustion Turbine |  | PJM_ATSI | Ohio | 39 | Lucas | 95 | 39095 | 16 | 25000 | 1967 | 9999 |  |  | N | Distillate Fuel Oil | [12 empty] | 0.5 | 1.2 | 1.2 | 1.2 | 1.2 | [11 empty] | Walleye Power LLC | 100 | ArcLight Capital Partners LLC | 100
FirstEnergy Bay Shore | 2878_B_1 | 2878 | B | 1 | 1984 | Coal Steam |  | PJM_ATSI | Ohio | 39 | Lucas | 95 | 39095 | 136 | 12574 | 2000 | 9999 | FBC | dry | N | Subbituminous, Petroleum Coke | Dry Scrubber | 2000 | 0.876 | CF + OFA |  |  |  | B | NA | ACI | 2016 |  | 0.73 | 0.07084 | 0.07084 | 0.07084 | 0.07084 | 0.07 | 0.07 | 0.07 | 0.99 | [7 empty] | Walleye Power LLC | 100 | ArcLight Capital Partners LLC | 100
Richland | 2880_G_1 | 2880 | G | 1 |  | Combustion Turbine |  | PJM_ATSI | Ohio | 39 | Defiance | 39 | 39039 | 11 | 11067 | 1965 | 9999 |  |  | N | Distillate Fuel Oil | [12 empty] | 0.7 | 1.2 | 1.2 | 1.2 | 1.2 | [11 empty] | Richland Stryker Generation LLC | 100 | Vistra Energy | 100
Richland | 2880_G_2 | 2880 | G | 2 |  | Combustion Turbine |  | PJM_ATSI | Ohio | 39 | Defiance | 39 | 39039 | 11 | 11067 | 1966 | 9999 |  |  | N | Natural Gas | [12 empty] | 0.5 | 0.47388 | 0.47388 | 0.47388 | 0.47388 | [11 empty] | Richland Stryker Generation LLC | 100 | Vistra Energy | 100
Richland | 2880_G_3 | 2880 | G | 3 |  | Combustion Turbine |  | PJM_ATSI | Ohio | 39 | Defiance | 39 | 39039 | 11 | 11067 | 1966 | 9999 |  |  | N | Natural Gas | [12 empty] | 0.5 | 0.47388 | 0.47388 | 0.47388 | 0.47388 | [11 empty] | Richland Stryker Generation LLC | 100 | Vistra Energy | 100
Richland | 2880_G_4 | 2880 | G | 4 | 1988 | Combustion Turbine |  | PJM_ATSI | Ohio | 39 | Defiance | 39 | 39039 | 112 | 11067 | 2001 | 9999 |  |  | N | Natural Gas |  |  |  | H2O | [8 empty] | 0.5 | 0.08551 | 0.08551 | 0.08551 | 0.08551 | [11 empty] | Richland Stryker Generation LLC | 100 | Vistra Energy | 100
Richland | 2880_G_5 | 2880 | G | 5 | 1989 | Combustion Turbine |  | PJM_ATSI | Ohio | 39 | Defiance | 39 | 39039 | 112 | 11067 | 2001 | 9999 |  |  | N | Natural Gas |  |  |  | H2O | [8 empty] | 0.5 | 0.08593 | 0.08593 | 0.08593 | 0.08593 | [11 empty] | Richland Stryker Generation LLC | 100 | Vistra Energy | 100
Richland | 2880_G_6 | 2880 | G | 6 | 1990 | Combustion Turbine |  | PJM_ATSI | Ohio | 39 | Defiance | 39 | 39039 | 112 | 11067 | 2001 | 9999 |  |  | N | Natural Gas |  |  |  | H2O | [8 empty] | 0.5 | 0.08678 | 0.08678 | 0.08678 | 0.08678 | [11 empty] | Richland Stryker Generation LLC | 100 | Vistra Energy | 100
Stryker | 2881_G_1 | 2881 | G | 1 |  | Combustion Turbine |  | PJM_ATSI | Ohio | 39 | Williams | 171 | 39171 | 17 | 25000 | 1968 | 9999 |  |  | N | Distillate Fuel Oil | [12 empty] | 0.5 | 1.2 | 1.2 | 1.2 | 1.2 | [11 empty] | Richland Stryker Generation LLC | 100 | Vistra Energy | 100
Arcanum | 2902_G_2 | 2902 | G | 2 |  | Combustion Turbine | IC Engine | PJM_West | Ohio | 39 | Darke | 37 | 39037 | 0.6 | 11444 | 1946 | 9999 |  |  | N | Distillate Fuel Oil | [12 empty] | 0.5 | 1.6498 | 1.6498 | 1.6498 | 1.6498 | [11 empty] | Arcanum OH (City of) | 100 | Arcanum OH (City of) | 100
Bryan (OH) | 2903_G_5 | 2903 | G | 5 |  | Combustion Turbine | IC Engine | PJM_ATSI | Ohio | 39 | Williams | 171 | 39171 | 2.5 | 14105 | 1948 | 9999 |  |  | N | Distillate Fuel Oil | [12 empty] | 0.5 | 1.5411 | 1.5411 | 1.5411 | 1.5411 | [11 empty] | Bryan Municipal Utilities | 100 | Bryan OH (City of) | 100
Bryan (OH) | 2903_G_6 | 2903 | G | 6 |  | Combustion Turbine |  | PJM_ATSI | Ohio | 39 | Williams | 171 | 39171 | 4 | 17197 | 1963 | 9999 |  |  | N | Natural Gas, Distillate Fuel Oil | [12 empty] | 0.5 | 0.47388 | 0.47388 | 0.47388 | 0.47388 | [11 empty] | Bryan Municipal Utilities | 100 | Bryan OH (City of) | 100
Bryan (OH) | 2903_G_1 | 2903 | G | 1 |  | Combustion Turbine |  | PJM_ATSI | Ohio | 39 | Williams | 171 | 39171 | 12.5 | 17197 | 1970 | 9999 |  |  | N | Natural Gas, Distillate Fuel Oil | [12 empty] | 0.5 | 0.35396 | 0.35396 | 0.35396 | 0.35396 | [11 empty] | Bryan Municipal Utilities | 100 | Bryan OH (City of) | 100
Bryan (OH) | 2903_G_2 | 2903 | G | 2 |  | Combustion Turbine |  | PJM_ATSI | Ohio | 39 | Williams | 171 | 39171 | 12.5 | 17197 | 1988 | 9999 |  |  | N | Natural Gas, Distillate Fuel Oil | [12 empty] | 0.5 | 0.34415 | 0.34415 | 0.34415 | 0.34415 | [11 empty] | Bryan Municipal Utilities | 100 | Bryan OH (City of) | 100
West 41st Street | 2909_G_1 | 2909 | G | 1 |  | Combustion Turbine |  | PJM_ATSI | Ohio | 39 | Cuyahoga | 35 | 39035 | 16 | 12657 | 1970 | 9999 |  |  | N | Natural Gas, Distillate Fuel Oil | [12 empty] | 0.5 | 0.36504 | 0.36504 | 0.36504 | 0.36504 | [11 empty] | Cleveland Public Power | 100 | Cleveland Public Power | 100
West 41st Street | 2909_G_2 | 2909 | G | 2 |  | Combustion Turbine |  | PJM_ATSI | Ohio | 39 | Cuyahoga | 35 | 39035 | 16 | 12666 | 1970 | 9999 |  |  | N | Natural Gas, Distillate Fuel Oil | [12 empty] | 0.5 | 0.32006 | 0.32006 | 0.32006 | 0.32006 | [11 empty] | Cleveland Public Power | 100 | Cleveland Public Power | 100
Dover | 2914_B_4 | 2914 | B | 4 |  | Coal Steam |  | PJM_West | Ohio | 39 | Tuscarawas | 157 | 39157 | 23.2 | 14500 | 1962 | 9999 |  |  | N | Bituminous |  |  | 0.5 |  |  |  |  | B + C | NA | ACI | 2017 |  | 4.6 | 0.43623 | 0.43623 | 0.43623 | 0.43623 | 0.1 | 0.1 | 0.1 | 0.98 | Yes | 2017 | [5 empty] | Dover OH (City of) | 100 | Dover OH (City of) | 100
Dover | 2914_G_5 | 2914 | G | 5 |  | Combustion Turbine | IC Engine | PJM_West | Ohio | 39 | Tuscarawas | 157 | 39157 | 2.4 | 10745 | 1966 | 9999 |  |  | N | Distillate Fuel Oil | [12 empty] | 0.5 | 1.6498 | 1.6498 | 1.6498 | 1.6498 | [11 empty] | Dover OH (City of) | 100 | Dover OH (City of) | 100
Dover | 2914_G_6 | 2914 | G | 6 |  | Combustion Turbine |  | PJM_West | Ohio | 39 | Tuscarawas | 157 | 39157 | 15.3 | 16741 | 1992 | 9999 |  |  | N | Natural Gas | [12 empty] | 0.5 | 0.23894 | 0.23894 | 0.23894 | 0.23894 | [11 empty] | Dover OH (City of) | 100 | Dover OH (City of) | 100
Hamilton (OH) | 2917_G_GT2 | 2917 | G | GT2 |  | Combustion Turbine |  | PJM_West | Ohio | 39 | Butler | 17 | 39017 | 12 | 25000 | 1971 | 9999 |  |  | N | Natural Gas | [12 empty] | 0.5 | 0.47388 | 0.47388 | 0.47388 | 0.47388 | [11 empty] | Hamilton Dept of Public Utilities | 100 | Hamilton Dept of Public Utilities | 100
Oberlin (OH) | 2933_G_1 | 2933 | G | 1 |  | Combustion Turbine | IC Engine | PJM_ATSI | Ohio | 39 | Lorain | 93 | 39093 | 1 | 25000 | 1948 | 9999 |  |  | N | Distillate Fuel Oil | [12 empty] | 0.5 | 1.6498 | 1.6498 | 1.6498 | 1.6498 | [11 empty] | Oberlin OH (City of) | 100 | Oberlin OH (City of) | 100
Oberlin (OH) | 2933_G_6 | 2933 | G | 6 |  | Combustion Turbine | IC Engine | PJM_ATSI | Ohio | 39 | Lorain | 93 | 39093 | 2 | 18000 | 1958 | 9999 |  |  | N | Natural Gas, Distillate Fuel Oil | [12 empty] | 0.5 | 1.061 | 1.061 | 1.061 | 1.061 | [11 empty] | Oberlin OH (City of) | 100 | Oberlin OH (City of) | 100
Oberlin (OH) | 2933_G_7 | 2933 | G | 7 |  | Combustion Turbine | IC Engine | PJM_ATSI | Ohio | 39 | Lorain | 93 | 39093 | 2.7 | 18000 | 1961 | 9999 |  |  | N | Natural Gas, Distillate Fuel Oil | [12 empty] | 0.5 | 1.061 | 1.061 | 1.061 | 1.061 | [11 empty] | Oberlin OH (City of) | 100 | Oberlin OH (City of) | 100
Oberlin (OH) | 2933_G_8 | 2933 | G | 8 |  | Combustion Turbine | IC Engine | PJM_ATSI | Ohio | 39 | Lorain | 93 | 39093 | 3 | 18000 | 1966 | 9999 |  |  | N | Natural Gas, Distillate Fuel Oil | [12 empty] | 0.5 | 1.061 | 1.061 | 1.061 | 1.061 | [11 empty] | Oberlin OH (City of) | 100 | Oberlin OH (City of) | 100
Oberlin (OH) | 2933_G_10 | 2933 | G | 10 |  | Combustion Turbine | IC Engine | PJM_ATSI | Ohio | 39 | Lorain | 93 | 39093 | 0.5 | 18000 | 1990 | 9999 |  |  | N | Natural Gas | [12 empty] | 0.5 | 1.061 | 1.061 | 1.061 | 1.061 | [11 empty] | Oberlin OH (City of) | 100 | Oberlin OH (City of) | 100
Oberlin (OH) | 2933_G_9 | 2933 | G | 9 |  | Combustion Turbine | IC Engine | PJM_ATSI | Ohio | 39 | Lorain | 93 | 39093 | 0.4 | 18000 | 1990 | 9999 |  |  | N | Natural Gas | [12 empty] | 0.5 | 1.061 | 1.061 | 1.061 | 1.061 | [11 empty] | Oberlin OH (City of) | 100 | Oberlin OH (City of) | 100
Oberlin (OH) | 2933_G_IC4 | 2933 | G | IC4 |  | Combustion Turbine | IC Engine | PJM_ATSI | Ohio | 39 | Lorain | 93 | 39093 | 2.1 | 18000 | 1996 | 9999 |  |  | N | Natural Gas | [12 empty] | 0.5 | 1.061 | 1.061 | 1.061 | 1.061 | [11 empty] | Oberlin OH (City of) | 100 | Oberlin OH (City of) | 100
Oberlin (OH) | 2933_G_2A | 2933 | G | 2A |  | Combustion Turbine | IC Engine | PJM_ATSI | Ohio | 39 | Lorain | 93 | 39093 | 3.1 | 18000 | 2001 | 9999 |  |  | N | Natural Gas, Distillate Fuel Oil | [12 empty] | 0.5 | 1.061 | 1.061 | 1.061 | 1.061 | [11 empty] | Oberlin OH (City of) | 100 | Oberlin OH (City of) | 100
Oberlin (OH) | 2933_G_3A | 2933 | G | 3A |  | Combustion Turbine | IC Engine | PJM_ATSI | Ohio | 39 | Lorain | 93 | 39093 | 3.1 | 18000 | 2001 | 9999 |  |  | N | Natural Gas, Distillate Fuel Oil | [12 empty] | 0.5 | 1.061 | 1.061 | 1.061 | 1.061 | [11 empty] | Oberlin OH (City of) | 100 | Oberlin OH (City of) | 100
Orrville | 2935_B_10 | 2935 | B | 10 |  | Coal Steam |  | PJM_West | Ohio | 39 | Wayne | 169 | 39169 | 11.5 | 14500 | 1951 | 9999 |  |  | N | Bituminous | [7 empty] | ESPC | No |  |  |  | 7 | 0.43944 | 0.43944 | 0.43944 | 0.43944 | 0.64 | 0.1 | 1 | 0 | [7 empty] | Orrville OH (City of) | 100 | Orrville OH (City of) | 100
Orrville | 2935_B_11 | 2935 | B | 11 |  | Coal Steam |  | PJM_West | Ohio | 39 | Wayne | 169 | 39169 | 11.5 | 14500 | 1956 | 9999 |  |  | N | Bituminous | [7 empty] | ESPC | No |  |  |  | 7 | 0.43885 | 0.43885 | 0.43885 | 0.43885 | 0.64 | 0.1 | 1 | 0 | [7 empty] | Orrville OH (City of) | 100 | Orrville OH (City of) | 100
Orrville | 2935_B_12 | 2935 | B | 12 |  | Coal Steam |  | PJM_West | Ohio | 39 | Wayne | 169 | 39169 | 23 | 14500 | 1963 | 9999 |  |  | N | Bituminous | [7 empty] | ESPC | No |  |  |  | 7 | 0.2849 | 0.2849 | 0.2849 | 0.2849 | 0.64 | 0.1 | 1 | 0 |  |  |  |  | C2G | 2019 |  | Orrville OH (City of) | 100 | Orrville OH (City of) | 100
Orrville | 2935_B_13 | 2935 | B | 13 |  | Coal Steam |  | PJM_West | Ohio | 39 | Wayne | 169 | 39169 | 20 | 14500 | 1969 | 9999 |  |  | N | Bituminous | [7 empty] | ESPC | No |  |  |  | 7 | 0.15462 | 0.15462 | 0.15462 | 0.15462 | 0.64 | 0.1 | 1 | 0 | [7 empty] | Orrville OH (City of) | 100 | Orrville OH (City of) | 100
Painesville | 2936_B_3 | 2936 | B | 3 |  | Coal Steam |  | PJM_ATSI | Ohio | 39 | Lake | 85 | 39085 | 9.8 | 14500 | 1954 | 9999 |  |  | N | Bituminous | [7 empty] | ESPC | No |  |  |  | 5.7 | 0.47486 | 0.47486 | 0.47486 | 0.47486 | 0.64 | 0.1 | 1 | 0 | [7 empty] | Painesville Electric Light Dept | 100 | Painesville Electric Light Dept | 100
Painesville | 2936_B_4 | 2936 | B | 4 |  | Coal Steam |  | PJM_ATSI | Ohio | 39 | Lake | 85 | 39085 | 18.6 | 14500 | 1959 | 9999 |  |  | N | Bituminous | [7 empty] | ESPC | No |  |  |  | 5.7 | 0.66176 | 0.66176 | 0.66176 | 0.66176 | 0.64 | 0.1 | 1 | 0 | [7 empty] | Painesville Electric Light Dept | 100 | Painesville Electric Light Dept | 100
Painesville | 2936_B_5 | 2936 | B | 5 |  | Coal Steam |  | PJM_ATSI | Ohio | 39 | Lake | 85 | 39085 | 18.6 | 14500 | 1975 | 9999 |  |  | N | Bituminous | [7 empty] | ESPC | No |  |  |  | 5.7 | 0.65097 | 0.65097 | 0.65097 | 0.65097 | 0.64 | 0.1 | 1 | 0 | [7 empty] | Painesville Electric Light Dept | 100 | Painesville Electric Light Dept | 100
Painesville | 2936_G_WPCP1 | 2936 | G | WPCP1 |  | Combustion Turbine | IC Engine | PJM_ATSI | Ohio | 39 | Lake | 85 | 39085 | 1.8 | 10745 | 2010 | 9999 |  |  | N | Distillate Fuel Oil | [13 empty] | 1.6498 | 1.6498 | 1.6498 | 1.6498 | [11 empty] | Painesville Electric Light Dept | 100 | Painesville Electric Light Dept | 100
Piqua Power Plant | 2937_G_8 | 2937 | G | 8 |  | Combustion Turbine |  | PJM_West | Ohio | 39 | Miami | 109 | 39109 | 20 | 21162 | 1972 | 9999 |  |  | N | Distillate Fuel Oil | [12 empty] | 0.5 | 0.89004 | 0.89004 | 0.89004 | 0.89004 | [11 empty] | Piqua Municipal Power System | 100 | Piqua Municipal Power System | 100
Piqua Power Plant | 2937_G_11 | 2937 | G | 11 |  | Combustion Turbine |  | PJM_West | Ohio | 39 | Miami | 109 | 39109 | 16.5 | 21159 | 1989 | 9999 |  |  | N | Distillate Fuel Oil | [12 empty] | 0.5 | 1.2 | 1.2 | 1.2 | 1.2 | [11 empty] | Piqua Municipal Power System | 100 | Piqua Municipal Power System | 100
St Marys | 2942_G_7 | 2942 | G | 7 |  | Combustion Turbine |  | PJM_West | Ohio | 39 | Auglaize | 11 | 39011 | 12 | 25000 | 1992 | 9999 |  |  | N | Distillate Fuel Oil | [13 empty] | 1.01 | 1.01 | 1.01 | 1.01 | [11 empty] | Saint Marys OH (City of) | 100 | Saint Marys OH (City of) | 100
St Marys | 2942_G_GT1 | 2942 | G | GT1 |  | Combustion Turbine |  | PJM_West | Ohio | 39 | Auglaize | 11 | 39011 | 10.4 | 25000 | 1999 | 9999 |  |  | N | Natural Gas | [12 empty] | 0.5 | 0.23894 | 0.23894 | 0.23894 | 0.23894 | [11 empty] | Ohio Municipal Electric Agency Joint Venture 2 | 100 | Hamilton Dept of Public Utilities | 100
Anadarko | 2945_G_6 | 2945 | G | 6 |  | Combustion Turbine | IC Engine | PJM_West | Ohio | 39 | Monroe | 111 | 39111 | 0.6 | 25000 | 1949 | 9999 |  |  | N | Distillate Fuel Oil | [12 empty] | 0.5 | 1.6498 | 1.6498 | 1.6498 | 1.6498 | [11 empty] | Woodsfield Board of Public Affairs | 100 | Woodsfield Board of Public Affairs | 100
Anadarko | 2945_G_7 | 2945 | G | 7 |  | Combustion Turbine | IC Engine | PJM_West | Ohio | 39 | Monroe | 111 | 39111 | 1.2 | 25000 | 1957 | 9999 |  |  | N | Distillate Fuel Oil | [12 empty] | 0.5 | 1.6498 | 1.6498 | 1.6498 | 1.6498 | [11 empty] | Woodsfield Board of Public Affairs | 100 | Woodsfield Board of Public Affairs | 100
Anadarko | 2945_G_8 | 2945 | G | 8 |  | Combustion Turbine | IC Engine | PJM_West | Ohio | 39 | Monroe | 111 | 39111 | 1.5 | 25000 | 1965 | 9999 |  |  | N | Distillate Fuel Oil | [12 empty] | 0.5 | 1.6498 | 1.6498 | 1.6498 | 1.6498 | [11 empty] | Woodsfield Board of Public Affairs | 100 | Woodsfield Board of Public Affairs | 100
Anadarko | 2945_G_9 | 2945 | G | 9 |  | Combustion Turbine | IC Engine | PJM_West | Ohio | 39 | Monroe | 111 | 39111 | 2.1 | 25000 | 1971 | 9999 |  |  | N | Distillate Fuel Oil | [12 empty] | 0.5 | 1.6498 | 1.6498 | 1.6498 | 1.6498 | [11 empty] | Woodsfield Board of Public Affairs | 100 | Woodsfield Board of Public Affairs | 100
Anadarko | 2945_G_10 | 2945 | G | 10 |  | Combustion Turbine | IC Engine | PJM_West | Ohio | 39 | Monroe | 111 | 39111 | 1.2 | 25000 | 1983 | 9999 |  |  | N | Distillate Fuel Oil | [12 empty] | 0.5 | 1.6498 | 1.6498 | 1.6498 | 1.6498 | [11 empty] | Woodsfield Board of Public Affairs | 100 | Woodsfield Board of Public Affairs | 100
Anadarko | 2945_G_11 | 2945 | G | 11 |  | Combustion Turbine | IC Engine | PJM_West | Ohio | 39 | Monroe | 111 | 39111 | 1.2 | 25000 | 1983 | 9999 |  |  | N | Distillate Fuel Oil | [12 empty] | 0.5 | 1.6498 | 1.6498 | 1.6498 | 1.6498 | [11 empty] | Woodsfield Board of Public Affairs | 100 | Woodsfield Board of Public Affairs | 100
Horseshoe Lake | 2951_B_7 | 2951 | B | 7 | 2001 | O/G Steam |  | SPP_WEST | Oklahoma | 40 | Oklahoma | 109 | 40109 | 211 | 11199 | 1963 | 9999 |  |  | N | Natural Gas | [13 empty] | 0.17689 | 0.17689 | 0.17689 | 0.17689 | [11 empty] | Oklahoma Gas & Electric Co | 100 | OGE Energy Corp | 100
Horseshoe Lake | 2951_B_8 | 2951 | B | 8 | 2002 | O/G Steam |  | SPP_WEST | Oklahoma | 40 | Oklahoma | 109 | 40109 | 403 | 11881 | 1969 | 9999 | tangential |  | N | Natural Gas | [12 empty] | 1.315 | 0.16959 | 0.16959 | 0.16959 | 0.16959 | [11 empty] | Oklahoma Gas & Electric Co | 100 | OGE Energy Corp | 100
Horseshoe Lake | 2951_G_10 | 2951 | G | 10 | 1999 | Combustion Turbine |  | SPP_WEST | Oklahoma | 40 | Oklahoma | 109 | 40109 | 41.8 | 10745 | 2001 | 9999 |  |  | N | Natural Gas |  |  |  | H2O | [8 empty] | 0.8 | 0.09472 | 0.09472 | 0.09472 | 0.09472 | [11 empty] | Oklahoma Gas & Electric Co | 100 | OGE Energy Corp | 100
Horseshoe Lake | 2951_G_9 | 2951 | G | 9 | 2003 | Combustion Turbine |  | SPP_WEST | Oklahoma | 40 | Oklahoma | 109 | 40109 | 43.2 | 10745 | 2001 | 9999 |  |  | N | Natural Gas |  |  |  | H2O | [8 empty] | 0.8 | 0.0959 | 0.0959 | 0.0959 | 0.0959 | [11 empty] | Oklahoma Gas & Electric Co | 100 | OGE Energy Corp | 100
Muskogee | 2952_B_4 | 2952 | B | 4 | 2005 | Coal Steam |  | SPP_WEST | Oklahoma | 40 | Muskogee | 101 | 40101 | 493 | 11271 | 1977 | 9999 | tangential | dry | N | Subbituminous |  |  |  | LNC3 |  |  |  | ESPC | No | ACI | 2016 |  | 1.2 | 0.10664 | 0.10664 | 0.10664 | 0.10664 | 0.1 | 0.1 | 0.1 | 0 |  |  |  |  | C2G | 2019 | Yes | Oklahoma Gas & Electric Co | 100 | OGE Energy Corp | 100
Muskogee | 2952_B_5 | 2952 | B | 5 | 2006 | Coal Steam |  | SPP_WEST | Oklahoma | 40 | Muskogee | 101 | 40101 | 498 | 11261 | 1978 | 9999 | tangential | dry | N | Subbituminous |  |  |  | LNC3 + OFA |  |  |  | ESPC | No | ACI | 2016 |  | 1.2 | 0.09925 | 0.09925 | 0.09925 | 0.09925 | 0.1 | 0.1 | 0.1 | 0 |  |  |  |  | C2G | 2019 | Yes | Oklahoma Gas & Electric Co | 100 | OGE Energy Corp | 100
Muskogee | 2952_B_6 | 2952 | B | 6 | 2007 | Coal Steam |  | SPP_WEST | Oklahoma | 40 | Muskogee | 101 | 40101 | 503 | 11137 | 1984 | 2049 | tangential | dry | N | Subbituminous |  |  |  | OFA |  |  |  | ESPC | No | ACI | 2016 |  | 1.2 | 0.31089 | 0.31089 | 0.1469 | 0.1469 | 0.1 | 0.1 | 0.1 | 0 | [7 empty] | Oklahoma Gas & Electric Co | 100 | OGE Energy Corp | 100
Mustang | 2953_G_SLR1 | 2953 | G | SLR1 |  | Solar PV |  | SPP_WEST | Oklahoma | 40 | Canadian | 17 | 40017 | 2.5 | 0 | 2015 | 9999 |  |  | N | Solar | [13 empty] | 0 | 0 | 0 | 0 | [11 empty] | Oklahoma Gas & Electric Co | 100 | OGE Energy Corp | 100
Mustang | 2953_G_GT1 | 2953 | G | GT1 | 91175 | Combustion Turbine |  | SPP_WEST | Oklahoma | 40 | Canadian | 17 | 40017 | 57 | 14633 | 2017 | 9999 |  |  | N | Natural Gas | [13 empty] | 0.07719 | 0.07719 | 0.07719 | 0.07719 | [11 empty] | Oklahoma Gas & Electric Co | 100 | OGE Energy Corp | 100
Mustang | 2953_G_GT2 | 2953 | G | GT2 | 91176 | Combustion Turbine |  | SPP_WEST | Oklahoma | 40 | Canadian | 17 | 40017 | 57 | 14575 | 2017 | 9999 |  |  | N | Natural Gas | [13 empty] | 0.07904 | 0.07904 | 0.07904 | 0.07904 | [11 empty] | Oklahoma Gas & Electric Co | 100 | OGE Energy Corp | 100
Mustang | 2953_G_GT3 | 2953 | G | GT3 | 91177 | Combustion Turbine |  | SPP_WEST | Oklahoma | 40 | Canadian | 17 | 40017 | 58 | 14579 | 2017 | 9999 |  |  | N | Natural Gas | [13 empty] | 0.07994 | 0.07994 | 0.07994 | 0.07994 | [11 empty] | Oklahoma Gas & Electric Co | 100 | OGE Energy Corp | 100
Mustang | 2953_G_GT4 | 2953 | G | GT4 | 91171 | Combustion Turbine |  | SPP_WEST | Oklahoma | 40 | Canadian | 17 | 40017 | 58 | 14559 | 2017 | 9999 |  |  | N | Natural Gas | [13 empty] | 0.08046 | 0.08046 | 0.08046 | 0.08046 | [11 empty] | Oklahoma Gas & Electric Co | 100 | OGE Energy Corp | 100
Mustang | 2953_G_GT5 | 2953 | G | GT5 | 91172 | Combustion Turbine |  | SPP_WEST | Oklahoma | 40 | Canadian | 17 | 40017 | 57 | 14556 | 2017 | 9999 |  |  | N | Natural Gas | [13 empty] | 0.08188 | 0.08188 | 0.08188 | 0.08188 | [11 empty] | Oklahoma Gas & Electric Co | 100 | OGE Energy Corp | 100
Mustang | 2953_G_GT6 | 2953 | G | GT6 | 91173 | Combustion Turbine |  | SPP_WEST | Oklahoma | 40 | Canadian | 17 | 40017 | 57 | 14556 | 2017 | 9999 |  |  | N | Natural Gas | [13 empty] | 0.0764 | 0.0764 | 0.0764 | 0.0764 | [11 empty] | Oklahoma Gas & Electric Co | 100 | OGE Energy Corp | 100
Mustang | 2953_G_GT7 | 2953 | G | GT7 | 91174 | Combustion Turbine |  | SPP_WEST | Oklahoma | 40 | Canadian | 17 | 40017 | 57 | 14556 | 2017 | 9999 |  |  | N | Natural Gas | [13 empty] | 0.07612 | 0.07612 | 0.07612 | 0.07612 | [11 empty] | Oklahoma Gas & Electric Co | 100 | OGE Energy Corp | 100
Seminole (OK) | 2956_B_1 | 2956 | B | 1 | 2012 | O/G Steam |  | SPP_WEST | Oklahoma | 40 | Seminole | 133 | 40133 | 426 | 11687 | 1971 | 9999 | wall | dry | N | Natural Gas |  |  |  | FR + LNB + OFA | [8 empty] | 1.315 | 0.12297 | 0.12297 | 0.12297 | 0.12297 | [11 empty] | Oklahoma Gas & Electric Co | 100 | OGE Energy Corp | 100
Seminole (OK) | 2956_B_2 | 2956 | B | 2 | 2013 | O/G Steam |  | SPP_WEST | Oklahoma | 40 | Seminole | 133 | 40133 | 425 | 11561 | 1973 | 9999 | wall | dry | N | Natural Gas |  |  |  | FR + LNB + OFA | [8 empty] | 1.315 | 0.1121 | 0.1121 | 0.1121 | 0.1121 | [11 empty] | Oklahoma Gas & Electric Co | 100 | OGE Energy Corp | 100
Seminole (OK) | 2956_B_3 | 2956 | B | 3 | 2014 | O/G Steam |  | SPP_WEST | Oklahoma | 40 | Seminole | 133 | 40133 | 464 | 11488 | 1975 | 9999 | wall | dry | N | Natural Gas |  |  |  | FR + LNB + OFA | [8 empty] | 1.315 | 0.10601 | 0.10601 | 0.10601 | 0.10601 | [11 empty] | Oklahoma Gas & Electric Co | 100 | OGE Energy Corp | 100
Northeastern | 2963_G_1 | 2963 | G | 1 | 2016 | Combined Cycle |  | SPP_WEST | Oklahoma | 40 | Rogers | 131 | 40131 | 146 | 8028 | 1961 | 9999 |  |  | N | Natural Gas |  |  |  | LNB | [9 empty] | 0.040878 | 0.040878 | 0.040878 | 0.040878 | [11 empty] | Public Service Co of Oklahoma | 100 | American Electric Power Co Inc | 100
Northeastern | 2963_B_3302 | 2963 | B | 3302 | 2018 | O/G Steam |  | SPP_WEST | Oklahoma | 40 | Rogers | 131 | 40131 | 462 | 10342 | 1970 | 9999 | cell |  | N | Natural Gas |  |  |  | LNB + LNCB + OFA | [9 empty] | 0.17446 | 0.17446 | 0.17446 | 0.17446 | [11 empty] | Public Service Co of Oklahoma | 100 | American Electric Power Co Inc | 100
Northeastern | 2963_G_IC1 | 2963 | G | IC1 |  | Combustion Turbine | IC Engine | SPP_WEST | Oklahoma | 40 | Rogers | 131 | 40131 | 4 | 12283 | 1980 | 9999 |  |  | N | Distillate Fuel Oil | [12 empty] | 0.8 | 1.6498 | 1.6498 | 1.6498 | 1.6498 | [11 empty] | Public Service Co of Oklahoma | 100 | American Electric Power Co Inc | 100
Northeastern | 2963_G_1A | 2963 | G | 1A | 2016 | Combined Cycle |  | SPP_WEST | Oklahoma | 40 | Rogers | 131 | 40131 | 149 | 8028 | 2001 | 9999 |  |  | N | Natural Gas | [13 empty] | 0.040878 | 0.040878 | 0.040878 | 0.040878 | [11 empty] | Public Service Co of Oklahoma | 100 | American Electric Power Co Inc | 100
Northeastern | 2963_G_1B | 2963 | G | 1B | 2017 | Combined Cycle |  | SPP_WEST | Oklahoma | 40 | Rogers | 131 | 40131 | 149 | 8028 | 2001 | 9999 |  |  | N | Natural Gas | [13 empty] | 0.040878 | 0.040878 | 0.040878 | 0.040878 | [11 empty] | Public Service Co of Oklahoma | 100 | American Electric Power Co Inc | 100
Southwestern | 2964_B_8002 | 2964 | B | 8002 | 2021 | O/G Steam |  | SPP_WEST | Oklahoma | 40 | Caddo | 15 | 40015 | 78 | 13258 | 1954 | 9999 | wall | dry | N | Natural Gas | [12 empty] | 0.74 | 0.30542 | 0.30542 | 0.30542 | 0.30542 | [11 empty] | Public Service Co of Oklahoma | 100 | American Electric Power Co Inc | 100
Southwestern | 2964_B_8003 | 2964 | B | 8003 | 2022 | O/G Steam |  | SPP_WEST | Oklahoma | 40 | Caddo | 15 | 40015 | 295 | 12993 | 1967 | 9999 | cell |  | N | Natural Gas |  |  |  | LNCB + OFA | [8 empty] | 0.52 | 0.29123 | 0.29123 | 0.29123 | 0.29123 | [11 empty] | Public Service Co of Oklahoma | 100 | American Electric Power Co Inc | 100
Southwestern | 2964_G_4 | 2964 | G | 4 | 91253 | Combustion Turbine |  | SPP_WEST | Oklahoma | 40 | Caddo | 15 | 40015 | 76 | 14349 | 2008 | 9999 |  |  | N | Natural Gas |  |  |  | CM | [9 empty] | 0.13758 | 0.13758 | 0.13758 | 0.13758 | [11 empty] | Public Service Co of Oklahoma | 100 | American Electric Power Co Inc | 100
Southwestern | 2964_G_5 | 2964 | G | 5 | 91254 | Combustion Turbine |  | SPP_WEST | Oklahoma | 40 | Caddo | 15 | 40015 | 76 | 14350 | 2008 | 9999 |  |  | N | Natural Gas |  |  |  | CM | [9 empty] | 0.13605 | 0.13605 | 0.13605 | 0.13605 | [11 empty] | Public Service Co of Oklahoma | 100 | American Electric Power Co Inc | 100
Tulsa | 2965_B_1402 | 2965 | B | 1402 | 2025 | O/G Steam |  | SPP_WEST | Oklahoma | 40 | Tulsa | 143 | 40143 | 150 | 14220 | 1956 | 9999 | wall | dry | N | Natural Gas | [13 empty] | 0.31129 | 0.31129 | 0.31129 | 0.31129 | [11 empty] | Public Service Co of Oklahoma | 100 | American Electric Power Co Inc | 100
Tulsa | 2965_B_1404 | 2965 | B | 1404 | 2027 | O/G Steam |  | SPP_WEST | Oklahoma | 40 | Tulsa | 143 | 40143 | 155 | 14058 | 1958 | 9999 | wall | dry | N | Natural Gas | [13 empty] | 0.25989 | 0.25989 | 0.25989 | 0.25989 | [11 empty] | Public Service Co of Oklahoma | 100 | American Electric Power Co Inc | 100
Tulsa | 2965_G_IC1 | 2965 | G | IC1 |  | Combustion Turbine | IC Engine | SPP_WEST | Oklahoma | 40 | Tulsa | 143 | 40143 | 8.3 | 12283 | 1967 | 9999 |  |  | N | Distillate Fuel Oil | [12 empty] | 0.8 | 1.6498 | 1.6498 | 1.6498 | 1.6498 | [11 empty] | Public Service Co of Oklahoma | 100 | American Electric Power Co Inc | 100
Weleetka | 2966_G_IC1 | 2966 | G | IC1 |  | Combustion Turbine | IC Engine | SPP_WEST | Oklahoma | 40 | Okfuskee | 107 | 40107 | 4 | 12283 | 1963 | 9999 |  |  | N | Distillate Fuel Oil | [12 empty] | 0.8 | 1.6498 | 1.6498 | 1.6498 | 1.6498 | [11 empty] | Public Service Co of Oklahoma | 100 | American Electric Power Co Inc | 100
Cushing | 2975_G_3 | 2975 | G | 3 |  | Combustion Turbine | IC Engine | SPP_WEST | Oklahoma | 40 | Payne | 119 | 40119 | 0.4 | 10745 | 1936 | 9999 |  |  | N | Natural Gas, Distillate Fuel Oil | [12 empty] | 0.8 | 1.6498 | 1.6498 | 1.6498 | 1.6498 | [11 empty] | Cushing OK (City of) | 100 | Cushing OK (City of) | 100
Cushing | 2975_G_4 | 2975 | G | 4 |  | Combustion Turbine | IC Engine | SPP_WEST | Oklahoma | 40 | Payne | 119 | 40119 | 0.4 | 10745 | 1936 | 9999 |  |  | N | Natural Gas, Distillate Fuel Oil | [12 empty] | 0.8 | 1.6498 | 1.6498 | 1.6498 | 1.6498 | [11 empty] | Cushing OK (City of) | 100 | Cushing OK (City of) | 100
Cushing | 2975_G_5 | 2975 | G | 5 |  | Combustion Turbine | IC Engine | SPP_WEST | Oklahoma | 40 | Payne | 119 | 40119 | 0.4 | 10745 | 1936 | 9999 |  |  | N | Natural Gas, Distillate Fuel Oil | [12 empty] | 0.8 | 1.6498 | 1.6498 | 1.6498 | 1.6498 | [11 empty] | Cushing OK (City of) | 100 | Cushing OK (City of) | 100
Cushing | 2975_G_6 | 2975 | G | 6 |  | Combustion Turbine | IC Engine | SPP_WEST | Oklahoma | 40 | Payne | 119 | 40119 | 0.6 | 10745 | 1939 | 9999 |  |  | N | Natural Gas, Distillate Fuel Oil | [12 empty] | 0.8 | 1.6498 | 1.6498 | 1.6498 | 1.6498 | [11 empty] | Cushing OK (City of) | 100 | Cushing OK (City of) | 100
Cushing | 2975_G_2 | 2975 | G | 2 |  | Combustion Turbine | IC Engine | SPP_WEST | Oklahoma | 40 | Payne | 119 | 40119 | 0.8 | 10745 | 1949 | 9999 |  |  | N | Natural Gas, Distillate Fuel Oil | [12 empty] | 0.8 | 1.6498 | 1.6498 | 1.6498 | 1.6498 | [11 empty] | Cushing OK (City of) | 100 | Cushing OK (City of) | 100
Cushing | 2975_G_1 | 2975 | G | 1 |  | Combustion Turbine | IC Engine | SPP_WEST | Oklahoma | 40 | Payne | 119 | 40119 | 1.8 | 10745 | 1956 | 9999 |  |  | N | Natural Gas, Distillate Fuel Oil | [12 empty] | 0.8 | 1.6498 | 1.6498 | 1.6498 | 1.6498 | [11 empty] | Cushing OK (City of) | 100 | Cushing OK (City of) | 100
Cushing | 2975_G_7 | 2975 | G | 7 |  | Combustion Turbine | IC Engine | SPP_WEST | Oklahoma | 40 | Payne | 119 | 40119 | 1.9 | 10745 | 1956 | 9999 |  |  | N | Natural Gas, Distillate Fuel Oil | [12 empty] | 0.8 | 1.6498 | 1.6498 | 1.6498 | 1.6498 | [11 empty] | Cushing OK (City of) | 100 | Cushing OK (City of) | 100
Cushing | 2975_G_8 | 2975 | G | 8 |  | Combustion Turbine | IC Engine | SPP_WEST | Oklahoma | 40 | Payne | 119 | 40119 | 1.9 | 10745 | 1956 | 9999 |  |  | N | Natural Gas, Distillate Fuel Oil | [12 empty] | 0.8 | 1.6498 | 1.6498 | 1.6498 | 1.6498 | [11 empty] | Cushing OK (City of) | 100 | Cushing OK (City of) | 100
Cushing | 2975_G_9 | 2975 | G | 9 |  | Combustion Turbine | IC Engine | SPP_WEST | Oklahoma | 40 | Payne | 119 | 40119 | 2.7 | 10745 | 1965 | 9999 |  |  | N | Natural Gas, Distillate Fuel Oil | [12 empty] | 0.8 | 1.6498 | 1.6498 | 1.6498 | 1.6498 | [11 empty] | Cushing OK (City of) | 100 | Cushing OK (City of) | 100
Cushing | 2975_G_10 | 2975 | G | 10 |  | Combustion Turbine | IC Engine | SPP_WEST | Oklahoma | 40 | Payne | 119 | 40119 | 4 | 10745 | 1972 | 9999 |  |  | N | Natural Gas, Distillate Fuel Oil | [12 empty] | 0.8 | 1.6498 | 1.6498 | 1.6498 | 1.6498 | [11 empty] | Cushing OK (City of) | 100 | Cushing OK (City of) | 100
Cushing | 2975_G_11 | 2975 | G | 11 |  | Combustion Turbine | IC Engine | SPP_WEST | Oklahoma | 40 | Payne | 119 | 40119 | 6.3 | 10745 | 1988 | 9999 |  |  | N | Natural Gas, Distillate Fuel Oil | [12 empty] | 0.8 | 1.6498 | 1.6498 | 1.6498 | 1.6498 | [11 empty] | Cushing OK (City of) | 100 | Cushing OK (City of) | 100
Markham | 2980_G_1 | 2980 | G | 1 |  | Hydro |  | SPP_WEST | Oklahoma | 40 | Mayes | 97 | 40097 | 32 | 0 | 1964 | 9999 |  |  | N | Hydro | [13 empty] | 0 | 0 | 0 | 0 | [11 empty] | Grand River Dam Authority | 100 | Grand River Dam Authority | 100
Markham | 2980_G_2 | 2980 | G | 2 |  | Hydro |  | SPP_WEST | Oklahoma | 40 | Mayes | 97 | 40097 | 32 | 0 | 1964 | 9999 |  |  | N | Hydro | [13 empty] | 0 | 0 | 0 | 0 | [11 empty] | Grand River Dam Authority | 100 | Grand River Dam Authority | 100
Markham | 2980_G_3 | 2980 | G | 3 |  | Hydro |  | SPP_WEST | Oklahoma | 40 | Mayes | 97 | 40097 | 32 | 0 | 1964 | 9999 |  |  | N | Hydro | [13 empty] | 0 | 0 | 0 | 0 | [11 empty] | Grand River Dam Authority | 100 | Grand River Dam Authority | 100
Markham | 2980_G_4 | 2980 | G | 4 |  | Hydro |  | SPP_WEST | Oklahoma | 40 | Mayes | 97 | 40097 | 32 | 0 | 1964 | 9999 |  |  | N | Hydro | [13 empty] | 0 | 0 | 0 | 0 | [11 empty] | Grand River Dam Authority | 100 | Grand River Dam Authority | 100
Pensacola | 2981_G_1 | 2981 | G | 1 |  | Hydro |  | SPP_WEST | Oklahoma | 40 | Mayes | 97 | 40097 | 21 | 0 | 1940 | 9999 |  |  | N | Hydro | [13 empty] | 0 | 0 | 0 | 0 | [11 empty] | Grand River Dam Authority | 100 | Grand River Dam Authority | 100
Pensacola | 2981_G_2 | 2981 | G | 2 |  | Hydro |  | SPP_WEST | Oklahoma | 40 | Mayes | 97 | 40097 | 21 | 0 | 1940 | 9999 |  |  | N | Hydro | [13 empty] | 0 | 0 | 0 | 0 | [11 empty] | Grand River Dam Authority | 100 | Grand River Dam Authority | 100
Pensacola | 2981_G_3 | 2981 | G | 3 |  | Hydro |  | SPP_WEST | Oklahoma | 40 | Mayes | 97 | 40097 | 21 | 0 | 1940 | 9999 |  |  | N | Hydro | [13 empty] | 0 | 0 | 0 | 0 | [11 empty] | Grand River Dam Authority | 100 | Grand River Dam Authority | 100
Pensacola | 2981_G_4 | 2981 | G | 4 |  | Hydro |  | SPP_WEST | Oklahoma | 40 | Mayes | 97 | 40097 | 21 | 0 | 1940 | 9999 |  |  | N | Hydro | [13 empty] | 0 | 0 | 0 | 0 | [11 empty] | Grand River Dam Authority | 100 | Grand River Dam Authority | 100
Pensacola | 2981_G_5 | 2981 | G | 5 |  | Hydro |  | SPP_WEST | Oklahoma | 40 | Mayes | 97 | 40097 | 21 | 0 | 1946 | 9999 |  |  | N | Hydro | [13 empty] | 0 | 0 | 0 | 0 | [11 empty] | Grand River Dam Authority | 100 | Grand River Dam Authority | 100
Pensacola | 2981_G_6 | 2981 | G | 6 |  | Hydro |  | SPP_WEST | Oklahoma | 40 | Mayes | 97 | 40097 | 21 | 0 | 1946 | 9999 |  |  | N | Hydro | [13 empty] | 0 | 0 | 0 | 0 | [11 empty] | Grand River Dam Authority | 100 | Grand River Dam Authority | 100
Salina | 2982_G_1 | 2982 | G | 1 |  | Pumped Storage |  | SPP_WEST | Oklahoma | 40 | Mayes | 97 | 40097 | 43 | 0 | 1968 | 9999 |  |  | N | Pumped Storage | [13 empty] | 0 | 0 | 0 | 0 | [11 empty] | Grand River Dam Authority | 100 | Grand River Dam Authority | 100
Salina | 2982_G_2 | 2982 | G | 2 |  | Pumped Storage |  | SPP_WEST | Oklahoma | 40 | Mayes | 97 | 40097 | 43 | 0 | 1968 | 9999 |  |  | N | Pumped Storage | [13 empty] | 0 | 0 | 0 | 0 | [11 empty] | Grand River Dam Authority | 100 | Grand River Dam Authority | 100
Salina | 2982_G_3 | 2982 | G | 3 |  | Pumped Storage |  | SPP_WEST | Oklahoma | 40 | Mayes | 97 | 40097 | 43 | 0 | 1968 | 9999 |  |  | N | Pumped Storage | [13 empty] | 0 | 0 | 0 | 0 | [11 empty] | Grand River Dam Authority | 100 | Grand River Dam Authority | 100
Salina | 2982_G_4 | 2982 | G | 4 |  | Pumped Storage |  | SPP_WEST | Oklahoma | 40 | Mayes | 97 | 40097 | 43 | 0 | 1971 | 9999 |  |  | N | Pumped Storage | [13 empty] | 0 | 0 | 0 | 0 | [11 empty] | Grand River Dam Authority | 100 | Grand River Dam Authority | 100
Salina | 2982_G_5 | 2982 | G | 5 |  | Pumped Storage |  | SPP_WEST | Oklahoma | 40 | Mayes | 97 | 40097 | 43 | 0 | 1971 | 9999 |  |  | N | Pumped Storage | [13 empty] | 0 | 0 | 0 | 0 | [11 empty] | Grand River Dam Authority | 100 | Grand River Dam Authority | 100
Salina | 2982_G_6 | 2982 | G | 6 |  | Pumped Storage |  | SPP_WEST | Oklahoma | 40 | Mayes | 97 | 40097 | 43 | 0 | 1971 | 9999 |  |  | N | Pumped Storage | [13 empty] | 0 | 0 | 0 | 0 | [11 empty] | Grand River Dam Authority | 100 | Grand River Dam Authority | 100
Keystone Dam | 2984_G_1 | 2984 | G | 1 |  | Hydro |  | SPP_WEST | Oklahoma | 40 | Tulsa | 143 | 40143 | 40 | 0 | 1968 | 9999 |  |  | N | Hydro | [13 empty] | 0 | 0 | 0 | 0 | [11 empty] | USACE Tulsa District | 100 | U S Army Corps of Engineers | 100
Keystone Dam | 2984_G_2 | 2984 | G | 2 |  | Hydro |  | SPP_WEST | Oklahoma | 40 | Tulsa | 143 | 40143 | 40 | 0 | 1968 | 9999 |  |  | N | Hydro | [13 empty] | 0 | 0 | 0 | 0 | [11 empty] | USACE Tulsa District | 100 | U S Army Corps of Engineers | 100
Robert S Kerr | 2985_G_1 | 2985 | G | 1 |  | Hydro |  | SPP_WEST | Oklahoma | 40 | Sequoyah | 135 | 40135 | 65.6 | 0 | 1971 | 9999 |  |  | N | Hydro | [13 empty] | 0 | 0 | 0 | 0 | [11 empty] | USACE Tulsa District | 100 | U S Army Corps of Engineers | 100
Robert S Kerr | 2985_G_2 | 2985 | G | 2 |  | Hydro |  | SPP_WEST | Oklahoma | 40 | Sequoyah | 135 | 40135 | 65.6 | 0 | 1971 | 9999 |  |  | N | Hydro | [13 empty] | 0 | 0 | 0 | 0 | [11 empty] | USACE Tulsa District | 100 | U S Army Corps of Engineers | 100
Robert S Kerr | 2985_G_4 | 2985 | G | 4 |  | Hydro |  | SPP_WEST | Oklahoma | 40 | Sequoyah | 135 | 40135 | 20 | 0 | 1971 | 9999 |  |  | N | Hydro | [13 empty] | 0 | 0 | 0 | 0 | [11 empty] | USACE Tulsa District | 100 | U S Army Corps of Engineers | 100
Kingfisher | 2986_G_IC1 | 2986 | G | IC1 |  | Combustion Turbine | IC Engine | SPP_WEST | Oklahoma | 40 | Kingfisher | 73 | 40073 | 1 | 14286 | 1954 | 9999 |  |  | N | Natural Gas, Distillate Fuel Oil | [12 empty] | 0.8 | 1.061 | 1.061 | 1.061 | 1.061 | [11 empty] | Kingfisher OK (City of) | 100 | Kingfisher OK (City of) | 100
Kingfisher | 2986_G_IC2 | 2986 | G | IC2 |  | Combustion Turbine | IC Engine | SPP_WEST | Oklahoma | 40 | Kingfisher | 73 | 40073 | 0.6 | 14286 | 1954 | 9999 |  |  | N | Natural Gas, Distillate Fuel Oil | [12 empty] | 0.8 | 1.061 | 1.061 | 1.061 | 1.061 | [11 empty] | Kingfisher OK (City of) | 100 | Kingfisher OK (City of) | 100
Kingfisher | 2986_G_4 | 2986 | G | 4 |  | Combustion Turbine | IC Engine | SPP_WEST | Oklahoma | 40 | Kingfisher | 73 | 40073 | 1.2 | 14286 | 1959 | 9999 |  |  | N | Natural Gas, Distillate Fuel Oil | [12 empty] | 0.8 | 1.061 | 1.061 | 1.061 | 1.061 | [11 empty] | Kingfisher OK (City of) | 100 | Kingfisher OK (City of) | 100
Kingfisher | 2986_G_3 | 2986 | G | 3 |  | Combustion Turbine | IC Engine | SPP_WEST | Oklahoma | 40 | Kingfisher | 73 | 40073 | 2.9 | 14286 | 1965 | 9999 |  |  | N | Natural Gas, Distillate Fuel Oil | [12 empty] | 0.8 | 1.061 | 1.061 | 1.061 | 1.061 | [11 empty] | Kingfisher OK (City of) | 100 | Kingfisher OK (City of) | 100
Kingfisher | 2986_G_5 | 2986 | G | 5 |  | Combustion Turbine | IC Engine | SPP_WEST | Oklahoma | 40 | Kingfisher | 73 | 40073 | 3 | 14286 | 1970 | 9999 |  |  | N | Natural Gas, Distillate Fuel Oil | [12 empty] | 0.8 | 1.061 | 1.061 | 1.061 | 1.061 | [11 empty] | Kingfisher OK (City of) | 100 | Kingfisher OK (City of) | 100
Webbers Falls | 2987_G_1 | 2987 | G | 1 |  | Hydro |  | SPP_WEST | Oklahoma | 40 | Muskogee | 101 | 40101 | 25 | 0 | 1973 | 9999 |  |  | N | Hydro | [13 empty] | 0 | 0 | 0 | 0 | [11 empty] | USACE Tulsa District | 100 | U S Army Corps of Engineers | 100
Webbers Falls | 2987_G_2 | 2987 | G | 2 |  | Hydro |  | SPP_WEST | Oklahoma | 40 | Muskogee | 101 | 40101 | 25 | 0 | 1973 | 9999 |  |  | N | Hydro | [13 empty] | 0 | 0 | 0 | 0 | [11 empty] | USACE Tulsa District | 100 | U S Army Corps of Engineers | 100
Webbers Falls | 2987_G_3 | 2987 | G | 3 |  | Hydro |  | SPP_WEST | Oklahoma | 40 | Muskogee | 101 | 40101 | 25 | 0 | 1973 | 9999 |  |  | N | Hydro | [13 empty] | 0 | 0 | 0 | 0 | [11 empty] | USACE Tulsa District | 100 | U S Army Corps of Engineers | 100
Mangum | 2991_G_4 | 2991 | G | 4 |  | Combustion Turbine | IC Engine | SPP_WEST | Oklahoma | 40 | Greer | 55 | 40055 | 1.2 | 14286 | 1956 | 9999 |  |  | N | Natural Gas, Distillate Fuel Oil | [12 empty] | 0.8 | 1.061 | 1.061 | 1.061 | 1.061 | [11 empty] | Mangum Utility Authority | 100 | Mangum Utility Authority | 100
Mangum | 2991_G_5 | 2991 | G | 5 |  | Combustion Turbine | IC Engine | SPP_WEST | Oklahoma | 40 | Greer | 55 | 40055 | 1.7 | 14286 | 1963 | 9999 |  |  | N | Natural Gas, Distillate Fuel Oil | [12 empty] | 0.8 | 1.061 | 1.061 | 1.061 | 1.061 | [11 empty] | Mangum Utility Authority | 100 | Mangum Utility Authority | 100
Mangum | 2991_G_6 | 2991 | G | 6 |  | Combustion Turbine | IC Engine | SPP_WEST | Oklahoma | 40 | Greer | 55 | 40055 | 1.6 | 14286 | 1969 | 9999 |  |  | N | Natural Gas, Distillate Fuel Oil | [12 empty] | 0.8 | 1.061 | 1.061 | 1.061 | 1.061 | [11 empty] | Mangum Utility Authority | 100 | Mangum Utility Authority | 100
Pawhuska | 2995_G_2 | 2995 | G | 2 |  | Combustion Turbine | IC Engine | SPP_WEST | Oklahoma | 40 | Osage | 113 | 40113 | 1.2 | 14775 | 1954 | 9999 |  |  | N | Distillate Fuel Oil | [12 empty] | 0.8 | 1.6498 | 1.6498 | 1.6498 | 1.6498 | [11 empty] | Pawhuska Electric Production | 100 | Pawhuska Electric Production | 100
Pawhuska | 2995_G_5 | 2995 | G | 5 |  | Combustion Turbine | IC Engine | SPP_WEST | Oklahoma | 40 | Osage | 113 | 40113 | 2 | 14775 | 1960 | 9999 |  |  | N | Distillate Fuel Oil | [12 empty] | 0.8 | 1.6498 | 1.6498 | 1.6498 | 1.6498 | [11 empty] | Pawhuska Electric Production | 100 | Pawhuska Electric Production | 100
Pawhuska | 2995_G_3 | 2995 | G | 3 |  | Combustion Turbine | IC Engine | SPP_WEST | Oklahoma | 40 | Osage | 113 | 40113 | 2.5 | 14775 | 1966 | 9999 |  |  | N | Distillate Fuel Oil | [12 empty] | 0.8 | 1.6498 | 1.6498 | 1.6498 | 1.6498 | [11 empty] | Pawhuska Electric Production | 100 | Pawhuska Electric Production | 100
Fort Gibson | 3003_G_1 | 3003 | G | 1 |  | Hydro |  | SPP_WEST | Oklahoma | 40 | Cherokee | 21 | 40021 | 12.9 | 0 | 1953 | 9999 |  |  | N | Hydro | [13 empty] | 0 | 0 | 0 | 0 | [11 empty] | USACE Tulsa District | 100 | U S Army Corps of Engineers | 100
Fort Gibson | 3003_G_2 | 3003 | G | 2 |  | Hydro |  | SPP_WEST | Oklahoma | 40 | Cherokee | 21 | 40021 | 12.9 | 0 | 1953 | 9999 |  |  | N | Hydro | [13 empty] | 0 | 0 | 0 | 0 | [11 empty] | USACE Tulsa District | 100 | U S Army Corps of Engineers | 100
Fort Gibson | 3003_G_3 | 3003 | G | 3 |  | Hydro |  | SPP_WEST | Oklahoma | 40 | Cherokee | 21 | 40021 | 12.9 | 0 | 1953 | 9999 |  |  | N | Hydro | [13 empty] | 0 | 0 | 0 | 0 | [11 empty] | USACE Tulsa District | 100 | U S Army Corps of Engineers | 100
Fort Gibson | 3003_G_4 | 3003 | G | 4 |  | Hydro |  | SPP_WEST | Oklahoma | 40 | Cherokee | 21 | 40021 | 12.5 | 0 | 1953 | 9999 |  |  | N | Hydro | [13 empty] | 0 | 0 | 0 | 0 | [11 empty] | USACE Tulsa District | 100 | U S Army Corps of Engineers | 100
Tenkiller Ferry | 3004_G_1 | 3004 | G | 1 |  | Hydro |  | SPP_WEST | Oklahoma | 40 | Sequoyah | 135 | 40135 | 21 | 0 | 1953 | 9999 |  |  | N | Hydro | [13 empty] | 0 | 0 | 0 | 0 | [11 empty] | USACE Tulsa District | 100 | U S Army Corps of Engineers | 100
Tenkiller Ferry | 3004_G_2 | 3004 | G | 2 |  | Hydro |  | SPP_WEST | Oklahoma | 40 | Sequoyah | 135 | 40135 | 21 | 0 | 1953 | 9999 |  |  | N | Hydro | [13 empty] | 0 | 0 | 0 | 0 | [11 empty] | USACE Tulsa District | 100 | U S Army Corps of Engineers | 100
Anadarko Plant | 3006_B_1 | 3006 | B | 1 |  | O/G Steam |  | SPP_WEST | Oklahoma | 40 | Caddo | 15 | 40015 | 12 | 14500 | 1953 | 9999 | wall |  | N | Natural Gas | [13 empty] | 0.23494 | 0.23494 | 0.23494 | 0.23494 | [11 empty] | Western Farmers Electric Coop | 100 | Western Farmers Electric Coop | 100
Anadarko Plant | 3006_B_2 | 3006 | B | 2 |  | O/G Steam |  | SPP_WEST | Oklahoma | 40 | Caddo | 15 | 40015 | 12 | 14500 | 1953 | 9999 | wall |  | N | Natural Gas | [13 empty] | 0.23494 | 0.23494 | 0.23494 | 0.23494 | [11 empty] | Western Farmers Electric Coop | 100 | Western Farmers Electric Coop | 100
Anadarko Plant | 3006_B_3 | 3006 | B | 3 | 2028 | O/G Steam |  | SPP_WEST | Oklahoma | 40 | Caddo | 15 | 40015 | 44 | 14500 | 1959 | 9999 | wall | dry | N | Natural Gas | [13 empty] | 0.08936 | 0.08936 | 0.08936 | 0.08936 | [11 empty] | Western Farmers Electric Coop | 100 | Western Farmers Electric Coop | 100
Anadarko Plant | 3006_G_4 | 3006 | G | 4 | 90966 | Combined Cycle |  | SPP_WEST | Oklahoma | 40 | Caddo | 15 | 40015 | 94 | 8789 | 1977 | 9999 |  |  | N | Natural Gas |  |  |  | DLNB | [9 empty] | 0.021775 | 0.021775 | 0.021775 | 0.021775 | [11 empty] | Western Farmers Electric Coop | 100 | Western Farmers Electric Coop | 100
Anadarko Plant | 3006_G_5 | 3006 | G | 5 | 90967 | Combined Cycle |  | SPP_WEST | Oklahoma | 40 | Caddo | 15 | 40015 | 94 | 8859 | 1977 | 9999 |  |  | N | Natural Gas |  |  |  | DLNB | [9 empty] | 0.015724 | 0.015724 | 0.015724 | 0.015724 | [11 empty] | Western Farmers Electric Coop | 100 | Western Farmers Electric Coop | 100
Anadarko Plant | 3006_G_6 | 3006 | G | 6 | 90968 | Combined Cycle |  | SPP_WEST | Oklahoma | 40 | Caddo | 15 | 40015 | 94 | 8593 | 1977 | 9999 |  |  | N | Natural Gas |  |  |  | DLNB | [9 empty] | 0.021155 | 0.021155 | 0.021155 | 0.021155 | [11 empty] | Western Farmers Electric Coop | 100 | Western Farmers Electric Coop | 100
Anadarko Plant | 3006_G_7 | 3006 | G | 7 |  | Combustion Turbine |  | SPP_WEST | Oklahoma | 40 | Caddo | 15 | 40015 | 45 | 10745 | 2001 | 9999 |  |  | N | Natural Gas | [13 empty] | 0.089809 | 0.089809 | 0.089809 | 0.089809 | [11 empty] | WFEC Genco LLC | 100 | Western Farmers Electric Coop | 100
Anadarko Plant | 3006_G_8 | 3006 | G | 8 |  | Combustion Turbine |  | SPP_WEST | Oklahoma | 40 | Caddo | 15 | 40015 | 45 | 10745 | 2001 | 9999 |  |  | N | Natural Gas | [13 empty] | 0.087528 | 0.087528 | 0.087528 | 0.087528 | [11 empty] | WFEC Genco LLC | 100 | Western Farmers Electric Coop | 100
Anadarko Plant | 3006_G_10 | 3006 | G | 10 | 90430 | Combustion Turbine |  | SPP_WEST | Oklahoma | 40 | Caddo | 15 | 40015 | 45 | 10745 | 2009 | 9999 |  |  | N | Natural Gas |  |  |  | H2O | [9 empty] | 0.08745 | 0.08745 | 0.08745 | 0.08745 | [11 empty] | Western Farmers Electric Coop | 100 | Western Farmers Electric Coop | 100
Anadarko Plant | 3006_G_11 | 3006 | G | 11 | 90431 | Combustion Turbine |  | SPP_WEST | Oklahoma | 40 | Caddo | 15 | 40015 | 45 | 10745 | 2009 | 9999 |  |  | N | Natural Gas |  |  |  | H2O | [9 empty] | 0.08724 | 0.08724 | 0.08724 | 0.08724 | [11 empty] | Western Farmers Electric Coop | 100 | Western Farmers Electric Coop | 100
Anadarko Plant | 3006_G_9 | 3006 | G | 9 | 90429 | Combustion Turbine |  | SPP_WEST | Oklahoma | 40 | Caddo | 15 | 40015 | 45 | 10745 | 2009 | 9999 |  |  | N | Natural Gas |  |  |  | H2O | [9 empty] | 0.08927 | 0.08927 | 0.08927 | 0.08927 | [11 empty] | Western Farmers Electric Coop | 100 | Western Farmers Electric Coop | 100
Mooreland | 3008_B_1 | 3008 | B | 1 | 2029 | O/G Steam |  | SPP_WEST | Oklahoma | 40 | Woodward | 153 | 40153 | 50 | 11239 | 1964 | 9999 | wall | dry | N | Natural Gas | [13 empty] | 0.40922 | 0.40922 | 0.40922 | 0.40922 | [11 empty] | Western Farmers Electric Coop | 100 | Western Farmers Electric Coop | 100
Mooreland | 3008_B_2 | 3008 | B | 2 | 2030 | O/G Steam |  | SPP_WEST | Oklahoma | 40 | Woodward | 153 | 40153 | 132 | 11362 | 1968 | 9999 | wall | dry | N | Natural Gas | [13 empty] | 0.15562 | 0.15562 | 0.15562 | 0.15562 | [11 empty] | Western Farmers Electric Coop | 100 | Western Farmers Electric Coop | 100
Mooreland | 3008_B_3 | 3008 | B | 3 | 2031 | O/G Steam |  | SPP_WEST | Oklahoma | 40 | Woodward | 153 | 40153 | 140 | 11423 | 1975 | 9999 | wall | dry | N | Natural Gas |  |  |  | OFA + other | [9 empty] | 0.12667 | 0.12667 | 0.12667 | 0.12667 | [11 empty] | Western Farmers Electric Coop | 100 | Western Farmers Electric Coop | 100
Hells Canyon | 3013_G_1 | 3013 | G | 1 |  | Hydro |  | WECC_PNW | Oregon | 41 | Wallowa | 63 | 41063 | 145.8 | 0 | 1967 | 9999 |  |  | N | Hydro | [13 empty] | 0 | 0 | 0 | 0 | [11 empty] | Idaho Power Co | 100 | IDACORP Inc | 100
Hells Canyon | 3013_G_2 | 3013 | G | 2 |  | Hydro |  | WECC_PNW | Oregon | 41 | Wallowa | 63 | 41063 | 150 | 0 | 1967 | 9999 |  |  | N | Hydro | [13 empty] | 0 | 0 | 0 | 0 | [11 empty] | Idaho Power Co | 100 | IDACORP Inc | 100
Hells Canyon | 3013_G_3 | 3013 | G | 3 |  | Hydro |  | WECC_PNW | Oregon | 41 | Wallowa | 63 | 41063 | 149.2 | 0 | 1967 | 9999 |  |  | N | Hydro | [13 empty] | 0 | 0 | 0 | 0 | [11 empty] | Idaho Power Co | 100 | IDACORP Inc | 100
Oxbow (OR) | 3014_G_1 | 3014 | G | 1 |  | Hydro |  | WECC_PNW | Oregon | 41 | Baker | 1 | 41001 | 55.3 | 0 | 1961 | 9999 |  |  | N | Hydro | [13 empty] | 0 | 0 | 0 | 0 | [11 empty] | Idaho Power Co | 100 | IDACORP Inc | 100
Oxbow (OR) | 3014_G_2 | 3014 | G | 2 |  | Hydro |  | WECC_PNW | Oregon | 41 | Baker | 1 | 41001 | 54.8 | 0 | 1961 | 9999 |  |  | N | Hydro | [13 empty] | 0 | 0 | 0 | 0 | [11 empty] | Idaho Power Co | 100 | IDACORP Inc | 100
Oxbow (OR) | 3014_G_3 | 3014 | G | 3 |  | Hydro |  | WECC_PNW | Oregon | 41 | Baker | 1 | 41001 | 54.9 | 0 | 1961 | 9999 |  |  | N | Hydro | [13 empty] | 0 | 0 | 0 | 0 | [11 empty] | Idaho Power Co | 100 | IDACORP Inc | 100
Oxbow (OR) | 3014_G_4 | 3014 | G | 4 |  | Hydro |  | WECC_PNW | Oregon | 41 | Baker | 1 | 41001 | 54.8 | 0 | 1961 | 9999 |  |  | N | Hydro | [13 empty] | 0 | 0 | 0 | 0 | [11 empty] | Idaho Power Co | 100 | IDACORP Inc | 100
Clearwater 1 | 3020_G_1 | 3020 | G | 1 |  | Hydro |  | WECC_PNW | Oregon | 41 | Douglas | 19 | 41019 | 17.9 | 0 | 1953 | 9999 |  |  | N | Hydro | [13 empty] | 0 | 0 | 0 | 0 | [11 empty] | PacifiCorp | 100 | Berkshire Hathaway Inc | 100
Clearwater 2 | 3021_G_1 | 3021 | G | 1 |  | Hydro |  | WECC_PNW | Oregon | 41 | Douglas | 19 | 41019 | 31 | 0 | 1953 | 9999 |  |  | N | Hydro | [13 empty] | 0 | 0 | 0 | 0 | [11 empty] | PacifiCorp | 100 | Berkshire Hathaway Inc | 100
Eagle Point | 3024_G_1 | 3024 | G | 1 |  | Hydro |  | WECC_PNW | Oregon | 41 | Jackson | 29 | 41029 | 2.8 | 0 | 1957 | 9999 |  |  | N | Hydro | [13 empty] | 0 | 0 | 0 | 0 | [11 empty] | PacifiCorp | 100 | Berkshire Hathaway Inc | 100
East Side | 3025_G_1 | 3025 | G | 1 |  | Hydro |  | WECC_PNW | Oregon | 41 | Klamath | 35 | 41035 | 3 | 0 | 1924 | 9999 |  |  | N | Hydro | [13 empty] | 0 | 0 | 0 | 0 | [11 empty] | PacifiCorp | 100 | Berkshire Hathaway Inc | 100
Fish Creek | 3026_G_1 | 3026 | G | 1 |  | Hydro |  | WECC_PNW | Oregon | 41 | Douglas | 19 | 41019 | 10.4 | 0 | 1952 | 9999 |  |  | N | Hydro | [13 empty] | 0 | 0 | 0 | 0 | [11 empty] | PacifiCorp | 100 | Berkshire Hathaway Inc | 100
John C Boyle | 3028_G_1 | 3028 | G | 1 |  | Hydro |  | WECC_PNW | Oregon | 41 | Klamath | 35 | 41035 | 50.4 | 0 | 1958 | 9999 |  |  | N | Hydro | [13 empty] | 0 | 0 | 0 | 0 | [11 empty] | PacifiCorp | 100 | Berkshire Hathaway Inc | 100
John C Boyle | 3028_G_2 | 3028 | G | 2 |  | Hydro |  | WECC_PNW | Oregon | 41 | Klamath | 35 | 41035 | 47.6 | 0 | 1958 | 9999 |  |  | N | Hydro | [13 empty] | 0 | 0 | 0 | 0 | [11 empty] | PacifiCorp | 100 | Berkshire Hathaway Inc | 100
Lemolo 1 | 3029_G_1 | 3029 | G | 1 |  | Hydro |  | WECC_PNW | Oregon | 41 | Douglas | 19 | 41019 | 32 | 0 | 1955 | 9999 |  |  | N | Hydro | [13 empty] | 0 | 0 | 0 | 0 | [11 empty] | PacifiCorp | 100 | Berkshire Hathaway Inc | 100
Prospect 1 | 3032_G_1 | 3032 | G | 1 |  | Hydro |  | WECC_PNW | Oregon | 41 | Jackson | 29 | 41029 | 4.6 | 0 | 1912 | 9999 |  |  | N | Hydro | [13 empty] | 0 | 0 | 0 | 0 | [11 empty] | PacifiCorp | 100 | Berkshire Hathaway Inc | 100
Prospect 2 | 3033_G_1 | 3033 | G | 1 |  | Hydro |  | WECC_PNW | Oregon | 41 | Jackson | 29 | 41029 | 18 | 0 | 1928 | 9999 |  |  | N | Hydro | [13 empty] | 0 | 0 | 0 | 0 | [11 empty] | PacifiCorp | 100 | Berkshire Hathaway Inc | 100
Prospect 2 | 3033_G_2 | 3033 | G | 2 |  | Hydro |  | WECC_PNW | Oregon | 41 | Jackson | 29 | 41029 | 18 | 0 | 1928 | 9999 |  |  | N | Hydro | [13 empty] | 0 | 0 | 0 | 0 | [11 empty] | PacifiCorp | 100 | Berkshire Hathaway Inc | 100
Prospect 3 | 3034_G_1 | 3034 | G | 1 |  | Hydro |  | WECC_PNW | Oregon | 41 | Jackson | 29 | 41029 | 7.7 | 0 | 1932 | 9999 |  |  | N | Hydro | [13 empty] | 0 | 0 | 0 | 0 | [11 empty] | PacifiCorp | 100 | Berkshire Hathaway Inc | 100
Prospect 4 | 3035_G_1 | 3035 | G | 1 |  | Hydro |  | WECC_PNW | Oregon | 41 | Jackson | 29 | 41029 | 0.9 | 0 | 1944 | 9999 |  |  | N | Hydro | [13 empty] | 0 | 0 | 0 | 0 | [11 empty] | PacifiCorp | 100 | Berkshire Hathaway Inc | 100
Slide Creek | 3036_G_1 | 3036 | G | 1 |  | Hydro |  | WECC_PNW | Oregon | 41 | Douglas | 19 | 41019 | 18 | 0 | 1951 | 9999 |  |  | N | Hydro | [13 empty] | 0 | 0 | 0 | 0 | [11 empty] | PacifiCorp | 100 | Berkshire Hathaway Inc | 100
Soda Springs | 3037_G_1 | 3037 | G | 1 |  | Hydro |  | WECC_PNW | Oregon | 41 | Douglas | 19 | 41019 | 11.6 | 0 | 1952 | 9999 |  |  | N | Hydro | [13 empty] | 0 | 0 | 0 | 0 | [11 empty] | PacifiCorp | 100 | Berkshire Hathaway Inc | 100
Toketee Falls | 3040_G_2 | 3040 | G | 2 |  | Hydro |  | WECC_PNW | Oregon | 41 | Douglas | 19 | 41019 | 15 | 0 | 1949 | 9999 |  |  | N | Hydro | [13 empty] | 0 | 0 | 0 | 0 | [11 empty] | PacifiCorp | 100 | Berkshire Hathaway Inc | 100
Toketee Falls | 3040_G_1 | 3040 | G | 1 |  | Hydro |  | WECC_PNW | Oregon | 41 | Douglas | 19 | 41019 | 15 | 0 | 1950 | 9999 |  |  | N | Hydro | [13 empty] | 0 | 0 | 0 | 0 | [11 empty] | PacifiCorp | 100 | Berkshire Hathaway Inc | 100
Toketee Falls | 3040_G_3 | 3040 | G | 3 |  | Hydro |  | WECC_PNW | Oregon | 41 | Douglas | 19 | 41019 | 15 | 0 | 1950 | 9999 |  |  | N | Hydro | [13 empty] | 0 | 0 | 0 | 0 | [11 empty] | PacifiCorp | 100 | Berkshire Hathaway Inc | 100
Wallowa Falls | 3041_G_1 | 3041 | G | 1 |  | Hydro |  | WECC_PNW | Oregon | 41 | Wallowa | 63 | 41063 | 1.1 | 0 | 1921 | 9999 |  |  | N | Hydro | [13 empty] | 0 | 0 | 0 | 0 | [11 empty] | PacifiCorp | 100 | Berkshire Hathaway Inc | 100
Faraday | 3045_G_6 | 3045 | G | 6 |  | Hydro |  | WECC_PNW | Oregon | 41 | Clackamas | 5 | 41005 | 23.9 | 0 | 1958 | 9999 |  |  | N | Hydro | [13 empty] | 0 | 0 | 0 | 0 | [11 empty] | Portland General Electric Co | 100 | Portland General Electric Co | 100
Faraday | 3045_G_7 | 3045 | G | 7 |  | Hydro |  | WECC_PNW | Oregon | 41 | Clackamas | 5 | 41005 | 9 | 0 | 2020 | 9999 |  |  | N | Hydro | [13 empty] | 0 | 0 | 0 | 0 | [11 empty] | Portland General Electric Co | 100 | Portland General Electric Co | 100
Faraday | 3045_G_8 | 3045 | G | 8 |  | Hydro |  | WECC_PNW | Oregon | 41 | Clackamas | 5 | 41005 | 9 | 0 | 2020 | 9999 |  |  | N | Hydro | [13 empty] | 0 | 0 | 0 | 0 | [11 empty] | Portland General Electric Co | 100 | Portland General Electric Co | 100
North Fork | 3047_G_1 | 3047 | G | 1 |  | Hydro |  | WECC_PNW | Oregon | 41 | Clackamas | 5 | 41005 | 27 | 0 | 1958 | 9999 |  |  | N | Hydro | [13 empty] | 0 | 0 | 0 | 0 | [11 empty] | Portland General Electric Co | 100 | Portland General Electric Co | 100
North Fork | 3047_G_2 | 3047 | G | 2 |  | Hydro |  | WECC_PNW | Oregon | 41 | Clackamas | 5 | 41005 | 31 | 0 | 1958 | 9999 |  |  | N | Hydro | [13 empty] | 0 | 0 | 0 | 0 | [11 empty] | Portland General Electric Co | 100 | Portland General Electric Co | 100
Pelton | 3048_G_1 | 3048 | G | 1 |  | Hydro |  | WECC_PNW | Oregon | 41 | Jefferson | 31 | 41031 | 38 | 0 | 1957 | 9999 |  |  | N | Hydro | [13 empty] | 0 | 0 | 0 | 0 | [11 empty] | Portland General Electric Co | 66.67 | Portland General Electric Co | 66.67
Pelton | 3048_G_2 | 3048 | G | 2 |  | Hydro |  | WECC_PNW | Oregon | 41 | Jefferson | 31 | 41031 | 36 | 0 | 1958 | 9999 |  |  | N | Hydro | [13 empty] | 0 | 0 | 0 | 0 | [11 empty] | Portland General Electric Co | 66.67 | Portland General Electric Co | 66.67
Pelton | 3048_G_3 | 3048 | G | 3 |  | Hydro |  | WECC_PNW | Oregon | 41 | Jefferson | 31 | 41031 | 36 | 0 | 1958 | 9999 |  |  | N | Hydro | [13 empty] | 0 | 0 | 0 | 0 | [11 empty] | Portland General Electric Co | 66.67 | Portland General Electric Co | 66.67
River Mill | 3049_G_1 | 3049 | G | 1 |  | Hydro |  | WECC_PNW | Oregon | 41 | Clackamas | 5 | 41005 | 4.3 | 0 | 1911 | 9999 |  |  | N | Hydro | [13 empty] | 0 | 0 | 0 | 0 | [11 empty] | Portland General Electric Co | 100 | Portland General Electric Co | 100
River Mill | 3049_G_2 | 3049 | G | 2 |  | Hydro |  | WECC_PNW | Oregon | 41 | Clackamas | 5 | 41005 | 4.3 | 0 | 1911 | 9999 |  |  | N | Hydro | [13 empty] | 0 | 0 | 0 | 0 | [11 empty] | Portland General Electric Co | 100 | Portland General Electric Co | 100
River Mill | 3049_G_3 | 3049 | G | 3 |  | Hydro |  | WECC_PNW | Oregon | 41 | Clackamas | 5 | 41005 | 4.3 | 0 | 1912 | 9999 |  |  | N | Hydro | [13 empty] | 0 | 0 | 0 | 0 | [11 empty] | Portland General Electric Co | 100 | Portland General Electric Co | 100
River Mill | 3049_G_4 | 3049 | G | 4 |  | Hydro |  | WECC_PNW | Oregon | 41 | Clackamas | 5 | 41005 | 5.2 | 0 | 1927 | 9999 |  |  | N | Hydro | [13 empty] | 0 | 0 | 0 | 0 | [11 empty] | Portland General Electric Co | 100 | Portland General Electric Co | 100
River Mill | 3049_G_5 | 3049 | G | 5 |  | Hydro |  | WECC_PNW | Oregon | 41 | Clackamas | 5 | 41005 | 6.6 | 0 | 1952 | 9999 |  |  | N | Hydro | [13 empty] | 0 | 0 | 0 | 0 | [11 empty] | Portland General Electric Co | 100 | Portland General Electric Co | 100
Round Butte | 3050_G_1 | 3050 | G | 1 |  | Hydro |  | WECC_PNW | Oregon | 41 | Jefferson | 31 | 41031 | 110 | 0 | 1964 | 9999 |  |  | N | Hydro | [13 empty] | 0 | 0 | 0 | 0 | [11 empty] | Portland General Electric Co | 66.67 | Portland General Electric Co | 66.67
Round Butte | 3050_G_2 | 3050 | G | 2 |  | Hydro |  | WECC_PNW | Oregon | 41 | Jefferson | 31 | 41031 | 121.5 | 0 | 1964 | 9999 |  |  | N | Hydro | [13 empty] | 0 | 0 | 0 | 0 | [11 empty] | Portland General Electric Co | 66.67 | Portland General Electric Co | 66.67
Round Butte | 3050_G_3 | 3050 | G | 3 |  | Hydro |  | WECC_PNW | Oregon | 41 | Jefferson | 31 | 41031 | 121.5 | 0 | 1964 | 9999 |  |  | N | Hydro | [13 empty] | 0 | 0 | 0 | 0 | [11 empty] | Portland General Electric Co | 66.67 | Portland General Electric Co | 66.67
Sullivan | 3053_G_9 | 3053 | G | 9 |  | Hydro |  | WECC_PNW | Oregon | 41 | Clackamas | 5 | 41005 | 1 | 0 | 1924 | 9999 |  |  | N | Hydro | [13 empty] | 0 | 0 | 0 | 0 | [11 empty] | Portland General Electric Co | 100 | Portland General Electric Co | 100
Sullivan | 3053_G_1 | 3053 | G | 1 |  | Hydro |  | WECC_PNW | Oregon | 41 | Clackamas | 5 | 41005 | 1.4 | 0 | 1952 | 9999 |  |  | N | Hydro | [13 empty] | 0 | 0 | 0 | 0 | [11 empty] | Portland General Electric Co | 100 | Portland General Electric Co | 100
Sullivan | 3053_G_10 | 3053 | G | 10 |  | Hydro |  | WECC_PNW | Oregon | 41 | Clackamas | 5 | 41005 | 1.5 | 0 | 1952 | 9999 |  |  | N | Hydro | [13 empty] | 0 | 0 | 0 | 0 | [11 empty] | Portland General Electric Co | 100 | Portland General Electric Co | 100
Sullivan | 3053_G_11 | 3053 | G | 11 |  | Hydro |  | WECC_PNW | Oregon | 41 | Clackamas | 5 | 41005 | 1.4 | 0 | 1952 | 9999 |  |  | N | Hydro | [13 empty] | 0 | 0 | 0 | 0 | [11 empty] | Portland General Electric Co | 100 | Portland General Electric Co | 100
Sullivan | 3053_G_12 | 3053 | G | 12 |  | Hydro |  | WECC_PNW | Oregon | 41 | Clackamas | 5 | 41005 | 1.4 | 0 | 1952 | 9999 |  |  | N | Hydro | [13 empty] | 0 | 0 | 0 | 0 | [11 empty] | Portland General Electric Co | 100 | Portland General Electric Co | 100
Sullivan | 3053_G_13 | 3053 | G | 13 |  | Hydro |  | WECC_PNW | Oregon | 41 | Clackamas | 5 | 41005 | 1.2 | 0 | 1952 | 9999 |  |  | N | Hydro | [13 empty] | 0 | 0 | 0 | 0 | [11 empty] | Portland General Electric Co | 100 | Portland General Electric Co | 100
Sullivan | 3053_G_2 | 3053 | G | 2 |  | Hydro |  | WECC_PNW | Oregon | 41 | Clackamas | 5 | 41005 | 1.5 | 0 | 1952 | 9999 |  |  | N | Hydro | [13 empty] | 0 | 0 | 0 | 0 | [11 empty] | Portland General Electric Co | 100 | Portland General Electric Co | 100
Sullivan | 3053_G_3 | 3053 | G | 3 |  | Hydro |  | WECC_PNW | Oregon | 41 | Clackamas | 5 | 41005 | 1.5 | 0 | 1952 | 9999 |  |  | N | Hydro | [13 empty] | 0 | 0 | 0 | 0 | [11 empty] | Portland General Electric Co | 100 | Portland General Electric Co | 100
Sullivan | 3053_G_4 | 3053 | G | 4 |  | Hydro |  | WECC_PNW | Oregon | 41 | Clackamas | 5 | 41005 | 1.5 | 0 | 1952 | 9999 |  |  | N | Hydro | [13 empty] | 0 | 0 | 0 | 0 | [11 empty] | Portland General Electric Co | 100 | Portland General Electric Co | 100
Sullivan | 3053_G_5 | 3053 | G | 5 |  | Hydro |  | WECC_PNW | Oregon | 41 | Clackamas | 5 | 41005 | 1.5 | 0 | 1952 | 9999 |  |  | N | Hydro | [13 empty] | 0 | 0 | 0 | 0 | [11 empty] | Portland General Electric Co | 100 | Portland General Electric Co | 100
Sullivan | 3053_G_6 | 3053 | G | 6 |  | Hydro |  | WECC_PNW | Oregon | 41 | Clackamas | 5 | 41005 | 1.5 | 0 | 1952 | 9999 |  |  | N | Hydro | [13 empty] | 0 | 0 | 0 | 0 | [11 empty] | Portland General Electric Co | 100 | Portland General Electric Co | 100
Sullivan | 3053_G_7 | 3053 | G | 7 |  | Hydro |  | WECC_PNW | Oregon | 41 | Clackamas | 5 | 41005 | 1.5 | 0 | 1952 | 9999 |  |  | N | Hydro | [13 empty] | 0 | 0 | 0 | 0 | [11 empty] | Portland General Electric Co | 100 | Portland General Electric Co | 100
Sullivan | 3053_G_8 | 3053 | G | 8 |  | Hydro |  | WECC_PNW | Oregon | 41 | Clackamas | 5 | 41005 | 1.4 | 0 | 1952 | 9999 |  |  | N | Hydro | [13 empty] | 0 | 0 | 0 | 0 | [11 empty] | Portland General Electric Co | 100 | Portland General Electric Co | 100
Carmen Smith | 3067_G_1 | 3067 | G | 1 |  | Hydro |  | WECC_PNW | Oregon | 41 | Linn | 43 | 41043 | 50 | 0 | 1963 | 9999 |  |  | N | Hydro | [13 empty] | 0 | 0 | 0 | 0 | [11 empty] | Eugene Water & Electric Board | 100 | Eugene Water & Electric Board | 100
Carmen Smith | 3067_G_2 | 3067 | G | 2 |  | Hydro |  | WECC_PNW | Oregon | 41 | Linn | 43 | 41043 | 50 | 0 | 1963 | 9999 |  |  | N | Hydro | [13 empty] | 0 | 0 | 0 | 0 | [11 empty] | Eugene Water & Electric Board | 100 | Eugene Water & Electric Board | 100
Walterville | 3071_G_1 | 3071 | G | 1 |  | Hydro |  | WECC_PNW | Oregon | 41 | Lane | 39 | 41039 | 7.5 | 0 | 1949 | 9999 |  |  | N | Hydro | [13 empty] | 0 | 0 | 0 | 0 | [11 empty] | Eugene Water & Electric Board | 100 | Eugene Water & Electric Board | 100
Big Cliff | 3074_G_1 | 3074 | G | 1 |  | Hydro |  | WECC_PNW | Oregon | 41 | Marion | 47 | 41047 | 21 | 0 | 1954 | 9999 |  |  | N | Hydro | [13 empty] | 0 | 0 | 0 | 0 | [11 empty] | USACE Northwestern Division | 100 | U S Army Corps of Engineers | 100
Bonneville | 3075_G_1 | 3075 | G | 1 |  | Hydro |  | WECC_PNW | Oregon | 41 | Multnomah | 51 | 41051 | 53.5 | 0 | 1938 | 9999 |  |  | N | Hydro | [13 empty] | 0 | 0 | 0 | 0 | [11 empty] | USACE Northwestern Division | 100 | U S Army Corps of Engineers | 100
Bonneville | 3075_G_2 | 3075 | G | 2 |  | Hydro |  | WECC_PNW | Oregon | 41 | Multnomah | 51 | 41051 | 53.5 | 0 | 1938 | 9999 |  |  | N | Hydro | [13 empty] | 0 | 0 | 0 | 0 | [11 empty] | USACE Northwestern Division | 100 | U S Army Corps of Engineers | 100
Bonneville | 3075_G_3 | 3075 | G | 3 |  | Hydro |  | WECC_PNW | Oregon | 41 | Multnomah | 51 | 41051 | 62.1 | 0 | 1941 | 9999 |  |  | N | Hydro | [13 empty] | 0 | 0 | 0 | 0 | [11 empty] | USACE Northwestern Division | 100 | U S Army Corps of Engineers | 100
Bonneville | 3075_G_4 | 3075 | G | 4 |  | Hydro |  | WECC_PNW | Oregon | 41 | Multnomah | 51 | 41051 | 62.1 | 0 | 1941 | 9999 |  |  | N | Hydro | [13 empty] | 0 | 0 | 0 | 0 | [11 empty] | USACE Northwestern Division | 100 | U S Army Corps of Engineers | 100
Bonneville | 3075_G_5 | 3075 | G | 5 |  | Hydro |  | WECC_PNW | Oregon | 41 | Multnomah | 51 | 41051 | 62.1 | 0 | 1941 | 9999 |  |  | N | Hydro | [13 empty] | 0 | 0 | 0 | 0 | [11 empty] | USACE Northwestern Division | 100 | U S Army Corps of Engineers | 100
Bonneville | 3075_G_6 | 3075 | G | 6 |  | Hydro |  | WECC_PNW | Oregon | 41 | Multnomah | 51 | 41051 | 62.1 | 0 | 1942 | 9999 |  |  | N | Hydro | [13 empty] | 0 | 0 | 0 | 0 | [11 empty] | USACE Northwestern Division | 100 | U S Army Corps of Engineers | 100
Bonneville | 3075_G_7 | 3075 | G | 7 |  | Hydro |  | WECC_PNW | Oregon | 41 | Multnomah | 51 | 41051 | 62.1 | 0 | 1943 | 9999 |  |  | N | Hydro | [13 empty] | 0 | 0 | 0 | 0 | [11 empty] | USACE Northwestern Division | 100 | U S Army Corps of Engineers | 100
Bonneville | 3075_G_8 | 3075 | G | 8 |  | Hydro |  | WECC_PNW | Oregon | 41 | Multnomah | 51 | 41051 | 62.1 | 0 | 1943 | 9999 |  |  | N | Hydro | [13 empty] | 0 | 0 | 0 | 0 | [11 empty] | USACE Northwestern Division | 100 | U S Army Corps of Engineers | 100
Bonneville | 3075_G_9 | 3075 | G | 9 |  | Hydro |  | WECC_PNW | Oregon | 41 | Multnomah | 51 | 41051 | 62.1 | 0 | 1943 | 9999 |  |  | N | Hydro | [13 empty] | 0 | 0 | 0 | 0 | [11 empty] | USACE Northwestern Division | 100 | U S Army Corps of Engineers | 100
Bonneville | 3075_G_10 | 3075 | G | 10 |  | Hydro |  | WECC_PNW | Oregon | 41 | Multnomah | 51 | 41051 | 54 | 0 | 1944 | 9999 |  |  | N | Hydro | [13 empty] | 0 | 0 | 0 | 0 | [11 empty] | USACE Northwestern Division | 100 | U S Army Corps of Engineers | 100
Bonneville | 3075_G_16 | 3075 | G | 16 |  | Hydro |  | WECC_PNW | Oregon | 41 | Multnomah | 51 | 41051 | 66.5 | 0 | 1981 | 9999 |  |  | N | Hydro | [13 empty] | 0 | 0 | 0 | 0 | [11 empty] | USACE Northwestern Division | 100 | U S Army Corps of Engineers | 100
Bonneville | 3075_G_17 | 3075 | G | 17 |  | Hydro |  | WECC_PNW | Oregon | 41 | Multnomah | 51 | 41051 | 66.5 | 0 | 1981 | 9999 |  |  | N | Hydro | [13 empty] | 0 | 0 | 0 | 0 | [11 empty] | USACE Northwestern Division | 100 | U S Army Corps of Engineers | 100
Bonneville | 3075_G_18 | 3075 | G | 18 |  | Hydro |  | WECC_PNW | Oregon | 41 | Multnomah | 51 | 41051 | 66.5 | 0 | 1981 | 9999 |  |  | N | Hydro | [13 empty] | 0 | 0 | 0 | 0 | [11 empty] | USACE Northwestern Division | 100 | U S Army Corps of Engineers | 100
Bonneville | 3075_G_F2 | 3075 | G | F2 |  | Hydro |  | WECC_PNW | Oregon | 41 | Multnomah | 51 | 41051 | 13.1 | 0 | 1981 | 9999 |  |  | N | Hydro | [13 empty] | 0 | 0 | 0 | 0 | [11 empty] | USACE Northwestern Division | 100 | U S Army Corps of Engineers | 100
Bonneville | 3075_G_11 | 3075 | G | 11 |  | Hydro |  | WECC_PNW | Oregon | 41 | Multnomah | 51 | 41051 | 66.5 | 0 | 1982 | 9999 |  |  | N | Hydro | [13 empty] | 0 | 0 | 0 | 0 | [11 empty] | USACE Northwestern Division | 100 | U S Army Corps of Engineers | 100
Bonneville | 3075_G_12 | 3075 | G | 12 |  | Hydro |  | WECC_PNW | Oregon | 41 | Multnomah | 51 | 41051 | 66.5 | 0 | 1982 | 9999 |  |  | N | Hydro | [13 empty] | 0 | 0 | 0 | 0 | [11 empty] | USACE Northwestern Division | 100 | U S Army Corps of Engineers | 100
Bonneville | 3075_G_13 | 3075 | G | 13 |  | Hydro |  | WECC_PNW | Oregon | 41 | Multnomah | 51 | 41051 | 66.5 | 0 | 1982 | 9999 |  |  | N | Hydro | [13 empty] | 0 | 0 | 0 | 0 | [11 empty] | USACE Northwestern Division | 100 | U S Army Corps of Engineers | 100
Bonneville | 3075_G_14 | 3075 | G | 14 |  | Hydro |  | WECC_PNW | Oregon | 41 | Multnomah | 51 | 41051 | 66.5 | 0 | 1982 | 9999 |  |  | N | Hydro | [13 empty] | 0 | 0 | 0 | 0 | [11 empty] | USACE Northwestern Division | 100 | U S Army Corps of Engineers | 100
Bonneville | 3075_G_15 | 3075 | G | 15 |  | Hydro |  | WECC_PNW | Oregon | 41 | Multnomah | 51 | 41051 | 66.5 | 0 | 1982 | 9999 |  |  | N | Hydro | [13 empty] | 0 | 0 | 0 | 0 | [11 empty] | USACE Northwestern Division | 100 | U S Army Corps of Engineers | 100
Bonneville | 3075_G_F1 | 3075 | G | F1 |  | Hydro |  | WECC_PNW | Oregon | 41 | Multnomah | 51 | 41051 | 13.1 | 0 | 1982 | 9999 |  |  | N | Hydro | [13 empty] | 0 | 0 | 0 | 0 | [11 empty] | USACE Northwestern Division | 100 | U S Army Corps of Engineers | 100
Cougar | 3076_G_1 | 3076 | G | 1 |  | Hydro |  | WECC_PNW | Oregon | 41 | Lane | 39 | 41039 | 13 | 0 | 1964 | 9999 |  |  | N | Hydro | [13 empty] | 0 | 0 | 0 | 0 | [11 empty] | USACE Northwestern Division | 100 | U S Army Corps of Engineers | 100
Cougar | 3076_G_2 | 3076 | G | 2 |  | Hydro |  | WECC_PNW | Oregon | 41 | Lane | 39 | 41039 | 13 | 0 | 1964 | 9999 |  |  | N | Hydro | [13 empty] | 0 | 0 | 0 | 0 | [11 empty] | USACE Northwestern Division | 100 | U S Army Corps of Engineers | 100
Detroit | 3077_G_1 | 3077 | G | 1 |  | Hydro |  | WECC_PNW | Oregon | 41 | Marion | 47 | 41047 | 50 | 0 | 1953 | 9999 |  |  | N | Hydro | [13 empty] | 0 | 0 | 0 | 0 | [11 empty] | USACE Northwestern Division | 100 | U S Army Corps of Engineers | 100
Detroit | 3077_G_2 | 3077 | G | 2 |  | Hydro |  | WECC_PNW | Oregon | 41 | Marion | 47 | 41047 | 50 | 0 | 1953 | 9999 |  |  | N | Hydro | [13 empty] | 0 | 0 | 0 | 0 | [11 empty] | USACE Northwestern Division | 100 | U S Army Corps of Engineers | 100
Dexter | 3078_G_1 | 3078 | G | 1 |  | Hydro |  | WECC_PNW | Oregon | 41 | Lane | 39 | 41039 | 17 | 0 | 1955 | 9999 |  |  | N | Hydro | [13 empty] | 0 | 0 | 0 | 0 | [11 empty] | USACE Northwestern Division | 100 | U S Army Corps of Engineers | 100
Green Peter | 3080_G_1 | 3080 | G | 1 |  | Hydro |  | WECC_PNW | Oregon | 41 | Linn | 43 | 41043 | 40 | 0 | 1967 | 9999 |  |  | N | Hydro | [13 empty] | 0 | 0 | 0 | 0 | [11 empty] | USACE Northwestern Division | 100 | U S Army Corps of Engineers | 100
Green Peter | 3080_G_2 | 3080 | G | 2 |  | Hydro |  | WECC_PNW | Oregon | 41 | Linn | 43 | 41043 | 40 | 0 | 1967 | 9999 |  |  | N | Hydro | [13 empty] | 0 | 0 | 0 | 0 | [11 empty] | USACE Northwestern Division | 100 | U S Army Corps of Engineers | 100
Hills Creek | 3081_G_1 | 3081 | G | 1 |  | Hydro |  | WECC_PNW | Oregon | 41 | Lane | 39 | 41039 | 15 | 0 | 1962 | 9999 |  |  | N | Hydro | [13 empty] | 0 | 0 | 0 | 0 | [11 empty] | USACE Northwestern Division | 100 | U S Army Corps of Engineers | 100
Hills Creek | 3081_G_2 | 3081 | G | 2 |  | Hydro |  | WECC_PNW | Oregon | 41 | Lane | 39 | 41039 | 15 | 0 | 1962 | 9999 |  |  | N | Hydro | [13 empty] | 0 | 0 | 0 | 0 | [11 empty] | USACE Northwestern Division | 100 | U S Army Corps of Engineers | 100
John Day | 3082_G_1 | 3082 | G | 1 |  | Hydro |  | WECC_PNW | Oregon | 41 | Sherman | 55 | 41055 | 135 | 0 | 1968 | 9999 |  |  | N | Hydro | [13 empty] | 0 | 0 | 0 | 0 | [11 empty] | USACE Northwestern Division | 100 | U S Army Corps of Engineers | 100
John Day | 3082_G_2 | 3082 | G | 2 |  | Hydro |  | WECC_PNW | Oregon | 41 | Sherman | 55 | 41055 | 135 | 0 | 1968 | 9999 |  |  | N | Hydro | [13 empty] | 0 | 0 | 0 | 0 | [11 empty] | USACE Northwestern Division | 100 | U S Army Corps of Engineers | 100
John Day | 3082_G_3 | 3082 | G | 3 |  | Hydro |  | WECC_PNW | Oregon | 41 | Sherman | 55 | 41055 | 135 | 0 | 1968 | 9999 |  |  | N | Hydro | [13 empty] | 0 | 0 | 0 | 0 | [11 empty] | USACE Northwestern Division | 100 | U S Army Corps of Engineers | 100
John Day | 3082_G_4 | 3082 | G | 4 |  | Hydro |  | WECC_PNW | Oregon | 41 | Sherman | 55 | 41055 | 118 | 0 | 1968 | 9999 |  |  | N | Hydro | [13 empty] | 0 | 0 | 0 | 0 | [11 empty] | USACE Northwestern Division | 100 | U S Army Corps of Engineers | 100
John Day | 3082_G_10 | 3082 | G | 10 |  | Hydro |  | WECC_PNW | Oregon | 41 | Sherman | 55 | 41055 | 135 | 0 | 1969 | 9999 |  |  | N | Hydro | [13 empty] | 0 | 0 | 0 | 0 | [11 empty] | USACE Northwestern Division | 100 | U S Army Corps of Engineers | 100
John Day | 3082_G_5 | 3082 | G | 5 |  | Hydro |  | WECC_PNW | Oregon | 41 | Sherman | 55 | 41055 | 118 | 0 | 1969 | 9999 |  |  | N | Hydro | [13 empty] | 0 | 0 | 0 | 0 | [11 empty] | USACE Northwestern Division | 100 | U S Army Corps of Engineers | 100
John Day | 3082_G_6 | 3082 | G | 6 |  | Hydro |  | WECC_PNW | Oregon | 41 | Sherman | 55 | 41055 | 135 | 0 | 1969 | 9999 |  |  | N | Hydro | [13 empty] | 0 | 0 | 0 | 0 | [11 empty] | USACE Northwestern Division | 100 | U S Army Corps of Engineers | 100
John Day | 3082_G_7 | 3082 | G | 7 |  | Hydro |  | WECC_PNW | Oregon | 41 | Sherman | 55 | 41055 | 135 | 0 | 1969 | 9999 |  |  | N | Hydro | [13 empty] | 0 | 0 | 0 | 0 | [11 empty] | USACE Northwestern Division | 100 | U S Army Corps of Engineers | 100
John Day | 3082_G_8 | 3082 | G | 8 |  | Hydro |  | WECC_PNW | Oregon | 41 | Sherman | 55 | 41055 | 118 | 0 | 1969 | 9999 |  |  | N | Hydro | [13 empty] | 0 | 0 | 0 | 0 | [11 empty] | USACE Northwestern Division | 100 | U S Army Corps of Engineers | 100
John Day | 3082_G_9 | 3082 | G | 9 |  | Hydro |  | WECC_PNW | Oregon | 41 | Sherman | 55 | 41055 | 118 | 0 | 1969 | 9999 |  |  | N | Hydro | [13 empty] | 0 | 0 | 0 | 0 | [11 empty] | USACE Northwestern Division | 100 | U S Army Corps of Engineers | 100
John Day | 3082_G_11 | 3082 | G | 11 |  | Hydro |  | WECC_PNW | Oregon | 41 | Sherman | 55 | 41055 | 118 | 0 | 1970 | 9999 |  |  | N | Hydro | [13 empty] | 0 | 0 | 0 | 0 | [11 empty] | USACE Northwestern Division | 100 | U S Army Corps of Engineers | 100
John Day | 3082_G_12 | 3082 | G | 12 |  | Hydro |  | WECC_PNW | Oregon | 41 | Sherman | 55 | 41055 | 118 | 0 | 1970 | 9999 |  |  | N | Hydro | [13 empty] | 0 | 0 | 0 | 0 | [11 empty] | USACE Northwestern Division | 100 | U S Army Corps of Engineers | 100
John Day | 3082_G_13 | 3082 | G | 13 |  | Hydro |  | WECC_PNW | Oregon | 41 | Sherman | 55 | 41055 | 135 | 0 | 1970 | 9999 |  |  | N | Hydro | [13 empty] | 0 | 0 | 0 | 0 | [11 empty] | USACE Northwestern Division | 100 | U S Army Corps of Engineers | 100
John Day | 3082_G_14 | 3082 | G | 14 |  | Hydro |  | WECC_PNW | Oregon | 41 | Sherman | 55 | 41055 | 135 | 0 | 1971 | 9999 |  |  | N | Hydro | [13 empty] | 0 | 0 | 0 | 0 | [11 empty] | USACE Northwestern Division | 100 | U S Army Corps of Engineers | 100
John Day | 3082_G_15 | 3082 | G | 15 |  | Hydro |  | WECC_PNW | Oregon | 41 | Sherman | 55 | 41055 | 135 | 0 | 1971 | 9999 |  |  | N | Hydro | [13 empty] | 0 | 0 | 0 | 0 | [11 empty] | USACE Northwestern Division | 100 | U S Army Corps of Engineers | 100
John Day | 3082_G_16 | 3082 | G | 16 |  | Hydro |  | WECC_PNW | Oregon | 41 | Sherman | 55 | 41055 | 135 | 0 | 1971 | 9999 |  |  | N | Hydro | [13 empty] | 0 | 0 | 0 | 0 | [11 empty] | USACE Northwestern Division | 100 | U S Army Corps of Engineers | 100
Lookout Point | 3083_G_1 | 3083 | G | 1 |  | Hydro |  | WECC_PNW | Oregon | 41 | Lane | 39 | 41039 | 40 | 0 | 1955 | 9999 |  |  | N | Hydro | [13 empty] | 0 | 0 | 0 | 0 | [11 empty] | USACE Northwestern Division | 100 | U S Army Corps of Engineers | 100
Lookout Point | 3083_G_2 | 3083 | G | 2 |  | Hydro |  | WECC_PNW | Oregon | 41 | Lane | 39 | 41039 | 40 | 0 | 1955 | 9999 |  |  | N | Hydro | [13 empty] | 0 | 0 | 0 | 0 | [11 empty] | USACE Northwestern Division | 100 | U S Army Corps of Engineers | 100
Lookout Point | 3083_G_3 | 3083 | G | 3 |  | Hydro |  | WECC_PNW | Oregon | 41 | Lane | 39 | 41039 | 40 | 0 | 1955 | 9999 |  |  | N | Hydro | [13 empty] | 0 | 0 | 0 | 0 | [11 empty] | USACE Northwestern Division | 100 | U S Army Corps of Engineers | 100
McNary | 3084_G_1 | 3084 | G | 1 |  | Hydro |  | WECC_PNW | Oregon | 41 | Umatilla | 59 | 41059 | 70 | 0 | 1953 | 9999 |  |  | N | Hydro | [13 empty] | 0 | 0 | 0 | 0 | [11 empty] | USACE Northwestern Division | 100 | U S Army Corps of Engineers | 100
McNary | 3084_G_2 | 3084 | G | 2 |  | Hydro |  | WECC_PNW | Oregon | 41 | Umatilla | 59 | 41059 | 70 | 0 | 1954 | 9999 |  |  | N | Hydro | [13 empty] | 0 | 0 | 0 | 0 | [11 empty] | USACE Northwestern Division | 100 | U S Army Corps of Engineers | 100
McNary | 3084_G_3 | 3084 | G | 3 |  | Hydro |  | WECC_PNW | Oregon | 41 | Umatilla | 59 | 41059 | 70 | 0 | 1954 | 9999 |  |  | N | Hydro | [13 empty] | 0 | 0 | 0 | 0 | [11 empty] | USACE Northwestern Division | 100 | U S Army Corps of Engineers | 100
McNary | 3084_G_4 | 3084 | G | 4 |  | Hydro |  | WECC_PNW | Oregon | 41 | Umatilla | 59 | 41059 | 70 | 0 | 1954 | 9999 |  |  | N | Hydro | [13 empty] | 0 | 0 | 0 | 0 | [11 empty] | USACE Northwestern Division | 100 | U S Army Corps of Engineers | 100
McNary | 3084_G_5 | 3084 | G | 5 |  | Hydro |  | WECC_PNW | Oregon | 41 | Umatilla | 59 | 41059 | 70 | 0 | 1954 | 9999 |  |  | N | Hydro | [13 empty] | 0 | 0 | 0 | 0 | [11 empty] | USACE Northwestern Division | 100 | U S Army Corps of Engineers | 100
McNary | 3084_G_10 | 3084 | G | 10 |  | Hydro |  | WECC_PNW | Oregon | 41 | Umatilla | 59 | 41059 | 70 | 0 | 1955 | 9999 |  |  | N | Hydro | [13 empty] | 0 | 0 | 0 | 0 | [11 empty] | USACE Northwestern Division | 100 | U S Army Corps of Engineers | 100
McNary | 3084_G_6 | 3084 | G | 6 |  | Hydro |  | WECC_PNW | Oregon | 41 | Umatilla | 59 | 41059 | 48 | 0 | 1955 | 9999 |  |  | N | Hydro | [13 empty] | 0 | 0 | 0 | 0 | [11 empty] | USACE Northwestern Division | 100 | U S Army Corps of Engineers | 100
McNary | 3084_G_7 | 3084 | G | 7 |  | Hydro |  | WECC_PNW | Oregon | 41 | Umatilla | 59 | 41059 | 70 | 0 | 1955 | 9999 |  |  | N | Hydro | [13 empty] | 0 | 0 | 0 | 0 | [11 empty] | USACE Northwestern Division | 100 | U S Army Corps of Engineers | 100
McNary | 3084_G_8 | 3084 | G | 8 |  | Hydro |  | WECC_PNW | Oregon | 41 | Umatilla | 59 | 41059 | 70 | 0 | 1955 | 9999 |  |  | N | Hydro | [13 empty] | 0 | 0 | 0 | 0 | [11 empty] | USACE Northwestern Division | 100 | U S Army Corps of Engineers | 100
McNary | 3084_G_11 | 3084 | G | 11 |  | Hydro |  | WECC_PNW | Oregon | 41 | Umatilla | 59 | 41059 | 70 | 0 | 1956 | 9999 |  |  | N | Hydro | [13 empty] | 0 | 0 | 0 | 0 | [11 empty] | USACE Northwestern Division | 100 | U S Army Corps of Engineers | 100
McNary | 3084_G_12 | 3084 | G | 12 |  | Hydro |  | WECC_PNW | Oregon | 41 | Umatilla | 59 | 41059 | 70 | 0 | 1956 | 9999 |  |  | N | Hydro | [13 empty] | 0 | 0 | 0 | 0 | [11 empty] | USACE Northwestern Division | 100 | U S Army Corps of Engineers | 100
McNary | 3084_G_9 | 3084 | G | 9 |  | Hydro |  | WECC_PNW | Oregon | 41 | Umatilla | 59 | 41059 | 70 | 0 | 1956 | 9999 |  |  | N | Hydro | [13 empty] | 0 | 0 | 0 | 0 | [11 empty] | USACE Northwestern Division | 100 | U S Army Corps of Engineers | 100
McNary | 3084_G_13 | 3084 | G | 13 |  | Hydro |  | WECC_PNW | Oregon | 41 | Umatilla | 59 | 41059 | 70 | 0 | 1957 | 9999 |  |  | N | Hydro | [13 empty] | 0 | 0 | 0 | 0 | [11 empty] | USACE Northwestern Division | 100 | U S Army Corps of Engineers | 100
McNary | 3084_G_14 | 3084 | G | 14 |  | Hydro |  | WECC_PNW | Oregon | 41 | Umatilla | 59 | 41059 | 80.5 | 0 | 1957 | 9999 |  |  | N | Hydro | [13 empty] | 0 | 0 | 0 | 0 | [11 empty] | USACE Northwestern Division | 100 | U S Army Corps of Engineers | 100
Brunot Island | 3096_G_1A | 3096 | G | 1A |  | Combustion Turbine |  | PJM_West | Pennsylvania | 42 | Allegheny | 3 | 42003 | 15 | 25000 | 1972 | 9999 |  |  | N | Distillate Fuel Oil | [12 empty] | 0.5 | 0.41347 | 0.41347 | 0.41347 | 0.41347 | [11 empty] | Brunot Island Power LLC | 100 | GenOn Energy Inc | 100
Brunot Island | 3096_G_2A | 3096 | G | 2A | 2032 | Combined Cycle |  | PJM_West | Pennsylvania | 42 | Allegheny | 3 | 42003 | 46 | 11247 | 1973 | 9999 |  |  | N | Natural Gas |  |  |  | H2O | SCR | [7 empty] | 0.003 | 0.039173 | 0.036319 | 0.039173 | 0.036319 | [11 empty] | Brunot Island Power LLC | 100 | GenOn Energy Inc | 100
Brunot Island | 3096_G_2B | 3096 | G | 2B | 2033 | Combined Cycle |  | PJM_West | Pennsylvania | 42 | Allegheny | 3 | 42003 | 48 | 11247 | 1973 | 9999 |  |  | N | Natural Gas |  |  |  | H2O | SCR | [7 empty] | 0.003 | 0.039173 | 0.036319 | 0.039173 | 0.036319 | [11 empty] | Brunot Island Power LLC | 100 | GenOn Energy Inc | 100
Brunot Island | 3096_G_3 | 3096 | G | 3 | 2034 | Combined Cycle |  | PJM_West | Pennsylvania | 42 | Allegheny | 3 | 42003 | 49 | 11247 | 1973 | 9999 |  |  | N | Natural Gas |  |  |  | H2O | SCR | [7 empty] | 0.003 | 0.039173 | 0.036319 | 0.039173 | 0.036319 | [11 empty] | Brunot Island Power LLC | 100 | GenOn Energy Inc | 100
Brunot Island | 3096_G_ST4 | 3096 | G | ST4 | 2032 | Combined Cycle |  | PJM_West | Pennsylvania | 42 | Allegheny | 3 | 42003 | 101 | 11247 | 1974 | 9999 |  |  | N | Natural Gas |  |  |  | H2O | SCR | [7 empty] | 0.003 | 0.039173 | 0.036319 | 0.039173 | 0.036319 | [11 empty] | Brunot Island Power LLC | 100 | GenOn Energy Inc | 100
Hamilton (PA) | 3109_G_1 | 3109 | G | 1 |  | Combustion Turbine |  | PJM_WMAC | Pennsylvania | 42 | Adams | 1 | 42001 | 18 | 25000 | 1971 | 9999 |  |  | N | Distillate Fuel Oil | [12 empty] | 1.315 | 0.41347 | 0.41347 | 0.41347 | 0.41347 | [11 empty] | Hamilton Power LLC | 100 | GenOn Energy Inc | 100
Hunterstown | 3110_G_1 | 3110 | G | 1 |  | Combustion Turbine |  | PJM_WMAC | Pennsylvania | 42 | Adams | 1 | 42001 | 18 | 21162 | 1971 | 9999 |  |  | N | Natural Gas, Distillate Fuel Oil | [13 empty] | 0.18686 | 0.18686 | 0.18686 | 0.18686 | [11 empty] | Kestrel Acquisition LLC | 100 | Platinum Equity | 100
Hunterstown | 3110_G_2 | 3110 | G | 2 |  | Combustion Turbine |  | PJM_WMAC | Pennsylvania | 42 | Adams | 1 | 42001 | 17 | 21160 | 1971 | 9999 |  |  | N | Natural Gas, Distillate Fuel Oil | [13 empty] | 0.18686 | 0.18686 | 0.18686 | 0.18686 | [11 empty] | Kestrel Acquisition LLC | 100 | Platinum Equity | 100
Hunterstown | 3110_G_3 | 3110 | G | 3 |  | Combustion Turbine |  | PJM_WMAC | Pennsylvania | 42 | Adams | 1 | 42001 | 18 | 21160 | 1971 | 9999 |  |  | N | Natural Gas, Distillate Fuel Oil | [13 empty] | 0.18686 | 0.18686 | 0.18686 | 0.18686 | [11 empty] | Kestrel Acquisition LLC | 100 | Platinum Equity | 100
Mountain | 3111_G_1 | 3111 | G | 1 | 2049 | Combustion Turbine |  | PJM_WMAC | Pennsylvania | 42 | Cumberland | 41 | 42041 | 18 | 15722 | 1972 | 9999 |  |  | N | Distillate Fuel Oil | [12 empty] | 1.315 | 0.18686 | 0.18686 | 0.18686 | 0.18686 | [11 empty] | Mountain Power LLC | 100 | GenOn Energy Inc | 100
Mountain | 3111_G_2 | 3111 | G | 2 | 2050 | Combustion Turbine |  | PJM_WMAC | Pennsylvania | 42 | Cumberland | 41 | 42041 | 18 | 15724 | 1972 | 9999 |  |  | N | Distillate Fuel Oil | [12 empty] | 1.315 | 0.18686 | 0.18686 | 0.18686 | 0.18686 | [11 empty] | Mountain Power LLC | 100 | GenOn Energy Inc | 100
Orrtanna | 3112_G_1 | 3112 | G | 1 |  | Combustion Turbine |  | PJM_WMAC | Pennsylvania | 42 | Adams | 1 | 42001 | 18 | 19793 | 1971 | 9999 |  |  | N | Distillate Fuel Oil | [12 empty] | 1.315 | 0.41347 | 0.41347 | 0.41347 | 0.41347 | [11 empty] | Orrtanna Power LLC | 100 | GenOn Energy Inc | 100
Portland (PA) | 3113_G_3 | 3113 | G | 3 |  | Combustion Turbine |  | PJM_WMAC | Pennsylvania | 42 | Northampton | 95 | 42095 | 13 | 25000 | 1967 | 9999 |  |  | N | Natural Gas, Distillate Fuel Oil | [12 empty] | 1.315 | 0.06227 | 0.06227 | 0.06227 | 0.06227 | [11 empty] | Portland Power LLC | 100 | GenOn Energy Inc | 100
Portland (PA) | 3113_G_4 | 3113 | G | 4 |  | Combustion Turbine |  | PJM_WMAC | Pennsylvania | 42 | Northampton | 95 | 42095 | 17 | 25000 | 1971 | 9999 |  |  | N | Natural Gas, Distillate Fuel Oil | [12 empty] | 1.315 | 0.00572 | 0.00572 | 0.00572 | 0.00572 | [11 empty] | Portland Power LLC | 100 | GenOn Energy Inc | 100
Portland (PA) | 3113_G_5 | 3113 | G | 5 | 2056 | Combustion Turbine |  | PJM_WMAC | Pennsylvania | 42 | Northampton | 95 | 42095 | 134 | 25000 | 1997 | 9999 |  |  | N | Distillate Fuel Oil |  |  |  | DLNB + H2O | [8 empty] | 0.057 | 0.26919 | 0.26919 | 0.26919 | 0.26919 | [11 empty] | Portland Power LLC | 100 | GenOn Energy Inc | 100
Shawnee (PA) | 3114_G_1 | 3114 | G | 1 |  | Combustion Turbine |  | PJM_WMAC | Pennsylvania | 42 | Monroe | 89 | 42089 | 17 | 25000 | 1972 | 9999 |  |  | N | Distillate Fuel Oil | [12 empty] | 4 | 0.41347 | 0.41347 | 0.41347 | 0.41347 | [11 empty] | Shawnee Power LLC | 100 | GenOn Energy Inc | 100
Titus | 3115_G_4 | 3115 | G | 4 |  | Combustion Turbine |  | PJM_WMAC | Pennsylvania | 42 | Berks | 11 | 42011 | 13 | 25000 | 1967 | 9999 |  |  | N | Distillate Fuel Oil | [12 empty] | 3.7 | 0.18686 | 0.18686 | 0.18686 | 0.18686 | [11 empty] | Titus Power LLC | 100 | GenOn Energy Inc | 100
Titus | 3115_G_5 | 3115 | G | 5 |  | Combustion Turbine |  | PJM_WMAC | Pennsylvania | 42 | Berks | 11 | 42011 | 14 | 25000 | 1970 | 9999 |  |  | N | Distillate Fuel Oil | [12 empty] | 3.7 | 0.18686 | 0.18686 | 0.18686 | 0.18686 | [11 empty] | Titus Power LLC | 100 | GenOn Energy Inc | 100
Tolna | 3116_G_1 | 3116 | G | 1 | 2063 | Combustion Turbine |  | PJM_WMAC | Pennsylvania | 42 | York | 133 | 42133 | 18 | 23022 | 1972 | 9999 |  |  | N | Distillate Fuel Oil | [12 empty] | 1.315 | 0.41347 | 0.41347 | 0.41347 | 0.41347 | [11 empty] | Tolna Power LLC | 100 | GenOn Energy Inc | 100
Tolna | 3116_G_2 | 3116 | G | 2 | 2064 | Combustion Turbine |  | PJM_WMAC | Pennsylvania | 42 | York | 133 | 42133 | 18 | 23033 | 1972 | 9999 |  |  | N | Distillate Fuel Oil | [12 empty] | 1.315 | 0.41347 | 0.41347 | 0.41347 | 0.41347 | [11 empty] | Tolna Power LLC | 100 | GenOn Energy Inc | 100
York Haven | 3117_G_1 | 3117 | G | 1 |  | Hydro |  | PJM_WMAC | Pennsylvania | 42 | York | 133 | 42133 | 19 | 0 | 1905 | 9999 |  |  | N | Hydro | [13 empty] | 0 | 0 | 0 | 0 | [11 empty] | York Haven Power Co | 100 | Olympus Holdings LLC | 100
Conemaugh | 3118_B_1 | 3118 | B | 1 | 2065 | Coal Steam |  | PJM_PENE | Pennsylvania | 42 | Indiana | 63 | 42063 | 850 | 9782 | 1970 | 2029 | tangential | dry | N | Bituminous | Wet Scrubber | 1994 | 0.95 | LNC3 | SCR | 2014 |  | ESPC + WS | No |  |  |  | 0.13 | 0.31211 | 0.073 | 0.31211 | 0.073 | 0.05 | 0.1 | 0.56 | 0.99 | [7 empty] | Chief Conemaugh Power LLC | 35.11 | ArcLight Capital Partners LLC | 57.61
Conemaugh | 3118_G_A | 3118 | G | A |  | Combustion Turbine | IC Engine | PJM_PENE | Pennsylvania | 42 | Indiana | 63 | 42063 | 2.8 | 10745 | 1970 | 9999 |  |  | N | Distillate Fuel Oil | [12 empty] | 3.7 | 1.2219 | 1.2219 | 1.2219 | 1.2219 | [11 empty] | Chief Conemaugh Power LLC | 35.11 | ArcLight Capital Partners LLC | 57.61
Conemaugh | 3118_G_B | 3118 | G | B |  | Combustion Turbine | IC Engine | PJM_PENE | Pennsylvania | 42 | Indiana | 63 | 42063 | 2.8 | 10745 | 1970 | 9999 |  |  | N | Distillate Fuel Oil | [12 empty] | 3.7 | 1.2219 | 1.2219 | 1.2219 | 1.2219 | [11 empty] | Chief Conemaugh Power LLC | 35.11 | ArcLight Capital Partners LLC | 57.61
Conemaugh | 3118_G_C | 3118 | G | C |  | Combustion Turbine | IC Engine | PJM_PENE | Pennsylvania | 42 | Indiana | 63 | 42063 | 2.8 | 10745 | 1970 | 9999 |  |  | N | Distillate Fuel Oil | [12 empty] | 3.7 | 1.2219 | 1.2219 | 1.2219 | 1.2219 | [11 empty] | Chief Conemaugh Power LLC | 35.11 | ArcLight Capital Partners LLC | 57.61
Conemaugh | 3118_G_D | 3118 | G | D |  | Combustion Turbine | IC Engine | PJM_PENE | Pennsylvania | 42 | Indiana | 63 | 42063 | 2.8 | 10745 | 1970 | 9999 |  |  | N | Distillate Fuel Oil | [12 empty] | 3.7 | 1.2219 | 1.2219 | 1.2219 | 1.2219 | [11 empty] | Chief Conemaugh Power LLC | 35.11 | ArcLight Capital Partners LLC | 57.61
Conemaugh | 3118_B_2 | 3118 | B | 2 | 2066 | Coal Steam |  | PJM_PENE | Pennsylvania | 42 | Indiana | 63 | 42063 | 850 | 9704 | 1971 | 2029 | tangential | dry | N | Bituminous | Wet Scrubber | 1995 | 0.95 | LNC3 | SCR | 2014 |  | ESPC + WS | No |  |  |  | 0.13 | 0.28795 | 0.071 | 0.28795 | 0.071 | 0.05 | 0.1 | 0.56 | 0.99 | [7 empty] | Chief Conemaugh Power LLC | 35.11 | ArcLight Capital Partners LLC | 57.61
Blossburg | 3120_G_1 | 3120 | G | 1 |  | Combustion Turbine |  | PJM_PENE | Pennsylvania | 42 | Tioga | 117 | 42117 | 16 | 13745 | 1971 | 9999 |  |  | N | Natural Gas | [12 empty] | 3.7 | 0.18686 | 0.18686 | 0.18686 | 0.18686 | [11 empty] | Blossburg Power LLC | 100 | GenOn Energy Inc | 100
Piney | 3124_G_1 | 3124 | G | 1 |  | Hydro |  | PJM_PENE | Pennsylvania | 42 | Clarion | 31 | 42031 | 11.8 | 0 | 1924 | 9999 |  |  | N | Hydro | [13 empty] | 0 | 0 | 0 | 0 | [11 empty] | Brookfield Renewable Energy Partners LP | 100 | Brookfield Asset Management Inc | 100
Piney | 3124_G_2 | 3124 | G | 2 |  | Hydro |  | PJM_PENE | Pennsylvania | 42 | Clarion | 31 | 42031 | 11.8 | 0 | 1924 | 9999 |  |  | N | Hydro | [13 empty] | 0 | 0 | 0 | 0 | [11 empty] | Brookfield Renewable Energy Partners LP | 100 | Brookfield Asset Management Inc | 100
Piney | 3124_G_3 | 3124 | G | 3 |  | Hydro |  | PJM_PENE | Pennsylvania | 42 | Clarion | 31 | 42031 | 9.6 | 0 | 1928 | 9999 |  |  | N | Hydro | [13 empty] | 0 | 0 | 0 | 0 | [11 empty] | Brookfield Renewable Energy Partners LP | 100 | Brookfield Asset Management Inc | 100
Seward (PA) | 3130_B_1 | 3130 | B | 1 | 88264 | Coal Steam |  | PJM_PENE | Pennsylvania | 42 | Indiana | 63 | 42063 | 260 | 10969 | 2004 | 9999 | FBC | dry | N | Waste Coal | Dry Scrubber | 2004 | 0.95 | CF + NH3 | SNCR |  | 2004 | B | NA |  |  |  | 0.6 | 0.10745 | 0.10745 | 0.10745 | 0.10745 | 0.01 | 0.01 | 0.01 | 0.99 | [7 empty] | Seward Generation LLC | 100 | Generation Holdings LP | 100
Seward (PA) | 3130_B_2 | 3130 | B | 2 | 88265 | Coal Steam |  | PJM_PENE | Pennsylvania | 42 | Indiana | 63 | 42063 | 260 | 10969 | 2004 | 9999 | FBC | dry | N | Waste Coal | Dry Scrubber | 2004 | 0.95 | CF + NH3 | SNCR |  | 2004 | B | NA |  |  |  | 0.6 | 0.11085 | 0.08784 | 0.11085 | 0.08784 | 0.01 | 0.01 | 0.01 | 0.99 | [7 empty] | Seward Generation LLC | 100 | Generation Holdings LP | 100
Shawville | 3131_B_1 | 3131 | B | 1 | 2078 | O/G Steam |  | PJM_PENE | Pennsylvania | 42 | Clearfield | 33 | 42033 | 118 | 12463 | 1954 | 9999 | wall | dry | N | Natural Gas |  |  |  | LNB | SNCR | [7 empty] | 3.7 | 0.45941 | 0.07334 | 0.45941 | 0.07334 | [11 empty] | Shawville Power LLC | 100 | GenOn Energy Inc | 100
Shawville | 3131_B_2 | 3131 | B | 2 | 2079 | O/G Steam |  | PJM_PENE | Pennsylvania | 42 | Clearfield | 33 | 42033 | 121 | 12463 | 1954 | 9999 | wall | dry | N | Natural Gas |  |  |  | LNB | SNCR | [7 empty] | 3.7 | 0.45622 | 0.08051 | 0.45622 | 0.08051 | [11 empty] | Shawville Power LLC | 100 | GenOn Energy Inc | 100
Shawville | 3131_B_3 | 3131 | B | 3 | 2080 | O/G Steam |  | PJM_PENE | Pennsylvania | 42 | Clearfield | 33 | 42033 | 163 | 11615 | 1959 | 9999 | tangential | dry | N | Natural Gas |  |  |  | LNC3 | SNCR | [7 empty] | 3.7 | 0.06926 | 0.05339 | 0.06926 | 0.05339 | [11 empty] | Shawville Power LLC | 100 | GenOn Energy Inc | 100
Shawville | 3131_B_4 | 3131 | B | 4 | 2081 | O/G Steam |  | PJM_PENE | Pennsylvania | 42 | Clearfield | 33 | 42033 | 163 | 11615 | 1960 | 9999 | tangential | dry | N | Natural Gas |  |  |  | LNC3 | SNCR | [7 empty] | 3.7 | 0.06753 | 0.05263 | 0.06753 | 0.05263 | [11 empty] | Shawville Power LLC | 100 | GenOn Energy Inc | 100
Shawville | 3131_G_5 | 3131 | G | 5 |  | Combustion Turbine | IC Engine | PJM_PENE | Pennsylvania | 42 | Clearfield | 33 | 42033 | 2 | 25000 | 1960 | 9999 |  |  | N | Distillate Fuel Oil | [12 empty] | 3.7 | 0.2569 | 0.2569 | 0.2569 | 0.2569 | [11 empty] | Shawville Power LLC | 100 | GenOn Energy Inc | 100
Shawville | 3131_G_7 | 3131 | G | 7 |  | Combustion Turbine | IC Engine | PJM_PENE | Pennsylvania | 42 | Clearfield | 33 | 42033 | 2 | 25000 | 1960 | 9999 |  |  | N | Distillate Fuel Oil | [12 empty] | 3.7 | 0.2569 | 0.2569 | 0.2569 | 0.2569 | [11 empty] | Shawville Power LLC | 100 | GenOn Energy Inc | 100
Shawville | 3131_G_6 | 3131 | G | 6 |  | Combustion Turbine | IC Engine | PJM_PENE | Pennsylvania | 42 | Clearfield | 33 | 42033 | 2 | 25000 | 1966 | 9999 |  |  | N | Distillate Fuel Oil | [12 empty] | 3.7 | 0.2569 | 0.2569 | 0.2569 | 0.2569 | [11 empty] | Shawville Power LLC | 100 | GenOn Energy Inc | 100
Warren | 3132_G_3 | 3132 | G | 3 | 2082 | Combustion Turbine |  | PJM_PENE | Pennsylvania | 42 | Warren | 123 | 42123 | 46 | 14988 | 1972 | 9999 |  |  | N | Natural Gas, Distillate Fuel Oil | [13 empty] | 0.18686 | 0.18686 | 0.18686 | 0.18686 | [11 empty] | Warren Generation LLC | 100 | GenOn Energy Inc | 100
Keystone | 3136_B_1 | 3136 | B | 1 | 2089 | Coal Steam |  | PJM_PENE | Pennsylvania | 42 | Armstrong | 5 | 42005 | 850 | 9828 | 1967 | 2029 | tangential | dry | N | Bituminous | Wet Scrubber | 2009 | 0.98 | LNC3 | SCR | 2003 |  | ESPC | No |  |  |  | 3.7 | 0.32415 | 0.076 | 0.32415 | 0.076 | 0.05 | 0.1 | 0.56 | 0.99 | [7 empty] | Chief Keystone Power LLC | 44.45 | ArcLight Capital Partners LLC | 67.29
Keystone | 3136_B_2 | 3136 | B | 2 | 2090 | Coal Steam |  | PJM_PENE | Pennsylvania | 42 | Armstrong | 5 | 42005 | 850 | 9794 | 1968 | 2029 | tangential | dry | N | Bituminous | Wet Scrubber | 2009 | 0.98 | LNC3 | SCR | 2003 |  | ESPC | No |  |  |  | 3.7 | 0.33341 | 0.074 | 0.33341 | 0.074 | 0.05 | 0.1 | 0.56 | 0.99 | [7 empty] | Chief Keystone Power LLC | 44.45 | ArcLight Capital Partners LLC | 67.29
Keystone | 3136_G_3 | 3136 | G | 3 |  | Combustion Turbine | IC Engine | PJM_PENE | Pennsylvania | 42 | Armstrong | 5 | 42005 | 2.8 | 12582 | 1968 | 9999 |  |  | N | Distillate Fuel Oil | [12 empty] | 3.7 | 1.2219 | 1.2219 | 1.2219 | 1.2219 | [11 empty] | Chief Keystone Power LLC | 44.45 | ArcLight Capital Partners LLC | 67.29
Keystone | 3136_G_4 | 3136 | G | 4 |  | Combustion Turbine | IC Engine | PJM_PENE | Pennsylvania | 42 | Armstrong | 5 | 42005 | 2.8 | 12654 | 1968 | 9999 |  |  | N | Distillate Fuel Oil | [12 empty] | 3.7 | 1.221 | 1.221 | 1.221 | 1.221 | [11 empty] | Chief Keystone Power LLC | 44.45 | ArcLight Capital Partners LLC | 67.29
Keystone | 3136_G_5 | 3136 | G | 5 |  | Combustion Turbine | IC Engine | PJM_PENE | Pennsylvania | 42 | Armstrong | 5 | 42005 | 2.8 | 12654 | 1968 | 9999 |  |  | N | Distillate Fuel Oil | [12 empty] | 3.7 | 1.221 | 1.221 | 1.221 | 1.221 | [11 empty] | Chief Keystone Power LLC | 44.45 | ArcLight Capital Partners LLC | 67.29
Keystone | 3136_G_6 | 3136 | G | 6 |  | Combustion Turbine | IC Engine | PJM_PENE | Pennsylvania | 42 | Armstrong | 5 | 42005 | 2.8 | 12654 | 1968 | 9999 |  |  | N | Distillate Fuel Oil | [12 empty] | 3.7 | 1.221 | 1.221 | 1.221 | 1.221 | [11 empty] | Chief Keystone Power LLC | 44.45 | ArcLight Capital Partners LLC | 67.29
New Castle Plant | 3138_B_3 | 3138 | B | 3 | 2093 | O/G Steam |  | PJM_ATSI | Pennsylvania | 42 | Lawrence | 73 | 42073 | 88 | 11532 | 1952 | 9999 | wall | dry | N | Natural Gas |  |  |  | LNB + LNBO | SNCR | [7 empty] | 2.8 | 0.32335 | 0.07097 | 0.32335 | 0.07097 | [11 empty] | New Castle Power LLC | 100 | GenOn Energy Inc | 100
New Castle Plant | 3138_B_4 | 3138 | B | 4 | 2094 | O/G Steam |  | PJM_ATSI | Pennsylvania | 42 | Lawrence | 73 | 42073 | 87 | 11226 | 1958 | 9999 | wall | dry | N | Natural Gas |  |  |  | LNB + LNBO | SNCR | [7 empty] | 2.8 | 0.30569 | 0.06555 | 0.30569 | 0.06555 | [11 empty] | New Castle Power LLC | 100 | GenOn Energy Inc | 100
New Castle Plant | 3138_B_5 | 3138 | B | 5 | 2095 | O/G Steam |  | PJM_ATSI | Pennsylvania | 42 | Lawrence | 73 | 42073 | 130 | 11405 | 1964 | 9999 | wall | dry | N | Natural Gas |  |  |  | LNB + LNBO | SNCR | [7 empty] | 2.8 | 0.42332 | 0.06386 | 0.42332 | 0.06386 | [11 empty] | New Castle Power LLC | 100 | GenOn Energy Inc | 100
New Castle Plant | 3138_G_EMDA | 3138 | G | EMDA |  | Combustion Turbine | IC Engine | PJM_ATSI | Pennsylvania | 42 | Lawrence | 73 | 42073 | 2.5 | 14775 | 1968 | 9999 |  |  | N | Distillate Fuel Oil | [12 empty] | 3.7 | 0.3054 | 0.3054 | 0.3054 | 0.3054 | [11 empty] | New Castle Power LLC | 100 | GenOn Energy Inc | 100
Brunner Island | 3140_B_1 | 3140 | B | 1 | 2100 | Coal Steam |  | PJM_WMAC | Pennsylvania | 42 | York | 133 | 42133 | 306 | 11245 | 1961 | 9999 | tangential | dry | N | Bituminous, Natural Gas | Wet Scrubber | 2009 | 0.97 | LNC3 |  |  |  | B | NA |  |  |  | 0.85 | 0.18615 | 0.18615 | 0.18615 | 0.18615 | 0.05 | 0.1 | 0.56 | 0.99 | Yes | 2016 |  |  | C2G | 2021 |  | Brunner Island LLC | 100 | Riverstone Holdings LLC | 100
Brunner Island | 3140_B_2 | 3140 | B | 2 | 2101 | O/G Steam |  | PJM_WMAC | Pennsylvania | 42 | York | 133 | 42133 | 363 | 10686 | 1965 | 9999 | tangential | dry | N | Natural Gas |  |  |  | LNC3 | [8 empty] | 0.85 | 0.07973 | 0.07973 | 0.07973 | 0.07973 | [11 empty] | Brunner Island LLC | 100 | Riverstone Holdings LLC | 100
Brunner Island | 3140_B_3 | 3140 | B | 3 | 2102 | O/G Steam |  | PJM_WMAC | Pennsylvania | 42 | York | 133 | 42133 | 742 | 10306 | 1969 | 9999 | tangential | dry | N | Natural Gas |  |  |  | LNC3 | [8 empty] | 0.85 | 0.09583 | 0.09583 | 0.09583 | 0.09583 | [11 empty] | Brunner Island LLC | 100 | Riverstone Holdings LLC | 100
Holtwood | 3145_G_HW1 | 3145 | G | HW1 |  | Hydro |  | PJM_WMAC | Pennsylvania | 42 | Lancaster | 71 | 42071 | 10 | 0 | 1910 | 9999 |  |  | N | Hydro | [13 empty] | 0 | 0 | 0 | 0 | [11 empty] | BIF III Holtwood LLC | 100 | Brookfield Asset Management Inc | 100
Holtwood | 3145_G_HW2 | 3145 | G | HW2 |  | Hydro |  | PJM_WMAC | Pennsylvania | 42 | Lancaster | 71 | 42071 | 11.7 | 0 | 1911 | 9999 |  |  | N | Hydro | [13 empty] | 0 | 0 | 0 | 0 | [11 empty] | BIF III Holtwood LLC | 100 | Brookfield Asset Management Inc | 100
Holtwood | 3145_G_HW3 | 3145 | G | HW3 |  | Hydro |  | PJM_WMAC | Pennsylvania | 42 | Lancaster | 71 | 42071 | 12.7 | 0 | 1911 | 9999 |  |  | N | Hydro | [13 empty] | 0 | 0 | 0 | 0 | [11 empty] | BIF III Holtwood LLC | 100 | Brookfield Asset Management Inc | 100
Holtwood | 3145_G_HW4 | 3145 | G | HW4 |  | Hydro |  | PJM_WMAC | Pennsylvania | 42 | Lancaster | 71 | 42071 | 11.2 | 0 | 1911 | 9999 |  |  | N | Hydro | [13 empty] | 0 | 0 | 0 | 0 | [11 empty] | BIF III Holtwood LLC | 100 | Brookfield Asset Management Inc | 100
Holtwood | 3145_G_HW5 | 3145 | G | HW5 |  | Hydro |  | PJM_WMAC | Pennsylvania | 42 | Lancaster | 71 | 42071 | 12.1 | 0 | 1911 | 9999 |  |  | N | Hydro | [13 empty] | 0 | 0 | 0 | 0 | [11 empty] | BIF III Holtwood LLC | 100 | Brookfield Asset Management Inc | 100
Holtwood | 3145_G_HW6 | 3145 | G | HW6 |  | Hydro |  | PJM_WMAC | Pennsylvania | 42 | Lancaster | 71 | 42071 | 12.5 | 0 | 1911 | 9999 |  |  | N | Hydro | [13 empty] | 0 | 0 | 0 | 0 | [11 empty] | BIF III Holtwood LLC | 100 | Brookfield Asset Management Inc | 100
Holtwood | 3145_G_HW7 | 3145 | G | HW7 |  | Hydro |  | PJM_WMAC | Pennsylvania | 42 | Lancaster | 71 | 42071 | 10.3 | 0 | 1913 | 9999 |  |  | N | Hydro | [13 empty] | 0 | 0 | 0 | 0 | [11 empty] | BIF III Holtwood LLC | 100 | Brookfield Asset Management Inc | 100
Holtwood | 3145_G_HW8 | 3145 | G | HW8 |  | Hydro |  | PJM_WMAC | Pennsylvania | 42 | Lancaster | 71 | 42071 | 10.5 | 0 | 1914 | 9999 |  |  | N | Hydro | [13 empty] | 0 | 0 | 0 | 0 | [11 empty] | BIF III Holtwood LLC | 100 | Brookfield Asset Management Inc | 100
Holtwood | 3145_G_HW9 | 3145 | G | HW9 |  | Hydro |  | PJM_WMAC | Pennsylvania | 42 | Lancaster | 71 | 42071 | 13.2 | 0 | 1914 | 9999 |  |  | N | Hydro | [13 empty] | 0 | 0 | 0 | 0 | [11 empty] | BIF III Holtwood LLC | 100 | Brookfield Asset Management Inc | 100
Holtwood | 3145_G_HW10 | 3145 | G | HW10 |  | Hydro |  | PJM_WMAC | Pennsylvania | 42 | Lancaster | 71 | 42071 | 13.2 | 0 | 1924 | 9999 |  |  | N | Hydro | [13 empty] | 0 | 0 | 0 | 0 | [11 empty] | BIF III Holtwood LLC | 100 | Brookfield Asset Management Inc | 100
Holtwood | 3145_G_HW11 | 3145 | G | HW11 |  | Hydro |  | PJM_EMAC | Pennsylvania | 42 | Lancaster | 71 | 42071 | 1.2 | 0 | 2011 | 9999 |  |  | N | Hydro | [13 empty] | 0 | 0 | 0 | 0 | [11 empty] | BIF III Holtwood LLC | 100 | Brookfield Asset Management Inc | 100
Holtwood | 3145_G_HW13 | 3145 | G | HW13 |  | Hydro |  | PJM_EMAC | Pennsylvania | 42 | Lancaster | 71 | 42071 | 1.2 | 0 | 2011 | 9999 |  |  | N | Hydro | [13 empty] | 0 | 0 | 0 | 0 | [11 empty] | BIF III Holtwood LLC | 100 | Brookfield Asset Management Inc | 100
Holtwood | 3145_G_HW18 | 3145 | G | HW18 |  | Hydro |  | PJM_EMAC | Pennsylvania | 42 | Lancaster | 71 | 42071 | 64.6 | 0 | 2013 | 9999 |  |  | N | Hydro | [13 empty] | 0 | 0 | 0 | 0 | [11 empty] | BIF III Holtwood LLC | 100 | Brookfield Asset Management Inc | 100
Holtwood | 3145_G_HW19 | 3145 | G | HW19 |  | Hydro |  | PJM_EMAC | Pennsylvania | 42 | Lancaster | 71 | 42071 | 64.6 | 0 | 2013 | 9999 |  |  | N | Hydro | [13 empty] | 0 | 0 | 0 | 0 | [11 empty] | BIF III Holtwood LLC | 100 | Brookfield Asset Management Inc | 100
TalenEnergy Martins Creek | 3148_B_3 | 3148 | B | 3 | 2117 | O/G Steam |  | PJM_WMAC | Pennsylvania | 42 | Northampton | 95 | 42095 | 865 | 11270 | 1975 | 9999 | tangential |  | N | Natural Gas, Residual Fuel Oil |  |  |  | FR + OFA | [8 empty] | 3.7 | 0.08765 | 0.08765 | 0.08765 | 0.08765 | [11 empty] | MC Project Co LLC | 100 | Riverstone Holdings LLC | 100
TalenEnergy Martins Creek | 3148_B_4 | 3148 | B | 4 | 2118 | O/G Steam |  | PJM_WMAC | Pennsylvania | 42 | Northampton | 95 | 42095 | 859 | 11340 | 1977 | 9999 | tangential |  | N | Natural Gas, Residual Fuel Oil |  |  |  | FR + OFA | [8 empty] | 3.7 | 0.086 | 0.086 | 0.086 | 0.086 | [11 empty] | MC Project Co LLC | 100 | Riverstone Holdings LLC | 100
TalenEnergy Montour | 3149_B_1 | 3149 | B | 1 | 2124 | Coal Steam |  | PJM_WMAC | Pennsylvania | 42 | Montour | 93 | 42093 | 752 | 10272 | 1972 | 9999 | tangential | dry | N | Bituminous | Wet Scrubber | 2008 | 0.97 | LNC3 | SCR | 2001 |  | ESPC | No |  |  |  | 0.85 | 0.38681 | 0.11142 | 0.38681 | 0.11142 | 0.05 | 0.1 | 0.56 | 0.99 | Yes | 2012 |  |  | C2G | 2025 |  | Talen Montour LLC | 100 | Talen Energy Corp | 100
TalenEnergy Montour | 3149_B_2 | 3149 | B | 2 | 2125 | Coal Steam |  | PJM_WMAC | Pennsylvania | 42 | Montour | 93 | 42093 | 752 | 10097 | 1973 | 9999 | tangential | dry | N | Bituminous | Wet Scrubber | 2008 | 0.97 | LNC3 | SCR | 2000 |  | ESPC | No |  |  |  | 0.85 | 0.36955 | 0.10525 | 0.36955 | 0.10525 | 0.05 | 0.1 | 0.56 | 0.99 | Yes | 2012 |  |  | C2G | 2025 |  | Talen Montour LLC | 100 | Talen Energy Corp | 100
Sunbury Generation LP | 3152_G_DI2 | 3152 | G | DI2 |  | Combustion Turbine | IC Engine | PJM_WMAC | Pennsylvania | 42 | Snyder | 109 | 42109 | 5 | 13280 | 1967 | 9999 |  |  | N | Distillate Fuel Oil | [12 empty] | 4 | 1.1088 | 1.1088 | 1.1088 | 1.1088 | [11 empty] | Hummel Generation LLC | 100 | LS Power Group | 100
Sunbury Generation LP | 3152_G_CTG1 | 3152 | G | CTG1 |  | Combustion Turbine |  | PJM_WMAC | Pennsylvania | 42 | Snyder | 109 | 42109 | 18 | 16576 | 1971 | 9999 |  |  | N | Distillate Fuel Oil | [12 empty] | 4 | 0.20261 | 0.20261 | 0.20261 | 0.20261 | [11 empty] | Hummel Generation LLC | 100 | LS Power Group | 100
Sunbury Generation LP | 3152_G_CTG2 | 3152 | G | CTG2 |  | Combustion Turbine |  | PJM_WMAC | Pennsylvania | 42 | Snyder | 109 | 42109 | 18 | 16586 | 1971 | 9999 |  |  | N | Distillate Fuel Oil | [12 empty] | 4 | 0.19064 | 0.19064 | 0.19064 | 0.19064 | [11 empty] | Hummel Generation LLC | 100 | LS Power Group | 100
Wallenpaupack | 3153_G_WP1 | 3153 | G | WP1 |  | Hydro |  | PJM_WMAC | Pennsylvania | 42 | Wayne | 127 | 42127 | 22 | 0 | 1926 | 9999 |  |  | N | Hydro | [13 empty] | 0 | 0 | 0 | 0 | [11 empty] | BIF III Holtwood LLC | 100 | Brookfield Asset Management Inc | 100
Wallenpaupack | 3153_G_WP2 | 3153 | G | WP2 |  | Hydro |  | PJM_WMAC | Pennsylvania | 42 | Wayne | 127 | 42127 | 22 | 0 | 1926 | 9999 |  |  | N | Hydro | [13 empty] | 0 | 0 | 0 | 0 | [11 empty] | BIF III Holtwood LLC | 100 | Brookfield Asset Management Inc | 100
Chester Generating Station | 3157_G_7 | 3157 | G | 7 |  | Combustion Turbine |  | PJM_EMAC | Pennsylvania | 42 | Chester | 29 | 42029 | 13 | 13512 | 1969 | 9999 |  |  | N | Distillate Fuel Oil | [12 empty] | 1.2 | 0.41347 | 0.41347 | 0.41347 | 0.41347 | [11 empty] | Exelon Generation Supply LLC | 100 | Exelon Corp | 100
Chester Generating Station | 3157_G_8 | 3157 | G | 8 |  | Combustion Turbine |  | PJM_EMAC | Pennsylvania | 42 | Chester | 29 | 42029 | 13 | 13514 | 1969 | 9999 |  |  | N | Distillate Fuel Oil | [12 empty] | 1.2 | 0.41347 | 0.41347 | 0.41347 | 0.41347 | [11 empty] | Exelon Generation Supply LLC | 100 | Exelon Corp | 100
Chester Generating Station | 3157_G_9 | 3157 | G | 9 |  | Combustion Turbine |  | PJM_EMAC | Pennsylvania | 42 | Chester | 29 | 42029 | 13 | 13514 | 1969 | 9999 |  |  | N | Distillate Fuel Oil | [12 empty] | 1.2 | 0.41347 | 0.41347 | 0.41347 | 0.41347 | [11 empty] | Exelon Generation Supply LLC | 100 | Exelon Corp | 100
Delaware Generating Station | 3160_G_10 | 3160 | G | 10 |  | Combustion Turbine |  | PJM_EMAC | Pennsylvania | 42 | Philadelphia | 101 | 42101 | 13 | 15644 | 1969 | 9999 |  |  | N | Distillate Fuel Oil | [12 empty] | 0.2 | 0.41347 | 0.41347 | 0.41347 | 0.41347 | [11 empty] | Exelon Generation Supply LLC | 100 | Exelon Corp | 100
Delaware Generating Station | 3160_G_11 | 3160 | G | 11 |  | Combustion Turbine |  | PJM_EMAC | Pennsylvania | 42 | Philadelphia | 101 | 42101 | 13 | 15644 | 1969 | 9999 |  |  | N | Distillate Fuel Oil | [12 empty] | 0.2 | 0.41347 | 0.41347 | 0.41347 | 0.41347 | [11 empty] | Exelon Generation Supply LLC | 100 | Exelon Corp | 100
Delaware Generating Station | 3160_G_12 | 3160 | G | 12 |  | Combustion Turbine |  | PJM_EMAC | Pennsylvania | 42 | Philadelphia | 101 | 42101 | 13 | 15644 | 1969 | 9999 |  |  | N | Distillate Fuel Oil | [12 empty] | 0.2 | 0.35663 | 0.35663 | 0.35663 | 0.35663 | [11 empty] | Exelon Generation Supply LLC | 100 | Exelon Corp | 100
Delaware Generating Station | 3160_G_9 | 3160 | G | 9 |  | Combustion Turbine |  | PJM_EMAC | Pennsylvania | 42 | Philadelphia | 101 | 42101 | 17 | 15636 | 1970 | 9999 |  |  | N | Distillate Fuel Oil | [12 empty] | 0.2 | 0.31601 | 0.31601 | 0.31601 | 0.31601 | [11 empty] | Exelon Generation Supply LLC | 100 | Exelon Corp | 100
Eddystone Generating Station | 3161_G_10 | 3161 | G | 10 |  | Combustion Turbine |  | PJM_EMAC | Pennsylvania | 42 | Delaware | 45 | 42045 | 13 | 13430 | 1967 | 9999 |  |  | N | Distillate Fuel Oil | [12 empty] | 1 | 0.41347 | 0.41347 | 0.41347 | 0.41347 | [11 empty] | Exelon Generation Supply LLC | 100 | Exelon Corp | 100
Eddystone Generating Station | 3161_G_20 | 3161 | G | 20 |  | Combustion Turbine |  | PJM_EMAC | Pennsylvania | 42 | Delaware | 45 | 42045 | 13 | 13430 | 1967 | 9999 |  |  | N | Distillate Fuel Oil | [12 empty] | 1 | 0.41347 | 0.41347 | 0.41347 | 0.41347 | [11 empty] | Exelon Generation Supply LLC | 100 | Exelon Corp | 100
Eddystone Generating Station | 3161_G_30 | 3161 | G | 30 |  | Combustion Turbine |  | PJM_EMAC | Pennsylvania | 42 | Delaware | 45 | 42045 | 17 | 13428 | 1970 | 9999 |  |  | N | Distillate Fuel Oil | [12 empty] | 1 | 0.41347 | 0.41347 | 0.41347 | 0.41347 | [11 empty] | Exelon Generation Supply LLC | 100 | Exelon Corp | 100
Eddystone Generating Station | 3161_G_40 | 3161 | G | 40 |  | Combustion Turbine |  | PJM_EMAC | Pennsylvania | 42 | Delaware | 45 | 42045 | 17 | 13428 | 1970 | 9999 |  |  | N | Distillate Fuel Oil | [12 empty] | 1 | 0.36474 | 0.36474 | 0.36474 | 0.36474 | [11 empty] | Exelon Generation Supply LLC | 100 | Exelon Corp | 100
Eddystone Generating Station | 3161_B_3 | 3161 | B | 3 | 2152 | O/G Steam |  | PJM_EMAC | Pennsylvania | 42 | Delaware | 45 | 42045 | 380 | 14500 | 1974 | 9999 | tangential | dry | N | Natural Gas, Distillate Fuel Oil |  |  |  | OFA | [8 empty] | 1 | 0.06478 | 0.06478 | 0.06478 | 0.06478 | [11 empty] | Exelon Generation Supply LLC | 100 | Exelon Corp | 100
Eddystone Generating Station | 3161_B_4 | 3161 | B | 4 | 2154 | O/G Steam |  | PJM_EMAC | Pennsylvania | 42 | Delaware | 45 | 42045 | 380 | 14500 | 1976 | 9999 | tangential | dry | N | Natural Gas, Distillate Fuel Oil |  |  |  | OFA | [8 empty] | 1 | 0.06384 | 0.06384 | 0.06384 | 0.06384 | [11 empty] | Exelon Generation Supply LLC | 100 | Exelon Corp | 100
Falls | 3162_G_1 | 3162 | G | 1 |  | Combustion Turbine |  | PJM_EMAC | Pennsylvania | 42 | Bucks | 17 | 42017 | 17 | 18533 | 1970 | 9999 |  |  | N | Distillate Fuel Oil | [12 empty] | 1 | 0.41347 | 0.41347 | 0.41347 | 0.41347 | [11 empty] | Exelon Generation Supply LLC | 100 | Exelon Corp | 100
Falls | 3162_G_2 | 3162 | G | 2 |  | Combustion Turbine |  | PJM_EMAC | Pennsylvania | 42 | Bucks | 17 | 42017 | 17 | 18535 | 1970 | 9999 |  |  | N | Distillate Fuel Oil | [12 empty] | 1 | 0.41347 | 0.41347 | 0.41347 | 0.41347 | [11 empty] | Exelon Generation Supply LLC | 100 | Exelon Corp | 100
Falls | 3162_G_3 | 3162 | G | 3 |  | Combustion Turbine |  | PJM_EMAC | Pennsylvania | 42 | Bucks | 17 | 42017 | 17 | 18535 | 1970 | 9999 |  |  | N | Distillate Fuel Oil | [12 empty] | 1 | 0.41347 | 0.41347 | 0.41347 | 0.41347 | [11 empty] | Exelon Generation Supply LLC | 100 | Exelon Corp | 100
Moser Generating Station | 3163_G_1 | 3163 | G | 1 |  | Combustion Turbine |  | PJM_EMAC | Pennsylvania | 42 | Montgomery | 91 | 42091 | 17 | 14389 | 1970 | 9999 |  |  | N | Distillate Fuel Oil | [12 empty] | 1 | 0.41347 | 0.41347 | 0.41347 | 0.41347 | [11 empty] | Exelon Generation Supply LLC | 100 | Exelon Corp | 100
Moser Generating Station | 3163_G_2 | 3163 | G | 2 |  | Combustion Turbine |  | PJM_EMAC | Pennsylvania | 42 | Montgomery | 91 | 42091 | 17 | 14389 | 1970 | 9999 |  |  | N | Distillate Fuel Oil | [12 empty] | 1 | 0.15987 | 0.15987 | 0.15987 | 0.15987 | [11 empty] | Exelon Generation Supply LLC | 100 | Exelon Corp | 100
Moser Generating Station | 3163_G_3 | 3163 | G | 3 |  | Combustion Turbine |  | PJM_EMAC | Pennsylvania | 42 | Montgomery | 91 | 42091 | 17 | 14389 | 1970 | 9999 |  |  | N | Distillate Fuel Oil | [12 empty] | 1 | 0.41347 | 0.41347 | 0.41347 | 0.41347 | [11 empty] | Exelon Generation Supply LLC | 100 | Exelon Corp | 100
Muddy Run | 3164_G_1 | 3164 | G | 1 |  | Pumped Storage |  | PJM_EMAC | Pennsylvania | 42 | Lancaster | 71 | 42071 | 134 | 0 | 1967 | 9999 |  |  | N | Pumped Storage | [13 empty] | 0 | 0 | 0 | 0 | [11 empty] | Exelon Generation Supply LLC | 100 | Exelon Corp | 100
Muddy Run | 3164_G_2 | 3164 | G | 2 |  | Pumped Storage |  | PJM_EMAC | Pennsylvania | 42 | Lancaster | 71 | 42071 | 133 | 0 | 1967 | 9999 |  |  | N | Pumped Storage | [13 empty] | 0 | 0 | 0 | 0 | [11 empty] | Exelon Generation Supply LLC | 100 | Exelon Corp | 100
Muddy Run | 3164_G_3 | 3164 | G | 3 |  | Pumped Storage |  | PJM_EMAC | Pennsylvania | 42 | Lancaster | 71 | 42071 | 134 | 0 | 1967 | 9999 |  |  | N | Pumped Storage | [13 empty] | 0 | 0 | 0 | 0 | [11 empty] | Exelon Generation Supply LLC | 100 | Exelon Corp | 100
Muddy Run | 3164_G_4 | 3164 | G | 4 |  | Pumped Storage |  | PJM_EMAC | Pennsylvania | 42 | Lancaster | 71 | 42071 | 134 | 0 | 1967 | 9999 |  |  | N | Pumped Storage | [13 empty] | 0 | 0 | 0 | 0 | [11 empty] | Exelon Generation Supply LLC | 100 | Exelon Corp | 100
Muddy Run | 3164_G_5 | 3164 | G | 5 |  | Pumped Storage |  | PJM_EMAC | Pennsylvania | 42 | Lancaster | 71 | 42071 | 134 | 0 | 1967 | 9999 |  |  | N | Pumped Storage | [13 empty] | 0 | 0 | 0 | 0 | [11 empty] | Exelon Generation Supply LLC | 100 | Exelon Corp | 100
Muddy Run | 3164_G_6 | 3164 | G | 6 |  | Pumped Storage |  | PJM_EMAC | Pennsylvania | 42 | Lancaster | 71 | 42071 | 133 | 0 | 1967 | 9999 |  |  | N | Pumped Storage | [13 empty] | 0 | 0 | 0 | 0 | [11 empty] | Exelon Generation Supply LLC | 100 | Exelon Corp | 100
Muddy Run | 3164_G_7 | 3164 | G | 7 |  | Pumped Storage |  | PJM_EMAC | Pennsylvania | 42 | Lancaster | 71 | 42071 | 134 | 0 | 1968 | 9999 |  |  | N | Pumped Storage | [13 empty] | 0 | 0 | 0 | 0 | [11 empty] | Exelon Generation Supply LLC | 100 | Exelon Corp | 100
Muddy Run | 3164_G_8 | 3164 | G | 8 |  | Pumped Storage |  | PJM_EMAC | Pennsylvania | 42 | Lancaster | 71 | 42071 | 134 | 0 | 1968 | 9999 |  |  | N | Pumped Storage | [13 empty] | 0 | 0 | 0 | 0 | [11 empty] | Exelon Generation Supply LLC | 100 | Exelon Corp | 100
Peach Bottom | 3166_G_2 | 3166 | G | 2 |  | Nuclear |  | PJM_EMAC | Pennsylvania | 42 | York | 133 | 42133 | 1223.7 | 10456 | 1974 | 9999 |  |  | N | Nuclear Fuel | [13 empty] | 0 | 0 | 0 | 0 | [11 empty] | Exelon Generation Supply LLC | 50 | Exelon Corp | 50
Peach Bottom | 3166_G_3 | 3166 | G | 3 |  | Nuclear |  | PJM_EMAC | Pennsylvania | 42 | York | 133 | 42133 | 1226.7 | 10456 | 1974 | 9999 |  |  | N | Nuclear Fuel | [13 empty] | 0 | 0 | 0 | 0 | [11 empty] | Exelon Generation Supply LLC | 50 | Exelon Corp | 50
Richmond Generating Station | 3168_G_91 | 3168 | G | 91 | 2164 | Combustion Turbine |  | PJM_EMAC | Pennsylvania | 42 | Philadelphia | 101 | 42101 | 49 | 12309 | 1973 | 9999 |  |  | N | Distillate Fuel Oil | [12 empty] | 0.2 | 0.41347 | 0.41347 | 0.41347 | 0.41347 | [11 empty] | Exelon Generation Supply LLC | 100 | Exelon Corp | 100
Richmond Generating Station | 3168_G_92 | 3168 | G | 92 | 2165 | Combustion Turbine |  | PJM_EMAC | Pennsylvania | 42 | Philadelphia | 101 | 42101 | 49 | 12311 | 1973 | 9999 |  |  | N | Distillate Fuel Oil | [12 empty] | 0.2 | 0.41347 | 0.41347 | 0.41347 | 0.41347 | [11 empty] | Exelon Generation Supply LLC | 100 | Exelon Corp | 100
Schuylkill Generating Station | 3169_G_10 | 3169 | G | 10 |  | Combustion Turbine |  | PJM_EMAC | Pennsylvania | 42 | Philadelphia | 101 | 42101 | 13 | 25000 | 1969 | 9999 |  |  | N | Distillate Fuel Oil | [12 empty] | 0.2 | 0.03042 | 0.03042 | 0.03042 | 0.03042 | [11 empty] | Exelon Generation Supply LLC | 100 | Exelon Corp | 100
Schuylkill Generating Station | 3169_G_11 | 3169 | G | 11 |  | Combustion Turbine |  | PJM_EMAC | Pennsylvania | 42 | Philadelphia | 101 | 42101 | 17 | 25000 | 1971 | 9999 |  |  | N | Distillate Fuel Oil | [12 empty] | 0.2 | 0.02854 | 0.02854 | 0.02854 | 0.02854 | [11 empty] | Exelon Generation Supply LLC | 100 | Exelon Corp | 100
Southwark | 3170_G_3 | 3170 | G | 3 |  | Combustion Turbine |  | PJM_EMAC | Pennsylvania | 42 | Philadelphia | 101 | 42101 | 13 | 14053 | 1967 | 9999 |  |  | N | Distillate Fuel Oil | [12 empty] | 0.2 | 0.41347 | 0.41347 | 0.41347 | 0.41347 | [11 empty] | Exelon Generation Supply LLC | 100 | Exelon Corp | 100
Southwark | 3170_G_4 | 3170 | G | 4 |  | Combustion Turbine |  | PJM_EMAC | Pennsylvania | 42 | Philadelphia | 101 | 42101 | 13 | 14066 | 1967 | 9999 |  |  | N | Distillate Fuel Oil | [12 empty] | 0.2 | 0.41347 | 0.41347 | 0.41347 | 0.41347 | [11 empty] | Exelon Generation Supply LLC | 100 | Exelon Corp | 100
Southwark | 3170_G_5 | 3170 | G | 5 |  | Combustion Turbine |  | PJM_EMAC | Pennsylvania | 42 | Philadelphia | 101 | 42101 | 13 | 14066 | 1967 | 9999 |  |  | N | Distillate Fuel Oil | [12 empty] | 0.2 | 0.41347 | 0.41347 | 0.41347 | 0.41347 | [11 empty] | Exelon Generation Supply LLC | 100 | Exelon Corp | 100
Southwark | 3170_G_6 | 3170 | G | 6 |  | Combustion Turbine |  | PJM_EMAC | Pennsylvania | 42 | Philadelphia | 101 | 42101 | 13 | 14066 | 1968 | 9999 |  |  | N | Distillate Fuel Oil | [12 empty] | 0.2 | 0.35126 | 0.35126 | 0.35126 | 0.35126 | [11 empty] | Exelon Generation Supply LLC | 100 | Exelon Corp | 100
Safe Harbor | 3175_G_3 | 3175 | G | 3 |  | Hydro |  | PJM_WMAC | Pennsylvania | 42 | Lancaster | 71 | 42071 | 32 | 0 | 1931 | 9999 |  |  | N | Hydro | [13 empty] | 0 | 0 | 0 | 0 | [11 empty] | Safe Harbor Water Power Corp | 100 | Brookfield Asset Management Inc | 100
Safe Harbor | 3175_G_4 | 3175 | G | 4 |  | Hydro |  | PJM_WMAC | Pennsylvania | 42 | Lancaster | 71 | 42071 | 32 | 0 | 1931 | 9999 |  |  | N | Hydro | [13 empty] | 0 | 0 | 0 | 0 | [11 empty] | Safe Harbor Water Power Corp | 100 | Brookfield Asset Management Inc | 100
Safe Harbor | 3175_G_41 | 3175 | G | 41 |  | Hydro |  | PJM_WMAC | Pennsylvania | 42 | Lancaster | 71 | 42071 | 2 | 0 | 1931 | 9999 |  |  | N | Hydro | [13 empty] | 0 | 0 | 0 | 0 | [11 empty] | Safe Harbor Water Power Corp | 100 | Brookfield Asset Management Inc | 100
Safe Harbor | 3175_G_42 | 3175 | G | 42 |  | Hydro |  | PJM_WMAC | Pennsylvania | 42 | Lancaster | 71 | 42071 | 2 | 0 | 1931 | 9999 |  |  | N | Hydro | [13 empty] | 0 | 0 | 0 | 0 | [11 empty] | Safe Harbor Water Power Corp | 100 | Brookfield Asset Management Inc | 100
Safe Harbor | 3175_G_5 | 3175 | G | 5 |  | Hydro |  | PJM_WMAC | Pennsylvania | 42 | Lancaster | 71 | 42071 | 32 | 0 | 1932 | 9999 |  |  | N | Hydro | [13 empty] | 0 | 0 | 0 | 0 | [11 empty] | Safe Harbor Water Power Corp | 100 | Brookfield Asset Management Inc | 100
Safe Harbor | 3175_G_6 | 3175 | G | 6 |  | Hydro |  | PJM_WMAC | Pennsylvania | 42 | Lancaster | 71 | 42071 | 32 | 0 | 1932 | 9999 |  |  | N | Hydro | [13 empty] | 0 | 0 | 0 | 0 | [11 empty] | Safe Harbor Water Power Corp | 100 | Brookfield Asset Management Inc | 100
Safe Harbor | 3175_G_7 | 3175 | G | 7 |  | Hydro |  | PJM_WMAC | Pennsylvania | 42 | Lancaster | 71 | 42071 | 32 | 0 | 1933 | 9999 |  |  | N | Hydro | [13 empty] | 0 | 0 | 0 | 0 | [11 empty] | Safe Harbor Water Power Corp | 100 | Brookfield Asset Management Inc | 100
Safe Harbor | 3175_G_2 | 3175 | G | 2 |  | Hydro |  | PJM_WMAC | Pennsylvania | 42 | Lancaster | 71 | 42071 | 33 | 0 | 1934 | 9999 |  |  | N | Hydro | [13 empty] | 0 | 0 | 0 | 0 | [11 empty] | Safe Harbor Water Power Corp | 100 | Brookfield Asset Management Inc | 100
Safe Harbor | 3175_G_1 | 3175 | G | 1 |  | Hydro |  | PJM_WMAC | Pennsylvania | 42 | Lancaster | 71 | 42071 | 33 | 0 | 1940 | 9999 |  |  | N | Hydro | [13 empty] | 0 | 0 | 0 | 0 | [11 empty] | Safe Harbor Water Power Corp | 100 | Brookfield Asset Management Inc | 100
Safe Harbor | 3175_G_10 | 3175 | G | 10 |  | Hydro |  | PJM_WMAC | Pennsylvania | 42 | Lancaster | 71 | 42071 | 37.5 | 0 | 1985 | 9999 |  |  | N | Hydro | [13 empty] | 0 | 0 | 0 | 0 | [11 empty] | Safe Harbor Water Power Corp | 100 | Brookfield Asset Management Inc | 100
Safe Harbor | 3175_G_12 | 3175 | G | 12 |  | Hydro |  | PJM_WMAC | Pennsylvania | 42 | Lancaster | 71 | 42071 | 37.5 | 0 | 1985 | 9999 |  |  | N | Hydro | [13 empty] | 0 | 0 | 0 | 0 | [11 empty] | Safe Harbor Water Power Corp | 100 | Brookfield Asset Management Inc | 100
Safe Harbor | 3175_G_8 | 3175 | G | 8 |  | Hydro |  | PJM_WMAC | Pennsylvania | 42 | Lancaster | 71 | 42071 | 37.5 | 0 | 1985 | 9999 |  |  | N | Hydro | [13 empty] | 0 | 0 | 0 | 0 | [11 empty] | Safe Harbor Water Power Corp | 100 | Brookfield Asset Management Inc | 100
Safe Harbor | 3175_G_11 | 3175 | G | 11 |  | Hydro |  | PJM_WMAC | Pennsylvania | 42 | Lancaster | 71 | 42071 | 37.5 | 0 | 1986 | 9999 |  |  | N | Hydro | [13 empty] | 0 | 0 | 0 | 0 | [11 empty] | Safe Harbor Water Power Corp | 100 | Brookfield Asset Management Inc | 100
Safe Harbor | 3175_G_9 | 3175 | G | 9 |  | Hydro |  | PJM_WMAC | Pennsylvania | 42 | Lancaster | 71 | 42071 | 37.5 | 0 | 1986 | 9999 |  |  | N | Hydro | [13 empty] | 0 | 0 | 0 | 0 | [11 empty] | Safe Harbor Water Power Corp | 100 | Brookfield Asset Management Inc | 100
Hunlock Power Station | 3176_G_3 | 3176 | G | 3 |  | Combined Cycle |  | PJM_WMAC | Pennsylvania | 42 | Luzerne | 79 | 42079 | 29 | 8196 | 1959 | 9999 |  |  | N | Natural Gas |  |  |  |  | SCR | [8 empty] | 0.13186 | 0.013768 | 0.13186 | 0.013768 | [11 empty] | UGI Utilities Inc | 100 | UGI Corp | 100
Hunlock Power Station | 3176_G_5 | 3176 | G | 5 | 90563 | Combined Cycle |  | PJM_WMAC | Pennsylvania | 42 | Luzerne | 79 | 42079 | 49.2 | 8196 | 2011 | 9999 |  |  | N | Natural Gas |  |  |  | H2O | SCR | [8 empty] | 0.13186 | 0.013768 | 0.13186 | 0.013768 | [11 empty] | UGI Utilities Inc | 100 | UGI Corp | 100
Hunlock Power Station | 3176_G_6 | 3176 | G | 6 | 90564 | Combined Cycle |  | PJM_WMAC | Pennsylvania | 42 | Luzerne | 79 | 42079 | 48.5 | 8196 | 2011 | 9999 |  |  | N | Natural Gas |  |  |  | H2O | SCR | [8 empty] | 0.13186 | 0.013768 | 0.13186 | 0.013768 | [11 empty] | UGI Utilities Inc | 100 | UGI Corp | 100
Manchester Street | 3236_G_G10A | 3236 | G | G10A | 2191 | Combined Cycle |  | NENGREST | Rhode Island | 44 | Providence | 7 | 44007 | 110.1 | 8070 | 1995 | 9999 |  |  | N | Natural Gas, Distillate Fuel Oil |  |  |  | DLNB + STM | SCR | [8 empty] | 0.02777 | 0.02777 | 0.02777 | 0.02777 | [11 empty] | Manchester Street LLC | 100 | Starwood Capital Group Global LLC | 100
Manchester Street | 3236_G_G11A | 3236 | G | G11A | 2192 | Combined Cycle |  | NENGREST | Rhode Island | 44 | Providence | 7 | 44007 | 110.2 | 8070 | 1995 | 9999 |  |  | N | Natural Gas, Distillate Fuel Oil |  |  |  | DLNB + STM | SCR | [8 empty] | 0.02992 | 0.02992 | 0.02992 | 0.02992 | [11 empty] | Manchester Street LLC | 100 | Starwood Capital Group Global LLC | 100
Manchester Street | 3236_G_GE10 | 3236 | G | GE10 | 2191 | Combined Cycle |  | NENGREST | Rhode Island | 44 | Providence | 7 | 44007 | 46.9 | 8070 | 1995 | 9999 |  |  | N | Natural Gas, Distillate Fuel Oil |  |  |  | DLNB + STM | SCR | [8 empty] | 0.02777 | 0.02777 | 0.02777 | 0.02777 | [11 empty] | Manchester Street LLC | 100 | Starwood Capital Group Global LLC | 100
Manchester Street | 3236_G_GE11 | 3236 | G | GE11 | 2192 | Combined Cycle |  | NENGREST | Rhode Island | 44 | Providence | 7 | 44007 | 46.8 | 8070 | 1995 | 9999 |  |  | N | Natural Gas, Distillate Fuel Oil |  |  |  | DLNB + STM | SCR | [8 empty] | 0.02992 | 0.02992 | 0.02992 | 0.02992 | [11 empty] | Manchester Street LLC | 100 | Starwood Capital Group Global LLC | 100
Manchester Street | 3236_G_GE9A | 3236 | G | GE9A | 2196 | Combined Cycle |  | NENGREST | Rhode Island | 44 | Providence | 7 | 44007 | 110.1 | 8070 | 1995 | 9999 |  |  | N | Natural Gas, Distillate Fuel Oil |  |  |  | DLNB + STM | SCR | [8 empty] | 0.031582 | 0.031582 | 0.031582 | 0.031582 | [11 empty] | Manchester Street LLC | 100 | Starwood Capital Group Global LLC | 100
Manchester Street | 3236_G_GEN9 | 3236 | G | GEN9 | 2196 | Combined Cycle |  | NENGREST | Rhode Island | 44 | Providence | 7 | 44007 | 46.9 | 8070 | 1995 | 9999 |  |  | N | Natural Gas, Distillate Fuel Oil |  |  |  | DLNB + STM | SCR | [8 empty] | 0.031582 | 0.031582 | 0.031582 | 0.031582 | [11 empty] | Manchester Street LLC | 100 | Starwood Capital Group Global LLC | 100
Darlington County | 3250_G_12 | 3250 | G | 12 | 2199 | Combustion Turbine |  | S_VACA | South Carolina | 45 | Darlington | 31 | 45031 | 118 | 13636 | 1997 | 9999 |  |  | N | Natural Gas, Distillate Fuel Oil |  |  |  | H2O | [8 empty] | 3.5 | 0.08334 | 0.08334 | 0.08334 | 0.08334 | [11 empty] | Duke Energy Progress | 100 | Duke Energy Corp | 100
Darlington County | 3250_G_13 | 3250 | G | 13 | 2200 | Combustion Turbine |  | S_VACA | South Carolina | 45 | Darlington | 31 | 45031 | 116 | 13636 | 1997 | 9999 |  |  | N | Natural Gas, Distillate Fuel Oil |  |  |  | H2O | [8 empty] | 3.5 | 0.09686 | 0.09686 | 0.09686 | 0.09686 | [11 empty] | Duke Energy Progress | 100 | Duke Energy Corp | 100
H B Robinson | 3251_G_2 | 3251 | G | 2 |  | Nuclear |  | S_VACA | South Carolina | 45 | Darlington | 31 | 45031 | 741 | 10456 | 1971 | 9999 |  |  | N | Nuclear Fuel | [13 empty] | 0 | 0 | 0 | 0 | [11 empty] | Duke Energy Progress | 100 | Duke Energy Corp | 100
Boyds Mill Hydro | 3253_G_1 | 3253 | G | 1 |  | Hydro |  | S_VACA | South Carolina | 45 | Greenville | 45 | 45045 | 0.7 | 0 | 1996 | 9999 |  |  | N | Hydro | [13 empty] | 0 | 0 | 0 | 0 | [11 empty] | Northbrook Carolina Hydro LLC | 100 | Ares Management LP | 100
Boyds Mill Hydro | 3253_G_2 | 3253 | G | 2 |  | Hydro |  | S_VACA | South Carolina | 45 | Greenville | 45 | 45045 | 0.7 | 0 | 1996 | 9999 |  |  | N | Hydro | [13 empty] | 0 | 0 | 0 | 0 | [11 empty] | Northbrook Carolina Hydro LLC | 100 | Ares Management LP | 100
Buzzard Roost | 3254_G_HC1 | 3254 | G | HC1 |  | Hydro |  | S_VACA | South Carolina | 45 | Greenwood | 47 | 45047 | 2.3 | 0 | 1940 | 9999 |  |  | N | Hydro | [13 empty] | 0 | 0 | 0 | 0 | [11 empty] | Greenwood SC (City of) | 100 | Greenwood SC (City of) | 100
Buzzard Roost | 3254_G_HC2 | 3254 | G | HC2 |  | Hydro |  | S_VACA | South Carolina | 45 | Greenwood | 47 | 45047 | 2.3 | 0 | 1940 | 9999 |  |  | N | Hydro | [13 empty] | 0 | 0 | 0 | 0 | [11 empty] | Greenwood SC (City of) | 100 | Greenwood SC (City of) | 100
Buzzard Roost | 3254_G_HC3 | 3254 | G | HC3 |  | Hydro |  | S_VACA | South Carolina | 45 | Greenwood | 47 | 45047 | 2.3 | 0 | 1940 | 9999 |  |  | N | Hydro | [13 empty] | 0 | 0 | 0 | 0 | [11 empty] | Greenwood SC (City of) | 100 | Greenwood SC (City of) | 100
Cedar Creek | 3255_G_1 | 3255 | G | 1 |  | Hydro |  | S_VACA | South Carolina | 45 | Lancaster | 57 | 45057 | 15 | 0 | 1926 | 9999 |  |  | N | Hydro | [13 empty] | 0 | 0 | 0 | 0 | [11 empty] | Duke Energy Carolinas | 100 | Duke Energy Corp | 100
Cedar Creek | 3255_G_2 | 3255 | G | 2 |  | Hydro |  | S_VACA | South Carolina | 45 | Lancaster | 57 | 45057 | 15 | 0 | 1926 | 9999 |  |  | N | Hydro | [13 empty] | 0 | 0 | 0 | 0 | [11 empty] | Duke Energy Carolinas | 100 | Duke Energy Corp | 100
Cedar Creek | 3255_G_3 | 3255 | G | 3 |  | Hydro |  | S_VACA | South Carolina | 45 | Lancaster | 57 | 45057 | 15 | 0 | 1926 | 9999 |  |  | N | Hydro | [13 empty] | 0 | 0 | 0 | 0 | [11 empty] | Duke Energy Carolinas | 100 | Duke Energy Corp | 100
Dearborn | 3256_G_1 | 3256 | G | 1 |  | Hydro |  | S_VACA | South Carolina | 45 | Chester | 23 | 45023 | 14 | 0 | 1923 | 9999 |  |  | N | Hydro | [13 empty] | 0 | 0 | 0 | 0 | [11 empty] | Duke Energy Carolinas | 100 | Duke Energy Corp | 100
Dearborn | 3256_G_2 | 3256 | G | 2 |  | Hydro |  | S_VACA | South Carolina | 45 | Chester | 23 | 45023 | 14 | 0 | 1923 | 9999 |  |  | N | Hydro | [13 empty] | 0 | 0 | 0 | 0 | [11 empty] | Duke Energy Carolinas | 100 | Duke Energy Corp | 100
Dearborn | 3256_G_3 | 3256 | G | 3 |  | Hydro |  | S_VACA | South Carolina | 45 | Chester | 23 | 45023 | 14 | 0 | 1923 | 9999 |  |  | N | Hydro | [13 empty] | 0 | 0 | 0 | 0 | [11 empty] | Duke Energy Carolinas | 100 | Duke Energy Corp | 100
Fishing Creek | 3257_G_1 | 3257 | G | 1 |  | Hydro |  | S_VACA | South Carolina | 45 | Chester | 23 | 45023 | 11 | 0 | 1916 | 9999 |  |  | N | Hydro | [13 empty] | 0 | 0 | 0 | 0 | [11 empty] | Duke Energy Carolinas | 100 | Duke Energy Corp | 100
Fishing Creek | 3257_G_2 | 3257 | G | 2 |  | Hydro |  | S_VACA | South Carolina | 45 | Chester | 23 | 45023 | 10 | 0 | 1916 | 9999 |  |  | N | Hydro | [13 empty] | 0 | 0 | 0 | 0 | [11 empty] | Duke Energy Carolinas | 100 | Duke Energy Corp | 100
Fishing Creek | 3257_G_3 | 3257 | G | 3 |  | Hydro |  | S_VACA | South Carolina | 45 | Chester | 23 | 45023 | 10 | 0 | 1916 | 9999 |  |  | N | Hydro | [13 empty] | 0 | 0 | 0 | 0 | [11 empty] | Duke Energy Carolinas | 100 | Duke Energy Corp | 100
Fishing Creek | 3257_G_4 | 3257 | G | 4 |  | Hydro |  | S_VACA | South Carolina | 45 | Chester | 23 | 45023 | 11 | 0 | 1916 | 9999 |  |  | N | Hydro | [13 empty] | 0 | 0 | 0 | 0 | [11 empty] | Duke Energy Carolinas | 100 | Duke Energy Corp | 100
Fishing Creek | 3257_G_5 | 3257 | G | 5 |  | Hydro |  | S_VACA | South Carolina | 45 | Chester | 23 | 45023 | 8 | 0 | 1916 | 9999 |  |  | N | Hydro | [13 empty] | 0 | 0 | 0 | 0 | [11 empty] | Duke Energy Carolinas | 100 | Duke Energy Corp | 100
Gaston Shoals | 3258_G_3 | 3258 | G | 3 |  | Hydro |  | S_VACA | South Carolina | 45 | Cherokee | 21 | 45021 | 1 | 0 | 1908 | 9999 |  |  | N | Hydro | [13 empty] | 0 | 0 | 0 | 0 | [11 empty] | Northbrook Energy LLC | 100 | Northbrook Energy LLC | 100
Gaston Shoals | 3258_G_4 | 3258 | G | 4 |  | Hydro |  | S_VACA | South Carolina | 45 | Cherokee | 21 | 45021 | 2 | 0 | 1908 | 9999 |  |  | N | Hydro | [13 empty] | 0 | 0 | 0 | 0 | [11 empty] | Northbrook Energy LLC | 100 | Northbrook Energy LLC | 100
Gaston Shoals | 3258_G_5 | 3258 | G | 5 |  | Hydro |  | S_VACA | South Carolina | 45 | Cherokee | 21 | 45021 | 2 | 0 | 1908 | 9999 |  |  | N | Hydro | [13 empty] | 0 | 0 | 0 | 0 | [11 empty] | Northbrook Energy LLC | 100 | Northbrook Energy LLC | 100
Gaston Shoals | 3258_G_6 | 3258 | G | 6 |  | Hydro |  | S_VACA | South Carolina | 45 | Cherokee | 21 | 45021 | 2.5 | 0 | 1927 | 9999 |  |  | N | Hydro | [13 empty] | 0 | 0 | 0 | 0 | [11 empty] | Northbrook Energy LLC | 100 | Northbrook Energy LLC | 100
Great Falls (SC) | 3259_G_1 | 3259 | G | 1 |  | Hydro |  | S_VACA | South Carolina | 45 | Chester | 23 | 45023 | 3 | 0 | 1907 | 9999 |  |  | N | Hydro | [13 empty] | 0 | 0 | 0 | 0 | [11 empty] | Duke Energy Carolinas | 100 | Duke Energy Corp | 100
Great Falls (SC) | 3259_G_2 | 3259 | G | 2 |  | Hydro |  | S_VACA | South Carolina | 45 | Chester | 23 | 45023 | 3 | 0 | 1907 | 9999 |  |  | N | Hydro | [13 empty] | 0 | 0 | 0 | 0 | [11 empty] | Duke Energy Carolinas | 100 | Duke Energy Corp | 100
Great Falls (SC) | 3259_G_5 | 3259 | G | 5 |  | Hydro |  | S_VACA | South Carolina | 45 | Chester | 23 | 45023 | 3 | 0 | 1907 | 9999 |  |  | N | Hydro | [13 empty] | 0 | 0 | 0 | 0 | [11 empty] | Duke Energy Carolinas | 100 | Duke Energy Corp | 100
Great Falls (SC) | 3259_G_6 | 3259 | G | 6 |  | Hydro |  | S_VACA | South Carolina | 45 | Chester | 23 | 45023 | 3 | 0 | 1907 | 9999 |  |  | N | Hydro | [13 empty] | 0 | 0 | 0 | 0 | [11 empty] | Duke Energy Carolinas | 100 | Duke Energy Corp | 100
Hollidays Bridge Hydro | 3261_G_1 | 3261 | G | 1 |  | Hydro |  | S_VACA | South Carolina | 45 | Anderson | 7 | 45007 | 1.2 | 0 | 1996 | 9999 |  |  | N | Hydro | [13 empty] | 0 | 0 | 0 | 0 | [11 empty] | Northbrook Carolina Hydro LLC | 100 | Ares Management LP | 100
Hollidays Bridge Hydro | 3261_G_2 | 3261 | G | 2 |  | Hydro |  | S_VACA | South Carolina | 45 | Anderson | 7 | 45007 | 1.2 | 0 | 1996 | 9999 |  |  | N | Hydro | [13 empty] | 0 | 0 | 0 | 0 | [11 empty] | Northbrook Carolina Hydro LLC | 100 | Ares Management LP | 100
Hollidays Bridge Hydro | 3261_G_3 | 3261 | G | 3 |  | Hydro |  | S_VACA | South Carolina | 45 | Anderson | 7 | 45007 | 1.2 | 0 | 1996 | 9999 |  |  | N | Hydro | [13 empty] | 0 | 0 | 0 | 0 | [11 empty] | Northbrook Carolina Hydro LLC | 100 | Ares Management LP | 100
Hollidays Bridge Hydro | 3261_G_4 | 3261 | G | 4 |  | Hydro |  | S_VACA | South Carolina | 45 | Anderson | 7 | 45007 | 1.2 | 0 | 1996 | 9999 |  |  | N | Hydro | [13 empty] | 0 | 0 | 0 | 0 | [11 empty] | Northbrook Carolina Hydro LLC | 100 | Ares Management LP | 100
Jocassee | 3262_G_1 | 3262 | G | 1 |  | Pumped Storage |  | S_VACA | South Carolina | 45 | Pickens | 77 | 45077 | 195 | 0 | 1973 | 9999 |  |  | N | Pumped Storage | [13 empty] | 0 | 0 | 0 | 0 | [11 empty] | Duke Energy Carolinas | 100 | Duke Energy Corp | 100
Jocassee | 3262_G_2 | 3262 | G | 2 |  | Pumped Storage |  | S_VACA | South Carolina | 45 | Pickens | 77 | 45077 | 195 | 0 | 1973 | 9999 |  |  | N | Pumped Storage | [13 empty] | 0 | 0 | 0 | 0 | [11 empty] | Duke Energy Carolinas | 100 | Duke Energy Corp | 100
Jocassee | 3262_G_3 | 3262 | G | 3 |  | Pumped Storage |  | S_VACA | South Carolina | 45 | Pickens | 77 | 45077 | 195 | 0 | 1975 | 9999 |  |  | N | Pumped Storage | [13 empty] | 0 | 0 | 0 | 0 | [11 empty] | Duke Energy Carolinas | 100 | Duke Energy Corp | 100
Jocassee | 3262_G_4 | 3262 | G | 4 |  | Pumped Storage |  | S_VACA | South Carolina | 45 | Pickens | 77 | 45077 | 195 | 0 | 1975 | 9999 |  |  | N | Pumped Storage | [13 empty] | 0 | 0 | 0 | 0 | [11 empty] | Duke Energy Carolinas | 100 | Duke Energy Corp | 100
W S Lee | 3264_G_7 | 3264 | G | 7 | 89636 | Combustion Turbine |  | S_VACA | South Carolina | 45 | Anderson | 7 | 45007 | 42 | 10745 | 2007 | 9999 |  |  | N | Natural Gas, Distillate Fuel Oil |  |  |  | H2O | [8 empty] | 3.5 | 0.11196 | 0.11196 | 0.11196 | 0.11196 | [11 empty] | Duke Energy Carolinas | 100 | Duke Energy Corp | 100
W S Lee | 3264_G_8 | 3264 | G | 8 | 89637 | Combustion Turbine |  | S_VACA | South Carolina | 45 | Anderson | 7 | 45007 | 42 | 10745 | 2007 | 9999 |  |  | N | Natural Gas, Distillate Fuel Oil |  |  |  | H2O | [8 empty] | 3.5 | 0.0901 | 0.0901 | 0.0901 | 0.0901 | [11 empty] | Duke Energy Carolinas | 100 | Duke Energy Corp | 100
W S Lee | 3264_G_CT11 | 3264 | G | CT11 | 91015 | Combined Cycle |  | S_VACA | South Carolina | 45 | Anderson | 7 | 45007 | 237 | 7050 | 2018 | 9999 |  |  | N | Natural Gas |  |  |  | DLNB | SCR | [8 empty] | 0.0094544 | 0.0094544 | 0.0094544 | 0.0094544 | [11 empty] | Duke Energy Carolinas | 87.27 | Duke Energy Corp | 87.27
W S Lee | 3264_G_CT12 | 3264 | G | CT12 | 91016 | Combined Cycle |  | S_VACA | South Carolina | 45 | Anderson | 7 | 45007 | 236 | 7050 | 2018 | 9999 |  |  | N | Natural Gas |  |  |  | DLNB | SCR | [8 empty] | 0.0094544 | 0.0094544 | 0.0094544 | 0.0094544 | [11 empty] | Duke Energy Carolinas | 87.27 | Duke Energy Corp | 87.27
W S Lee | 3264_G_ST10 | 3264 | G | ST10 | 91015 | Combined Cycle |  | S_VACA | South Carolina | 45 | Anderson | 7 | 45007 | 313 | 7050 | 2018 | 9999 |  |  | N | Natural Gas |  |  |  |  | SCR | [8 empty] | 0.0094544 | 0.0094544 | 0.0094544 | 0.0094544 | [11 empty] | Duke Energy Carolinas | 87.27 | Duke Energy Corp | 87.27
Oconee | 3265_G_1 | 3265 | G | 1 |  | Nuclear |  | S_VACA | South Carolina | 45 | Oconee | 73 | 45073 | 847 | 10456 | 1973 | 9999 |  |  | N | Nuclear Fuel | [13 empty] | 0 | 0 | 0 | 0 | [11 empty] | Duke Energy Carolinas | 100 | Duke Energy Corp | 100
Oconee | 3265_G_2 | 3265 | G | 2 |  | Nuclear |  | S_VACA | South Carolina | 45 | Oconee | 73 | 45073 | 848 | 10456 | 1974 | 9999 |  |  | N | Nuclear Fuel | [13 empty] | 0 | 0 | 0 | 0 | [11 empty] | Duke Energy Carolinas | 100 | Duke Energy Corp | 100
Oconee | 3265_G_3 | 3265 | G | 3 |  | Nuclear |  | S_VACA | South Carolina | 45 | Oconee | 73 | 45073 | 859 | 10456 | 1974 | 9999 |  |  | N | Nuclear Fuel | [13 empty] | 0 | 0 | 0 | 0 | [11 empty] | Duke Energy Carolinas | 100 | Duke Energy Corp | 100
Saluda Dam | 3267_G_1 | 3267 | G | 1 |  | Hydro |  | S_VACA | South Carolina | 45 | Greenville | 45 | 45045 | 0.6 | 0 | 1996 | 9999 |  |  | N | Hydro | [13 empty] | 0 | 0 | 0 | 0 | [11 empty] | Northbrook Carolina Hydro LLC | 100 | Ares Management LP | 100
Saluda Dam | 3267_G_2 | 3267 | G | 2 |  | Hydro |  | S_VACA | South Carolina | 45 | Greenville | 45 | 45045 | 0.6 | 0 | 1996 | 9999 |  |  | N | Hydro | [13 empty] | 0 | 0 | 0 | 0 | [11 empty] | Northbrook Carolina Hydro LLC | 100 | Ares Management LP | 100
Saluda Dam | 3267_G_3 | 3267 | G | 3 |  | Hydro |  | S_VACA | South Carolina | 45 | Greenville | 45 | 45045 | 0.6 | 0 | 1996 | 9999 |  |  | N | Hydro | [13 empty] | 0 | 0 | 0 | 0 | [11 empty] | Northbrook Carolina Hydro LLC | 100 | Ares Management LP | 100
Saluda Dam | 3267_G_4 | 3267 | G | 4 |  | Hydro |  | S_VACA | South Carolina | 45 | Greenville | 45 | 45045 | 0.6 | 0 | 1996 | 9999 |  |  | N | Hydro | [13 empty] | 0 | 0 | 0 | 0 | [11 empty] | Northbrook Carolina Hydro LLC | 100 | Ares Management LP | 100
Wateree Hydro | 3270_G_1 | 3270 | G | 1 |  | Hydro |  | S_VACA | South Carolina | 45 | Kershaw | 55 | 45055 | 17 | 0 | 1919 | 9999 |  |  | N | Hydro | [13 empty] | 0 | 0 | 0 | 0 | [11 empty] | Duke Energy Carolinas | 100 | Duke Energy Corp | 100
Wateree Hydro | 3270_G_2 | 3270 | G | 2 |  | Hydro |  | S_VACA | South Carolina | 45 | Kershaw | 55 | 45055 | 17 | 0 | 1919 | 9999 |  |  | N | Hydro | [13 empty] | 0 | 0 | 0 | 0 | [11 empty] | Duke Energy Carolinas | 100 | Duke Energy Corp | 100
Wateree Hydro | 3270_G_3 | 3270 | G | 3 |  | Hydro |  | S_VACA | South Carolina | 45 | Kershaw | 55 | 45055 | 17 | 0 | 1919 | 9999 |  |  | N | Hydro | [13 empty] | 0 | 0 | 0 | 0 | [11 empty] | Duke Energy Carolinas | 100 | Duke Energy Corp | 100
Wateree Hydro | 3270_G_4 | 3270 | G | 4 |  | Hydro |  | S_VACA | South Carolina | 45 | Kershaw | 55 | 45055 | 17 | 0 | 1919 | 9999 |  |  | N | Hydro | [13 empty] | 0 | 0 | 0 | 0 | [11 empty] | Duke Energy Carolinas | 100 | Duke Energy Corp | 100
Wateree Hydro | 3270_G_5 | 3270 | G | 5 |  | Hydro |  | S_VACA | South Carolina | 45 | Kershaw | 55 | 45055 | 17 | 0 | 1919 | 9999 |  |  | N | Hydro | [13 empty] | 0 | 0 | 0 | 0 | [11 empty] | Duke Energy Carolinas | 100 | Duke Energy Corp | 100
Wylie | 3271_G_1 | 3271 | G | 1 |  | Hydro |  | S_VACA | South Carolina | 45 | York | 91 | 45091 | 18 | 0 | 1925 | 9999 |  |  | N | Hydro | [13 empty] | 0 | 0 | 0 | 0 | [11 empty] | Duke Energy Carolinas | 100 | Duke Energy Corp | 100
Wylie | 3271_G_2 | 3271 | G | 2 |  | Hydro |  | S_VACA | South Carolina | 45 | York | 91 | 45091 | 18 | 0 | 1925 | 9999 |  |  | N | Hydro | [13 empty] | 0 | 0 | 0 | 0 | [11 empty] | Duke Energy Carolinas | 100 | Duke Energy Corp | 100
Wylie | 3271_G_3 | 3271 | G | 3 |  | Hydro |  | S_VACA | South Carolina | 45 | York | 91 | 45091 | 18 | 0 | 1925 | 9999 |  |  | N | Hydro | [13 empty] | 0 | 0 | 0 | 0 | [11 empty] | Duke Energy Carolinas | 100 | Duke Energy Corp | 100
Wylie | 3271_G_4 | 3271 | G | 4 |  | Hydro |  | S_VACA | South Carolina | 45 | York | 91 | 45091 | 18 | 0 | 1925 | 9999 |  |  | N | Hydro | [13 empty] | 0 | 0 | 0 | 0 | [11 empty] | Duke Energy Carolinas | 100 | Duke Energy Corp | 100
99 Islands | 3272_G_1 | 3272 | G | 1 |  | Hydro |  | S_VACA | South Carolina | 45 | Cherokee | 21 | 45021 | 4.2 | 0 | 1910 | 9999 |  |  | N | Hydro | [13 empty] | 0 | 0 | 0 | 0 | [11 empty] | Duke Energy Carolinas | 100 | Duke Energy Corp | 100
99 Islands | 3272_G_2 | 3272 | G | 2 |  | Hydro |  | S_VACA | South Carolina | 45 | Cherokee | 21 | 45021 | 3.4 | 0 | 1910 | 9999 |  |  | N | Hydro | [13 empty] | 0 | 0 | 0 | 0 | [11 empty] | Duke Energy Carolinas | 100 | Duke Energy Corp | 100
99 Islands | 3272_G_3 | 3272 | G | 3 |  | Hydro |  | S_VACA | South Carolina | 45 | Cherokee | 21 | 45021 | 4.2 | 0 | 1910 | 9999 |  |  | N | Hydro | [13 empty] | 0 | 0 | 0 | 0 | [11 empty] | Duke Energy Carolinas | 100 | Duke Energy Corp | 100
99 Islands | 3272_G_4 | 3272 | G | 4 |  | Hydro |  | S_VACA | South Carolina | 45 | Cherokee | 21 | 45021 | 3.4 | 0 | 1910 | 9999 |  |  | N | Hydro | [13 empty] | 0 | 0 | 0 | 0 | [11 empty] | Duke Energy Carolinas | 100 | Duke Energy Corp | 100
Lockhart | 3275_G_2 | 3275 | G | 2 |  | Hydro |  | S_VACA | South Carolina | 45 | Union | 87 | 45087 | 4.2 | 0 | 1921 | 9999 |  |  | N | Hydro | [13 empty] | 0 | 0 | 0 | 0 | [11 empty] | Lockhart Power Co | 100 | Milliken & Co | 100
Lockhart | 3275_G_HY1 | 3275 | G | HY1 |  | Hydro |  | S_VACA | South Carolina | 45 | Union | 87 | 45087 | 4.2 | 0 | 1921 | 9999 |  |  | N | Hydro | [13 empty] | 0 | 0 | 0 | 0 | [11 empty] | Lockhart Power Co | 100 | Milliken & Co | 100
Lockhart | 3275_G_HY3 | 3275 | G | HY3 |  | Hydro |  | S_VACA | South Carolina | 45 | Union | 87 | 45087 | 4.2 | 0 | 1921 | 9999 |  |  | N | Hydro | [13 empty] | 0 | 0 | 0 | 0 | [11 empty] | Lockhart Power Co | 100 | Milliken & Co | 100
Lockhart | 3275_G_HY4 | 3275 | G | HY4 |  | Hydro |  | S_VACA | South Carolina | 45 | Union | 87 | 45087 | 4.2 | 0 | 1921 | 9999 |  |  | N | Hydro | [13 empty] | 0 | 0 | 0 | 0 | [11 empty] | Lockhart Power Co | 100 | Milliken & Co | 100
Lockhart | 3275_G_HY5 | 3275 | G | HY5 |  | Hydro |  | S_VACA | South Carolina | 45 | Union | 87 | 45087 | 1.2 | 0 | 1921 | 9999 |  |  | N | Hydro | [13 empty] | 0 | 0 | 0 | 0 | [11 empty] | Lockhart Power Co | 100 | Milliken & Co | 100
Hagood | 3285_G_4 | 3285 | G | 4 | 2225 | Combustion Turbine |  | S_VACA | South Carolina | 45 | Charleston | 19 | 45019 | 88 | 11803 | 1991 | 9999 |  |  | N | Natural Gas, Distillate Fuel Oil |  |  |  | H2O | [8 empty] | 2.3 | 0.18262 | 0.18262 | 0.18262 | 0.18262 | [11 empty] | Dominion Energy South Carolina | 100 | Dominion Energy Inc | 100
Hagood | 3285_G_5 | 3285 | G | 5 |  | Combustion Turbine |  | S_VACA | South Carolina | 45 | Charleston | 19 | 45019 | 18 | 11820 | 2009 | 9999 |  |  | N | Natural Gas, Distillate Fuel Oil | [13 empty] | 0.23894 | 0.23894 | 0.23894 | 0.23894 | [11 empty] | Dominion Energy South Carolina | 100 | Dominion Energy Inc | 100
Hagood | 3285_G_6 | 3285 | G | 6 |  | Combustion Turbine |  | S_VACA | South Carolina | 45 | Charleston | 19 | 45019 | 20 | 11806 | 2010 | 9999 |  |  | N | Natural Gas, Distillate Fuel Oil | [13 empty] | 0.23894 | 0.23894 | 0.23894 | 0.23894 | [11 empty] | Dominion Energy South Carolina | 100 | Dominion Energy Inc | 100
McMeekin | 3287_B_MCM1 | 3287 | B | MCM1 | 2226 | O/G Steam |  | S_VACA | South Carolina | 45 | Lexington | 63 | 45063 | 125 | 10076 | 1958 | 9999 | tangential | dry | N | Natural Gas |  |  |  | LNC2 | [8 empty] | 3.5 | 0.07209 | 0.07209 | 0.07209 | 0.07209 | [11 empty] | Dominion Energy South Carolina | 100 | Dominion Energy Inc | 100
McMeekin | 3287_B_MCM2 | 3287 | B | MCM2 | 2227 | O/G Steam |  | S_VACA | South Carolina | 45 | Lexington | 63 | 45063 | 125 | 10226 | 1958 | 9999 | tangential | dry | N | Natural Gas |  |  |  | LNC2 | [8 empty] | 3.5 | 0.07352 | 0.07352 | 0.07352 | 0.07352 | [11 empty] | Dominion Energy South Carolina | 100 | Dominion Energy Inc | 100
Neal Shoals | 3289_G_1 | 3289 | G | 1 |  | Hydro |  | S_VACA | South Carolina | 45 | Union | 87 | 45087 | 1.1 | 0 | 1905 | 9999 |  |  | N | Hydro | [13 empty] | 0 | 0 | 0 | 0 | [11 empty] | Dominion Energy South Carolina | 100 | Dominion Energy Inc | 100
Neal Shoals | 3289_G_2 | 3289 | G | 2 |  | Hydro |  | S_VACA | South Carolina | 45 | Union | 87 | 45087 | 1.1 | 0 | 1905 | 9999 |  |  | N | Hydro | [13 empty] | 0 | 0 | 0 | 0 | [11 empty] | Dominion Energy South Carolina | 100 | Dominion Energy Inc | 100
Neal Shoals | 3289_G_3 | 3289 | G | 3 |  | Hydro |  | S_VACA | South Carolina | 45 | Union | 87 | 45087 | 1.1 | 0 | 1905 | 9999 |  |  | N | Hydro | [13 empty] | 0 | 0 | 0 | 0 | [11 empty] | Dominion Energy South Carolina | 100 | Dominion Energy Inc | 100
Neal Shoals | 3289_G_4 | 3289 | G | 4 |  | Hydro |  | S_VACA | South Carolina | 45 | Union | 87 | 45087 | 1.1 | 0 | 1905 | 9999 |  |  | N | Hydro | [13 empty] | 0 | 0 | 0 | 0 | [11 empty] | Dominion Energy South Carolina | 100 | Dominion Energy Inc | 100
Parr Hydro | 3290_G_1 | 3290 | G | 1 |  | Hydro |  | S_VACA | South Carolina | 45 | Fairfield | 39 | 45039 | 2.5 | 0 | 1914 | 9999 |  |  | N | Hydro | [13 empty] | 0 | 0 | 0 | 0 | [11 empty] | Dominion Energy South Carolina | 100 | Dominion Energy Inc | 100
Parr Hydro | 3290_G_2 | 3290 | G | 2 |  | Hydro |  | S_VACA | South Carolina | 45 | Fairfield | 39 | 45039 | 2.5 | 0 | 1914 | 9999 |  |  | N | Hydro | [13 empty] | 0 | 0 | 0 | 0 | [11 empty] | Dominion Energy South Carolina | 100 | Dominion Energy Inc | 100
Parr Hydro | 3290_G_3 | 3290 | G | 3 |  | Hydro |  | S_VACA | South Carolina | 45 | Fairfield | 39 | 45039 | 2.5 | 0 | 1914 | 9999 |  |  | N | Hydro | [13 empty] | 0 | 0 | 0 | 0 | [11 empty] | Dominion Energy South Carolina | 100 | Dominion Energy Inc | 100
Parr Hydro | 3290_G_4 | 3290 | G | 4 |  | Hydro |  | S_VACA | South Carolina | 45 | Fairfield | 39 | 45039 | 2.5 | 0 | 1914 | 9999 |  |  | N | Hydro | [13 empty] | 0 | 0 | 0 | 0 | [11 empty] | Dominion Energy South Carolina | 100 | Dominion Energy Inc | 100
Parr Hydro | 3290_G_5 | 3290 | G | 5 |  | Hydro |  | S_VACA | South Carolina | 45 | Fairfield | 39 | 45039 | 2.5 | 0 | 1914 | 9999 |  |  | N | Hydro | [13 empty] | 0 | 0 | 0 | 0 | [11 empty] | Dominion Energy South Carolina | 100 | Dominion Energy Inc | 100
Parr Hydro | 3290_G_6 | 3290 | G | 6 |  | Hydro |  | S_VACA | South Carolina | 45 | Fairfield | 39 | 45039 | 2.5 | 0 | 1921 | 9999 |  |  | N | Hydro | [13 empty] | 0 | 0 | 0 | 0 | [11 empty] | Dominion Energy South Carolina | 100 | Dominion Energy Inc | 100
Saluda Lexington | 3293_G_1 | 3293 | G | 1 |  | Hydro |  | S_VACA | South Carolina | 45 | Lexington | 63 | 45063 | 32.5 | 0 | 1930 | 9999 |  |  | N | Hydro | [13 empty] | 0 | 0 | 0 | 0 | [11 empty] | Dominion Energy South Carolina | 100 | Dominion Energy Inc | 100
Saluda Lexington | 3293_G_2 | 3293 | G | 2 |  | Hydro |  | S_VACA | South Carolina | 45 | Lexington | 63 | 45063 | 32.5 | 0 | 1930 | 9999 |  |  | N | Hydro | [13 empty] | 0 | 0 | 0 | 0 | [11 empty] | Dominion Energy South Carolina | 100 | Dominion Energy Inc | 100
Saluda Lexington | 3293_G_3 | 3293 | G | 3 |  | Hydro |  | S_VACA | South Carolina | 45 | Lexington | 63 | 45063 | 35 | 0 | 1930 | 9999 |  |  | N | Hydro | [13 empty] | 0 | 0 | 0 | 0 | [11 empty] | Dominion Energy South Carolina | 100 | Dominion Energy Inc | 100
Saluda Lexington | 3293_G_4 | 3293 | G | 4 |  | Hydro |  | S_VACA | South Carolina | 45 | Lexington | 63 | 45063 | 32.5 | 0 | 1930 | 9999 |  |  | N | Hydro | [13 empty] | 0 | 0 | 0 | 0 | [11 empty] | Dominion Energy South Carolina | 100 | Dominion Energy Inc | 100
Saluda Lexington | 3293_G_5 | 3293 | G | 5 |  | Hydro |  | S_VACA | South Carolina | 45 | Lexington | 63 | 45063 | 82 | 0 | 1971 | 9999 |  |  | N | Hydro | [13 empty] | 0 | 0 | 0 | 0 | [11 empty] | Dominion Energy South Carolina | 100 | Dominion Energy Inc | 100
Urquhart | 3295_G_1 | 3295 | G | 1 | 8330 | Combined Cycle |  | S_VACA | South Carolina | 45 | Aiken | 3 | 45003 | 64 | 7915 | 1953 | 9999 | other |  | N | Natural Gas, Distillate Fuel Oil |  |  |  | LNB | [9 empty] | 0.023844 | 0.023844 | 0.023844 | 0.023844 | [11 empty] | Dominion Energy South Carolina | 100 | Dominion Energy Inc | 100
Urquhart | 3295_G_2 | 3295 | G | 2 | 8332 | Combined Cycle |  | S_VACA | South Carolina | 45 | Aiken | 3 | 45003 | 64 | 7915 | 1954 | 9999 | other |  | N | Natural Gas, Distillate Fuel Oil |  |  |  | LNB | [9 empty] | 0.028326 | 0.028326 | 0.028326 | 0.028326 | [11 empty] | Dominion Energy South Carolina | 100 | Dominion Energy Inc | 100
Urquhart | 3295_B_URQ3 | 3295 | B | URQ3 | 2230 | O/G Steam |  | S_VACA | South Carolina | 45 | Aiken | 3 | 45003 | 95 | 11063 | 1955 | 9999 | tangential | dry | N | Natural Gas |  |  |  | LNC2 | [9 empty] | 0.08103 | 0.08103 | 0.08103 | 0.08103 | [11 empty] | Dominion Energy South Carolina | 100 | Dominion Energy Inc | 100
Urquhart | 3295_G_GT1 | 3295 | G | GT1 |  | Combustion Turbine |  | S_VACA | South Carolina | 45 | Aiken | 3 | 45003 | 13 | 10745 | 1969 | 9999 |  |  | N | Natural Gas, Distillate Fuel Oil | [12 empty] | 3.5 | 0.01225 | 0.01225 | 0.01225 | 0.01225 | [11 empty] | Dominion Energy South Carolina | 100 | Dominion Energy Inc | 100
Urquhart | 3295_G_GT2 | 3295 | G | GT2 |  | Combustion Turbine |  | S_VACA | South Carolina | 45 | Aiken | 3 | 45003 | 14 | 10745 | 1969 | 9999 |  |  | N | Natural Gas, Distillate Fuel Oil | [12 empty] | 3.5 | 0.09629 | 0.09629 | 0.09629 | 0.09629 | [11 empty] | Dominion Energy South Carolina | 100 | Dominion Energy Inc | 100
Urquhart | 3295_G_GT3 | 3295 | G | GT3 |  | Combustion Turbine |  | S_VACA | South Carolina | 45 | Aiken | 3 | 45003 | 11 | 10745 | 1969 | 9999 |  |  | N | Natural Gas, Distillate Fuel Oil | [12 empty] | 3.5 | 0.09148 | 0.09148 | 0.09148 | 0.09148 | [11 empty] | Dominion Energy South Carolina | 100 | Dominion Energy Inc | 100
Urquhart | 3295_G_GT4 | 3295 | G | GT4 | 2231 | Combustion Turbine |  | S_VACA | South Carolina | 45 | Aiken | 3 | 45003 | 48 | 10745 | 1999 | 9999 |  |  | N | Natural Gas, Distillate Fuel Oil |  |  |  | H2O | [8 empty] | 3.5 | 0.09783 | 0.09783 | 0.09783 | 0.09783 | [11 empty] | Dominion Energy South Carolina | 100 | Dominion Energy Inc | 100
Urquhart | 3295_G_CT1 | 3295 | G | CT1 | 8330 | Combined Cycle |  | S_VACA | South Carolina | 45 | Aiken | 3 | 45003 | 162 | 7915 | 2002 | 9999 |  |  | N | Natural Gas, Distillate Fuel Oil |  |  |  | DLNB + H2O | [9 empty] | 0.023844 | 0.023844 | 0.023844 | 0.023844 | [11 empty] | Dominion Energy South Carolina | 100 | Dominion Energy Inc | 100
Urquhart | 3295_G_CT2 | 3295 | G | CT2 | 8332 | Combined Cycle |  | S_VACA | South Carolina | 45 | Aiken | 3 | 45003 | 168 | 7915 | 2002 | 9999 |  |  | N | Natural Gas, Distillate Fuel Oil |  |  |  | DLNB + H2O | [9 empty] | 0.028326 | 0.028326 | 0.028326 | 0.028326 | [11 empty] | Dominion Energy South Carolina | 100 | Dominion Energy Inc | 100
Wateree | 3297_B_WAT1 | 3297 | B | WAT1 | 2232 | Coal Steam |  | S_VACA | South Carolina | 45 | Richland | 79 | 45079 | 342 | 10329 | 1970 | 2029 | wall | dry | N | Bituminous | Wet Scrubber | 2010 | 0.978 | LNB | SCR | 2003 |  | ESPC + B | No | ACI | 2015 |  | 3.5 | 0.4972 | 0.13121 | 0.4972 | 0.13121 | 0.05 | 0.1 | 0.1 | 0.99 | [7 empty] | Dominion Energy South Carolina | 100 | Dominion Energy Inc | 100
Wateree | 3297_B_WAT2 | 3297 | B | WAT2 | 2233 | Coal Steam |  | S_VACA | South Carolina | 45 | Richland | 79 | 45079 | 342 | 10280 | 1971 | 2029 | wall | dry | N | Bituminous | Wet Scrubber | 2010 | 0.978 | LNB | SCR | 2003 |  | B | NA | ACI | 2015 |  | 3.5 | 0.4022 | 0.17532 | 0.4022 | 0.17532 | 0.05 | 0.1 | 0.1 | 0.99 | [7 empty] | Dominion Energy South Carolina | 100 | Dominion Energy Inc | 100
Williams | 3298_B_WIL1 | 3298 | B | WIL1 | 2234 | Coal Steam |  | S_VACA | South Carolina | 45 | Berkeley | 15 | 45015 | 605 | 9833 | 1973 | 2029 | tangential | dry | N | Bituminous | Wet Scrubber | 2010 | 0.97 | LNC1 | SCR | 2004 |  | ESPC | No | ACI | 2015 |  | 2.3 | 0.5469 | 0.18288 | 0.5469 | 0.18288 | 0.05 | 0.1 | 0.1 | 0.99 | [7 empty] | South Carolina Generating Co Inc | 100 | Dominion Energy Inc | 100
Rocky River (SC) | 3305_G_1 | 3305 | G | 1 |  | Hydro |  | S_VACA | South Carolina | 45 | Anderson | 7 | 45007 | 1.8 | 0 | 1941 | 9999 |  |  | N | Hydro | [13 empty] | 0 | 0 | 0 | 0 | [11 empty] | Abbeville SC (City of) | 100 | Abbeville SC (City of) | 100
Rocky River (SC) | 3305_G_2 | 3305 | G | 2 |  | Hydro |  | S_VACA | South Carolina | 45 | Anderson | 7 | 45007 | 0.8 | 0 | 1941 | 9999 |  |  | N | Hydro | [13 empty] | 0 | 0 | 0 | 0 | [11 empty] | Abbeville SC (City of) | 100 | Abbeville SC (City of) | 100
Rocky River (SC) | 3305_G_IC2 | 3305 | G | IC2 |  | Combustion Turbine | IC Engine | S_VACA | South Carolina | 45 | Anderson | 7 | 45007 | 1 | 10745 | 2013 | 9999 |  |  | N | Distillate Fuel Oil | [13 empty] | 1.6498 | 1.6498 | 1.6498 | 1.6498 | [11 empty] | Abbeville SC (City of) | 100 | Abbeville SC (City of) | 100
Hilton Head | 3318_G_1 | 3318 | G | 1 | 88281 | Combustion Turbine |  | S_VACA | South Carolina | 45 | Beaufort | 13 | 45013 | 19 | 24821 | 1973 | 9999 |  |  | N | Distillate Fuel Oil | [12 empty] | 3.5 | 1.1956 | 1.1956 | 1.1956 | 1.1956 | [11 empty] | Central Electric Power Coop Inc (SC) | 100 | Central Electric Power Coop Inc | 100
Hilton Head | 3318_G_2 | 3318 | G | 2 | 88282 | Combustion Turbine |  | S_VACA | South Carolina | 45 | Beaufort | 13 | 45013 | 19 | 24821 | 1974 | 9999 |  |  | N | Distillate Fuel Oil | [12 empty] | 3.5 | 1.3333 | 1.3333 | 1.3333 | 1.3333 | [11 empty] | Santee Cooper | 100 | Santee Cooper | 100
Hilton Head | 3318_G_3 | 3318 | G | 3 | 88283 | Combustion Turbine |  | S_VACA | South Carolina | 45 | Beaufort | 13 | 45013 | 52 | 24818 | 1979 | 9999 |  |  | N | Distillate Fuel Oil |  |  |  | H2O | [8 empty] | 0.77 | 1.1999 | 1.1999 | 1.1999 | 1.1999 | [11 empty] | Santee Cooper | 100 | Santee Cooper | 100
Jefferies | 3319_G_H1 | 3319 | G | H1 |  | Hydro |  | S_VACA | South Carolina | 45 | Berkeley | 15 | 45015 | 29 | 0 | 1942 | 9999 |  |  | N | Hydro | [13 empty] | 0 | 0 | 0 | 0 | [11 empty] | Santee Cooper | 100 | Santee Cooper | 100
Jefferies | 3319_G_H2 | 3319 | G | H2 |  | Hydro |  | S_VACA | South Carolina | 45 | Berkeley | 15 | 45015 | 36 | 0 | 1942 | 9999 |  |  | N | Hydro | [13 empty] | 0 | 0 | 0 | 0 | [11 empty] | Santee Cooper | 100 | Santee Cooper | 100
Jefferies | 3319_G_H3 | 3319 | G | H3 |  | Hydro |  | S_VACA | South Carolina | 45 | Berkeley | 15 | 45015 | 29 | 0 | 1942 | 9999 |  |  | N | Hydro | [13 empty] | 0 | 0 | 0 | 0 | [11 empty] | Santee Cooper | 100 | Santee Cooper | 100
Jefferies | 3319_G_H4 | 3319 | G | H4 |  | Hydro |  | S_VACA | South Carolina | 45 | Berkeley | 15 | 45015 | 36 | 0 | 1942 | 9999 |  |  | N | Hydro | [13 empty] | 0 | 0 | 0 | 0 | [11 empty] | Santee Cooper | 100 | Santee Cooper | 100
Jefferies | 3319_G_H6 | 3319 | G | H6 |  | Hydro |  | S_VACA | South Carolina | 45 | Berkeley | 15 | 45015 | 11 | 0 | 1942 | 9999 |  |  | N | Hydro | [13 empty] | 0 | 0 | 0 | 0 | [11 empty] | Santee Cooper | 100 | Santee Cooper | 100
Myrtle Beach | 3320_G_2 | 3320 | G | 2 |  | Combustion Turbine |  | S_VACA | South Carolina | 45 | Horry | 51 | 45051 | 8 | 25000 | 1962 | 9999 |  |  | N | Distillate Fuel Oil | [12 empty] | 3.5 | 3.6073 | 3.6073 | 3.6073 | 3.6073 | [11 empty] | Santee Cooper | 100 | Santee Cooper | 100
Myrtle Beach | 3320_G_3 | 3320 | G | 3 | 88284 | Combustion Turbine |  | S_VACA | South Carolina | 45 | Horry | 51 | 45051 | 19 | 25000 | 1962 | 9999 |  |  | N | Distillate Fuel Oil | [12 empty] | 3.5 | 1.1997 | 1.1997 | 1.1997 | 1.1997 | [11 empty] | Santee Cooper | 100 | Santee Cooper | 100
Myrtle Beach | 3320_G_1 | 3320 | G | 1 |  | Combustion Turbine |  | S_VACA | South Carolina | 45 | Horry | 51 | 45051 | 8 | 25000 | 1972 | 9999 |  |  | N | Distillate Fuel Oil | [12 empty] | 3.5 | 2.7539 | 2.7539 | 2.7539 | 2.7539 | [11 empty] | Santee Cooper | 100 | Santee Cooper | 100
Myrtle Beach | 3320_G_4 | 3320 | G | 4 |  | Combustion Turbine |  | S_VACA | South Carolina | 45 | Horry | 51 | 45051 | 19 | 25000 | 1972 | 9999 |  |  | N | Distillate Fuel Oil | [12 empty] | 3.5 | 1.2005 | 1.2005 | 1.2005 | 1.2005 | [11 empty] | Santee Cooper | 100 | Santee Cooper | 100
Myrtle Beach | 3320_G_5 | 3320 | G | 5 | 88286 | Combustion Turbine |  | S_VACA | South Carolina | 45 | Horry | 51 | 45051 | 21 | 25000 | 1976 | 9999 |  |  | N | Distillate Fuel Oil | [12 empty] | 3.5 | 1.1967 | 1.1967 | 1.1967 | 1.1967 | [11 empty] | Santee Cooper | 100 | Santee Cooper | 100
Spillway | 3321_G_1 | 3321 | G | 1 |  | Hydro |  | S_VACA | South Carolina | 45 | Berkeley | 15 | 45015 | 2 | 0 | 1950 | 9999 |  |  | N | Hydro | [13 empty] | 0 | 0 | 0 | 0 | [11 empty] | Santee Cooper | 100 | Santee Cooper | 100
J Strom Thurmond | 3323_G_1 | 3323 | G | 1 |  | Hydro |  | S_VACA | South Carolina | 45 | McCormick | 65 | 45065 | 48 | 0 | 1953 | 9999 |  |  | N | Hydro | [13 empty] | 0 | 0 | 0 | 0 | [11 empty] | USACE Savannah District | 100 | U S Army Corps of Engineers | 100
J Strom Thurmond | 3323_G_2 | 3323 | G | 2 |  | Hydro |  | S_VACA | South Carolina | 45 | McCormick | 65 | 45065 | 48 | 0 | 1953 | 9999 |  |  | N | Hydro | [13 empty] | 0 | 0 | 0 | 0 | [11 empty] | USACE Savannah District | 100 | U S Army Corps of Engineers | 100
J Strom Thurmond | 3323_G_3 | 3323 | G | 3 |  | Hydro |  | S_VACA | South Carolina | 45 | McCormick | 65 | 45065 | 48 | 0 | 1953 | 9999 |  |  | N | Hydro | [13 empty] | 0 | 0 | 0 | 0 | [11 empty] | USACE Savannah District | 100 | U S Army Corps of Engineers | 100
J Strom Thurmond | 3323_G_4 | 3323 | G | 4 |  | Hydro |  | S_VACA | South Carolina | 45 | McCormick | 65 | 45065 | 48 | 0 | 1953 | 9999 |  |  | N | Hydro | [13 empty] | 0 | 0 | 0 | 0 | [11 empty] | USACE Savannah District | 100 | U S Army Corps of Engineers | 100
J Strom Thurmond | 3323_G_5 | 3323 | G | 5 |  | Hydro |  | S_VACA | South Carolina | 45 | McCormick | 65 | 45065 | 48 | 0 | 1954 | 9999 |  |  | N | Hydro | [13 empty] | 0 | 0 | 0 | 0 | [11 empty] | USACE Savannah District | 100 | U S Army Corps of Engineers | 100
J Strom Thurmond | 3323_G_6 | 3323 | G | 6 |  | Hydro |  | S_VACA | South Carolina | 45 | McCormick | 65 | 45065 | 48 | 0 | 1954 | 9999 |  |  | N | Hydro | [13 empty] | 0 | 0 | 0 | 0 | [11 empty] | USACE Savannah District | 100 | U S Army Corps of Engineers | 100
J Strom Thurmond | 3323_G_7 | 3323 | G | 7 |  | Hydro |  | S_VACA | South Carolina | 45 | McCormick | 65 | 45065 | 48 | 0 | 1954 | 9999 |  |  | N | Hydro | [13 empty] | 0 | 0 | 0 | 0 | [11 empty] | USACE Savannah District | 100 | U S Army Corps of Engineers | 100
Ben French | 3325_G_1 | 3325 | G | 1 |  | Combustion Turbine | IC Engine | WECC_WY | South Dakota | 46 | Pennington | 103 | 46103 | 2 | 25000 | 1965 | 9999 |  |  | N | Distillate Fuel Oil |  |  |  | other | [8 empty] | 3 | 1.6498 | 1.6498 | 1.6498 | 1.6498 | [11 empty] | Black Hills Power Inc | 100 | Black Hills Corp | 100
Ben French | 3325_G_2 | 3325 | G | 2 |  | Combustion Turbine | IC Engine | WECC_WY | South Dakota | 46 | Pennington | 103 | 46103 | 2 | 25000 | 1965 | 9999 |  |  | N | Distillate Fuel Oil | [12 empty] | 3 | 1.6498 | 1.6498 | 1.6498 | 1.6498 | [11 empty] | Black Hills Power Inc | 100 | Black Hills Corp | 100
Ben French | 3325_G_3 | 3325 | G | 3 |  | Combustion Turbine | IC Engine | WECC_WY | South Dakota | 46 | Pennington | 103 | 46103 | 2 | 25000 | 1965 | 9999 |  |  | N | Distillate Fuel Oil | [12 empty] | 3 | 1.6498 | 1.6498 | 1.6498 | 1.6498 | [11 empty] | Black Hills Power Inc | 100 | Black Hills Corp | 100
Ben French | 3325_G_4 | 3325 | G | 4 |  | Combustion Turbine | IC Engine | WECC_WY | South Dakota | 46 | Pennington | 103 | 46103 | 2 | 25000 | 1965 | 9999 |  |  | N | Distillate Fuel Oil | [12 empty] | 3 | 1.6498 | 1.6498 | 1.6498 | 1.6498 | [11 empty] | Black Hills Power Inc | 100 | Black Hills Corp | 100
Ben French | 3325_G_5 | 3325 | G | 5 |  | Combustion Turbine | IC Engine | WECC_WY | South Dakota | 46 | Pennington | 103 | 46103 | 2 | 25000 | 1965 | 9999 |  |  | N | Distillate Fuel Oil | [12 empty] | 3 | 1.6498 | 1.6498 | 1.6498 | 1.6498 | [11 empty] | Black Hills Power Inc | 100 | Black Hills Corp | 100
Ben French | 3325_G_GT1 | 3325 | G | GT1 |  | Combustion Turbine |  | WECC_WY | South Dakota | 46 | Pennington | 103 | 46103 | 17 | 22873 | 1977 | 9999 |  |  | N | Natural Gas, Distillate Fuel Oil | [12 empty] | 3 | 0.89184 | 0.89184 | 0.89184 | 0.89184 | [11 empty] | Black Hills Power Inc | 100 | Black Hills Corp | 100
Ben French | 3325_G_GT2 | 3325 | G | GT2 |  | Combustion Turbine |  | WECC_WY | South Dakota | 46 | Pennington | 103 | 46103 | 17 | 22879 | 1977 | 9999 |  |  | N | Natural Gas, Distillate Fuel Oil | [12 empty] | 3 | 0.37005 | 0.37005 | 0.37005 | 0.37005 | [11 empty] | Black Hills Power Inc | 100 | Black Hills Corp | 100
Ben French | 3325_G_GT3 | 3325 | G | GT3 |  | Combustion Turbine |  | WECC_WY | South Dakota | 46 | Pennington | 103 | 46103 | 17 | 22879 | 1978 | 9999 |  |  | N | Natural Gas, Distillate Fuel Oil | [12 empty] | 3 | 0.11305 | 0.11305 | 0.11305 | 0.11305 | [11 empty] | Black Hills Power Inc | 100 | Black Hills Corp | 100
Ben French | 3325_G_GT4 | 3325 | G | GT4 |  | Combustion Turbine |  | WECC_WY | South Dakota | 46 | Pennington | 103 | 46103 | 17 | 22879 | 1979 | 9999 |  |  | N | Natural Gas, Distillate Fuel Oil | [12 empty] | 3 | 0.19926 | 0.19926 | 0.19926 | 0.19926 | [11 empty] | Black Hills Power Inc | 100 | Black Hills Corp | 100
Aberdeen CT | 3338_G_GT1 | 3338 | G | GT1 |  | Combustion Turbine |  | SPP_WAUE | South Dakota | 46 | Brown | 13 | 46013 | 20.5 | 12205 | 1978 | 9999 |  |  | N | Distillate Fuel Oil | [12 empty] | 3 | 1.01 | 1.01 | 1.01 | 1.01 | [11 empty] | NorthWestern Corp | 100 | NorthWestern Corp | 100
Aberdeen CT | 3338_G_2 | 3338 | G | 2 | 90796 | Combustion Turbine |  | SPP_WAUE | South Dakota | 46 | Brown | 13 | 46013 | 52 | 12205 | 2013 | 9999 |  |  | N | Natural Gas, Distillate Fuel Oil |  |  |  | H2O | [9 empty] | 0.37748 | 0.37748 | 0.37748 | 0.37748 | [11 empty] | NorthWestern Corp | 100 | NorthWestern Corp | 100
Clark (SD) | 3341_G_1 | 3341 | G | 1 |  | Combustion Turbine | IC Engine | SPP_WAUE | South Dakota | 46 | Clark | 25 | 46025 | 2.6 | 12283 | 1970 | 9999 |  |  | N | Distillate Fuel Oil | [12 empty] | 3 | 1.6498 | 1.6498 | 1.6498 | 1.6498 | [11 empty] | NorthWestern Corp | 100 | NorthWestern Corp | 100
Faulkton | 3342_G_1 | 3342 | G | 1 |  | Combustion Turbine | IC Engine | SPP_WAUE | South Dakota | 46 | Faulk | 49 | 46049 | 2.5 | 12283 | 1969 | 9999 |  |  | N | Distillate Fuel Oil | [12 empty] | 3 | 1.6498 | 1.6498 | 1.6498 | 1.6498 | [11 empty] | NorthWestern Corp | 100 | NorthWestern Corp | 100
Lake Preston | 3352_G_1A | 3352 | G | 1A |  | Combustion Turbine |  | MIS_MAPP | South Dakota | 46 | Kingsbury | 77 | 46077 | 19.9 | 25000 | 1978 | 9999 |  |  | N | Distillate Fuel Oil | [12 empty] | 3 | 1.01 | 1.01 | 1.01 | 1.01 | [11 empty] | Otter Tail Power Co | 100 | Otter Tail Corp | 100
Oahe | 3356_G_1 | 3356 | G | 1 |  | Hydro |  | SPP_WAUE | South Dakota | 46 | Hughes | 65 | 46065 | 102 | 0 | 1962 | 9999 |  |  | N | Hydro | [13 empty] | 0 | 0 | 0 | 0 | [11 empty] | USACE Omaha District | 100 | U S Army Corps of Engineers | 100
Oahe | 3356_G_2 | 3356 | G | 2 |  | Hydro |  | SPP_WAUE | South Dakota | 46 | Hughes | 65 | 46065 | 102 | 0 | 1962 | 9999 |  |  | N | Hydro | [13 empty] | 0 | 0 | 0 | 0 | [11 empty] | USACE Omaha District | 100 | U S Army Corps of Engineers | 100
Oahe | 3356_G_3 | 3356 | G | 3 |  | Hydro |  | SPP_WAUE | South Dakota | 46 | Hughes | 65 | 46065 | 102 | 0 | 1962 | 9999 |  |  | N | Hydro | [13 empty] | 0 | 0 | 0 | 0 | [11 empty] | USACE Omaha District | 100 | U S Army Corps of Engineers | 100
Oahe | 3356_G_4 | 3356 | G | 4 |  | Hydro |  | SPP_WAUE | South Dakota | 46 | Hughes | 65 | 46065 | 102 | 0 | 1962 | 9999 |  |  | N | Hydro | [13 empty] | 0 | 0 | 0 | 0 | [11 empty] | USACE Omaha District | 100 | U S Army Corps of Engineers | 100
Oahe | 3356_G_5 | 3356 | G | 5 |  | Hydro |  | SPP_WAUE | South Dakota | 46 | Hughes | 65 | 46065 | 102 | 0 | 1963 | 9999 |  |  | N | Hydro | [13 empty] | 0 | 0 | 0 | 0 | [11 empty] | USACE Omaha District | 100 | U S Army Corps of Engineers | 100
Oahe | 3356_G_6 | 3356 | G | 6 |  | Hydro |  | SPP_WAUE | South Dakota | 46 | Hughes | 65 | 46065 | 102 | 0 | 1963 | 9999 |  |  | N | Hydro | [13 empty] | 0 | 0 | 0 | 0 | [11 empty] | USACE Omaha District | 100 | U S Army Corps of Engineers | 100
Oahe | 3356_G_7 | 3356 | G | 7 |  | Hydro |  | SPP_WAUE | South Dakota | 46 | Hughes | 65 | 46065 | 102 | 0 | 1963 | 9999 |  |  | N | Hydro | [13 empty] | 0 | 0 | 0 | 0 | [11 empty] | USACE Omaha District | 100 | U S Army Corps of Engineers | 100
Fort Randall | 3373_G_1 | 3373 | G | 1 |  | Hydro |  | SPP_WAUE | South Dakota | 46 | Charles Mix | 23 | 46023 | 45 | 0 | 1954 | 9999 |  |  | N | Hydro | [13 empty] | 0 | 0 | 0 | 0 | [11 empty] | USACE Omaha District | 100 | U S Army Corps of Engineers | 100
Fort Randall | 3373_G_2 | 3373 | G | 2 |  | Hydro |  | SPP_WAUE | South Dakota | 46 | Charles Mix | 23 | 46023 | 45 | 0 | 1954 | 9999 |  |  | N | Hydro | [13 empty] | 0 | 0 | 0 | 0 | [11 empty] | USACE Omaha District | 100 | U S Army Corps of Engineers | 100
Fort Randall | 3373_G_3 | 3373 | G | 3 |  | Hydro |  | SPP_WAUE | South Dakota | 46 | Charles Mix | 23 | 46023 | 45 | 0 | 1954 | 9999 |  |  | N | Hydro | [13 empty] | 0 | 0 | 0 | 0 | [11 empty] | USACE Omaha District | 100 | U S Army Corps of Engineers | 100
Fort Randall | 3373_G_4 | 3373 | G | 4 |  | Hydro |  | SPP_WAUE | South Dakota | 46 | Charles Mix | 23 | 46023 | 45 | 0 | 1954 | 9999 |  |  | N | Hydro | [13 empty] | 0 | 0 | 0 | 0 | [11 empty] | USACE Omaha District | 100 | U S Army Corps of Engineers | 100
Fort Randall | 3373_G_5 | 3373 | G | 5 |  | Hydro |  | SPP_WAUE | South Dakota | 46 | Charles Mix | 23 | 46023 | 45 | 0 | 1955 | 9999 |  |  | N | Hydro | [13 empty] | 0 | 0 | 0 | 0 | [11 empty] | USACE Omaha District | 100 | U S Army Corps of Engineers | 100
Fort Randall | 3373_G_6 | 3373 | G | 6 |  | Hydro |  | SPP_WAUE | South Dakota | 46 | Charles Mix | 23 | 46023 | 45 | 0 | 1955 | 9999 |  |  | N | Hydro | [13 empty] | 0 | 0 | 0 | 0 | [11 empty] | USACE Omaha District | 100 | U S Army Corps of Engineers | 100
Fort Randall | 3373_G_7 | 3373 | G | 7 |  | Hydro |  | SPP_WAUE | South Dakota | 46 | Charles Mix | 23 | 46023 | 45 | 0 | 1955 | 9999 |  |  | N | Hydro | [13 empty] | 0 | 0 | 0 | 0 | [11 empty] | USACE Omaha District | 100 | U S Army Corps of Engineers | 100
Fort Randall | 3373_G_8 | 3373 | G | 8 |  | Hydro |  | SPP_WAUE | South Dakota | 46 | Charles Mix | 23 | 46023 | 45 | 0 | 1956 | 9999 |  |  | N | Hydro | [13 empty] | 0 | 0 | 0 | 0 | [11 empty] | USACE Omaha District | 100 | U S Army Corps of Engineers | 100
Big Bend Dam | 3375_G_1 | 3375 | G | 1 |  | Hydro |  | SPP_WAUE | South Dakota | 46 | Buffalo | 17 | 46017 | 65 | 0 | 1964 | 9999 |  |  | N | Hydro | [13 empty] | 0 | 0 | 0 | 0 | [11 empty] | USACE Omaha District | 100 | U S Army Corps of Engineers | 100
Big Bend Dam | 3375_G_2 | 3375 | G | 2 |  | Hydro |  | SPP_WAUE | South Dakota | 46 | Buffalo | 17 | 46017 | 65 | 0 | 1964 | 9999 |  |  | N | Hydro | [13 empty] | 0 | 0 | 0 | 0 | [11 empty] | USACE Omaha District | 100 | U S Army Corps of Engineers | 100
Big Bend Dam | 3375_G_3 | 3375 | G | 3 |  | Hydro |  | SPP_WAUE | South Dakota | 46 | Buffalo | 17 | 46017 | 65 | 0 | 1965 | 9999 |  |  | N | Hydro | [13 empty] | 0 | 0 | 0 | 0 | [11 empty] | USACE Omaha District | 100 | U S Army Corps of Engineers | 100
Big Bend Dam | 3375_G_4 | 3375 | G | 4 |  | Hydro |  | SPP_WAUE | South Dakota | 46 | Buffalo | 17 | 46017 | 65 | 0 | 1965 | 9999 |  |  | N | Hydro | [13 empty] | 0 | 0 | 0 | 0 | [11 empty] | USACE Omaha District | 100 | U S Army Corps of Engineers | 100
Big Bend Dam | 3375_G_5 | 3375 | G | 5 |  | Hydro |  | SPP_WAUE | South Dakota | 46 | Buffalo | 17 | 46017 | 65 | 0 | 1965 | 9999 |  |  | N | Hydro | [13 empty] | 0 | 0 | 0 | 0 | [11 empty] | USACE Omaha District | 100 | U S Army Corps of Engineers | 100
Big Bend Dam | 3375_G_6 | 3375 | G | 6 |  | Hydro |  | SPP_WAUE | South Dakota | 46 | Buffalo | 17 | 46017 | 65 | 0 | 1965 | 9999 |  |  | N | Hydro | [13 empty] | 0 | 0 | 0 | 0 | [11 empty] | USACE Omaha District | 100 | U S Army Corps of Engineers | 100
Big Bend Dam | 3375_G_7 | 3375 | G | 7 |  | Hydro |  | SPP_WAUE | South Dakota | 46 | Buffalo | 17 | 46017 | 65 | 0 | 1966 | 9999 |  |  | N | Hydro | [13 empty] | 0 | 0 | 0 | 0 | [11 empty] | USACE Omaha District | 100 | U S Army Corps of Engineers | 100
Big Bend Dam | 3375_G_8 | 3375 | G | 8 |  | Hydro |  | SPP_WAUE | South Dakota | 46 | Buffalo | 17 | 46017 | 65 | 0 | 1966 | 9999 |  |  | N | Hydro | [13 empty] | 0 | 0 | 0 | 0 | [11 empty] | USACE Omaha District | 100 | U S Army Corps of Engineers | 100
Allen | 3393_G_CTG1 | 3393 | G | CTG1 | 91027 | Combined Cycle |  | S_C_TVA | Tennessee | 47 | Shelby | 157 | 47157 | 311.9 | 7050 | 2018 | 9999 |  |  | N | Natural Gas |  |  |  |  | SCR | [8 empty] | 0.011687 | 0.011687 | 0.011687 | 0.011687 | [11 empty] | Tennessee Valley Authority | 100 | Tennessee Valley Authority | 100
Allen | 3393_G_CTG2 | 3393 | G | CTG2 | 91028 | Combined Cycle |  | S_C_TVA | Tennessee | 47 | Shelby | 157 | 47157 | 311.9 | 7050 | 2018 | 9999 |  |  | N | Natural Gas |  |  |  |  | SCR | [8 empty] | 0.011687 | 0.011687 | 0.011687 | 0.011687 | [11 empty] | Tennessee Valley Authority | 100 | Tennessee Valley Authority | 100
Allen | 3393_G_STG1 | 3393 | G | STG1 | 91027 | Combined Cycle |  | S_C_TVA | Tennessee | 47 | Shelby | 157 | 47157 | 428.3 | 7050 | 2018 | 9999 |  |  | N | Natural Gas |  |  |  |  | SCR | [8 empty] | 0.011687 | 0.011687 | 0.011687 | 0.011687 | [11 empty] | Tennessee Valley Authority | 100 | Tennessee Valley Authority | 100
Apalachia | 3394_G_1 | 3394 | G | 1 |  | Hydro |  | S_C_TVA | Tennessee | 47 | Polk | 139 | 47139 | 41.2 | 0 | 1943 | 9999 |  |  | N | Hydro | [13 empty] | 0 | 0 | 0 | 0 | [11 empty] | Tennessee Valley Authority | 100 | Tennessee Valley Authority | 100
Apalachia | 3394_G_2 | 3394 | G | 2 |  | Hydro |  | S_C_TVA | Tennessee | 47 | Polk | 139 | 47139 | 41.2 | 0 | 1943 | 9999 |  |  | N | Hydro | [13 empty] | 0 | 0 | 0 | 0 | [11 empty] | Tennessee Valley Authority | 100 | Tennessee Valley Authority | 100
Boone Dam | 3395_G_1 | 3395 | G | 1 |  | Hydro |  | S_C_TVA | Tennessee | 47 | Sullivan | 163 | 47163 | 37.8 | 0 | 1953 | 9999 |  |  | N | Hydro | [13 empty] | 0 | 0 | 0 | 0 | [11 empty] | Tennessee Valley Authority | 100 | Tennessee Valley Authority | 100
Boone Dam | 3395_G_2 | 3395 | G | 2 |  | Hydro |  | S_C_TVA | Tennessee | 47 | Sullivan | 163 | 47163 | 37.8 | 0 | 1953 | 9999 |  |  | N | Hydro | [13 empty] | 0 | 0 | 0 | 0 | [11 empty] | Tennessee Valley Authority | 100 | Tennessee Valley Authority | 100
Boone Dam | 3395_G_3 | 3395 | G | 3 |  | Hydro |  | S_C_TVA | Tennessee | 47 | Sullivan | 163 | 47163 | 37.8 | 0 | 1953 | 9999 |  |  | N | Hydro | [13 empty] | 0 | 0 | 0 | 0 | [11 empty] | Tennessee Valley Authority | 100 | Tennessee Valley Authority | 100
Cherokee Dam | 3397_G_1 | 3397 | G | 1 |  | Hydro |  | S_C_TVA | Tennessee | 47 | Jefferson | 89 | 47089 | 37 | 0 | 1942 | 9999 |  |  | N | Hydro | [13 empty] | 0 | 0 | 0 | 0 | [11 empty] | Tennessee Valley Authority | 100 | Tennessee Valley Authority | 100
Cherokee Dam | 3397_G_3 | 3397 | G | 3 |  | Hydro |  | S_C_TVA | Tennessee | 47 | Jefferson | 89 | 47089 | 39.8 | 0 | 1942 | 9999 |  |  | N | Hydro | [13 empty] | 0 | 0 | 0 | 0 | [11 empty] | Tennessee Valley Authority | 100 | Tennessee Valley Authority | 100
Cherokee Dam | 3397_G_2 | 3397 | G | 2 |  | Hydro |  | S_C_TVA | Tennessee | 47 | Jefferson | 89 | 47089 | 39.8 | 0 | 1953 | 9999 |  |  | N | Hydro | [13 empty] | 0 | 0 | 0 | 0 | [11 empty] | Tennessee Valley Authority | 100 | Tennessee Valley Authority | 100
Cherokee Dam | 3397_G_4 | 3397 | G | 4 |  | Hydro |  | S_C_TVA | Tennessee | 47 | Jefferson | 89 | 47089 | 25 | 0 | 1953 | 9999 |  |  | N | Hydro | [13 empty] | 0 | 0 | 0 | 0 | [11 empty] | Tennessee Valley Authority | 100 | Tennessee Valley Authority | 100
Chickamauga | 3398_G_1 | 3398 | G | 1 |  | Hydro |  | S_C_TVA | Tennessee | 47 | Hamilton | 65 | 47065 | 35.4 | 0 | 1940 | 9999 |  |  | N | Hydro | [13 empty] | 0 | 0 | 0 | 0 | [11 empty] | Tennessee Valley Authority | 100 | Tennessee Valley Authority | 100
Chickamauga | 3398_G_2 | 3398 | G | 2 |  | Hydro |  | S_C_TVA | Tennessee | 47 | Hamilton | 65 | 47065 | 35.4 | 0 | 1940 | 9999 |  |  | N | Hydro | [13 empty] | 0 | 0 | 0 | 0 | [11 empty] | Tennessee Valley Authority | 100 | Tennessee Valley Authority | 100
Chickamauga | 3398_G_3 | 3398 | G | 3 |  | Hydro |  | S_C_TVA | Tennessee | 47 | Hamilton | 65 | 47065 | 35.4 | 0 | 1940 | 9999 |  |  | N | Hydro | [13 empty] | 0 | 0 | 0 | 0 | [11 empty] | Tennessee Valley Authority | 100 | Tennessee Valley Authority | 100
Chickamauga | 3398_G_4 | 3398 | G | 4 |  | Hydro |  | S_C_TVA | Tennessee | 47 | Hamilton | 65 | 47065 | 35.4 | 0 | 1952 | 9999 |  |  | N | Hydro | [13 empty] | 0 | 0 | 0 | 0 | [11 empty] | Tennessee Valley Authority | 100 | Tennessee Valley Authority | 100
Cumberland (TN) | 3399_B_1 | 3399 | B | 1 | 2252 | Coal Steam |  | S_C_TVA | Tennessee | 47 | Stewart | 161 | 47161 | 1239 | 10158 | 1973 | 2029 | cell | dry | N | Bituminous | Wet Scrubber | 1995 | 0.95 | LNB + LNCB | SCR | 2003 |  | ESPC | No |  |  |  | 0.5 | 0.5562 | 0.08022 | 0.5562 | 0.08022 | 0.05 | 0.1 | 0.56 | 0.99 | Yes | 2007 | [5 empty] | Tennessee Valley Authority | 100 | Tennessee Valley Authority | 100
Douglas Dam | 3400_G_3 | 3400 | G | 3 |  | Hydro |  | S_C_TVA | Tennessee | 47 | Sevier | 155 | 47155 | 44.5 | 0 | 1943 | 9999 |  |  | N | Hydro | [13 empty] | 0 | 0 | 0 | 0 | [11 empty] | Tennessee Valley Authority | 100 | Tennessee Valley Authority | 100
Douglas Dam | 3400_G_1 | 3400 | G | 1 |  | Hydro |  | S_C_TVA | Tennessee | 47 | Sevier | 155 | 47155 | 44.2 | 0 | 1944 | 9999 |  |  | N | Hydro | [13 empty] | 0 | 0 | 0 | 0 | [11 empty] | Tennessee Valley Authority | 100 | Tennessee Valley Authority | 100
Douglas Dam | 3400_G_2 | 3400 | G | 2 |  | Hydro |  | S_C_TVA | Tennessee | 47 | Sevier | 155 | 47155 | 44.7 | 0 | 1949 | 9999 |  |  | N | Hydro | [13 empty] | 0 | 0 | 0 | 0 | [11 empty] | Tennessee Valley Authority | 100 | Tennessee Valley Authority | 100
Douglas Dam | 3400_G_4 | 3400 | G | 4 |  | Hydro |  | S_C_TVA | Tennessee | 47 | Sevier | 155 | 47155 | 44.5 | 0 | 1954 | 9999 |  |  | N | Hydro | [13 empty] | 0 | 0 | 0 | 0 | [11 empty] | Tennessee Valley Authority | 100 | Tennessee Valley Authority | 100
Fort Patrick Henry | 3401_G_2 | 3401 | G | 2 |  | Hydro |  | S_C_TVA | Tennessee | 47 | Sullivan | 163 | 47163 | 20.3 | 0 | 1953 | 9999 |  |  | N | Hydro | [13 empty] | 0 | 0 | 0 | 0 | [11 empty] | Tennessee Valley Authority | 100 | Tennessee Valley Authority | 100
Fort Patrick Henry | 3401_G_1 | 3401 | G | 1 |  | Hydro |  | S_C_TVA | Tennessee | 47 | Sullivan | 163 | 47163 | 20.4 | 0 | 1954 | 9999 |  |  | N | Hydro | [13 empty] | 0 | 0 | 0 | 0 | [11 empty] | Tennessee Valley Authority | 100 | Tennessee Valley Authority | 100
Fort Loudoun | 3402_G_2 | 3402 | G | 2 |  | Hydro |  | S_C_TVA | Tennessee | 47 | Loudon | 105 | 47105 | 37.7 | 0 | 1943 | 9999 |  |  | N | Hydro | [13 empty] | 0 | 0 | 0 | 0 | [11 empty] | Tennessee Valley Authority | 100 | Tennessee Valley Authority | 100
Fort Loudoun | 3402_G_1 | 3402 | G | 1 |  | Hydro |  | S_C_TVA | Tennessee | 47 | Loudon | 105 | 47105 | 39.9 | 0 | 1944 | 9999 |  |  | N | Hydro | [13 empty] | 0 | 0 | 0 | 0 | [11 empty] | Tennessee Valley Authority | 100 | Tennessee Valley Authority | 100
Fort Loudoun | 3402_G_3 | 3402 | G | 3 |  | Hydro |  | S_C_TVA | Tennessee | 47 | Loudon | 105 | 47105 | 45.3 | 0 | 1948 | 9999 |  |  | N | Hydro | [13 empty] | 0 | 0 | 0 | 0 | [11 empty] | Tennessee Valley Authority | 100 | Tennessee Valley Authority | 100
Fort Loudoun | 3402_G_4 | 3402 | G | 4 |  | Hydro |  | S_C_TVA | Tennessee | 47 | Loudon | 105 | 47105 | 45.3 | 0 | 1949 | 9999 |  |  | N | Hydro | [13 empty] | 0 | 0 | 0 | 0 | [11 empty] | Tennessee Valley Authority | 100 | Tennessee Valley Authority | 100
Gallatin (TN) | 3403_B_1 | 3403 | B | 1 | 2254 | Coal Steam |  | S_C_TVA | Tennessee | 47 | Sumner | 165 | 47165 | 225 | 10662 | 1956 | 2032 | tangential | dry | N | Bituminous, Subbituminous | Dry Scrubber | 2016 | 0.936 | LNC2 | SCR | 2017 |  | ESPC + B | No | ACI | 2015 |  | 5 | 0.21963 | 0.05766 | 0.21963 | 0.05766 | 0.1 | 0.1 | 0.1 | 0.986 | [7 empty] | Tennessee Valley Authority | 100 | Tennessee Valley Authority | 100
Gallatin (TN) | 3403_B_2 | 3403 | B | 2 | 2255 | Coal Steam |  | S_C_TVA | Tennessee | 47 | Sumner | 165 | 47165 | 225 | 10633 | 1957 | 2032 | tangential | dry | N | Bituminous, Subbituminous | Dry Scrubber | 2016 | 0.936 | LNC2 | SCR | 2017 |  | ESPC + B | No | ACI | 2016 |  | 5 | 0.21474 | 0.06115 | 0.21474 | 0.06115 | 0.1 | 0.1 | 0.1 | 0.986 | [7 empty] | Tennessee Valley Authority | 100 | Tennessee Valley Authority | 100
Gallatin (TN) | 3403_B_3 | 3403 | B | 3 | 2256 | Coal Steam |  | S_C_TVA | Tennessee | 47 | Sumner | 165 | 47165 | 263 | 10669 | 1959 | 2032 | tangential | dry | N | Bituminous, Subbituminous | Dry Scrubber | 2016 | 0.936 | LNC2 | SCR | 2017 |  | ESPC + B | No | ACI | 2015 |  | 5 | 0.20411 | 0.05676 | 0.20411 | 0.05676 | 0.1 | 0.1 | 0.1 | 0.986 | [7 empty] | Tennessee Valley Authority | 100 | Tennessee Valley Authority | 100
Gallatin (TN) | 3403_B_4 | 3403 | B | 4 | 2257 | Coal Steam |  | S_C_TVA | Tennessee | 47 | Sumner | 165 | 47165 | 263 | 10657 | 1959 | 2032 | tangential | dry | N | Bituminous, Subbituminous | Dry Scrubber | 2016 | 0.936 | LNC2 | SCR | 2017 |  | ESPC + B | No | ACI | 2015 |  | 5 | 0.20381 | 0.04435 | 0.20381 | 0.04435 | 0.1 | 0.1 | 0.1 | 0.986 | [7 empty] | Tennessee Valley Authority | 100 | Tennessee Valley Authority | 100
Gallatin (TN) | 3403_G_GT1 | 3403 | G | GT1 | 88162 | Combustion Turbine |  | S_C_TVA | Tennessee | 47 | Sumner | 165 | 47165 | 71.5 | 12635 | 1975 | 9999 |  |  | N | Natural Gas, Distillate Fuel Oil | [12 empty] | 5 | 0.40475 | 0.40475 | 0.40475 | 0.40475 | [11 empty] | Tennessee Valley Authority | 100 | Tennessee Valley Authority | 100
Gallatin (TN) | 3403_G_GT2 | 3403 | G | GT2 | 88163 | Combustion Turbine |  | S_C_TVA | Tennessee | 47 | Sumner | 165 | 47165 | 71.5 | 12635 | 1975 | 9999 |  |  | N | Natural Gas, Distillate Fuel Oil | [12 empty] | 5 | 0.38895 | 0.38895 | 0.38895 | 0.38895 | [11 empty] | Tennessee Valley Authority | 100 | Tennessee Valley Authority | 100
Gallatin (TN) | 3403_G_GT3 | 3403 | G | GT3 | 88164 | Combustion Turbine |  | S_C_TVA | Tennessee | 47 | Sumner | 165 | 47165 | 71.5 | 12635 | 1975 | 9999 |  |  | N | Natural Gas, Distillate Fuel Oil | [12 empty] | 5 | 0.523 | 0.523 | 0.523 | 0.523 | [11 empty] | Tennessee Valley Authority | 100 | Tennessee Valley Authority | 100
Gallatin (TN) | 3403_G_GT4 | 3403 | G | GT4 | 88165 | Combustion Turbine |  | S_C_TVA | Tennessee | 47 | Sumner | 165 | 47165 | 71.5 | 12635 | 1975 | 9999 |  |  | N | Natural Gas, Distillate Fuel Oil | [12 empty] | 5 | 0.38898 | 0.38898 | 0.38898 | 0.38898 | [11 empty] | Tennessee Valley Authority | 100 | Tennessee Valley Authority | 100
Gallatin (TN) | 3403_G_GT5 | 3403 | G | GT5 | 2258 | Combustion Turbine |  | S_C_TVA | Tennessee | 47 | Sumner | 165 | 47165 | 73.4 | 12635 | 2000 | 9999 |  |  | N | Natural Gas, Distillate Fuel Oil | [12 empty] | 5 | 0.03601 | 0.03601 | 0.03601 | 0.03601 | [11 empty] | Tennessee Valley Authority | 100 | Tennessee Valley Authority | 100
Gallatin (TN) | 3403_G_GT6 | 3403 | G | GT6 | 2259 | Combustion Turbine |  | S_C_TVA | Tennessee | 47 | Sumner | 165 | 47165 | 73.4 | 12635 | 2000 | 9999 |  |  | N | Natural Gas, Distillate Fuel Oil | [12 empty] | 5 | 0.03499 | 0.03499 | 0.03499 | 0.03499 | [11 empty] | Tennessee Valley Authority | 100 | Tennessee Valley Authority | 100
Gallatin (TN) | 3403_G_GT7 | 3403 | G | GT7 | 2260 | Combustion Turbine |  | S_C_TVA | Tennessee | 47 | Sumner | 165 | 47165 | 73.4 | 12635 | 2000 | 9999 |  |  | N | Natural Gas, Distillate Fuel Oil | [12 empty] | 5 | 0.0367 | 0.0367 | 0.0367 | 0.0367 | [11 empty] | Tennessee Valley Authority | 100 | Tennessee Valley Authority | 100
Gallatin (TN) | 3403_G_GT8 | 3403 | G | GT8 | 2261 | Combustion Turbine |  | S_C_TVA | Tennessee | 47 | Sumner | 165 | 47165 | 73.4 | 12635 | 2000 | 9999 |  |  | N | Natural Gas, Distillate Fuel Oil | [12 empty] | 5 | 0.03208 | 0.03208 | 0.03208 | 0.03208 | [11 empty] | Tennessee Valley Authority | 100 | Tennessee Valley Authority | 100
Great Falls (TN) | 3404_G_1 | 3404 | G | 1 |  | Hydro |  | S_C_TVA | Tennessee | 47 | Warren | 177 | 47177 | 15.9 | 0 | 1916 | 9999 |  |  | N | Hydro | [13 empty] | 0 | 0 | 0 | 0 | [11 empty] | Tennessee Valley Authority | 100 | Tennessee Valley Authority | 100
Great Falls (TN) | 3404_G_2 | 3404 | G | 2 |  | Hydro |  | S_C_TVA | Tennessee | 47 | Warren | 177 | 47177 | 19.5 | 0 | 1924 | 9999 |  |  | N | Hydro | [13 empty] | 0 | 0 | 0 | 0 | [11 empty] | Tennessee Valley Authority | 100 | Tennessee Valley Authority | 100
John Sevier | 3405_G_CTG1 | 3405 | G | CTG1 | 90657 | Combined Cycle |  | S_C_TVA | Tennessee | 47 | Hawkins | 73 | 47073 | 165 | 7176 | 2012 | 9999 |  |  | N | Natural Gas |  |  |  | DLNB + H2O | SCR | [8 empty] | 0.0097303 | 0.0097303 | 0.0097303 | 0.0097303 | [11 empty] | John Sevier Combined Cycle Generation LLC | 100 | John Sevier Combined Cycle Generation LLC | 100
John Sevier | 3405_G_CTG2 | 3405 | G | CTG2 | 90658 | Combined Cycle |  | S_C_TVA | Tennessee | 47 | Hawkins | 73 | 47073 | 165 | 7176 | 2012 | 9999 |  |  | N | Natural Gas |  |  |  | DLNB + H2O | SCR | [8 empty] | 0.0097303 | 0.0097303 | 0.0097303 | 0.0097303 | [11 empty] | John Sevier Combined Cycle Generation LLC | 100 | John Sevier Combined Cycle Generation LLC | 100
John Sevier | 3405_G_CTG3 | 3405 | G | CTG3 | 90659 | Combined Cycle |  | S_C_TVA | Tennessee | 47 | Hawkins | 73 | 47073 | 165 | 7176 | 2012 | 9999 |  |  | N | Natural Gas |  |  |  | DLNB + H2O | SCR | [8 empty] | 0.0097303 | 0.0097303 | 0.0097303 | 0.0097303 | [11 empty] | John Sevier Combined Cycle Generation LLC | 100 | John Sevier Combined Cycle Generation LLC | 100
John Sevier | 3405_G_STG1 | 3405 | G | STG1 | 90657 | Combined Cycle |  | S_C_TVA | Tennessee | 47 | Hawkins | 73 | 47073 | 383 | 7176 | 2012 | 9999 |  |  | N | Natural Gas |  |  |  | DLNB + H2O | SCR | [8 empty] | 0.0097303 | 0.0097303 | 0.0097303 | 0.0097303 | [11 empty] | John Sevier Combined Cycle Generation LLC | 100 | John Sevier Combined Cycle Generation LLC | 100
Johnsonville | 3406_G_G17 | 3406 | G | G17 | 2276 | Combustion Turbine |  | S_C_TVA | Tennessee | 47 | Humphreys | 85 | 47085 | 72.8 | 16592 | 2000 | 9999 |  |  | N | Natural Gas, Distillate Fuel Oil | [12 empty] | 3.4 | 0.03875 | 0.03875 | 0.03875 | 0.03875 | [11 empty] | Tennessee Valley Authority | 100 | Tennessee Valley Authority | 100
Johnsonville | 3406_G_G18 | 3406 | G | G18 | 2277 | Combustion Turbine |  | S_C_TVA | Tennessee | 47 | Humphreys | 85 | 47085 | 72.8 | 16591 | 2000 | 9999 |  |  | N | Natural Gas, Distillate Fuel Oil | [12 empty] | 3.4 | 0.0309 | 0.0309 | 0.0309 | 0.0309 | [11 empty] | Tennessee Valley Authority | 100 | Tennessee Valley Authority | 100
Johnsonville | 3406_G_G19 | 3406 | G | G19 | 2278 | Combustion Turbine |  | S_C_TVA | Tennessee | 47 | Humphreys | 85 | 47085 | 72.8 | 16591 | 2000 | 9999 |  |  | N | Natural Gas, Distillate Fuel Oil | [12 empty] | 3.4 | 0.03504 | 0.03504 | 0.03504 | 0.03504 | [11 empty] | Tennessee Valley Authority | 100 | Tennessee Valley Authority | 100
Johnsonville | 3406_G_G20 | 3406 | G | G20 | 2279 | Combustion Turbine |  | S_C_TVA | Tennessee | 47 | Humphreys | 85 | 47085 | 72.8 | 16591 | 2000 | 9999 |  |  | N | Natural Gas, Distillate Fuel Oil |  |  |  |  | SCR | [7 empty] | 3.4 | 0.00622 | 0.006 | 0.00622 | 0.006 | [11 empty] | Tennessee Valley Authority | 100 | Tennessee Valley Authority | 100
Melton Hill | 3408_G_1 | 3408 | G | 1 |  | Hydro |  | S_C_TVA | Tennessee | 47 | Loudon | 105 | 47105 | 39.5 | 0 | 1964 | 9999 |  |  | N | Hydro | [13 empty] | 0 | 0 | 0 | 0 | [11 empty] | Tennessee Valley Authority | 100 | Tennessee Valley Authority | 100
Melton Hill | 3408_G_2 | 3408 | G | 2 |  | Hydro |  | S_C_TVA | Tennessee | 47 | Loudon | 105 | 47105 | 39.7 | 0 | 1964 | 9999 |  |  | N | Hydro | [13 empty] | 0 | 0 | 0 | 0 | [11 empty] | Tennessee Valley Authority | 100 | Tennessee Valley Authority | 100
Nickajack | 3409_G_1 | 3409 | G | 1 |  | Hydro |  | S_C_TVA | Tennessee | 47 | Marion | 115 | 47115 | 28.3 | 0 | 1968 | 9999 |  |  | N | Hydro | [13 empty] | 0 | 0 | 0 | 0 | [11 empty] | Tennessee Valley Authority | 100 | Tennessee Valley Authority | 100
Nickajack | 3409_G_2 | 3409 | G | 2 |  | Hydro |  | S_C_TVA | Tennessee | 47 | Marion | 115 | 47115 | 27.3 | 0 | 1968 | 9999 |  |  | N | Hydro | [13 empty] | 0 | 0 | 0 | 0 | [11 empty] | Tennessee Valley Authority | 100 | Tennessee Valley Authority | 100
Nickajack | 3409_G_3 | 3409 | G | 3 |  | Hydro |  | S_C_TVA | Tennessee | 47 | Marion | 115 | 47115 | 25 | 0 | 1968 | 9999 |  |  | N | Hydro | [13 empty] | 0 | 0 | 0 | 0 | [11 empty] | Tennessee Valley Authority | 100 | Tennessee Valley Authority | 100
Nickajack | 3409_G_4 | 3409 | G | 4 |  | Hydro |  | S_C_TVA | Tennessee | 47 | Marion | 115 | 47115 | 25 | 0 | 1968 | 9999 |  |  | N | Hydro | [13 empty] | 0 | 0 | 0 | 0 | [11 empty] | Tennessee Valley Authority | 100 | Tennessee Valley Authority | 100
Norris Dam | 3411_G_1 | 3411 | G | 1 |  | Hydro |  | S_C_TVA | Tennessee | 47 | Anderson | 1 | 47001 | 63.5 | 0 | 1936 | 9999 |  |  | N | Hydro | [13 empty] | 0 | 0 | 0 | 0 | [11 empty] | Tennessee Valley Authority | 100 | Tennessee Valley Authority | 100
Norris Dam | 3411_G_2 | 3411 | G | 2 |  | Hydro |  | S_C_TVA | Tennessee | 47 | Anderson | 1 | 47001 | 63.5 | 0 | 1936 | 9999 |  |  | N | Hydro | [13 empty] | 0 | 0 | 0 | 0 | [11 empty] | Tennessee Valley Authority | 100 | Tennessee Valley Authority | 100
Ocoee 1 | 3412_G_1 | 3412 | G | 1 |  | Hydro |  | S_C_TVA | Tennessee | 47 | Polk | 139 | 47139 | 4.8 | 0 | 1912 | 9999 |  |  | N | Hydro | [13 empty] | 0 | 0 | 0 | 0 | [11 empty] | Tennessee Valley Authority | 100 | Tennessee Valley Authority | 100
Ocoee 1 | 3412_G_2 | 3412 | G | 2 |  | Hydro |  | S_C_TVA | Tennessee | 47 | Polk | 139 | 47139 | 4.8 | 0 | 1912 | 9999 |  |  | N | Hydro | [13 empty] | 0 | 0 | 0 | 0 | [11 empty] | Tennessee Valley Authority | 100 | Tennessee Valley Authority | 100
Ocoee 1 | 3412_G_3 | 3412 | G | 3 |  | Hydro |  | S_C_TVA | Tennessee | 47 | Polk | 139 | 47139 | 4.8 | 0 | 1912 | 9999 |  |  | N | Hydro | [13 empty] | 0 | 0 | 0 | 0 | [11 empty] | Tennessee Valley Authority | 100 | Tennessee Valley Authority | 100
Ocoee 1 | 3412_G_4 | 3412 | G | 4 |  | Hydro |  | S_C_TVA | Tennessee | 47 | Polk | 139 | 47139 | 4.8 | 0 | 1912 | 9999 |  |  | N | Hydro | [13 empty] | 0 | 0 | 0 | 0 | [11 empty] | Tennessee Valley Authority | 100 | Tennessee Valley Authority | 100
Ocoee 1 | 3412_G_5 | 3412 | G | 5 |  | Hydro |  | S_C_TVA | Tennessee | 47 | Polk | 139 | 47139 | 4.8 | 0 | 1914 | 9999 |  |  | N | Hydro | [13 empty] | 0 | 0 | 0 | 0 | [11 empty] | Tennessee Valley Authority | 100 | Tennessee Valley Authority | 100
Ocoee 2 | 3413_G_1 | 3413 | G | 1 |  | Hydro |  | S_C_TVA | Tennessee | 47 | Polk | 139 | 47139 | 10.8 | 0 | 1913 | 9999 |  |  | N | Hydro | [13 empty] | 0 | 0 | 0 | 0 | [11 empty] | Tennessee Valley Authority | 100 | Tennessee Valley Authority | 100
Ocoee 2 | 3413_G_2 | 3413 | G | 2 |  | Hydro |  | S_C_TVA | Tennessee | 47 | Polk | 139 | 47139 | 12.6 | 0 | 1913 | 9999 |  |  | N | Hydro | [13 empty] | 0 | 0 | 0 | 0 | [11 empty] | Tennessee Valley Authority | 100 | Tennessee Valley Authority | 100
Ocoee 3 | 3414_G_1 | 3414 | G | 1 |  | Hydro |  | S_C_TVA | Tennessee | 47 | Polk | 139 | 47139 | 28.6 | 0 | 1943 | 9999 |  |  | N | Hydro | [13 empty] | 0 | 0 | 0 | 0 | [11 empty] | Tennessee Valley Authority | 100 | Tennessee Valley Authority | 100
Pickwick Landing Dam | 3415_G_1 | 3415 | G | 1 |  | Hydro |  | S_C_TVA | Tennessee | 47 | Hardin | 71 | 47071 | 37.7 | 0 | 1938 | 9999 |  |  | N | Hydro | [13 empty] | 0 | 0 | 0 | 0 | [11 empty] | Tennessee Valley Authority | 100 | Tennessee Valley Authority | 100
Pickwick Landing Dam | 3415_G_2 | 3415 | G | 2 |  | Hydro |  | S_C_TVA | Tennessee | 47 | Hardin | 71 | 47071 | 37.6 | 0 | 1938 | 9999 |  |  | N | Hydro | [13 empty] | 0 | 0 | 0 | 0 | [11 empty] | Tennessee Valley Authority | 100 | Tennessee Valley Authority | 100
Pickwick Landing Dam | 3415_G_3 | 3415 | G | 3 |  | Hydro |  | S_C_TVA | Tennessee | 47 | Hardin | 71 | 47071 | 38.5 | 0 | 1942 | 9999 |  |  | N | Hydro | [13 empty] | 0 | 0 | 0 | 0 | [11 empty] | Tennessee Valley Authority | 100 | Tennessee Valley Authority | 100
Pickwick Landing Dam | 3415_G_4 | 3415 | G | 4 |  | Hydro |  | S_C_TVA | Tennessee | 47 | Hardin | 71 | 47071 | 43.6 | 0 | 1942 | 9999 |  |  | N | Hydro | [13 empty] | 0 | 0 | 0 | 0 | [11 empty] | Tennessee Valley Authority | 100 | Tennessee Valley Authority | 100
Pickwick Landing Dam | 3415_G_5 | 3415 | G | 5 |  | Hydro |  | S_C_TVA | Tennessee | 47 | Hardin | 71 | 47071 | 43.7 | 0 | 1952 | 9999 |  |  | N | Hydro | [13 empty] | 0 | 0 | 0 | 0 | [11 empty] | Tennessee Valley Authority | 100 | Tennessee Valley Authority | 100
Pickwick Landing Dam | 3415_G_6 | 3415 | G | 6 |  | Hydro |  | S_C_TVA | Tennessee | 47 | Hardin | 71 | 47071 | 43.2 | 0 | 1952 | 9999 |  |  | N | Hydro | [13 empty] | 0 | 0 | 0 | 0 | [11 empty] | Tennessee Valley Authority | 100 | Tennessee Valley Authority | 100
South Holston | 3416_G_1 | 3416 | G | 1 |  | Hydro |  | S_C_TVA | Tennessee | 47 | Sullivan | 163 | 47163 | 44.4 | 0 | 1951 | 9999 |  |  | N | Hydro | [13 empty] | 0 | 0 | 0 | 0 | [11 empty] | Tennessee Valley Authority | 100 | Tennessee Valley Authority | 100
Tims Ford | 3417_G_1 | 3417 | G | 1 |  | Hydro |  | S_C_TVA | Tennessee | 47 | Franklin | 51 | 47051 | 39.7 | 0 | 1972 | 9999 |  |  | N | Hydro | [13 empty] | 0 | 0 | 0 | 0 | [11 empty] | Tennessee Valley Authority | 100 | Tennessee Valley Authority | 100
Tims Ford | 3417_G_2 | 3417 | G | 2 |  | Hydro |  | S_C_TVA | Tennessee | 47 | Franklin | 51 | 47051 | 0.5 | 0 | 1987 | 9999 |  |  | N | Hydro | [13 empty] | 0 | 0 | 0 | 0 | [11 empty] | Tennessee Valley Authority | 100 | Tennessee Valley Authority | 100
Watauga | 3418_G_1 | 3418 | G | 1 |  | Hydro |  | S_C_TVA | Tennessee | 47 | Carter | 19 | 47019 | 37.9 | 0 | 1949 | 9999 |  |  | N | Hydro | [13 empty] | 0 | 0 | 0 | 0 | [11 empty] | Tennessee Valley Authority | 100 | Tennessee Valley Authority | 100
Watauga | 3418_G_2 | 3418 | G | 2 |  | Hydro |  | S_C_TVA | Tennessee | 47 | Carter | 19 | 47019 | 29.1 | 0 | 1949 | 9999 |  |  | N | Hydro | [13 empty] | 0 | 0 | 0 | 0 | [11 empty] | Tennessee Valley Authority | 100 | Tennessee Valley Authority | 100
Watts Bar Hydro | 3420_G_HY1 | 3420 | G | HY1 |  | Hydro |  | S_C_TVA | Tennessee | 47 | Rhea | 143 | 47143 | 39.3 | 0 | 1942 | 9999 |  |  | N | Hydro | [13 empty] | 0 | 0 | 0 | 0 | [11 empty] | Tennessee Valley Authority | 100 | Tennessee Valley Authority | 100
Watts Bar Hydro | 3420_G_HY2 | 3420 | G | HY2 |  | Hydro |  | S_C_TVA | Tennessee | 47 | Rhea | 143 | 47143 | 39.3 | 0 | 1942 | 9999 |  |  | N | Hydro | [13 empty] | 0 | 0 | 0 | 0 | [11 empty] | Tennessee Valley Authority | 100 | Tennessee Valley Authority | 100
Watts Bar Hydro | 3420_G_HY3 | 3420 | G | HY3 |  | Hydro |  | S_C_TVA | Tennessee | 47 | Rhea | 143 | 47143 | 39.3 | 0 | 1942 | 9999 |  |  | N | Hydro | [13 empty] | 0 | 0 | 0 | 0 | [11 empty] | Tennessee Valley Authority | 100 | Tennessee Valley Authority | 100
Watts Bar Hydro | 3420_G_HY4 | 3420 | G | HY4 |  | Hydro |  | S_C_TVA | Tennessee | 47 | Rhea | 143 | 47143 | 39.2 | 0 | 1944 | 9999 |  |  | N | Hydro | [13 empty] | 0 | 0 | 0 | 0 | [11 empty] | Tennessee Valley Authority | 100 | Tennessee Valley Authority | 100
Watts Bar Hydro | 3420_G_HY5 | 3420 | G | HY5 |  | Hydro |  | S_C_TVA | Tennessee | 47 | Rhea | 143 | 47143 | 39.3 | 0 | 1944 | 9999 |  |  | N | Hydro | [13 empty] | 0 | 0 | 0 | 0 | [11 empty] | Tennessee Valley Authority | 100 | Tennessee Valley Authority | 100
Wilbur | 3421_G_1 | 3421 | G | 1 |  | Hydro |  | S_C_TVA | Tennessee | 47 | Carter | 19 | 47019 | 1.4 | 0 | 1912 | 9999 |  |  | N | Hydro | [13 empty] | 0 | 0 | 0 | 0 | [11 empty] | Tennessee Valley Authority | 100 | Tennessee Valley Authority | 100
Wilbur | 3421_G_2 | 3421 | G | 2 |  | Hydro |  | S_C_TVA | Tennessee | 47 | Carter | 19 | 47019 | 1.4 | 0 | 1912 | 9999 |  |  | N | Hydro | [13 empty] | 0 | 0 | 0 | 0 | [11 empty] | Tennessee Valley Authority | 100 | Tennessee Valley Authority | 100
Wilbur | 3421_G_3 | 3421 | G | 3 |  | Hydro |  | S_C_TVA | Tennessee | 47 | Carter | 19 | 47019 | 1.3 | 0 | 1926 | 9999 |  |  | N | Hydro | [13 empty] | 0 | 0 | 0 | 0 | [11 empty] | Tennessee Valley Authority | 100 | Tennessee Valley Authority | 100
Wilbur | 3421_G_4 | 3421 | G | 4 |  | Hydro |  | S_C_TVA | Tennessee | 47 | Carter | 19 | 47019 | 7 | 0 | 1950 | 9999 |  |  | N | Hydro | [13 empty] | 0 | 0 | 0 | 0 | [11 empty] | Tennessee Valley Authority | 100 | Tennessee Valley Authority | 100
Cordell Hull | 3423_G_1 | 3423 | G | 1 |  | Hydro |  | S_C_TVA | Tennessee | 47 | Smith | 159 | 47159 | 38 | 0 | 1973 | 9999 |  |  | N | Hydro | [13 empty] | 0 | 0 | 0 | 0 | [11 empty] | USACE Nashville District | 100 | U S Army Corps of Engineers | 100
Cordell Hull | 3423_G_2 | 3423 | G | 2 |  | Hydro |  | S_C_TVA | Tennessee | 47 | Smith | 159 | 47159 | 38 | 0 | 1973 | 9999 |  |  | N | Hydro | [13 empty] | 0 | 0 | 0 | 0 | [11 empty] | USACE Nashville District | 100 | U S Army Corps of Engineers | 100
Cordell Hull | 3423_G_3 | 3423 | G | 3 |  | Hydro |  | S_C_TVA | Tennessee | 47 | Smith | 159 | 47159 | 38 | 0 | 1974 | 9999 |  |  | N | Hydro | [13 empty] | 0 | 0 | 0 | 0 | [11 empty] | USACE Nashville District | 100 | U S Army Corps of Engineers | 100
Dale Hollow | 3424_G_1 | 3424 | G | 1 |  | Hydro |  | S_C_TVA | Tennessee | 47 | Clay | 27 | 47027 | 20.7 | 0 | 1948 | 9999 |  |  | N | Hydro | [13 empty] | 0 | 0 | 0 | 0 | [11 empty] | USACE Nashville District | 100 | U S Army Corps of Engineers | 100
Dale Hollow | 3424_G_2 | 3424 | G | 2 |  | Hydro |  | S_C_TVA | Tennessee | 47 | Clay | 27 | 47027 | 20.7 | 0 | 1949 | 9999 |  |  | N | Hydro | [13 empty] | 0 | 0 | 0 | 0 | [11 empty] | USACE Nashville District | 100 | U S Army Corps of Engineers | 100
Dale Hollow | 3424_G_3 | 3424 | G | 3 |  | Hydro |  | S_C_TVA | Tennessee | 47 | Clay | 27 | 47027 | 20.7 | 0 | 1953 | 9999 |  |  | N | Hydro | [13 empty] | 0 | 0 | 0 | 0 | [11 empty] | USACE Nashville District | 100 | U S Army Corps of Engineers | 100
Old Hickory | 3426_G_1 | 3426 | G | 1 |  | Hydro |  | S_C_TVA | Tennessee | 47 | Sumner | 165 | 47165 | 28.7 | 0 | 1957 | 9999 |  |  | N | Hydro | [13 empty] | 0 | 0 | 0 | 0 | [11 empty] | USACE Nashville District | 100 | U S Army Corps of Engineers | 100
Old Hickory | 3426_G_2 | 3426 | G | 2 |  | Hydro |  | S_C_TVA | Tennessee | 47 | Sumner | 165 | 47165 | 29 | 0 | 1957 | 9999 |  |  | N | Hydro | [13 empty] | 0 | 0 | 0 | 0 | [11 empty] | USACE Nashville District | 100 | U S Army Corps of Engineers | 100
Old Hickory | 3426_G_3 | 3426 | G | 3 |  | Hydro |  | S_C_TVA | Tennessee | 47 | Sumner | 165 | 47165 | 29 | 0 | 1957 | 9999 |  |  | N | Hydro | [13 empty] | 0 | 0 | 0 | 0 | [11 empty] | USACE Nashville District | 100 | U S Army Corps of Engineers | 100
Old Hickory | 3426_G_4 | 3426 | G | 4 |  | Hydro |  | S_C_TVA | Tennessee | 47 | Sumner | 165 | 47165 | 29 | 0 | 1957 | 9999 |  |  | N | Hydro | [13 empty] | 0 | 0 | 0 | 0 | [11 empty] | USACE Nashville District | 100 | U S Army Corps of Engineers | 100
J P Priest | 3428_G_1 | 3428 | G | 1 |  | Hydro |  | S_C_TVA | Tennessee | 47 | Davidson | 37 | 47037 | 30 | 0 | 1970 | 9999 |  |  | N | Hydro | [13 empty] | 0 | 0 | 0 | 0 | [11 empty] | USACE Nashville District | 100 | U S Army Corps of Engineers | 100
Eagle Pass | 3437_G_1 | 3437 | G | 1 |  | Hydro |  | ERC_REST | Texas | 48 | Maverick | 323 | 48323 | 2 | 0 | 1932 | 9999 |  |  | N | Hydro | [13 empty] | 0 | 0 | 0 | 0 | [11 empty] | Maverick County Water Control & Improvement District No 1 | 100 | Maverick County Water Control & Improvement District No 1 | 100
Eagle Pass | 3437_G_2 | 3437 | G | 2 |  | Hydro |  | ERC_REST | Texas | 48 | Maverick | 323 | 48323 | 2 | 0 | 1932 | 9999 |  |  | N | Hydro | [13 empty] | 0 | 0 | 0 | 0 | [11 empty] | Maverick County Water Control & Improvement District No 1 | 100 | Maverick County Water Control & Improvement District No 1 | 100
Eagle Pass | 3437_G_3 | 3437 | G | 3 |  | Hydro |  | ERC_REST | Texas | 48 | Maverick | 323 | 48323 | 2 | 0 | 1932 | 9999 |  |  | N | Hydro | [13 empty] | 0 | 0 | 0 | 0 | [11 empty] | Maverick County Water Control & Improvement District No 1 | 100 | Maverick County Water Control & Improvement District No 1 | 100
Laredo | 3439_G_4 | 3439 | G | 4 | 90196 | Combustion Turbine |  | ERC_REST | Texas | 48 | Webb | 479 | 48479 | 90.1 | 10745 | 2008 | 9999 |  |  | N | Natural Gas |  |  |  | H2O | SCR | [7 empty] | 0.06 | 0.01012 | 0.00966 | 0.01012 | 0.00966 | [11 empty] | Topaz Power Group LLC | 100 | Carlyle Group (The) | 100
Laredo | 3439_G_5 | 3439 | G | 5 | 90197 | Combustion Turbine |  | ERC_REST | Texas | 48 | Webb | 479 | 48479 | 87.3 | 10745 | 2008 | 9999 |  |  | N | Natural Gas |  |  |  | H2O | SCR | [7 empty] | 0.06 | 0.0099 | 0.00955 | 0.0099 | 0.00955 | [11 empty] | Topaz Power Group LLC | 100 | Carlyle Group (The) | 100
Nueces Bay | 3441_G_7 | 3441 | G | 7 | 90242 | Combined Cycle |  | ERC_REST | Texas | 48 | Nueces | 355 | 48355 | 319 | 7697 | 1972 | 9999 | wall |  | N | Natural Gas |  |  |  |  | SCR | [8 empty] | 0.016005 | 0.016005 | 0.016005 | 0.016005 | [11 empty] | Nueces Bay WLE LP | 100 | Carlyle Group (The) | 100
Nueces Bay | 3441_G_8 | 3441 | G | 8 | 90242 | Combined Cycle |  | ERC_REST | Texas | 48 | Nueces | 355 | 48355 | 157 | 7697 | 2010 | 9999 |  |  | N | Natural Gas |  |  |  | NH3 | SCR | [7 empty] | 0.06 | 0.016005 | 0.016005 | 0.016005 | 0.016005 | [11 empty] | Nueces Bay WLE LP | 100 | Carlyle Group (The) | 100
Nueces Bay | 3441_G_9 | 3441 | G | 9 | 90243 | Combined Cycle |  | ERC_REST | Texas | 48 | Nueces | 355 | 48355 | 157 | 7697 | 2010 | 9999 |  |  | N | Natural Gas |  |  |  | NH3 | SCR | [7 empty] | 0.06 | 0.016005 | 0.016005 | 0.016005 | 0.016005 | [11 empty] | Nueces Bay WLE LP | 100 | Carlyle Group (The) | 100
Victoria | 3443_G_5 | 3443 | G | 5 | 90094 | Combined Cycle |  | ERC_REST | Texas | 48 | Victoria | 469 | 48469 | 125 | 7989 | 1963 | 9999 |  |  | N | Natural Gas |  |  |  | AA + NH3 | SCR | [7 empty] | 0.003 | 0.01712 | 0.01712 | 0.01712 | 0.01712 | [11 empty] | Victoria WLE LP | 100 | Rockland Capital | 100
Victoria | 3443_G_7 | 3443 | G | 7 | 90094 | Combined Cycle |  | ERC_REST | Texas | 48 | Victoria | 469 | 48469 | 160 | 7989 | 2009 | 9999 | wall |  | N | Natural Gas |  |  |  | DLNB | SCR | [7 empty] | 0.003 | 0.01712 | 0.01712 | 0.01712 | 0.01712 | [11 empty] | Victoria WLE LP | 100 | Rockland Capital | 100
Lake Hubbard | 3452_B_1 | 3452 | B | 1 | 2313 | O/G Steam |  | ERC_REST | Texas | 48 | Dallas | 113 | 48113 | 392 | 12349 | 1970 | 9999 | wall | dry | N | Natural Gas |  |  |  | CM + FU | [8 empty] | 1.16 | 0.12998 | 0.12998 | 0.12998 | 0.12998 | [11 empty] | Luminant | 100 | Vistra Energy | 100
Lake Hubbard | 3452_B_2 | 3452 | B | 2 | 2314 | O/G Steam |  | ERC_REST | Texas | 48 | Dallas | 113 | 48113 | 523 | 11923 | 1973 | 9999 | wall | dry | N | Natural Gas |  |  |  | LNBO | SCR | [7 empty] | 1.16 | 0.03518 | 0.03423 | 0.03518 | 0.03423 | [11 empty] | Luminant | 100 | Vistra Energy | 100
Mountain Creek | 3453_B_6 | 3453 | B | 6 | 2318 | O/G Steam |  | ERC_REST | Texas | 48 | Dallas | 113 | 48113 | 122 | 13953 | 1956 | 9999 | wall | dry | N | Natural Gas |  |  |  | CM + FU + LNB | [8 empty] | 1.157 | 0.082 | 0.082 | 0.082 | 0.082 | [11 empty] | TXU Mountain Creek Co LP | 100 | TexGen Power LLC | 100
Mountain Creek | 3453_B_7 | 3453 | B | 7 | 2319 | O/G Steam |  | ERC_REST | Texas | 48 | Dallas | 113 | 48113 | 118 | 14393 | 1958 | 9999 | wall | dry | N | Natural Gas |  |  |  | CM + FU + LNB | [8 empty] | 1.157 | 0.19607 | 0.19607 | 0.19607 | 0.19607 | [11 empty] | TXU Mountain Creek Co LP | 100 | TexGen Power LLC | 100
Mountain Creek | 3453_B_8 | 3453 | B | 8 | 2320 | O/G Steam |  | ERC_REST | Texas | 48 | Dallas | 113 | 48113 | 568 | 12575 | 1967 | 9999 | tangential |  | N | Natural Gas |  |  |  | NH3 | SCR | [7 empty] | 1.157 | 0.02503 | 0.02443 | 0.02503 | 0.02443 | [11 empty] | TXU Mountain Creek Co LP | 100 | TexGen Power LLC | 100
Newman | 3456_B_3 | 3456 | B | 3 | 2331 | O/G Steam |  | WECC_NM | Texas | 48 | El Paso | 141 | 48141 | 97 | 11927 | 1966 | 2031 | wall | dry | N | Natural Gas, Distillate Fuel Oil |  |  |  | FR + LA | [8 empty] | 1.1573 | 0.15761 | 0.15761 | 0.15761 | 0.15761 | [11 empty] | El Paso Electric Co | 100 | El Paso Electric Co | 100
Newman | 3456_G_4 | 3456 | G | 4 | 2327 | Combined Cycle |  | WECC_NM | Texas | 48 | El Paso | 141 | 48141 | 83 | 9123 | 1975 | 2031 | tangential |  | N | Natural Gas | [13 empty] | 0.16623 | 0.16623 | 0.16623 | 0.16623 | [11 empty] | El Paso Electric Co | 100 | El Paso Electric Co | 100
Newman | 3456_G_5CT1 | 3456 | G | 5CT1 | 91266 | Combined Cycle |  | WECC_NM | Texas | 48 | El Paso | 141 | 48141 | 70 | 9283 | 2009 | 9999 |  |  | N | Natural Gas |  |  |  | DLNB | SCR | [8 empty] | 0.1601 | 0.013773 | 0.1601 | 0.013773 | [11 empty] | El Paso Electric Co | 100 | JPMorgan Chase & Co | 100
Newman | 3456_G_5CT2 | 3456 | G | 5CT2 | 91267 | Combined Cycle |  | WECC_NM | Texas | 48 | El Paso | 141 | 48141 | 70 | 9283 | 2009 | 9999 |  |  | N | Natural Gas |  |  |  | DLNB | SCR | [8 empty] | 0.1601 | 0.013773 | 0.1601 | 0.013773 | [11 empty] | El Paso Electric Co | 100 | JPMorgan Chase & Co | 100
Newman | 3456_G_5CA1 | 3456 | G | 5CA1 | 91266 | Combined Cycle |  | WECC_NM | Texas | 48 | El Paso | 141 | 48141 | 138 | 9283 | 2011 | 9999 |  |  | N | Natural Gas |  |  |  | NH3 | SCR | [8 empty] | 0.1601 | 0.013773 | 0.1601 | 0.013773 | [11 empty] | El Paso Electric Co | 100 | JPMorgan Chase & Co | 100
Lewis Creek | 3457_B_1 | 3457 | B | 1 | 2332 | O/G Steam |  | MIS_WOTA | Texas | 48 | Montgomery | 339 | 48339 | 252 | 10793 | 1970 | 9999 | wall | dry | N | Natural Gas |  |  |  |  | SCR | [7 empty] | 1.157 | 0.02473 | 0.02473 | 0.02473 | 0.02473 | [11 empty] | Entergy Texas Inc | 100 | Entergy Corp | 100
Lewis Creek | 3457_B_2 | 3457 | B | 2 | 2333 | O/G Steam |  | MIS_WOTA | Texas | 48 | Montgomery | 339 | 48339 | 253 | 10830 | 1971 | 9999 | wall | dry | N | Natural Gas |  |  |  |  | SCR | [7 empty] | 1.157 | 0.02469 | 0.02469 | 0.02469 | 0.02469 | [11 empty] | Entergy Texas Inc | 100 | Entergy Corp | 100
Sabine | 3459_B_5 | 3459 | B | 5 | 2342 | O/G Steam |  | MIS_WOTA | Texas | 48 | Orange | 361 | 48361 | 448 | 11763 | 1979 | 9999 | tangential |  | N | Natural Gas |  |  |  | LNC1 | [8 empty] | 1.157 | 0.08624 | 0.08624 | 0.08624 | 0.08624 | [11 empty] | Entergy Texas Inc | 100 | Entergy Corp | 100
Cedar Bayou | 3460_B_CBY1 | 3460 | B | CBY1 | 2343 | O/G Steam |  | ERC_REST | Texas | 48 | Chambers | 71 | 48071 | 746 | 11328 | 1970 | 9999 | wall | dry | N | Natural Gas |  |  |  | other | SCR | [7 empty] | 0.51 | 0.05601 | 0.05544 | 0.05601 | 0.05544 | [11 empty] | NRG Texas LLC | 100 | NRG Energy Inc | 100
Cedar Bayou | 3460_B_CBY2 | 3460 | B | CBY2 | 2344 | O/G Steam |  | ERC_REST | Texas | 48 | Chambers | 71 | 48071 | 749 | 11136 | 1972 | 9999 | wall | dry | N | Natural Gas |  |  |  | other | SCR | [7 empty] | 0.51 | 0.07527 | 0.07299 | 0.07527 | 0.07299 | [11 empty] | NRG Texas LLC | 100 | NRG Energy Inc | 100
Greens Bayou | 3464_G_73 | 3464 | G | 73 | 89952 | Combustion Turbine |  | ERC_REST | Texas | 48 | Harris | 201 | 48201 | 54 | 15753 | 1976 | 9999 |  |  | N | Natural Gas |  |  |  | H2O | [8 empty] | 3 | 0.20659 | 0.20659 | 0.20659 | 0.20659 | [11 empty] | NRG Texas LLC | 100 | NRG Energy Inc | 100
Greens Bayou | 3464_G_74 | 3464 | G | 74 | 89953 | Combustion Turbine |  | ERC_REST | Texas | 48 | Harris | 201 | 48201 | 54 | 15753 | 1976 | 9999 |  |  | N | Natural Gas |  |  |  | H2O | [8 empty] | 3 | 0.20942 | 0.20942 | 0.20942 | 0.20942 | [11 empty] | NRG Texas LLC | 100 | NRG Energy Inc | 100
Greens Bayou | 3464_G_81 | 3464 | G | 81 | 89954 | Combustion Turbine |  | ERC_REST | Texas | 48 | Harris | 201 | 48201 | 54 | 15753 | 1976 | 9999 |  |  | N | Natural Gas |  |  |  | H2O | [8 empty] | 3 | 0.20548 | 0.20548 | 0.20548 | 0.20548 | [11 empty] | NRG Texas LLC | 100 | NRG Energy Inc | 100
Greens Bayou | 3464_G_82 | 3464 | G | 82 | 89955 | Combustion Turbine |  | ERC_REST | Texas | 48 | Harris | 201 | 48201 | 64 | 15753 | 1976 | 9999 |  |  | N | Natural Gas |  |  |  | H2O | [8 empty] | 3 | 0.21113 | 0.21113 | 0.21113 | 0.21113 | [11 empty] | NRG Texas LLC | 100 | NRG Energy Inc | 100
Greens Bayou | 3464_G_83 | 3464 | G | 83 | 89956 | Combustion Turbine |  | ERC_REST | Texas | 48 | Harris | 201 | 48201 | 64 | 15753 | 1976 | 9999 |  |  | N | Natural Gas |  |  |  | H2O | [8 empty] | 3 | 0.20544 | 0.20544 | 0.20544 | 0.20544 | [11 empty] | NRG Texas LLC | 100 | NRG Energy Inc | 100
Greens Bayou | 3464_G_84 | 3464 | G | 84 | 89957 | Combustion Turbine |  | ERC_REST | Texas | 48 | Harris | 201 | 48201 | 64 | 15753 | 1976 | 9999 |  |  | N | Natural Gas |  |  |  | H2O | [8 empty] | 3 | 0.20828 | 0.20828 | 0.20828 | 0.20828 | [11 empty] | NRG Texas LLC | 100 | NRG Energy Inc | 100
T H Wharton | 3469_G_GT1 | 3469 | G | GT1 |  | Combustion Turbine |  | ERC_REST | Texas | 48 | Harris | 201 | 48201 | 13 | 16278 | 1967 | 9999 |  |  | N | Natural Gas | [12 empty] | 3 | 0.03117 | 0.03117 | 0.03117 | 0.03117 | [11 empty] | NRG Texas LLC | 100 | NRG Energy Inc | 100
T H Wharton | 3469_G_31 | 3469 | G | 31 | 89958 | Combined Cycle |  | ERC_REST | Texas | 48 | Harris | 201 | 48201 | 57 | 9780 | 1972 | 9999 |  |  | N | Natural Gas |  |  |  | CM | [8 empty] | 0.01 | 0.015946 | 0.015946 | 0.015946 | 0.015946 | [11 empty] | NRG Texas LLC | 100 | NRG Energy Inc | 100
T H Wharton | 3469_G_32 | 3469 | G | 32 | 89959 | Combined Cycle |  | ERC_REST | Texas | 48 | Harris | 201 | 48201 | 57 | 9780 | 1972 | 9999 |  |  | N | Natural Gas |  |  |  | CM | [8 empty] | 0.01 | 0.015946 | 0.015946 | 0.015946 | 0.015946 | [11 empty] | NRG Texas LLC | 100 | NRG Energy Inc | 100
T H Wharton | 3469_G_33 | 3469 | G | 33 | 89960 | Combined Cycle |  | ERC_REST | Texas | 48 | Harris | 201 | 48201 | 57 | 9780 | 1972 | 9999 |  |  | N | Natural Gas | [12 empty] | 0.01 | 0.015946 | 0.015946 | 0.015946 | 0.015946 | [11 empty] | NRG Texas LLC | 100 | NRG Energy Inc | 100
T H Wharton | 3469_G_34 | 3469 | G | 34 | 89961 | Combined Cycle |  | ERC_REST | Texas | 48 | Harris | 201 | 48201 | 57 | 9780 | 1972 | 9999 |  |  | N | Natural Gas | [12 empty] | 0.01 | 0.015946 | 0.015946 | 0.015946 | 0.015946 | [11 empty] | NRG Texas LLC | 100 | NRG Energy Inc | 100
T H Wharton | 3469_G_41 | 3469 | G | 41 | 89962 | Combined Cycle |  | ERC_REST | Texas | 48 | Harris | 201 | 48201 | 57 | 9780 | 1972 | 9999 |  |  | N | Natural Gas | [12 empty] | 0.01 | 0.01523 | 0.01523 | 0.01523 | 0.01523 | [11 empty] | NRG Texas LLC | 100 | NRG Energy Inc | 100
T H Wharton | 3469_G_42 | 3469 | G | 42 | 89963 | Combined Cycle |  | ERC_REST | Texas | 48 | Harris | 201 | 48201 | 57 | 9780 | 1972 | 9999 |  |  | N | Natural Gas | [12 empty] | 0.01 | 0.01523 | 0.01523 | 0.01523 | 0.01523 | [11 empty] | NRG Texas LLC | 100 | NRG Energy Inc | 100
T H Wharton | 3469_G_3 | 3469 | G | 3 | 89958 | Combined Cycle |  | ERC_REST | Texas | 48 | Harris | 201 | 48201 | 104 | 9780 | 1974 | 9999 |  |  | N | Natural Gas |  |  |  | CM | [8 empty] | 0.01 | 0.015946 | 0.015946 | 0.015946 | 0.015946 | [11 empty] | NRG Texas LLC | 100 | NRG Energy Inc | 100
T H Wharton | 3469_G_4 | 3469 | G | 4 | 89962 | Combined Cycle |  | ERC_REST | Texas | 48 | Harris | 201 | 48201 | 104 | 9780 | 1974 | 9999 |  |  | N | Natural Gas |  |  |  | CM | [8 empty] | 0.01 | 0.01523 | 0.01523 | 0.01523 | 0.01523 | [11 empty] | NRG Texas LLC | 100 | NRG Energy Inc | 100
T H Wharton | 3469_G_43 | 3469 | G | 43 | 89964 | Combined Cycle |  | ERC_REST | Texas | 48 | Harris | 201 | 48201 | 57 | 9780 | 1974 | 9999 |  |  | N | Natural Gas | [12 empty] | 0.01 | 0.01523 | 0.01523 | 0.01523 | 0.01523 | [11 empty] | NRG Texas LLC | 100 | NRG Energy Inc | 100
T H Wharton | 3469_G_44 | 3469 | G | 44 | 89965 | Combined Cycle |  | ERC_REST | Texas | 48 | Harris | 201 | 48201 | 57 | 9780 | 1974 | 9999 |  |  | N | Natural Gas |  |  |  | CM | [8 empty] | 0.01 | 0.01523 | 0.01523 | 0.01523 | 0.01523 | [11 empty] | NRG Texas LLC | 100 | NRG Energy Inc | 100
T H Wharton | 3469_G_51 | 3469 | G | 51 | 89966 | Combustion Turbine |  | ERC_REST | Texas | 48 | Harris | 201 | 48201 | 58 | 16279 | 1975 | 9999 |  |  | N | Natural Gas |  |  |  | H2O | [8 empty] | 3 | 0.20831 | 0.20831 | 0.20831 | 0.20831 | [11 empty] | NRG Texas LLC | 100 | NRG Energy Inc | 100
T H Wharton | 3469_G_52 | 3469 | G | 52 | 89967 | Combustion Turbine |  | ERC_REST | Texas | 48 | Harris | 201 | 48201 | 58 | 16279 | 1975 | 9999 |  |  | N | Natural Gas |  |  |  | H2O | [8 empty] | 3 | 0.20474 | 0.20474 | 0.20474 | 0.20474 | [11 empty] | NRG Texas LLC | 100 | NRG Energy Inc | 100
T H Wharton | 3469_G_53 | 3469 | G | 53 | 89968 | Combustion Turbine |  | ERC_REST | Texas | 48 | Harris | 201 | 48201 | 58 | 16279 | 1975 | 9999 |  |  | N | Natural Gas |  |  |  | H2O | [8 empty] | 3 | 0.20513 | 0.20513 | 0.20513 | 0.20513 | [11 empty] | NRG Texas LLC | 100 | NRG Energy Inc | 100
T H Wharton | 3469_G_54 | 3469 | G | 54 | 89969 | Combustion Turbine |  | ERC_REST | Texas | 48 | Harris | 201 | 48201 | 58 | 16279 | 1975 | 9999 |  |  | N | Natural Gas |  |  |  | H2O | [8 empty] | 3 | 0.20666 | 0.20666 | 0.20666 | 0.20666 | [11 empty] | NRG Texas LLC | 100 | NRG Energy Inc | 100
T H Wharton | 3469_G_55 | 3469 | G | 55 | 89970 | Combustion Turbine |  | ERC_REST | Texas | 48 | Harris | 201 | 48201 | 58 | 16279 | 1975 | 9999 |  |  | N | Natural Gas |  |  |  | H2O | [8 empty] | 3 | 0.20738 | 0.20738 | 0.20738 | 0.20738 | [11 empty] | NRG Texas LLC | 100 | NRG Energy Inc | 100
T H Wharton | 3469_G_56 | 3469 | G | 56 | 89971 | Combustion Turbine |  | ERC_REST | Texas | 48 | Harris | 201 | 48201 | 58 | 16279 | 1975 | 9999 |  |  | N | Natural Gas |  |  |  | H2O | [8 empty] | 3 | 0.20761 | 0.20761 | 0.20761 | 0.20761 | [11 empty] | NRG Texas LLC | 100 | NRG Energy Inc | 100
W A Parish | 3470_G_GT1 | 3470 | G | GT1 |  | Combustion Turbine |  | ERC_REST | Texas | 48 | Fort Bend | 157 | 48157 | 13 | 25000 | 1967 | 9999 |  |  | N | Natural Gas | [12 empty] | 3 | 0.47388 | 0.47388 | 0.47388 | 0.47388 | [11 empty] | NRG Texas LLC | 100 | NRG Energy Inc | 100
W A Parish | 3470_B_WAP5 | 3470 | B | WAP5 | 2378 | Coal Steam |  | ERC_REST | Texas | 48 | Fort Bend | 157 | 48157 | 659 | 10451 | 1977 | 9999 | wall | dry | N | Subbituminous |  |  |  | LNB + OFA | SCR | 2003 |  | B | NA | ACI | 2015 |  | 1.2 | 0.06417 | 0.06417 | 0.06417 | 0.06417 | 0.1 | 0.1 | 0.1 | 0 | [7 empty] | NRG Texas LLC | 100 | NRG Energy Inc | 100
W A Parish | 3470_B_WAP6 | 3470 | B | WAP6 | 2379 | Coal Steam |  | ERC_REST | Texas | 48 | Fort Bend | 157 | 48157 | 653 | 10463 | 1978 | 9999 | wall | dry | N | Subbituminous |  |  |  | LNB + OFA | SCR | 2003 |  | B | NA | ACI | 2015 |  | 1.2 | 0.0568 | 0.0568 | 0.0568 | 0.0568 | 0.1 | 0.1 | 0.1 | 0 | [7 empty] | NRG Texas LLC | 100 | NRG Energy Inc | 100
W A Parish | 3470_B_WAP7 | 3470 | B | WAP7 | 2380 | Coal Steam |  | ERC_REST | Texas | 48 | Fort Bend | 157 | 48157 | 577 | 10444 | 1980 | 9999 | tangential | dry | N | Subbituminous |  |  |  | LNB | SCR | 2004 |  | B | NA | ACI | 2015 |  | 1.2 | 0.04397 | 0.04397 | 0.04397 | 0.04397 | 0.1 | 0.1 | 0.1 | 0 | [7 empty] | NRG Texas LLC | 100 | NRG Energy Inc | 100
W A Parish | 3470_B_WAP8 | 3470 | B | WAP8 | 2381 | Coal Steam |  | ERC_REST | Texas | 48 | Fort Bend | 157 | 48157 | 610 | 10480 | 1982 | 9999 | tangential | dry | N | Subbituminous | Wet Scrubber | 1982 | 0.85 | LNC3 + NH3 | SCR | 2004 |  | B | NA | ACI | 2015 |  | 0.36 | 0.04113 | 0.04113 | 0.04113 | 0.04113 | 0.1 | 0.1 | 0.1 | 0.9 |  |  | Y | 0.354 |  |  |  | NRG Texas LLC | 100 | NRG Energy Inc | 100
Knox Lee | 3476_B_5 | 3476 | B | 5 | 2388 | O/G Steam |  | SPP_WEST | Texas | 48 | Gregg | 183 | 48183 | 342 | 12452 | 1974 | 9999 | tangential |  | N | Natural Gas, Distillate Fuel Oil |  |  |  | H2O | [8 empty] | 0.74 | 0.10297 | 0.10297 | 0.10297 | 0.10297 | [11 empty] | Southwestern Electric Power Co | 100 | American Electric Power Co Inc | 100
Wilkes | 3478_B_1 | 3478 | B | 1 | 2390 | O/G Steam |  | SPP_WEST | Texas | 48 | Marion | 315 | 48315 | 174 | 12121 | 1964 | 9999 | tangential |  | N | Natural Gas, Distillate Fuel Oil |  |  |  | FR | [8 empty] | 0.74 | 0.15388 | 0.15388 | 0.15388 | 0.15388 | [11 empty] | Southwestern Electric Power Co | 100 | American Electric Power Co Inc | 100
Wilkes | 3478_B_2 | 3478 | B | 2 | 2391 | O/G Steam |  | SPP_WEST | Texas | 48 | Marion | 315 | 48315 | 355 | 12061 | 1970 | 9999 | wall | dry | N | Natural Gas |  |  |  | LNB | [8 empty] | 3 | 0.13806 | 0.13806 | 0.13806 | 0.13806 | [11 empty] | Southwestern Electric Power Co | 100 | American Electric Power Co Inc | 100
Wilkes | 3478_B_3 | 3478 | B | 3 | 2392 | O/G Steam |  | SPP_WEST | Texas | 48 | Marion | 315 | 48315 | 354 | 11984 | 1971 | 9999 | wall | dry | N | Natural Gas |  |  |  | LNB | [8 empty] | 3 | 0.10636 | 0.10636 | 0.10636 | 0.10636 | [11 empty] | Southwestern Electric Power Co | 100 | American Electric Power Co Inc | 100
Jones | 3482_B_151B | 3482 | B | 151B | 2394 | O/G Steam |  | SPP_SPS | Texas | 48 | Lubbock | 303 | 48303 | 243 | 10998 | 1971 | 2031 | tangential |  | N | Natural Gas |  |  |  | LNB + OFA | [8 empty] | 1 | 0.14318 | 0.14318 | 0.14318 | 0.14318 | [11 empty] | Southwestern Public Service Co | 100 | Xcel Energy Inc | 100
Jones | 3482_B_152B | 3482 | B | 152B | 2395 | O/G Steam |  | SPP_SPS | Texas | 48 | Lubbock | 303 | 48303 | 243 | 11100 | 1974 | 2035 | tangential |  | N | Natural Gas |  |  |  | LNC2 | [8 empty] | 0.8 | 0.10743 | 0.10743 | 0.10743 | 0.10743 | [11 empty] | Southwestern Public Service Co | 100 | Xcel Energy Inc | 100
Jones | 3482_G_3 | 3482 | G | 3 | 90700 | Combustion Turbine |  | SPP_SPS | Texas | 48 | Lubbock | 303 | 48303 | 166 | 10745 | 2011 | 9999 |  |  | N | Natural Gas |  |  |  | DLNB | [9 empty] | 0.02914 | 0.02914 | 0.02914 | 0.02914 | [11 empty] | Southwestern Public Service Co | 100 | Xcel Energy Inc | 100
Jones | 3482_G_4 | 3482 | G | 4 | 90833 | Combustion Turbine |  | SPP_SPS | Texas | 48 | Lubbock | 303 | 48303 | 168 | 10745 | 2013 | 9999 |  |  | N | Natural Gas |  |  |  | DLNB | [9 empty] | 0.02902 | 0.02902 | 0.02902 | 0.02902 | [11 empty] | Southwestern Public Service Co | 100 | Xcel Energy Inc | 100
Nichols | 3484_G_1 | 3484 | G | 1 | 2398 | O/G Steam |  | SPP_SPS | Texas | 48 | Potter | 375 | 48375 | 106 | 12069 | 1962 | 2029 | tangential |  | N | Natural Gas |  |  |  | LNB + OFA | [9 empty] | 0.11514 | 0.11514 | 0.11514 | 0.11514 | [11 empty] | Southwestern Public Service Co | 100 | Xcel Energy Inc | 100
Nichols | 3484_B_143B | 3484 | B | 143B | 2400 | O/G Steam |  | SPP_SPS | Texas | 48 | Potter | 375 | 48375 | 244 | 12015 | 1968 | 2031 | tangential |  | N | Natural Gas |  |  |  | LNB + OFA | [8 empty] | 1.157 | 0.13991 | 0.13991 | 0.13991 | 0.13991 | [11 empty] | Southwestern Public Service Co | 100 | Xcel Energy Inc | 100
Graham | 3490_B_1 | 3490 | B | 1 | 2408 | O/G Steam |  | ERC_WEST | Texas | 48 | Young | 503 | 48503 | 234 | 12105 | 1960 | 9999 | wall | dry | N | Natural Gas |  |  |  | CM + FU | [8 empty] | 1.16 | 0.28445 | 0.28445 | 0.28445 | 0.28445 | [11 empty] | Luminant Generation Co LLC | 100 | Energy Future Holdings Corp | 100
Graham | 3490_B_2 | 3490 | B | 2 | 2409 | O/G Steam |  | ERC_WEST | Texas | 48 | Young | 503 | 48503 | 390 | 11823 | 1969 | 9999 | wall | dry | N | Natural Gas |  |  |  | CM + FU + OFA | [8 empty] | 1.16 | 0.27079 | 0.27079 | 0.27079 | 0.27079 | [11 empty] | Luminant Generation Co LLC | 100 | Energy Future Holdings Corp | 100
Handley | 3491_B_3 | 3491 | B | 3 | 2413 | O/G Steam |  | ERC_REST | Texas | 48 | Tarrant | 439 | 48439 | 395 | 13605 | 1963 | 9999 | wall | dry | N | Natural Gas |  |  |  | CM + FU | SCR | [7 empty] | 1.157 | 0.03731 | 0.03545 | 0.03731 | 0.03545 | [11 empty] | TXU Handley Co LP | 100 | TexGen Power LLC | 100
Handley | 3491_B_4 | 3491 | B | 4 | 2414 | O/G Steam |  | ERC_REST | Texas | 48 | Tarrant | 439 | 48439 | 435 | 13876 | 1976 | 9999 | wall | dry | N | Natural Gas, Distillate Fuel Oil |  |  |  |  | SCR | [7 empty] | 0.5 | 0.0156 | 0.01436 | 0.0156 | 0.01436 | [11 empty] | TXU Handley Co LP | 100 | TexGen Power LLC | 100
Handley | 3491_B_5 | 3491 | B | 5 | 2415 | O/G Steam |  | ERC_REST | Texas | 48 | Tarrant | 439 | 48439 | 435 | 14103 | 1977 | 9999 | wall | dry | N | Natural Gas, Distillate Fuel Oil |  |  |  |  | SCR | [7 empty] | 0.5 | 0.02263 | 0.02003 | 0.02263 | 0.02003 | [11 empty] | TXU Handley Co LP | 100 | TexGen Power LLC | 100
Morgan Creek | 3492_G_CT1 | 3492 | G | CT1 | 90017 | Combustion Turbine |  | ERC_WEST | Texas | 48 | Mitchell | 335 | 48335 | 67 | 15041 | 1988 | 9999 |  |  | N | Natural Gas, Distillate Fuel Oil |  |  |  | H2O | [8 empty] | 0.5 | 0.70232 | 0.70232 | 0.70232 | 0.70232 | [11 empty] | Luminant | 100 | Vistra Energy | 100
Morgan Creek | 3492_G_CT2 | 3492 | G | CT2 | 90018 | Combustion Turbine |  | ERC_WEST | Texas | 48 | Mitchell | 335 | 48335 | 66 | 15037 | 1988 | 9999 |  |  | N | Natural Gas, Distillate Fuel Oil |  |  |  | H2O | [8 empty] | 0.5 | 0.70036 | 0.70036 | 0.70036 | 0.70036 | [11 empty] | Luminant | 100 | Vistra Energy | 100
Morgan Creek | 3492_G_CT3 | 3492 | G | CT3 | 90019 | Combustion Turbine |  | ERC_WEST | Texas | 48 | Mitchell | 335 | 48335 | 66 | 15037 | 1988 | 9999 |  |  | N | Natural Gas, Distillate Fuel Oil |  |  |  | H2O | [8 empty] | 0.5 | 0.70087 | 0.70087 | 0.70087 | 0.70087 | [11 empty] | Luminant | 100 | Vistra Energy | 100
Morgan Creek | 3492_G_CT4 | 3492 | G | CT4 | 90020 | Combustion Turbine |  | ERC_WEST | Texas | 48 | Mitchell | 335 | 48335 | 67 | 15038 | 1988 | 9999 |  |  | N | Natural Gas, Distillate Fuel Oil |  |  |  | H2O | [8 empty] | 0.5 | 1.1032 | 1.1032 | 1.1032 | 1.1032 | [11 empty] | Luminant | 100 | Vistra Energy | 100
Morgan Creek | 3492_G_CT5 | 3492 | G | CT5 | 90021 | Combustion Turbine |  | ERC_WEST | Texas | 48 | Mitchell | 335 | 48335 | 68 | 15039 | 1988 | 9999 |  |  | N | Natural Gas, Distillate Fuel Oil |  |  |  | H2O | [8 empty] | 0.5 | 0.70118 | 0.70118 | 0.70118 | 0.70118 | [11 empty] | Luminant | 100 | Vistra Energy | 100
Morgan Creek | 3492_G_CT6 | 3492 | G | CT6 | 90022 | Combustion Turbine |  | ERC_WEST | Texas | 48 | Mitchell | 335 | 48335 | 68 | 15041 | 1988 | 9999 |  |  | N | Natural Gas, Distillate Fuel Oil |  |  |  | H2O | [8 empty] | 0.5 | 0.71342 | 0.71342 | 0.71342 | 0.71342 | [11 empty] | Luminant | 100 | Vistra Energy | 100
Permian Basin | 3494_G_CT1 | 3494 | G | CT1 | 90023 | Combustion Turbine |  | ERC_WEST | Texas | 48 | Ward | 475 | 48475 | 64 | 14092 | 1988 | 9999 |  |  | N | Natural Gas, Distillate Fuel Oil |  |  |  | H2O | [8 empty] | 0.5 | 0.26984 | 0.26984 | 0.26984 | 0.26984 | [11 empty] | Luminant Generation Co LLC | 100 | Energy Future Holdings Corp | 100
Permian Basin | 3494_G_CT2 | 3494 | G | CT2 | 90024 | Combustion Turbine |  | ERC_WEST | Texas | 48 | Ward | 475 | 48475 | 64 | 14093 | 1988 | 9999 |  |  | N | Natural Gas, Distillate Fuel Oil |  |  |  | H2O | [8 empty] | 0.5 | 0.30983 | 0.30983 | 0.30983 | 0.30983 | [11 empty] | Luminant Generation Co LLC | 100 | Energy Future Holdings Corp | 100
Permian Basin | 3494_G_CT3 | 3494 | G | CT3 | 90025 | Combustion Turbine |  | ERC_WEST | Texas | 48 | Ward | 475 | 48475 | 64 | 14092 | 1988 | 9999 |  |  | N | Natural Gas, Distillate Fuel Oil |  |  |  | H2O | [8 empty] | 0.5 | 0.30943 | 0.30943 | 0.30943 | 0.30943 | [11 empty] | Luminant Generation Co LLC | 100 | Energy Future Holdings Corp | 100
Permian Basin | 3494_G_CT4 | 3494 | G | CT4 | 90026 | Combustion Turbine |  | ERC_WEST | Texas | 48 | Ward | 475 | 48475 | 64 | 14091 | 1990 | 9999 |  |  | N | Natural Gas, Distillate Fuel Oil |  |  |  | H2O | [8 empty] | 0.5 | 0.30106 | 0.30106 | 0.30106 | 0.30106 | [11 empty] | Luminant Generation Co LLC | 100 | Energy Future Holdings Corp | 100
Permian Basin | 3494_G_CT5 | 3494 | G | CT5 | 90027 | Combustion Turbine |  | ERC_WEST | Texas | 48 | Ward | 475 | 48475 | 65 | 14091 | 1990 | 9999 |  |  | N | Natural Gas, Distillate Fuel Oil |  |  |  | H2O | [8 empty] | 0.5 | 0.28591 | 0.28591 | 0.28591 | 0.28591 | [11 empty] | Luminant Generation Co LLC | 100 | Energy Future Holdings Corp | 100
Stryker Creek | 3504_B_1 | 3504 | B | 1 | 2429 | O/G Steam |  | ERC_REST | Texas | 48 | Cherokee | 73 | 48073 | 167 | 12220 | 1958 | 9999 | wall | dry | N | Natural Gas |  |  |  | LNB | [8 empty] | 1.16 | 0.18819 | 0.18819 | 0.18819 | 0.18819 | [11 empty] | Luminant | 100 | Vistra Energy | 100
Stryker Creek | 3504_B_2 | 3504 | B | 2 | 2430 | O/G Steam |  | ERC_REST | Texas | 48 | Cherokee | 73 | 48073 | 502 | 11757 | 1965 | 9999 | tangential |  | N | Natural Gas |  |  |  | LNC2 | [8 empty] | 1.16 | 0.08022 | 0.08022 | 0.08022 | 0.08022 | [11 empty] | Luminant | 100 | Vistra Energy | 100
Stryker Creek | 3504_G_D1 | 3504 | G | D1 |  | Combustion Turbine | IC Engine | ERC_REST | Texas | 48 | Cherokee | 73 | 48073 | 2 | 12924 | 1966 | 9999 |  |  | N | Distillate Fuel Oil | [12 empty] | 0.2 | 3.1327 | 3.1327 | 3.1327 | 3.1327 | [11 empty] | Luminant | 100 | Vistra Energy | 100
Stryker Creek | 3504_G_D2 | 3504 | G | D2 |  | Combustion Turbine | IC Engine | ERC_REST | Texas | 48 | Cherokee | 73 | 48073 | 2 | 15555 | 1966 | 9999 |  |  | N | Distillate Fuel Oil | [12 empty] | 0.2 | 3.2396 | 3.2396 | 3.2396 | 3.2396 | [11 empty] | Luminant | 100 | Vistra Energy | 100
Stryker Creek | 3504_G_D3 | 3504 | G | D3 |  | Combustion Turbine | IC Engine | ERC_REST | Texas | 48 | Cherokee | 73 | 48073 | 2 | 15555 | 1966 | 9999 |  |  | N | Distillate Fuel Oil | [12 empty] | 0.2 | 3.1594 | 3.1594 | 3.1594 | 3.1594 | [11 empty] | Luminant | 100 | Vistra Energy | 100
Stryker Creek | 3504_G_D4 | 3504 | G | D4 |  | Combustion Turbine | IC Engine | ERC_REST | Texas | 48 | Cherokee | 73 | 48073 | 2 | 15555 | 1966 | 9999 |  |  | N | Distillate Fuel Oil | [12 empty] | 0.2 | 3.1327 | 3.1327 | 3.1327 | 3.1327 | [11 empty] | Luminant | 100 | Vistra Energy | 100
Stryker Creek | 3504_G_D5 | 3504 | G | D5 |  | Combustion Turbine | IC Engine | ERC_REST | Texas | 48 | Cherokee | 73 | 48073 | 2 | 15555 | 1966 | 9999 |  |  | N | Distillate Fuel Oil | [12 empty] | 0.2 | 3.9015 | 3.9015 | 3.9015 | 3.9015 | [11 empty] | Luminant | 100 | Vistra Energy | 100
Trinidad (TX) | 3507_B_9 | 3507 | B | 9 | 2435 | O/G Steam |  | ERC_REST | Texas | 48 | Henderson | 213 | 48213 | 235 | 12604 | 1965 | 9999 | tangential |  | N | Natural Gas |  |  |  | other | [8 empty] | 1.16 | 0.17305 | 0.17305 | 0.17305 | 0.17305 | [11 empty] | Luminant | 100 | Vistra Energy | 100
Trinidad (TX) | 3507_G_D1 | 3507 | G | D1 |  | Combustion Turbine | IC Engine | ERC_REST | Texas | 48 | Henderson | 213 | 48213 | 2 | 25000 | 1966 | 9999 |  |  | N | Distillate Fuel Oil | [12 empty] | 0.2 | 2.5429 | 2.5429 | 2.5429 | 2.5429 | [11 empty] | Luminant | 100 | Vistra Energy | 100
Trinidad (TX) | 3507_G_D2 | 3507 | G | D2 |  | Combustion Turbine | IC Engine | ERC_REST | Texas | 48 | Henderson | 213 | 48213 | 2 | 25000 | 1966 | 9999 |  |  | N | Distillate Fuel Oil | [12 empty] | 0.2 | 3.0143 | 3.0143 | 3.0143 | 3.0143 | [11 empty] | Luminant | 100 | Vistra Energy | 100
Decker Creek | 3548_G_GT1 | 3548 | G | GT1 | 89911 | Combustion Turbine |  | ERC_REST | Texas | 48 | Travis | 453 | 48453 | 52 | 11780 | 1988 | 9999 |  |  | N | Natural Gas |  |  |  | H2O | [8 empty] | 3 | 0.70008 | 0.70008 | 0.70008 | 0.70008 | [11 empty] | Austin Energy | 100 | Austin Energy | 100
Decker Creek | 3548_G_GT2 | 3548 | G | GT2 | 89913 | Combustion Turbine |  | ERC_REST | Texas | 48 | Travis | 453 | 48453 | 52 | 11780 | 1988 | 9999 |  |  | N | Natural Gas |  |  |  | H2O | [8 empty] | 3 | 0.69893 | 0.69893 | 0.69893 | 0.69893 | [11 empty] | Austin Energy | 100 | Austin Energy | 100
Decker Creek | 3548_G_GT3 | 3548 | G | GT3 | 89915 | Combustion Turbine |  | ERC_REST | Texas | 48 | Travis | 453 | 48453 | 52 | 11780 | 1988 | 9999 |  |  | N | Natural Gas |  |  |  | H2O | [8 empty] | 3 | 0.70002 | 0.70002 | 0.70002 | 0.70002 | [11 empty] | Austin Energy | 100 | Austin Energy | 100
Decker Creek | 3548_G_GT4 | 3548 | G | GT4 | 89917 | Combustion Turbine |  | ERC_REST | Texas | 48 | Travis | 453 | 48453 | 52 | 11780 | 1988 | 9999 |  |  | N | Natural Gas |  |  |  | H2O | [8 empty] | 3 | 0.70002 | 0.70002 | 0.70002 | 0.70002 | [11 empty] | Austin Energy | 100 | Austin Energy | 100
Silas Ray | 3559_G_6 | 3559 | G | 6 |  | Combined Cycle |  | ERC_REST | Texas | 48 | Cameron | 61 | 48061 | 20 | 9795 | 1959 | 9999 |  |  | N | Natural Gas | [13 empty] | 0.062522 | 0.062522 | 0.062522 | 0.062522 | [11 empty] | Brownsville Public Utility Board | 100 | Brownsville Public Utility Board | 100
Silas Ray | 3559_G_9 | 3559 | G | 9 | 2461 | Combined Cycle |  | ERC_REST | Texas | 48 | Cameron | 61 | 48061 | 42 | 9795 | 1996 | 9999 |  |  | N | Natural Gas |  |  |  | DLNB | [9 empty] | 0.062522 | 0.062522 | 0.062522 | 0.062522 | [11 empty] | Brownsville Public Utility Board | 100 | Brownsville Public Utility Board | 100
Silas Ray | 3559_G_DG-3a | 3559 | G | DG-3a |  | Combustion Turbine | IC Engine | ERC_REST | Texas | 48 | Cameron | 61 | 48061 | 1 | 21272 | 2001 | 9999 |  |  | N | Distillate Fuel Oil | [12 empty] | 3 | 1.6498 | 1.6498 | 1.6498 | 1.6498 | [11 empty] | Brownsville Public Utility Board | 100 | Brownsville Public Utility Board | 100
Silas Ray | 3559_G_DG-3b | 3559 | G | DG-3b |  | Combustion Turbine | IC Engine | ERC_REST | Texas | 48 | Cameron | 61 | 48061 | 1 | 21272 | 2001 | 9999 |  |  | N | Distillate Fuel Oil | [12 empty] | 3 | 1.6498 | 1.6498 | 1.6498 | 1.6498 | [11 empty] | Brownsville Public Utility Board | 100 | Brownsville Public Utility Board | 100
Silas Ray | 3559_G_DG-4 | 3559 | G | DG-4 |  | Combustion Turbine | IC Engine | ERC_REST | Texas | 48 | Cameron | 61 | 48061 | 1 | 21272 | 2001 | 9999 |  |  | N | Distillate Fuel Oil | [12 empty] | 3 | 1.6498 | 1.6498 | 1.6498 | 1.6498 | [11 empty] | Brownsville Public Utility Board | 100 | Brownsville Public Utility Board | 100
Silas Ray | 3559_G_DG-6a | 3559 | G | DG-6a |  | Combustion Turbine | IC Engine | ERC_REST | Texas | 48 | Cameron | 61 | 48061 | 1 | 21272 | 2001 | 9999 |  |  | N | Distillate Fuel Oil | [12 empty] | 3 | 1.6498 | 1.6498 | 1.6498 | 1.6498 | [11 empty] | Brownsville Public Utility Board | 100 | Brownsville Public Utility Board | 100
Silas Ray | 3559_G_DG-6b | 3559 | G | DG-6b |  | Combustion Turbine | IC Engine | ERC_REST | Texas | 48 | Cameron | 61 | 48061 | 1 | 21272 | 2001 | 9999 |  |  | N | Distillate Fuel Oil | [12 empty] | 3 | 1.6498 | 1.6498 | 1.6498 | 1.6498 | [11 empty] | Brownsville Public Utility Board | 100 | Brownsville Public Utility Board | 100
Silas Ray | 3559_G_10 | 3559 | G | 10 | 89523 | Combustion Turbine |  | ERC_REST | Texas | 48 | Cameron | 61 | 48061 | 45 | 12280 | 2004 | 9999 |  |  | N | Natural Gas |  |  |  |  | SCR | [7 empty] | 3 | 0.01232 | 0.01232 | 0.01232 | 0.01232 | [11 empty] | Brownsville Public Utility Board | 100 | Brownsville Public Utility Board | 100
Bryan (TX) | 3561_G_7 | 3561 | G | 7 |  | Combustion Turbine |  | ERC_REST | Texas | 48 | Brazos | 41 | 48041 | 21 | 17399 | 1975 | 9999 |  |  | N | Natural Gas | [12 empty] | 0.003 | 0.47388 | 0.47388 | 0.47388 | 0.47388 | [11 empty] | Bryan Texas Utilities | 100 | Bryan Texas Utilities | 100
Ray Olinger | 3576_B_CE1 | 3576 | B | CE1 | 2466 | O/G Steam |  | ERC_REST | Texas | 48 | Collin | 85 | 48085 | 75 | 12869 | 1967 | 9999 | tangential |  | N | Natural Gas |  |  |  | LNC2 | [8 empty] | 0.006 | 0.05727 | 0.05727 | 0.05727 | 0.05727 | [11 empty] | Garland Power & Light | 100 | Garland Power & Light | 100
Ray Olinger | 3576_B_BW2 | 3576 | B | BW2 | 2464 | O/G Steam |  | ERC_REST | Texas | 48 | Collin | 85 | 48085 | 107 | 13676 | 1971 | 9999 | wall | dry | N | Natural Gas |  |  |  | FR + OFA | [8 empty] | 0.006 | 0.05039 | 0.05039 | 0.05039 | 0.05039 | [11 empty] | Garland Power & Light | 100 | Garland Power & Light | 100
Ray Olinger | 3576_B_BW3 | 3576 | B | BW3 | 2465 | O/G Steam |  | ERC_REST | Texas | 48 | Collin | 85 | 48085 | 138 | 13260 | 1975 | 9999 | wall | dry | N | Natural Gas |  |  |  | FR + LNB + LNBO + OFA | [8 empty] | 0.006 | 0.05105 | 0.05105 | 0.05105 | 0.05105 | [11 empty] | Garland Power & Light | 100 | Garland Power & Light | 100
Ray Olinger | 3576_G_4 | 3576 | G | 4 | 2467 | Combustion Turbine |  | ERC_REST | Texas | 48 | Collin | 85 | 48085 | 75 | 12606 | 2001 | 9999 |  |  | N | Natural Gas |  |  |  | DLNB | [8 empty] | 3 | 0.0296 | 0.0296 | 0.0296 | 0.0296 | [11 empty] | Garland Power & Light | 100 | Garland Power & Light | 100
Abbott TP 3 | 3581_G_1 | 3581 | G | 1 |  | Hydro |  | ERC_REST | Texas | 48 | Guadalupe | 187 | 48187 | 1.4 | 0 | 1927 | 9999 |  |  | N | Hydro | [13 empty] | 0 | 0 | 0 | 0 | [11 empty] | Guadalupe Blanco River Authority | 100 | Guadalupe Blanco River Authority | 100
Abbott TP 3 | 3581_G_2 | 3581 | G | 2 |  | Hydro |  | ERC_REST | Texas | 48 | Guadalupe | 187 | 48187 | 1.4 | 0 | 1927 | 9999 |  |  | N | Hydro | [13 empty] | 0 | 0 | 0 | 0 | [11 empty] | Guadalupe Blanco River Authority | 100 | Guadalupe Blanco River Authority | 100
H 4 | 3583_G_1 | 3583 | G | 1 |  | Hydro |  | ERC_REST | Texas | 48 | Gonzales | 177 | 48177 | 2.4 | 0 | 1931 | 9999 |  |  | N | Hydro | [13 empty] | 0 | 0 | 0 | 0 | [11 empty] | Guadalupe Blanco River Authority | 100 | Guadalupe Blanco River Authority | 100
Nolte | 3585_G_1 | 3585 | G | 1 |  | Hydro |  | ERC_REST | Texas | 48 | Guadalupe | 187 | 48187 | 1.2 | 0 | 1927 | 9999 |  |  | N | Hydro | [13 empty] | 0 | 0 | 0 | 0 | [11 empty] | Guadalupe Blanco River Authority | 100 | Guadalupe Blanco River Authority | 100
Nolte | 3585_G_2 | 3585 | G | 2 |  | Hydro |  | ERC_REST | Texas | 48 | Guadalupe | 187 | 48187 | 1.2 | 0 | 1927 | 9999 |  |  | N | Hydro | [13 empty] | 0 | 0 | 0 | 0 | [11 empty] | Guadalupe Blanco River Authority | 100 | Guadalupe Blanco River Authority | 100
TP 4 | 3586_G_1 | 3586 | G | 1 |  | Hydro |  | ERC_REST | Texas | 48 | Guadalupe | 187 | 48187 | 2.4 | 0 | 1932 | 9999 |  |  | N | Hydro | [13 empty] | 0 | 0 | 0 | 0 | [11 empty] | Guadalupe Blanco River Authority | 100 | Guadalupe Blanco River Authority | 100
Austin | 3594_G_1 | 3594 | G | 1 |  | Hydro |  | ERC_REST | Texas | 48 | Travis | 453 | 48453 | 8.2 | 0 | 1940 | 9999 |  |  | N | Hydro | [13 empty] | 0 | 0 | 0 | 0 | [11 empty] | Lower Colorado River Authority | 100 | Lower Colorado River Authority | 100
Austin | 3594_G_2 | 3594 | G | 2 |  | Hydro |  | ERC_REST | Texas | 48 | Travis | 453 | 48453 | 8.8 | 0 | 1940 | 9999 |  |  | N | Hydro | [13 empty] | 0 | 0 | 0 | 0 | [11 empty] | Lower Colorado River Authority | 100 | Lower Colorado River Authority | 100
Buchanan Dam (TX) | 3595_G_1 | 3595 | G | 1 |  | Hydro |  | ERC_REST | Texas | 48 | Llano | 299 | 48299 | 18.3 | 0 | 1938 | 9999 |  |  | N | Hydro | [13 empty] | 0 | 0 | 0 | 0 | [11 empty] | Lower Colorado River Authority | 100 | Lower Colorado River Authority | 100
Buchanan Dam (TX) | 3595_G_2 | 3595 | G | 2 |  | Hydro |  | ERC_REST | Texas | 48 | Llano | 299 | 48299 | 18.3 | 0 | 1938 | 9999 |  |  | N | Hydro | [13 empty] | 0 | 0 | 0 | 0 | [11 empty] | Lower Colorado River Authority | 100 | Lower Colorado River Authority | 100
Buchanan Dam (TX) | 3595_G_3 | 3595 | G | 3 |  | Hydro |  | ERC_REST | Texas | 48 | Llano | 299 | 48299 | 18.3 | 0 | 1950 | 9999 |  |  | N | Hydro | [13 empty] | 0 | 0 | 0 | 0 | [11 empty] | Lower Colorado River Authority | 100 | Lower Colorado River Authority | 100
Granite Shoals | 3597_G_1 | 3597 | G | 1 |  | Hydro |  | ERC_REST | Texas | 48 | Burnet | 53 | 48053 | 27 | 0 | 1951 | 9999 |  |  | N | Hydro | [13 empty] | 0 | 0 | 0 | 0 | [11 empty] | Lower Colorado River Authority | 100 | Lower Colorado River Authority | 100
Granite Shoals | 3597_G_2 | 3597 | G | 2 |  | Hydro |  | ERC_REST | Texas | 48 | Burnet | 53 | 48053 | 27 | 0 | 1951 | 9999 |  |  | N | Hydro | [13 empty] | 0 | 0 | 0 | 0 | [11 empty] | Lower Colorado River Authority | 100 | Lower Colorado River Authority | 100
Inks | 3598_G_1 | 3598 | G | 1 |  | Hydro |  | ERC_REST | Texas | 48 | Burnet | 53 | 48053 | 13.8 | 0 | 1938 | 9999 |  |  | N | Hydro | [13 empty] | 0 | 0 | 0 | 0 | [11 empty] | Lower Colorado River Authority | 100 | Lower Colorado River Authority | 100
Marble Falls | 3599_G_1 | 3599 | G | 1 |  | Hydro |  | ERC_REST | Texas | 48 | Burnet | 53 | 48053 | 19.8 | 0 | 1951 | 9999 |  |  | N | Hydro | [13 empty] | 0 | 0 | 0 | 0 | [11 empty] | Lower Colorado River Authority | 100 | Lower Colorado River Authority | 100
Marble Falls | 3599_G_2 | 3599 | G | 2 |  | Hydro |  | ERC_REST | Texas | 48 | Burnet | 53 | 48053 | 19.8 | 0 | 1951 | 9999 |  |  | N | Hydro | [13 empty] | 0 | 0 | 0 | 0 | [11 empty] | Lower Colorado River Authority | 100 | Lower Colorado River Authority | 100
Marshall Ford | 3600_G_1 | 3600 | G | 1 |  | Hydro |  | ERC_REST | Texas | 48 | Travis | 453 | 48453 | 36 | 0 | 1941 | 9999 |  |  | N | Hydro | [13 empty] | 0 | 0 | 0 | 0 | [11 empty] | Lower Colorado River Authority | 100 | Lower Colorado River Authority | 100
Marshall Ford | 3600_G_2 | 3600 | G | 2 |  | Hydro |  | ERC_REST | Texas | 48 | Travis | 453 | 48453 | 36 | 0 | 1941 | 9999 |  |  | N | Hydro | [13 empty] | 0 | 0 | 0 | 0 | [11 empty] | Lower Colorado River Authority | 100 | Lower Colorado River Authority | 100
Marshall Ford | 3600_G_3 | 3600 | G | 3 |  | Hydro |  | ERC_REST | Texas | 48 | Travis | 453 | 48453 | 36 | 0 | 1941 | 9999 |  |  | N | Hydro | [13 empty] | 0 | 0 | 0 | 0 | [11 empty] | Lower Colorado River Authority | 100 | Lower Colorado River Authority | 100
Sim Gideon | 3601_B_1 | 3601 | B | 1 | 2468 | O/G Steam |  | ERC_REST | Texas | 48 | Bastrop | 21 | 48021 | 136 | 11386 | 1965 | 9999 | wall | dry | N | Natural Gas |  |  |  | OFA + other | [8 empty] | 0.001 | 0.17461 | 0.17461 | 0.17461 | 0.17461 | [11 empty] | Lower Colorado River Authority | 100 | Lower Colorado River Authority | 100
Sim Gideon | 3601_B_2 | 3601 | B | 2 | 2469 | O/G Steam |  | ERC_REST | Texas | 48 | Bastrop | 21 | 48021 | 136 | 11678 | 1968 | 9999 | wall | dry | N | Natural Gas |  |  |  | OFA + other | [8 empty] | 0.001 | 0.13518 | 0.13518 | 0.13518 | 0.13518 | [11 empty] | Lower Colorado River Authority | 100 | Lower Colorado River Authority | 100
Sim Gideon | 3601_B_3 | 3601 | B | 3 | 2470 | O/G Steam |  | ERC_REST | Texas | 48 | Bastrop | 21 | 48021 | 335 | 11257 | 1972 | 9999 | tangential | dry | N | Natural Gas |  |  |  | CM + FU + OFA | [8 empty] | 0.001 | 0.19705 | 0.19705 | 0.19705 | 0.19705 | [11 empty] | Lower Colorado River Authority | 100 | Lower Colorado River Authority | 100
Ty Cooke | 3602_B_1 | 3602 | B | 1 | 2471 | O/G Steam |  | SPP_SPS | Texas | 48 | Lubbock | 303 | 48303 | 42 | 13166 | 1965 | 9999 | wall | dry | N | Natural Gas |  |  |  | LNB | [8 empty] | 1.157 | 0.14946 | 0.14946 | 0.14946 | 0.14946 | [11 empty] | Lubbock Power & Light Dept | 100 | Lubbock Power & Light Dept | 100
Ty Cooke | 3602_G_GT2 | 3602 | G | GT2 |  | Combustion Turbine |  | SPP_SPS | Texas | 48 | Lubbock | 303 | 48303 | 16 | 15037 | 1971 | 9999 |  |  | N | Natural Gas | [12 empty] | 3 | 0.64103 | 0.64103 | 0.64103 | 0.64103 | [11 empty] | Lubbock Power & Light Dept | 100 | Lubbock Power & Light Dept | 100
Ty Cooke | 3602_G_GT3 | 3602 | G | GT3 |  | Combustion Turbine |  | SPP_SPS | Texas | 48 | Lubbock | 303 | 48303 | 16 | 15039 | 1974 | 9999 |  |  | N | Natural Gas | [12 empty] | 3 | 0.47388 | 0.47388 | 0.47388 | 0.47388 | [11 empty] | Lubbock Power & Light Dept | 100 | Lubbock Power & Light Dept | 100
Ty Cooke | 3602_B_2 | 3602 | B | 2 | 2472 | O/G Steam |  | SPP_SPS | Texas | 48 | Lubbock | 303 | 48303 | 46 | 14500 | 1978 | 9999 | wall | dry | N | Natural Gas |  |  |  | LNB | [8 empty] | 1.157 | 0.16763 | 0.16763 | 0.16763 | 0.16763 | [11 empty] | Lubbock Power & Light Dept | 100 | Lubbock Power & Light Dept | 100
J Robert Massengale | 3604_G_6A | 3604 | G | 6A | 2474 | Combined Cycle |  | SPP_SPS | Texas | 48 | Lubbock | 303 | 48303 | 18 | 9712 | 1957 | 9999 | wall |  | N | Natural Gas |  |  |  |  | SCR | [8 empty] | 0.03403 | 0.03403 | 0.03403 | 0.03403 | [11 empty] | Lubbock Power & Light Dept | 85.21 | Lubbock Power & Light Dept | 85.21
J Robert Massengale | 3604_G_7 | 3604 | G | 7 | 2474 | Combined Cycle |  | SPP_SPS | Texas | 48 | Lubbock | 303 | 48303 | 18 | 9712 | 1959 | 9999 | wall |  | N | Natural Gas |  |  |  |  | SCR | [8 empty] | 0.03403 | 0.03403 | 0.03403 | 0.03403 | [11 empty] | Lubbock Power & Light Dept | 85.21 | Lubbock Power & Light Dept | 85.21
J Robert Massengale | 3604_G_8 | 3604 | G | 8 | 2474 | Combined Cycle |  | SPP_SPS | Texas | 48 | Lubbock | 303 | 48303 | 38 | 9712 | 2000 | 9999 |  |  | N | Natural Gas |  |  |  |  | SCR | [8 empty] | 0.03403 | 0.03403 | 0.03403 | 0.03403 | [11 empty] | Lubbock Power & Light Dept | 85.21 | Lubbock Power & Light Dept | 85.21
Leon Creek | 3609_G_CGT1 | 3609 | G | CGT1 | 89297 | Combustion Turbine |  | ERC_REST | Texas | 48 | Bexar | 29 | 48029 | 46 | 10911 | 2004 | 9999 |  |  | N | Natural Gas |  |  |  |  | SCR | [7 empty] | 3 | 0.01965 | 0.0186 | 0.01965 | 0.0186 | [11 empty] | CPS Energy | 100 | CPS Energy | 100
Leon Creek | 3609_G_CGT2 | 3609 | G | CGT2 | 89298 | Combustion Turbine |  | ERC_REST | Texas | 48 | Bexar | 29 | 48029 | 46 | 10912 | 2004 | 9999 |  |  | N | Natural Gas |  |  |  |  | SCR | [7 empty] | 3 | 0.01697 | 0.01577 | 0.01697 | 0.01577 | [11 empty] | CPS Energy | 100 | CPS Energy | 100
Leon Creek | 3609_G_CGT3 | 3609 | G | CGT3 | 89299 | Combustion Turbine |  | ERC_REST | Texas | 48 | Bexar | 29 | 48029 | 44 | 10916 | 2004 | 9999 |  |  | N | Natural Gas |  |  |  |  | SCR | [7 empty] | 3 | 0.01681 | 0.01565 | 0.01681 | 0.01565 | [11 empty] | CPS Energy | 100 | CPS Energy | 100
Leon Creek | 3609_G_CGT4 | 3609 | G | CGT4 | 89300 | Combustion Turbine |  | ERC_REST | Texas | 48 | Bexar | 29 | 48029 | 46 | 10912 | 2004 | 9999 |  |  | N | Natural Gas |  |  |  |  | SCR | [7 empty] | 3 | 0.01824 | 0.01688 | 0.01824 | 0.01688 | [11 empty] | CPS Energy | 100 | CPS Energy | 100
O W Sommers | 3611_B_2 | 3611 | B | 2 | 2480 | O/G Steam |  | ERC_REST | Texas | 48 | Bexar | 29 | 48029 | 410 | 12295 | 1974 | 2029 | tangential |  | N | Natural Gas, Distillate Fuel Oil |  |  |  | FR + OFA | [8 empty] | 1.157 | 0.1102 | 0.1102 | 0.1102 | 0.1102 | [11 empty] | CPS Energy | 100 | CPS Energy | 100
V H Braunig | 3612_G_5 | 3612 | G | 5 | 89837 | Combustion Turbine |  | ERC_REST | Texas | 48 | Bexar | 29 | 48029 | 48 | 11812 | 2010 | 9999 |  |  | N | Natural Gas, Distillate Fuel Oil |  |  |  |  | SCR | [8 empty] | 0.01438 | 0.01378 | 0.01438 | 0.01378 | [11 empty] | CPS Energy | 100 | CPS Energy | 100
V H Braunig | 3612_G_6 | 3612 | G | 6 | 89838 | Combustion Turbine |  | ERC_REST | Texas | 48 | Bexar | 29 | 48029 | 48 | 11812 | 2010 | 9999 |  |  | N | Natural Gas, Distillate Fuel Oil |  |  |  |  | SCR | [8 empty] | 0.01321 | 0.01243 | 0.01321 | 0.01243 | [11 empty] | CPS Energy | 100 | CPS Energy | 100
V H Braunig | 3612_G_7 | 3612 | G | 7 | 89839 | Combustion Turbine |  | ERC_REST | Texas | 48 | Bexar | 29 | 48029 | 48 | 11812 | 2010 | 9999 |  |  | N | Natural Gas, Distillate Fuel Oil |  |  |  |  | SCR | [8 empty] | 0.01392 | 0.0136 | 0.01392 | 0.0136 | [11 empty] | CPS Energy | 100 | CPS Energy | 100
V H Braunig | 3612_G_8 | 3612 | G | 8 | 89840 | Combustion Turbine |  | ERC_REST | Texas | 48 | Bexar | 29 | 48029 | 47 | 11826 | 2010 | 9999 |  |  | N | Natural Gas, Distillate Fuel Oil |  |  |  |  | SCR | [8 empty] | 0.01482 | 0.01397 | 0.01482 | 0.01397 | [11 empty] | CPS Energy | 100 | CPS Energy | 100
R W Miller | 3628_B_1 | 3628 | B | 1 | 2493 | O/G Steam |  | ERC_REST | Texas | 48 | Palo Pinto | 363 | 48363 | 66 | 12533 | 1968 | 9999 | wall | dry | N | Natural Gas | [12 empty] | 1.157 | 0.14392 | 0.14392 | 0.14392 | 0.14392 | [11 empty] | Brazos Electric Power Coop | 100 | Brazos Electric Power Coop | 100
R W Miller | 3628_B_2 | 3628 | B | 2 | 2494 | O/G Steam |  | ERC_REST | Texas | 48 | Palo Pinto | 363 | 48363 | 100 | 12536 | 1972 | 9999 | wall | dry | N | Natural Gas, Distillate Fuel Oil | [12 empty] | 1.157 | 0.31897 | 0.31897 | 0.31897 | 0.31897 | [11 empty] | Brazos Electric Power Coop | 100 | Brazos Electric Power Coop | 100
R W Miller | 3628_B_3 | 3628 | B | 3 | 2495 | O/G Steam |  | ERC_REST | Texas | 48 | Palo Pinto | 363 | 48363 | 200 | 12595 | 1975 | 9999 | wall | dry | N | Natural Gas, Distillate Fuel Oil |  |  |  | CM + FU | [8 empty] | 0.8 | 0.13867 | 0.13867 | 0.13867 | 0.13867 | [11 empty] | Brazos Electric Power Coop | 100 | Brazos Electric Power Coop | 100
R W Miller | 3628_G_4 | 3628 | G | 4 | 2491 | Combustion Turbine |  | ERC_REST | Texas | 48 | Palo Pinto | 363 | 48363 | 104 | 14665 | 1994 | 9999 |  |  | N | Natural Gas, Distillate Fuel Oil |  |  |  | H2O | [8 empty] | 3 | 0.08804 | 0.08804 | 0.08804 | 0.08804 | [11 empty] | Brazos Electric Power Coop | 100 | Brazos Electric Power Coop | 100
R W Miller | 3628_G_5 | 3628 | G | 5 | 2492 | Combustion Turbine |  | ERC_REST | Texas | 48 | Palo Pinto | 363 | 48363 | 104 | 14665 | 1994 | 9999 |  |  | N | Natural Gas, Distillate Fuel Oil |  |  |  | H2O | [8 empty] | 3 | 0.08707 | 0.08707 | 0.08707 | 0.08707 | [11 empty] | Brazos Electric Power Coop | 100 | Brazos Electric Power Coop | 100
Pearsall | 3630_G_10A | 3630 | G | 10A |  | Combustion Turbine | IC Engine | ERC_REST | Texas | 48 | Frio | 163 | 48163 | 8.4 | 10745 | 2010 | 9999 |  |  | N | Natural Gas | [13 empty] | 0.01849 | 0.01849 | 0.01849 | 0.01849 | [11 empty] | South Texas Electric Coop Inc | 100 | South Texas Electric Coop Inc | 100
Pearsall | 3630_G_11A | 3630 | G | 11A |  | Combustion Turbine | IC Engine | ERC_REST | Texas | 48 | Frio | 163 | 48163 | 8.4 | 10745 | 2010 | 9999 |  |  | N | Natural Gas | [13 empty] | 0.01864 | 0.01864 | 0.01864 | 0.01864 | [11 empty] | South Texas Electric Coop Inc | 100 | South Texas Electric Coop Inc | 100
Pearsall | 3630_G_12A | 3630 | G | 12A |  | Combustion Turbine | IC Engine | ERC_REST | Texas | 48 | Frio | 163 | 48163 | 8.4 | 10745 | 2010 | 9999 |  |  | N | Natural Gas | [13 empty] | 0.01827 | 0.01827 | 0.01827 | 0.01827 | [11 empty] | South Texas Electric Coop Inc | 100 | South Texas Electric Coop Inc | 100
Pearsall | 3630_G_13A | 3630 | G | 13A |  | Combustion Turbine | IC Engine | ERC_REST | Texas | 48 | Frio | 163 | 48163 | 8.4 | 10745 | 2010 | 9999 |  |  | N | Natural Gas | [13 empty] | 0.01805 | 0.01805 | 0.01805 | 0.01805 | [11 empty] | South Texas Electric Coop Inc | 100 | South Texas Electric Coop Inc | 100
Pearsall | 3630_G_14A | 3630 | G | 14A |  | Combustion Turbine | IC Engine | ERC_REST | Texas | 48 | Frio | 163 | 48163 | 8.4 | 10745 | 2010 | 9999 |  |  | N | Natural Gas | [13 empty] | 0.01794 | 0.01794 | 0.01794 | 0.01794 | [11 empty] | South Texas Electric Coop Inc | 100 | South Texas Electric Coop Inc | 100
Pearsall | 3630_G_15A | 3630 | G | 15A |  | Combustion Turbine | IC Engine | ERC_REST | Texas | 48 | Frio | 163 | 48163 | 8.4 | 10745 | 2010 | 9999 |  |  | N | Natural Gas | [13 empty] | 0.01781 | 0.01781 | 0.01781 | 0.01781 | [11 empty] | South Texas Electric Coop Inc | 100 | South Texas Electric Coop Inc | 100
Pearsall | 3630_G_16A | 3630 | G | 16A |  | Combustion Turbine | IC Engine | ERC_REST | Texas | 48 | Frio | 163 | 48163 | 8.4 | 10745 | 2010 | 9999 |  |  | N | Natural Gas | [13 empty] | 0.01818 | 0.01818 | 0.01818 | 0.01818 | [11 empty] | South Texas Electric Coop Inc | 100 | South Texas Electric Coop Inc | 100
Pearsall | 3630_G_17A | 3630 | G | 17A |  | Combustion Turbine | IC Engine | ERC_REST | Texas | 48 | Frio | 163 | 48163 | 8.4 | 10745 | 2010 | 9999 |  |  | N | Natural Gas | [13 empty] | 0.01795 | 0.01795 | 0.01795 | 0.01795 | [11 empty] | South Texas Electric Coop Inc | 100 | South Texas Electric Coop Inc | 100
Pearsall | 3630_G_18A | 3630 | G | 18A |  | Combustion Turbine | IC Engine | ERC_REST | Texas | 48 | Frio | 163 | 48163 | 8.4 | 10745 | 2010 | 9999 |  |  | N | Natural Gas | [13 empty] | 0.01796 | 0.01796 | 0.01796 | 0.01796 | [11 empty] | South Texas Electric Coop Inc | 100 | South Texas Electric Coop Inc | 100
Pearsall | 3630_G_19A | 3630 | G | 19A |  | Combustion Turbine | IC Engine | ERC_REST | Texas | 48 | Frio | 163 | 48163 | 8.4 | 10745 | 2010 | 9999 |  |  | N | Natural Gas | [13 empty] | 0.01159 | 0.01159 | 0.01159 | 0.01159 | [11 empty] | South Texas Electric Coop Inc | 100 | South Texas Electric Coop Inc | 100
Pearsall | 3630_G_1A | 3630 | G | 1A |  | Combustion Turbine | IC Engine | ERC_REST | Texas | 48 | Frio | 163 | 48163 | 8.4 | 10745 | 2010 | 9999 |  |  | N | Natural Gas | [13 empty] | 0.02668 | 0.02668 | 0.02668 | 0.02668 | [11 empty] | South Texas Electric Coop Inc | 100 | Duke Energy Corp | 100
Pearsall | 3630_G_20A | 3630 | G | 20A |  | Combustion Turbine | IC Engine | ERC_REST | Texas | 48 | Frio | 163 | 48163 | 8.4 | 10745 | 2010 | 9999 |  |  | N | Natural Gas | [13 empty] | 0.0116 | 0.0116 | 0.0116 | 0.0116 | [11 empty] | South Texas Electric Coop Inc | 100 | South Texas Electric Coop Inc | 100
Pearsall | 3630_G_21A | 3630 | G | 21A |  | Combustion Turbine | IC Engine | ERC_REST | Texas | 48 | Frio | 163 | 48163 | 8.4 | 10745 | 2010 | 9999 |  |  | N | Natural Gas | [13 empty] | 0.01123 | 0.01123 | 0.01123 | 0.01123 | [11 empty] | South Texas Electric Coop Inc | 100 | South Texas Electric Coop Inc | 100
Pearsall | 3630_G_22A | 3630 | G | 22A |  | Combustion Turbine | IC Engine | ERC_REST | Texas | 48 | Frio | 163 | 48163 | 8.4 | 10745 | 2010 | 9999 |  |  | N | Natural Gas | [13 empty] | 0.01008 | 0.01008 | 0.01008 | 0.01008 | [11 empty] | South Texas Electric Coop Inc | 100 | South Texas Electric Coop Inc | 100
Pearsall | 3630_G_23A | 3630 | G | 23A |  | Combustion Turbine | IC Engine | ERC_REST | Texas | 48 | Frio | 163 | 48163 | 8.4 | 10745 | 2010 | 9999 |  |  | N | Natural Gas | [13 empty] | 0.01084 | 0.01084 | 0.01084 | 0.01084 | [11 empty] | South Texas Electric Coop Inc | 100 | South Texas Electric Coop Inc | 100
Pearsall | 3630_G_24A | 3630 | G | 24A |  | Combustion Turbine | IC Engine | ERC_REST | Texas | 48 | Frio | 163 | 48163 | 8.4 | 10745 | 2010 | 9999 |  |  | N | Natural Gas | [13 empty] | 0.01142 | 0.01142 | 0.01142 | 0.01142 | [11 empty] | South Texas Electric Coop Inc | 100 | South Texas Electric Coop Inc | 100
Pearsall | 3630_G_2A | 3630 | G | 2A |  | Combustion Turbine | IC Engine | ERC_REST | Texas | 48 | Frio | 163 | 48163 | 8.4 | 10745 | 2010 | 9999 |  |  | N | Natural Gas | [13 empty] | 0.01786 | 0.01786 | 0.01786 | 0.01786 | [11 empty] | South Texas Electric Coop Inc | 100 | South Texas Electric Coop Inc | 100
Pearsall | 3630_G_3A | 3630 | G | 3A |  | Combustion Turbine | IC Engine | ERC_REST | Texas | 48 | Frio | 163 | 48163 | 8.4 | 10745 | 2010 | 9999 |  |  | N | Natural Gas | [13 empty] | 0.01786 | 0.01786 | 0.01786 | 0.01786 | [11 empty] | South Texas Electric Coop Inc | 100 | South Texas Electric Coop Inc | 100
Pearsall | 3630_G_4A | 3630 | G | 4A |  | Combustion Turbine | IC Engine | ERC_REST | Texas | 48 | Frio | 163 | 48163 | 8.4 | 10745 | 2010 | 9999 |  |  | N | Natural Gas | [13 empty] | 0.01777 | 0.01777 | 0.01777 | 0.01777 | [11 empty] | South Texas Electric Coop Inc | 100 | South Texas Electric Coop Inc | 100
Pearsall | 3630_G_5A | 3630 | G | 5A |  | Combustion Turbine | IC Engine | ERC_REST | Texas | 48 | Frio | 163 | 48163 | 8.4 | 10745 | 2010 | 9999 |  |  | N | Natural Gas | [13 empty] | 0.01791 | 0.01791 | 0.01791 | 0.01791 | [11 empty] | South Texas Electric Coop Inc | 100 | South Texas Electric Coop Inc | 100
Pearsall | 3630_G_6A | 3630 | G | 6A |  | Combustion Turbine | IC Engine | ERC_REST | Texas | 48 | Frio | 163 | 48163 | 8.4 | 10745 | 2010 | 9999 |  |  | N | Natural Gas | [13 empty] | 0.01774 | 0.01774 | 0.01774 | 0.01774 | [11 empty] | South Texas Electric Coop Inc | 100 | South Texas Electric Coop Inc | 100
Pearsall | 3630_G_7A | 3630 | G | 7A |  | Combustion Turbine | IC Engine | ERC_REST | Texas | 48 | Frio | 163 | 48163 | 8.4 | 10745 | 2010 | 9999 |  |  | N | Natural Gas | [13 empty] | 0.01835 | 0.01835 | 0.01835 | 0.01835 | [11 empty] | South Texas Electric Coop Inc | 100 | South Texas Electric Coop Inc | 100
Pearsall | 3630_G_8A | 3630 | G | 8A |  | Combustion Turbine | IC Engine | ERC_REST | Texas | 48 | Frio | 163 | 48163 | 8.4 | 10745 | 2010 | 9999 |  |  | N | Natural Gas | [13 empty] | 0.01843 | 0.01843 | 0.01843 | 0.01843 | [11 empty] | South Texas Electric Coop Inc | 100 | South Texas Electric Coop Inc | 100
Pearsall | 3630_G_9A | 3630 | G | 9A |  | Combustion Turbine | IC Engine | ERC_REST | Texas | 48 | Frio | 163 | 48163 | 8.4 | 10745 | 2010 | 9999 |  |  | N | Natural Gas | [13 empty] | 0.01843 | 0.01843 | 0.01843 | 0.01843 | [11 empty] | South Texas Electric Coop Inc | 100 | South Texas Electric Coop Inc | 100
Sam Rayburn | 3631_G_4 | 3631 | G | 4 |  | Combustion Turbine | IC Engine | ERC_REST | Texas | 48 | Victoria | 469 | 48469 | 1.6 | 10745 | 1991 | 9999 |  |  | N | Distillate Fuel Oil | [12 empty] | 3 | 2.3015 | 2.3015 | 2.3015 | 2.3015 | [11 empty] | South Texas Electric Coop Inc | 100 | South Texas Electric Coop Inc | 100
Sam Rayburn | 3631_G_5 | 3631 | G | 5 |  | Combustion Turbine | IC Engine | ERC_REST | Texas | 48 | Victoria | 469 | 48469 | 1.6 | 10745 | 1991 | 9999 |  |  | N | Distillate Fuel Oil | [12 empty] | 3 | 2.0333 | 2.0333 | 2.0333 | 2.0333 | [11 empty] | South Texas Electric Coop Inc | 100 | South Texas Electric Coop Inc | 100
Sam Rayburn | 3631_G_10 | 3631 | G | 10 | 8334 | Combined Cycle |  | ERC_REST | Texas | 48 | Victoria | 469 | 48469 | 37 | 9732 | 2003 | 9999 |  |  | N | Natural Gas, Distillate Fuel Oil |  |  |  | H2O | SCR | [8 empty] | 0.019524 | 0.019524 | 0.019524 | 0.019524 | [11 empty] | South Texas Electric Coop Inc | 100 | South Texas Electric Coop Inc | 100
Sam Rayburn | 3631_G_7 | 3631 | G | 7 | 8334 | Combined Cycle |  | ERC_REST | Texas | 48 | Victoria | 469 | 48469 | 49 | 9732 | 2003 | 9999 |  |  | N | Natural Gas, Distillate Fuel Oil |  |  |  | H2O | SCR | [8 empty] | 0.019524 | 0.019524 | 0.019524 | 0.019524 | [11 empty] | South Texas Electric Coop Inc | 100 | South Texas Electric Coop Inc | 100
Sam Rayburn | 3631_G_8 | 3631 | G | 8 | 8336 | Combined Cycle |  | ERC_REST | Texas | 48 | Victoria | 469 | 48469 | 49 | 9732 | 2003 | 9999 |  |  | N | Natural Gas, Distillate Fuel Oil |  |  |  | H2O | SCR | [8 empty] | 0.019524 | 0.019524 | 0.019524 | 0.019524 | [11 empty] | South Texas Electric Coop Inc | 100 | South Texas Electric Coop Inc | 100
Sam Rayburn | 3631_G_9 | 3631 | G | 9 | 8338 | Combined Cycle |  | ERC_REST | Texas | 48 | Victoria | 469 | 48469 | 48 | 9732 | 2003 | 9999 |  |  | N | Natural Gas, Distillate Fuel Oil |  |  |  | H2O | SCR | [8 empty] | 0.019524 | 0.019524 | 0.019524 | 0.019524 | [11 empty] | South Texas Electric Coop Inc | 100 | South Texas Electric Coop Inc | 100
Upper Beaver | 3643_G_1 | 3643 | G | 1 |  | Hydro |  | WECC_UT | Utah | 49 | Beaver | 1 | 49001 | 1.3 | 0 | 1907 | 9999 |  |  | N | Hydro | [13 empty] | 0 | 0 | 0 | 0 | [11 empty] | Beaver (City of) | 100 | Beaver (City of) | 100
Upper Beaver | 3643_G_2 | 3643 | G | 2 |  | Hydro |  | WECC_UT | Utah | 49 | Beaver | 1 | 49001 | 1.2 | 0 | 1907 | 9999 |  |  | N | Hydro | [13 empty] | 0 | 0 | 0 | 0 | [11 empty] | Beaver (City of) | 100 | Beaver (City of) | 100
Cutler Hydro | 3646_G_1 | 3646 | G | 1 |  | Hydro |  | WECC_UT | Utah | 49 | Box Elder | 3 | 49003 | 15 | 0 | 1927 | 9999 |  |  | N | Hydro | [13 empty] | 0 | 0 | 0 | 0 | [11 empty] | PacifiCorp | 100 | Berkshire Hathaway Inc | 100
Cutler Hydro | 3646_G_2 | 3646 | G | 2 |  | Hydro |  | WECC_UT | Utah | 49 | Box Elder | 3 | 49003 | 15 | 0 | 1927 | 9999 |  |  | N | Hydro | [13 empty] | 0 | 0 | 0 | 0 | [11 empty] | PacifiCorp | 100 | Berkshire Hathaway Inc | 100
Gadsby | 3648_B_1 | 3648 | B | 1 | 2498 | O/G Steam |  | WECC_UT | Utah | 49 | Salt Lake | 35 | 49035 | 64 | 14500 | 1951 | 2032 | wall | dry | N | Natural Gas |  |  |  | LNB | [8 empty] | 0.9 | 0.14079 | 0.14079 | 0.14079 | 0.14079 | [11 empty] | PacifiCorp | 100 | Berkshire Hathaway Inc | 100
Gadsby | 3648_B_2 | 3648 | B | 2 | 2499 | O/G Steam |  | WECC_UT | Utah | 49 | Salt Lake | 35 | 49035 | 69 | 14500 | 1952 | 2032 | wall | dry | N | Natural Gas |  |  |  | LNB | [8 empty] | 0.9 | 0.11521 | 0.11521 | 0.11521 | 0.11521 | [11 empty] | PacifiCorp | 100 | Berkshire Hathaway Inc | 100
Gadsby | 3648_B_3 | 3648 | B | 3 | 2500 | O/G Steam |  | WECC_UT | Utah | 49 | Salt Lake | 35 | 49035 | 104 | 14500 | 1955 | 2032 | tangential |  | N | Natural Gas |  |  |  | FR | [8 empty] | 0.9 | 0.06923 | 0.06923 | 0.06923 | 0.06923 | [11 empty] | PacifiCorp | 100 | Berkshire Hathaway Inc | 100
Gadsby | 3648_G_4 | 3648 | G | 4 | 9559 | Combustion Turbine |  | WECC_UT | Utah | 49 | Salt Lake | 35 | 49035 | 39 | 14660 | 2002 | 2032 |  |  | N | Natural Gas |  |  |  | H2O | SCR | [7 empty] | 0.85 | 0.02792 | 0.02792 | 0.02792 | 0.02792 | [11 empty] | PacifiCorp | 100 | Berkshire Hathaway Inc | 100
Gadsby | 3648_G_5 | 3648 | G | 5 | 9560 | Combustion Turbine |  | WECC_UT | Utah | 49 | Salt Lake | 35 | 49035 | 39 | 14660 | 2002 | 2032 |  |  | N | Natural Gas |  |  |  | H2O | SCR | [7 empty] | 0.85 | 0.02236 | 0.02236 | 0.02236 | 0.02236 | [11 empty] | PacifiCorp | 100 | Berkshire Hathaway Inc | 100
Gadsby | 3648_G_6 | 3648 | G | 6 | 9561 | Combustion Turbine |  | WECC_UT | Utah | 49 | Salt Lake | 35 | 49035 | 39 | 14660 | 2002 | 2032 |  |  | N | Natural Gas |  |  |  | H2O | SCR | [7 empty] | 0.85 | 0.02346 | 0.02346 | 0.02346 | 0.02346 | [11 empty] | PacifiCorp | 100 | Berkshire Hathaway Inc | 100
Granite | 3651_G_1 | 3651 | G | 1 |  | Hydro |  | WECC_UT | Utah | 49 | Salt Lake | 35 | 49035 | 1.2 | 0 | 1896 | 9999 |  |  | N | Hydro | [13 empty] | 0 | 0 | 0 | 0 | [11 empty] | PacifiCorp | 100 | Berkshire Hathaway Inc | 100
Pioneer | 3656_G_1 | 3656 | G | 1 |  | Hydro |  | WECC_UT | Utah | 49 | Weber | 57 | 49057 | 2 | 0 | 1910 | 9999 |  |  | N | Hydro | [13 empty] | 0 | 0 | 0 | 0 | [11 empty] | PacifiCorp | 100 | Berkshire Hathaway Inc | 100
Pioneer | 3656_G_2 | 3656 | G | 2 |  | Hydro |  | WECC_UT | Utah | 49 | Weber | 57 | 49057 | 2 | 0 | 1910 | 9999 |  |  | N | Hydro | [13 empty] | 0 | 0 | 0 | 0 | [11 empty] | PacifiCorp | 100 | Berkshire Hathaway Inc | 100
Snake Creek | 3658_G_1 | 3658 | G | 1 |  | Hydro |  | WECC_UT | Utah | 49 | Wasatch | 51 | 49051 | 0.5 | 0 | 1910 | 9999 |  |  | N | Hydro | [13 empty] | 0 | 0 | 0 | 0 | [11 empty] | PacifiCorp | 100 | Berkshire Hathaway Inc | 100
Snake Creek | 3658_G_2 | 3658 | G | 2 |  | Hydro |  | WECC_UT | Utah | 49 | Wasatch | 51 | 49051 | 0.5 | 0 | 1910 | 9999 |  |  | N | Hydro | [13 empty] | 0 | 0 | 0 | 0 | [11 empty] | PacifiCorp | 100 | Berkshire Hathaway Inc | 100
Stairs | 3659_G_3 | 3659 | G | 3 |  | Hydro |  | WECC_UT | Utah | 49 | Salt Lake | 35 | 49035 | 1.2 | 0 | 1912 | 9999 |  |  | N | Hydro | [13 empty] | 0 | 0 | 0 | 0 | [11 empty] | PacifiCorp | 100 | Berkshire Hathaway Inc | 100
Weber | 3661_G_1 | 3661 | G | 1 |  | Hydro |  | WECC_UT | Utah | 49 | Weber | 57 | 49057 | 2 | 0 | 1911 | 9999 |  |  | N | Hydro | [13 empty] | 0 | 0 | 0 | 0 | [11 empty] | PacifiCorp | 100 | Berkshire Hathaway Inc | 100
Bountiful City | 3665_G_1A | 3665 | G | 1A |  | Combustion Turbine |  | WECC_UT | Utah | 49 | Davis | 11 | 49011 | 4.2 | 10863 | 2001 | 9999 |  |  | N | Natural Gas | [12 empty] | 0.85 | 0.23894 | 0.23894 | 0.23894 | 0.23894 | [11 empty] | Bountiful City Light & Power | 100 | Bountiful City Light & Power | 100
Bountiful City | 3665_G_2A | 3665 | G | 2A |  | Combustion Turbine |  | WECC_UT | Utah | 49 | Davis | 11 | 49011 | 11.5 | 10863 | 2012 | 9999 |  |  | N | Natural Gas | [13 empty] | 0.23894 | 0.23894 | 0.23894 | 0.23894 | [11 empty] | Bountiful City Light & Power | 100 | Bountiful City Light & Power | 100
Bountiful City | 3665_G_3A | 3665 | G | 3A |  | Combustion Turbine |  | WECC_UT | Utah | 49 | Davis | 11 | 49011 | 11.5 | 10863 | 2012 | 9999 |  |  | N | Natural Gas | [13 empty] | 0.23894 | 0.23894 | 0.23894 | 0.23894 | [11 empty] | Bountiful City Light & Power | 100 | Bountiful City Light & Power | 100
Brigham City | 3666_G_1 | 3666 | G | 1 |  | Hydro |  | WECC_UT | Utah | 49 | Box Elder | 3 | 49003 | 0.5 | 0 | 1921 | 9999 |  |  | N | Hydro | [13 empty] | 0 | 0 | 0 | 0 | [11 empty] | Brigham City Corp | 100 | Brigham City Corp | 100
Brigham City | 3666_G_2 | 3666 | G | 2 |  | Hydro |  | WECC_UT | Utah | 49 | Box Elder | 3 | 49003 | 0.5 | 0 | 1921 | 9999 |  |  | N | Hydro | [13 empty] | 0 | 0 | 0 | 0 | [11 empty] | Brigham City Corp | 100 | Brigham City Corp | 100
Brigham City | 3666_G_8182 | 3666 | G | 8182 |  | Hydro |  | WECC_UT | Utah | 49 | Box Elder | 3 | 49003 | 0.5 | 0 | 1964 | 9999 |  |  | N | Hydro | [13 empty] | 0 | 0 | 0 | 0 | [11 empty] | Brigham City Corp | 100 | Brigham City Corp | 100
Hydro III | 3675_G_HY1 | 3675 | G | HY1 |  | Hydro |  | WECC_UT | Utah | 49 | Cache | 5 | 49005 | 0.7 | 0 | 1925 | 9999 |  |  | N | Hydro | [13 empty] | 0 | 0 | 0 | 0 | [11 empty] | Logan City Light & Power | 100 | Logan City Light & Power | 100
Hydro III | 3675_G_HY2 | 3675 | G | HY2 |  | Hydro |  | WECC_UT | Utah | 49 | Cache | 5 | 49005 | 0.7 | 0 | 1925 | 9999 |  |  | N | Hydro | [13 empty] | 0 | 0 | 0 | 0 | [11 empty] | Logan City Light & Power | 100 | Logan City Light & Power | 100
Manti Upper | 3676_G_1 | 3676 | G | 1 |  | Hydro |  | WECC_UT | Utah | 49 | Sanpete | 39 | 49039 | 0.4 | 0 | 1939 | 9999 |  |  | N | Hydro | [13 empty] | 0 | 0 | 0 | 0 | [11 empty] | Manti UT (City of) | 100 | Manti UT (City of) | 100
Manti Upper | 3676_G_HC2 | 3676 | G | HC2 |  | Hydro |  | WECC_UT | Utah | 49 | Sanpete | 39 | 49039 | 0.8 | 0 | 1988 | 9999 |  |  | N | Hydro | [13 empty] | 0 | 0 | 0 | 0 | [11 empty] | Manti UT (City of) | 100 | Manti UT (City of) | 100
Bartholomew | 3688_G_2 | 3688 | G | 2 |  | Hydro |  | WECC_UT | Utah | 49 | Utah | 49 | 49049 | 1 | 0 | 1988 | 9999 |  |  | N | Hydro | [13 empty] | 0 | 0 | 0 | 0 | [11 empty] | Springville UT (City of) | 100 | Springville UT (City of) | 100
Spanish Fork | 3691_G_3 | 3691 | G | 3 |  | Hydro |  | WECC_UT | Utah | 49 | Utah | 49 | 49049 | 0.2 | 0 | 1937 | 9999 |  |  | N | Hydro | [13 empty] | 0 | 0 | 0 | 0 | [11 empty] | Strawberry Water Users Association | 100 | Strawberry Water Users Association | 100
Spanish Fork | 3691_G_1 | 3691 | G | 1 |  | Hydro |  | WECC_UT | Utah | 49 | Utah | 49 | 49049 | 1.7 | 0 | 1983 | 9999 |  |  | N | Hydro | [13 empty] | 0 | 0 | 0 | 0 | [11 empty] | Strawberry Water Users Association | 100 | Strawberry Water Users Association | 100
Spanish Fork | 3691_G_2 | 3691 | G | 2 |  | Hydro |  | WECC_UT | Utah | 49 | Utah | 49 | 49049 | 1.7 | 0 | 1983 | 9999 |  |  | N | Hydro | [13 empty] | 0 | 0 | 0 | 0 | [11 empty] | Strawberry Water Users Association | 100 | Strawberry Water Users Association | 100
Gateway | 3697_G_1 | 3697 | G | 1 |  | Hydro |  | WECC_UT | Utah | 49 | Morgan | 29 | 49029 | 2 | 0 | 1958 | 9999 |  |  | N | Hydro | [13 empty] | 0 | 0 | 0 | 0 | [11 empty] | U S Bureau of Reclamation | 100 | U S Bureau of Reclamation | 100
Gateway | 3697_G_2 | 3697 | G | 2 |  | Hydro |  | WECC_UT | Utah | 49 | Morgan | 29 | 49029 | 2 | 0 | 1958 | 9999 |  |  | N | Hydro | [13 empty] | 0 | 0 | 0 | 0 | [11 empty] | U S Bureau of Reclamation | 100 | U S Bureau of Reclamation | 100
Wanship | 3698_G_1 | 3698 | G | 1 |  | Hydro |  | WECC_UT | Utah | 49 | Summit | 43 | 49043 | 1.9 | 0 | 1958 | 9999 |  |  | N | Hydro | [13 empty] | 0 | 0 | 0 | 0 | [11 empty] | U S Bureau of Reclamation | 100 | U S Bureau of Reclamation | 100
Boulder | 3699_G_1 | 3699 | G | 1 |  | Hydro |  | WECC_UT | Utah | 49 | Garfield | 17 | 49017 | 1.4 | 0 | 1958 | 9999 |  |  | N | Hydro | [13 empty] | 0 | 0 | 0 | 0 | [11 empty] | Garkane Energy Coop Inc | 100 | Garkane Power Association Inc | 100
Boulder | 3699_G_2 | 3699 | G | 2 |  | Hydro |  | WECC_UT | Utah | 49 | Garfield | 17 | 49017 | 1.4 | 0 | 1958 | 9999 |  |  | N | Hydro | [13 empty] | 0 | 0 | 0 | 0 | [11 empty] | Garkane Energy Coop Inc | 100 | Garkane Power Association Inc | 100
Boulder | 3699_G_3 | 3699 | G | 3 |  | Hydro |  | WECC_UT | Utah | 49 | Garfield | 17 | 49017 | 1.4 | 0 | 1961 | 9999 |  |  | N | Hydro | [13 empty] | 0 | 0 | 0 | 0 | [11 empty] | Garkane Energy Coop Inc | 100 | Garkane Power Association Inc | 100
Uintah | 3704_G_1 | 3704 | G | 1 |  | Hydro |  | WECC_UT | Utah | 49 | Duchesne | 13 | 49013 | 0.6 | 0 | 1920 | 9999 |  |  | N | Hydro | [13 empty] | 0 | 0 | 0 | 0 | [11 empty] | Moon Lake Electric Association Inc | 100 | Moon Lake Electric Association Inc | 100
Uintah | 3704_G_2 | 3704 | G | 2 |  | Hydro |  | WECC_UT | Utah | 49 | Duchesne | 13 | 49013 | 0.6 | 0 | 1940 | 9999 |  |  | N | Hydro | [13 empty] | 0 | 0 | 0 | 0 | [11 empty] | Moon Lake Electric Association Inc | 100 | Moon Lake Electric Association Inc | 100
Ascutney | 3708_G_GT4 | 3708 | G | GT4 |  | Combustion Turbine |  | NENGREST | Vermont | 50 | Windsor | 27 | 50027 | 9 | 25000 | 1961 | 9999 |  |  | N | Distillate Fuel Oil | [12 empty] | 2 | 1.01 | 1.01 | 1.01 | 1.01 | [11 empty] | Green Mountain Power Corp | 100 | Gaz Métropolitain & Co LP | 100
Smith (VT) | 3709_G_1 | 3709 | G | 1 |  | Hydro |  | NENGREST | Vermont | 50 | Orange | 17 | 50017 | 0.7 | 0 | 1982 | 9999 |  |  | N | Hydro | [13 empty] | 0 | 0 | 0 | 0 | [11 empty] | Green Mountain Power Corp | 100 | Gaz Métropolitain & Co LP | 100
Smith (VT) | 3709_G_HC2 | 3709 | G | HC2 |  | Hydro |  | NENGREST | Vermont | 50 | Orange | 17 | 50017 | 0.2 | 0 | 1982 | 9999 |  |  | N | Hydro | [13 empty] | 0 | 0 | 0 | 0 | [11 empty] | Green Mountain Power Corp | 100 | Gaz Métropolitain & Co LP | 100
Cavendish | 3710_G_1 | 3710 | G | 1 |  | Hydro |  | NENGREST | Vermont | 50 | Windsor | 27 | 50027 | 0.4 | 0 | 1907 | 9999 |  |  | N | Hydro | [13 empty] | 0 | 0 | 0 | 0 | [11 empty] | Green Mountain Power Corp | 100 | Gaz Métropolitain & Co LP | 100
Cavendish | 3710_G_2 | 3710 | G | 2 |  | Hydro |  | NENGREST | Vermont | 50 | Windsor | 27 | 50027 | 0.4 | 0 | 1907 | 9999 |  |  | N | Hydro | [13 empty] | 0 | 0 | 0 | 0 | [11 empty] | Green Mountain Power Corp | 100 | Gaz Métropolitain & Co LP | 100
Cavendish | 3710_G_3 | 3710 | G | 3 |  | Hydro |  | NENGREST | Vermont | 50 | Windsor | 27 | 50027 | 0.3 | 0 | 1907 | 9999 |  |  | N | Hydro | [13 empty] | 0 | 0 | 0 | 0 | [11 empty] | Green Mountain Power Corp | 100 | Gaz Métropolitain & Co LP | 100
Clark Falls | 3711_G_1 | 3711 | G | 1 |  | Hydro |  | NENGREST | Vermont | 50 | Chittenden | 7 | 50007 | 3 | 0 | 1937 | 9999 |  |  | N | Hydro | [13 empty] | 0 | 0 | 0 | 0 | [11 empty] | Green Mountain Power Corp | 100 | Gaz Métropolitain & Co LP | 100
Fairfax Falls | 3712_G_1 | 3712 | G | 1 |  | Hydro |  | NENGREST | Vermont | 50 | Franklin | 11 | 50011 | 1.4 | 0 | 1919 | 9999 |  |  | N | Hydro | [13 empty] | 0 | 0 | 0 | 0 | [11 empty] | Green Mountain Power Corp | 100 | Gaz Métropolitain & Co LP | 100
Fairfax Falls | 3712_G_2 | 3712 | G | 2 |  | Hydro |  | NENGREST | Vermont | 50 | Franklin | 11 | 50011 | 2 | 0 | 1919 | 9999 |  |  | N | Hydro | [13 empty] | 0 | 0 | 0 | 0 | [11 empty] | Green Mountain Power Corp | 100 | Gaz Métropolitain & Co LP | 100
Glen | 3714_G_1 | 3714 | G | 1 |  | Hydro |  | NENGREST | Vermont | 50 | Rutland | 21 | 50021 | 1 | 0 | 1920 | 9999 |  |  | N | Hydro | [13 empty] | 0 | 0 | 0 | 0 | [11 empty] | Green Mountain Power Corp | 100 | Gaz Métropolitain & Co LP | 100
Glen | 3714_G_2 | 3714 | G | 2 |  | Hydro |  | NENGREST | Vermont | 50 | Rutland | 21 | 50021 | 1 | 0 | 1920 | 9999 |  |  | N | Hydro | [13 empty] | 0 | 0 | 0 | 0 | [11 empty] | Green Mountain Power Corp | 100 | Gaz Métropolitain & Co LP | 100
Lower Middlebury | 3716_G_1 | 3716 | G | 1 |  | Hydro |  | NENGREST | Vermont | 50 | Addison | 1 | 50001 | 0.6 | 0 | 1917 | 9999 |  |  | N | Hydro | [13 empty] | 0 | 0 | 0 | 0 | [11 empty] | Green Mountain Power Corp | 100 | Gaz Métropolitain & Co LP | 100
Lower Middlebury | 3716_G_2 | 3716 | G | 2 |  | Hydro |  | NENGREST | Vermont | 50 | Addison | 1 | 50001 | 0.6 | 0 | 1917 | 9999 |  |  | N | Hydro | [13 empty] | 0 | 0 | 0 | 0 | [11 empty] | Green Mountain Power Corp | 100 | Gaz Métropolitain & Co LP | 100
Lower Middlebury | 3716_G_3 | 3716 | G | 3 |  | Hydro |  | NENGREST | Vermont | 50 | Addison | 1 | 50001 | 0.8 | 0 | 1917 | 9999 |  |  | N | Hydro | [13 empty] | 0 | 0 | 0 | 0 | [11 empty] | Green Mountain Power Corp | 100 | Gaz Métropolitain & Co LP | 100
Milton | 3717_G_1 | 3717 | G | 1 |  | Hydro |  | NENGREST | Vermont | 50 | Chittenden | 7 | 50007 | 3.5 | 0 | 1929 | 9999 |  |  | N | Hydro | [13 empty] | 0 | 0 | 0 | 0 | [11 empty] | Green Mountain Power Corp | 100 | Gaz Métropolitain & Co LP | 100
Milton | 3717_G_2 | 3717 | G | 2 |  | Hydro |  | NENGREST | Vermont | 50 | Chittenden | 7 | 50007 | 3.5 | 0 | 1929 | 9999 |  |  | N | Hydro | [13 empty] | 0 | 0 | 0 | 0 | [11 empty] | Green Mountain Power Corp | 100 | Gaz Métropolitain & Co LP | 100
Peterson | 3720_G_1 | 3720 | G | 1 |  | Hydro |  | NENGREST | Vermont | 50 | Chittenden | 7 | 50007 | 5.8 | 0 | 1948 | 9999 |  |  | N | Hydro | [13 empty] | 0 | 0 | 0 | 0 | [11 empty] | Green Mountain Power Corp | 100 | Gaz Métropolitain & Co LP | 100
Pittsford | 3722_G_1 | 3722 | G | 1 |  | Hydro |  | NENGREST | Vermont | 50 | Rutland | 21 | 50021 | 1.3 | 0 | 1914 | 9999 |  |  | N | Hydro | [13 empty] | 0 | 0 | 0 | 0 | [11 empty] | Green Mountain Power Corp | 100 | Gaz Métropolitain & Co LP | 100
Pittsford | 3722_G_2 | 3722 | G | 2 |  | Hydro |  | NENGREST | Vermont | 50 | Rutland | 21 | 50021 | 1.3 | 0 | 1914 | 9999 |  |  | N | Hydro | [13 empty] | 0 | 0 | 0 | 0 | [11 empty] | Green Mountain Power Corp | 100 | Gaz Métropolitain & Co LP | 100
Pittsford | 3722_G_3 | 3722 | G | 3 |  | Hydro |  | NENGREST | Vermont | 50 | Rutland | 21 | 50021 | 0.6 | 0 | 1914 | 9999 |  |  | N | Hydro | [13 empty] | 0 | 0 | 0 | 0 | [11 empty] | Green Mountain Power Corp | 100 | Gaz Métropolitain & Co LP | 100
Rutland | 3723_G_GT5 | 3723 | G | GT5 |  | Combustion Turbine |  | NENGREST | Vermont | 50 | Rutland | 21 | 50021 | 8.4 | 24044 | 1962 | 9999 |  |  | N | Distillate Fuel Oil | [12 empty] | 2 | 1.01 | 1.01 | 1.01 | 1.01 | [11 empty] | Green Mountain Power Corp | 100 | Gaz Métropolitain & Co LP | 100
Salisbury | 3724_G_1 | 3724 | G | 1 |  | Hydro |  | NENGREST | Vermont | 50 | Addison | 1 | 50001 | 1.2 | 0 | 1917 | 9999 |  |  | N | Hydro | [13 empty] | 0 | 0 | 0 | 0 | [11 empty] | Green Mountain Power Corp | 100 | Gaz Métropolitain & Co LP | 100
Silver Lake (VT) | 3725_G_1 | 3725 | G | 1 |  | Hydro |  | NENGREST | Vermont | 50 | Addison | 1 | 50001 | 2.2 | 0 | 1917 | 9999 |  |  | N | Hydro | [13 empty] | 0 | 0 | 0 | 0 | [11 empty] | Green Mountain Power Corp | 100 | Gaz Métropolitain & Co LP | 100
Weybridge | 3728_G_1 | 3728 | G | 1 |  | Hydro |  | NENGREST | Vermont | 50 | Addison | 1 | 50001 | 3.4 | 0 | 1951 | 9999 |  |  | N | Hydro | [13 empty] | 0 | 0 | 0 | 0 | [11 empty] | Green Mountain Power Corp | 100 | Gaz Métropolitain & Co LP | 100
Newport | 3731_G_3 | 3731 | G | 3 |  | Hydro |  | NENGREST | Vermont | 50 | Orleans | 19 | 50019 | 0.6 | 0 | 1936 | 9999 |  |  | N | Hydro | [13 empty] | 0 | 0 | 0 | 0 | [11 empty] | Gravity Renewables Inc | 100 | Gravity Renewables Inc | 100
Newport | 3731_G_1 | 3731 | G | 1 |  | Hydro |  | NENGREST | Vermont | 50 | Orleans | 19 | 50019 | 1.7 | 0 | 1940 | 9999 |  |  | N | Hydro | [13 empty] | 0 | 0 | 0 | 0 | [11 empty] | Gravity Renewables Inc | 100 | Gravity Renewables Inc | 100
Newport | 3731_G_2 | 3731 | G | 2 |  | Hydro |  | NENGREST | Vermont | 50 | Orleans | 19 | 50019 | 1.7 | 0 | 1944 | 9999 |  |  | N | Hydro | [13 empty] | 0 | 0 | 0 | 0 | [11 empty] | Gravity Renewables Inc | 100 | Gravity Renewables Inc | 100
Berlin 5 | 3734_G_GT1 | 3734 | G | GT1 | 90480 | Combustion Turbine |  | NENGREST | Vermont | 50 | Washington | 23 | 50023 | 35 | 15834 | 1972 | 9999 |  |  | N | Distillate Fuel Oil | [12 empty] | 2 | 1.01 | 1.01 | 1.01 | 1.01 | [11 empty] | Green Mountain Power Corp | 100 | Gaz Métropolitain & Co LP | 100
Colchester 16 | 3735_G_GT1 | 3735 | G | GT1 |  | Combustion Turbine |  | NENGREST | Vermont | 50 | Chittenden | 7 | 50007 | 8.7 | 25000 | 1965 | 9999 |  |  | N | Distillate Fuel Oil | [12 empty] | 0.5 | 1.01 | 1.01 | 1.01 | 1.01 | [11 empty] | Green Mountain Power Corp | 100 | Gaz Métropolitain & Co LP | 100
Essex Junction 19 | 3737_G_H1 | 3737 | G | H1 |  | Hydro |  | NENGREST | Vermont | 50 | Chittenden | 7 | 50007 | 1.8 | 0 | 1917 | 9999 |  |  | N | Hydro | [13 empty] | 0 | 0 | 0 | 0 | [11 empty] | Green Mountain Power Corp | 100 | Gaz Métropolitain & Co LP | 100
Essex Junction 19 | 3737_G_H2 | 3737 | G | H2 |  | Hydro |  | NENGREST | Vermont | 50 | Chittenden | 7 | 50007 | 1.8 | 0 | 1917 | 9999 |  |  | N | Hydro | [13 empty] | 0 | 0 | 0 | 0 | [11 empty] | Green Mountain Power Corp | 100 | Gaz Métropolitain & Co LP | 100
Essex Junction 19 | 3737_G_H3 | 3737 | G | H3 |  | Hydro |  | NENGREST | Vermont | 50 | Chittenden | 7 | 50007 | 1.8 | 0 | 1917 | 9999 |  |  | N | Hydro | [13 empty] | 0 | 0 | 0 | 0 | [11 empty] | Green Mountain Power Corp | 100 | Gaz Métropolitain & Co LP | 100
Essex Junction 19 | 3737_G_H4 | 3737 | G | H4 |  | Hydro |  | NENGREST | Vermont | 50 | Chittenden | 7 | 50007 | 1.8 | 0 | 1917 | 9999 |  |  | N | Hydro | [13 empty] | 0 | 0 | 0 | 0 | [11 empty] | Green Mountain Power Corp | 100 | Gaz Métropolitain & Co LP | 100
Essex Junction 19 | 3737_G_IC-5 | 3737 | G | IC-5 |  | Combustion Turbine | IC Engine | NENGREST | Vermont | 50 | Chittenden | 7 | 50007 | 1.8 | 10745 | 2007 | 9999 |  |  | N | Distillate Fuel Oil | [13 empty] | 1.6498 | 1.6498 | 1.6498 | 1.6498 | [11 empty] | Green Mountain Power Corp | 100 | Gaz Métropolitain & Co LP | 100
Essex Junction 19 | 3737_G_IC-6 | 3737 | G | IC-6 |  | Combustion Turbine | IC Engine | NENGREST | Vermont | 50 | Chittenden | 7 | 50007 | 1.8 | 10745 | 2007 | 9999 |  |  | N | Distillate Fuel Oil | [13 empty] | 1.6498 | 1.6498 | 1.6498 | 1.6498 | [11 empty] | Green Mountain Power Corp | 100 | Gaz Métropolitain & Co LP | 100
Essex Junction 19 | 3737_G_IC-7 | 3737 | G | IC-7 |  | Combustion Turbine | IC Engine | NENGREST | Vermont | 50 | Chittenden | 7 | 50007 | 1.8 | 10745 | 2007 | 9999 |  |  | N | Distillate Fuel Oil | [13 empty] | 1.6498 | 1.6498 | 1.6498 | 1.6498 | [11 empty] | Green Mountain Power Corp | 100 | Gaz Métropolitain & Co LP | 100
Essex Junction 19 | 3737_G_IC-8 | 3737 | G | IC-8 |  | Combustion Turbine | IC Engine | NENGREST | Vermont | 50 | Chittenden | 7 | 50007 | 1.8 | 10745 | 2007 | 9999 |  |  | N | Distillate Fuel Oil | [13 empty] | 1.6498 | 1.6498 | 1.6498 | 1.6498 | [11 empty] | Green Mountain Power Corp | 100 | Gaz Métropolitain & Co LP | 100
Essex Junction 19 | 3737_G_H9 | 3737 | G | H9 |  | Hydro |  | NENGREST | Vermont | 50 | Chittenden | 7 | 50007 | 0.8 | 0 | 2008 | 9999 |  |  | N | Hydro | [13 empty] | 0 | 0 | 0 | 0 | [11 empty] | Green Mountain Power Corp | 100 | Gaz Métropolitain & Co LP | 100
Marshfield 6 | 3739_G_1 | 3739 | G | 1 |  | Hydro |  | NENGREST | Vermont | 50 | Washington | 23 | 50023 | 5 | 0 | 1927 | 9999 |  |  | N | Hydro | [13 empty] | 0 | 0 | 0 | 0 | [11 empty] | Green Mountain Power Corp | 100 | Gaz Métropolitain & Co LP | 100
Middlesex 2 | 3740_G_1 | 3740 | G | 1 |  | Hydro |  | NENGREST | Vermont | 50 | Washington | 23 | 50023 | 1.6 | 0 | 1928 | 9999 |  |  | N | Hydro | [13 empty] | 0 | 0 | 0 | 0 | [11 empty] | Green Mountain Power Corp | 100 | Gaz Métropolitain & Co LP | 100
Middlesex 2 | 3740_G_2 | 3740 | G | 2 |  | Hydro |  | NENGREST | Vermont | 50 | Washington | 23 | 50023 | 1.6 | 0 | 1928 | 9999 |  |  | N | Hydro | [13 empty] | 0 | 0 | 0 | 0 | [11 empty] | Green Mountain Power Corp | 100 | Gaz Métropolitain & Co LP | 100
West Danville 15 | 3743_G_1 | 3743 | G | 1 |  | Hydro |  | NENGREST | Vermont | 50 | Caledonia | 5 | 50005 | 1 | 0 | 1917 | 9999 |  |  | N | Hydro | [13 empty] | 0 | 0 | 0 | 0 | [11 empty] | Green Mountain Power Corp | 100 | Gaz Métropolitain & Co LP | 100
Bellows Falls | 3745_G_GEN1 | 3745 | G | GEN1 |  | Hydro |  | NENGREST | Vermont | 50 | Windham | 25 | 50025 | 15.7 | 0 | 1928 | 9999 |  |  | N | Hydro | [13 empty] | 0 | 0 | 0 | 0 | [11 empty] | Great River Hydro LLC | 100 | ArcLight Capital Partners LLC | 100
Bellows Falls | 3745_G_GEN2 | 3745 | G | GEN2 |  | Hydro |  | NENGREST | Vermont | 50 | Windham | 25 | 50025 | 15.7 | 0 | 1928 | 9999 |  |  | N | Hydro | [13 empty] | 0 | 0 | 0 | 0 | [11 empty] | Great River Hydro LLC | 100 | ArcLight Capital Partners LLC | 100
Bellows Falls | 3745_G_GEN3 | 3745 | G | GEN3 |  | Hydro |  | NENGREST | Vermont | 50 | Windham | 25 | 50025 | 15.7 | 0 | 1928 | 9999 |  |  | N | Hydro | [13 empty] | 0 | 0 | 0 | 0 | [11 empty] | Great River Hydro LLC | 100 | ArcLight Capital Partners LLC | 100
Harriman | 3746_G_GEN1 | 3746 | G | GEN1 |  | Hydro |  | NENGREST | Vermont | 50 | Windham | 25 | 50025 | 13.6 | 0 | 1924 | 9999 |  |  | N | Hydro | [13 empty] | 0 | 0 | 0 | 0 | [11 empty] | Great River Hydro LLC | 100 | ArcLight Capital Partners LLC | 100
Harriman | 3746_G_GEN2 | 3746 | G | GEN2 |  | Hydro |  | NENGREST | Vermont | 50 | Windham | 25 | 50025 | 13.6 | 0 | 1924 | 9999 |  |  | N | Hydro | [13 empty] | 0 | 0 | 0 | 0 | [11 empty] | Great River Hydro LLC | 100 | ArcLight Capital Partners LLC | 100
Harriman | 3746_G_GEN3 | 3746 | G | GEN3 |  | Hydro |  | NENGREST | Vermont | 50 | Windham | 25 | 50025 | 13.6 | 0 | 1924 | 9999 |  |  | N | Hydro | [13 empty] | 0 | 0 | 0 | 0 | [11 empty] | Great River Hydro LLC | 100 | ArcLight Capital Partners LLC | 100
Canaan | 3750_G_1 | 3750 | G | 1 |  | Hydro |  | NENGREST | Vermont | 50 | Essex | 9 | 50009 | 1.1 | 0 | 1927 | 9999 |  |  | N | Hydro | [13 empty] | 0 | 0 | 0 | 0 | [11 empty] | CRP NH Canaan LLC | 100 | Hull Street Energy LLC | 100
West Charleston | 3753_G_1 | 3753 | G | 1 |  | Hydro |  | NENGREST | Vermont | 50 | Orleans | 19 | 50019 | 0.7 | 0 | 1931 | 9999 |  |  | N | Hydro | [13 empty] | 0 | 0 | 0 | 0 | [11 empty] | Gravity Renewables Inc | 100 | Gravity Renewables Inc | 100
West Charleston | 3753_G_2 | 3753 | G | 2 |  | Hydro |  | NENGREST | Vermont | 50 | Orleans | 19 | 50019 | 0.6 | 0 | 1948 | 9999 |  |  | N | Hydro | [13 empty] | 0 | 0 | 0 | 0 | [11 empty] | Gravity Renewables Inc | 100 | Gravity Renewables Inc | 100
Burlington GT | 3754_G_GT1 | 3754 | G | GT1 | 90491 | Combustion Turbine |  | NENGREST | Vermont | 50 | Chittenden | 7 | 50007 | 19.7 | 20496 | 1971 | 9999 |  |  | N | Distillate Fuel Oil | [12 empty] | 0.3 | 1.01 | 1.01 | 1.01 | 1.01 | [11 empty] | Burlington VT (City of) | 100 | Burlington VT (City of) | 100
Great Falls (VT) | 3762_G_1 | 3762 | G | 1 |  | Hydro |  | NENGREST | Vermont | 50 | Caledonia | 5 | 50005 | 0.3 | 0 | 1915 | 9999 |  |  | N | Hydro | [13 empty] | 0 | 0 | 0 | 0 | [11 empty] | Lyndonville Electric Dept | 100 | Lyndonville Electric Dept | 100
Great Falls (VT) | 3762_G_2 | 3762 | G | 2 |  | Hydro |  | NENGREST | Vermont | 50 | Caledonia | 5 | 50005 | 0.3 | 0 | 1915 | 9999 |  |  | N | Hydro | [13 empty] | 0 | 0 | 0 | 0 | [11 empty] | Lyndonville Electric Dept | 100 | Lyndonville Electric Dept | 100
Great Falls (VT) | 3762_G_3 | 3762 | G | 3 |  | Hydro |  | NENGREST | Vermont | 50 | Caledonia | 5 | 50005 | 1.3 | 0 | 1979 | 9999 |  |  | N | Hydro | [13 empty] | 0 | 0 | 0 | 0 | [11 empty] | Lyndonville Electric Dept | 100 | Lyndonville Electric Dept | 100
Morrisville | 3764_G_1 | 3764 | G | 1 |  | Hydro |  | NENGREST | Vermont | 50 | Lamoille | 15 | 50015 | 0.5 | 0 | 1924 | 9999 |  |  | N | Hydro | [13 empty] | 0 | 0 | 0 | 0 | [11 empty] | Morrisville Water & Light Dept VT (Village of) | 100 | Morrisville Water & Light Dept VT (Village of) | 100
Morrisville | 3764_G_2 | 3764 | G | 2 |  | Hydro |  | NENGREST | Vermont | 50 | Lamoille | 15 | 50015 | 1 | 0 | 1924 | 9999 |  |  | N | Hydro | [13 empty] | 0 | 0 | 0 | 0 | [11 empty] | Morrisville Water & Light Dept VT (Village of) | 100 | Morrisville Water & Light Dept VT (Village of) | 100
Cadys Falls | 3765_G_1 | 3765 | G | 1 |  | Hydro |  | NENGREST | Vermont | 50 | Lamoille | 15 | 50015 | 0.5 | 0 | 1914 | 9999 |  |  | N | Hydro | [13 empty] | 0 | 0 | 0 | 0 | [11 empty] | Morrisville Water & Light Dept VT (Village of) | 100 | Morrisville Water & Light Dept VT (Village of) | 100
Cadys Falls | 3765_G_2 | 3765 | G | 2 |  | Hydro |  | NENGREST | Vermont | 50 | Lamoille | 15 | 50015 | 0.6 | 0 | 1947 | 9999 |  |  | N | Hydro | [13 empty] | 0 | 0 | 0 | 0 | [11 empty] | Morrisville Water & Light Dept VT (Village of) | 100 | Morrisville Water & Light Dept VT (Village of) | 100
Buck Hydro | 3772_G_1 | 3772 | G | 1 |  | Hydro |  | PJM_West | Virginia | 51 | Carroll | 35 | 51035 | 3 | 0 | 1912 | 9999 |  |  | N | Hydro | [13 empty] | 0 | 0 | 0 | 0 | [11 empty] | Appalachian Power Co | 100 | American Electric Power Co Inc | 100
Buck Hydro | 3772_G_2 | 3772 | G | 2 |  | Hydro |  | PJM_West | Virginia | 51 | Carroll | 35 | 51035 | 3 | 0 | 1912 | 9999 |  |  | N | Hydro | [13 empty] | 0 | 0 | 0 | 0 | [11 empty] | Appalachian Power Co | 100 | American Electric Power Co Inc | 100
Buck Hydro | 3772_G_3 | 3772 | G | 3 |  | Hydro |  | PJM_West | Virginia | 51 | Carroll | 35 | 51035 | 3 | 0 | 1912 | 9999 |  |  | N | Hydro | [13 empty] | 0 | 0 | 0 | 0 | [11 empty] | Appalachian Power Co | 100 | American Electric Power Co Inc | 100
Byllesby 2 | 3773_G_1 | 3773 | G | 1 |  | Hydro |  | PJM_West | Virginia | 51 | Carroll | 35 | 51035 | 7.9 | 0 | 1912 | 9999 |  |  | N | Hydro | [13 empty] | 0 | 0 | 0 | 0 | [11 empty] | Appalachian Power Co | 100 | American Electric Power Co Inc | 100
Byllesby 2 | 3773_G_2 | 3773 | G | 2 |  | Hydro |  | PJM_West | Virginia | 51 | Carroll | 35 | 51035 | 7.9 | 0 | 1912 | 9999 |  |  | N | Hydro | [13 empty] | 0 | 0 | 0 | 0 | [11 empty] | Appalachian Power Co | 100 | American Electric Power Co Inc | 100
Byllesby 2 | 3773_G_3 | 3773 | G | 3 |  | Hydro |  | PJM_West | Virginia | 51 | Carroll | 35 | 51035 | 7.9 | 0 | 1912 | 9999 |  |  | N | Hydro | [13 empty] | 0 | 0 | 0 | 0 | [11 empty] | Appalachian Power Co | 100 | American Electric Power Co Inc | 100
Byllesby 2 | 3773_G_4 | 3773 | G | 4 |  | Hydro |  | PJM_West | Virginia | 51 | Carroll | 35 | 51035 | 7.9 | 0 | 1912 | 9999 |  |  | N | Hydro | [13 empty] | 0 | 0 | 0 | 0 | [11 empty] | Appalachian Power Co | 100 | American Electric Power Co Inc | 100
Claytor | 3774_G_1 | 3774 | G | 1 |  | Hydro |  | PJM_West | Virginia | 51 | Pulaski | 155 | 51155 | 14.7 | 0 | 1939 | 9999 |  |  | N | Hydro | [13 empty] | 0 | 0 | 0 | 0 | [11 empty] | Appalachian Power Co | 100 | American Electric Power Co Inc | 100
Claytor | 3774_G_2 | 3774 | G | 2 |  | Hydro |  | PJM_West | Virginia | 51 | Pulaski | 155 | 51155 | 14.7 | 0 | 1939 | 9999 |  |  | N | Hydro | [13 empty] | 0 | 0 | 0 | 0 | [11 empty] | Appalachian Power Co | 100 | American Electric Power Co Inc | 100
Claytor | 3774_G_3 | 3774 | G | 3 |  | Hydro |  | PJM_West | Virginia | 51 | Pulaski | 155 | 51155 | 14.7 | 0 | 1939 | 9999 |  |  | N | Hydro | [13 empty] | 0 | 0 | 0 | 0 | [11 empty] | Appalachian Power Co | 100 | American Electric Power Co Inc | 100
Claytor | 3774_G_4 | 3774 | G | 4 |  | Hydro |  | PJM_West | Virginia | 51 | Pulaski | 155 | 51155 | 14.7 | 0 | 1939 | 9999 |  |  | N | Hydro | [13 empty] | 0 | 0 | 0 | 0 | [11 empty] | Appalachian Power Co | 100 | American Electric Power Co Inc | 100
Clinch River | 3775_B_1 | 3775 | B | 1 | 2502 | O/G Steam |  | PJM_West | Virginia | 51 | Russell | 167 | 51167 | 230 | 11407 | 1958 | 9999 | vertical | dry | N | Natural Gas |  |  |  | LNB + OFA | SNCR | [7 empty] | 2.64 | 0.325 | 0.13264 | 0.325 | 0.13264 | [11 empty] | Appalachian Power Co | 100 | American Electric Power Co Inc | 100
Clinch River | 3775_B_2 | 3775 | B | 2 | 2503 | O/G Steam |  | PJM_West | Virginia | 51 | Russell | 167 | 51167 | 230 | 11446 | 1958 | 9999 | vertical | dry | N | Natural Gas |  |  |  | LNB + OFA | SNCR | [7 empty] | 2.64 | 0.4634 | 0.13019 | 0.4634 | 0.13019 | [11 empty] | Appalachian Power Co | 100 | American Electric Power Co Inc | 100
Leesville | 3777_G_1 | 3777 | G | 1 |  | Hydro |  | PJM_West | Virginia | 51 | Pittsylvania | 143 | 51143 | 25 | 0 | 1964 | 9999 |  |  | N | Hydro | [13 empty] | 0 | 0 | 0 | 0 | [11 empty] | Appalachian Power Co | 100 | American Electric Power Co Inc | 100
Leesville | 3777_G_2 | 3777 | G | 2 |  | Hydro |  | PJM_West | Virginia | 51 | Pittsylvania | 143 | 51143 | 25 | 0 | 1964 | 9999 |  |  | N | Hydro | [13 empty] | 0 | 0 | 0 | 0 | [11 empty] | Appalachian Power Co | 100 | American Electric Power Co Inc | 100
Niagara | 3778_G_1 | 3778 | G | 1 |  | Hydro |  | PJM_West | Virginia | 51 | Roanoke | 161 | 51161 | 0.6 | 0 | 1954 | 9999 |  |  | N | Hydro | [13 empty] | 0 | 0 | 0 | 0 | [11 empty] | Appalachian Power Co | 100 | American Electric Power Co Inc | 100
Niagara | 3778_G_2 | 3778 | G | 2 |  | Hydro |  | PJM_West | Virginia | 51 | Roanoke | 161 | 51161 | 1.2 | 0 | 1954 | 9999 |  |  | N | Hydro | [13 empty] | 0 | 0 | 0 | 0 | [11 empty] | Appalachian Power Co | 100 | American Electric Power Co Inc | 100
Reusens | 3779_G_1 | 3779 | G | 1 |  | Hydro |  | PJM_West | Virginia | 51 | Campbell | 31 | 51031 | 2.5 | 0 | 1903 | 9999 |  |  | N | Hydro | [13 empty] | 0 | 0 | 0 | 0 | [11 empty] | Eagle Creek Reusens Hydro LLC | 100 | Ontario Power Generation Inc | 100
Reusens | 3779_G_2 | 3779 | G | 2 |  | Hydro |  | PJM_West | Virginia | 51 | Campbell | 31 | 51031 | 2.5 | 0 | 1903 | 9999 |  |  | N | Hydro | [13 empty] | 0 | 0 | 0 | 0 | [11 empty] | Eagle Creek Reusens Hydro LLC | 100 | Ontario Power Generation Inc | 100
Reusens | 3779_G_3 | 3779 | G | 3 |  | Hydro |  | PJM_West | Virginia | 51 | Campbell | 31 | 51031 | 2.5 | 0 | 1903 | 9999 |  |  | N | Hydro | [13 empty] | 0 | 0 | 0 | 0 | [11 empty] | Eagle Creek Reusens Hydro LLC | 100 | Ontario Power Generation Inc | 100
Reusens | 3779_G_5 | 3779 | G | 5 |  | Hydro |  | PJM_West | Virginia | 51 | Campbell | 31 | 51031 | 2.5 | 0 | 1903 | 9999 |  |  | N | Hydro | [13 empty] | 0 | 0 | 0 | 0 | [11 empty] | Eagle Creek Reusens Hydro LLC | 100 | Ontario Power Generation Inc | 100
Smith Mountain | 3780_G_1 | 3780 | G | 1 |  | Pumped Storage |  | PJM_West | Virginia | 51 | Pittsylvania | 143 | 51143 | 66 | 0 | 1965 | 9999 |  |  | N | Pumped Storage | [13 empty] | 0 | 0 | 0 | 0 | [11 empty] | Appalachian Power Co | 100 | American Electric Power Co Inc | 100
Smith Mountain | 3780_G_2 | 3780 | G | 2 |  | Hydro |  | PJM_West | Virginia | 51 | Pittsylvania | 143 | 51143 | 174 | 0 | 1965 | 9999 |  |  | N | Hydro | [13 empty] | 0 | 0 | 0 | 0 | [11 empty] | Appalachian Power Co | 100 | American Electric Power Co Inc | 100
Smith Mountain | 3780_G_4 | 3780 | G | 4 |  | Hydro |  | PJM_West | Virginia | 51 | Pittsylvania | 143 | 51143 | 174 | 0 | 1966 | 9999 |  |  | N | Hydro | [13 empty] | 0 | 0 | 0 | 0 | [11 empty] | Appalachian Power Co | 100 | American Electric Power Co Inc | 100
Smith Mountain | 3780_G_5 | 3780 | G | 5 |  | Pumped Storage |  | PJM_West | Virginia | 51 | Pittsylvania | 143 | 51143 | 66 | 0 | 1966 | 9999 |  |  | N | Pumped Storage | [13 empty] | 0 | 0 | 0 | 0 | [11 empty] | Appalachian Power Co | 100 | American Electric Power Co Inc | 100
Smith Mountain | 3780_G_3 | 3780 | G | 3 |  | Pumped Storage |  | PJM_West | Virginia | 51 | Pittsylvania | 143 | 51143 | 106 | 0 | 1980 | 9999 |  |  | N | Pumped Storage | [13 empty] | 0 | 0 | 0 | 0 | [11 empty] | Appalachian Power Co | 100 | American Electric Power Co Inc | 100
Bayview | 3782_G_BAYV | 3782 | G | BAYV |  | Combustion Turbine | IC Engine | PJM_EMAC | Virginia | 51 | Northampton | 131 | 51131 | 2.1 | 10745 | 1963 | 9999 |  |  | N | Distillate Fuel Oil | [12 empty] | 2.64 | 2.8212 | 2.8212 | 2.8212 | 2.8212 | [11 empty] | Calpine Mid Atlantic Generation LLC | 100 | Energy Capital Partners | 100
Bayview | 3782_G_BYV2 | 3782 | G | BYV2 |  | Combustion Turbine | IC Engine | PJM_EMAC | Virginia | 51 | Northampton | 131 | 51131 | 2.1 | 10745 | 1963 | 9999 |  |  | N | Distillate Fuel Oil | [12 empty] | 2.64 | 2.9842 | 2.9842 | 2.9842 | 2.9842 | [11 empty] | Calpine Mid Atlantic Generation LLC | 100 | Energy Capital Partners | 100
Bayview | 3782_G_BYV3 | 3782 | G | BYV3 |  | Combustion Turbine | IC Engine | PJM_EMAC | Virginia | 51 | Northampton | 131 | 51131 | 2.1 | 10745 | 1963 | 9999 |  |  | N | Distillate Fuel Oil | [12 empty] | 2.64 | 3.0387 | 3.0387 | 3.0387 | 3.0387 | [11 empty] | Calpine Mid Atlantic Generation LLC | 100 | Energy Capital Partners | 100
Bayview | 3782_G_BYV4 | 3782 | G | BYV4 |  | Combustion Turbine | IC Engine | PJM_EMAC | Virginia | 51 | Northampton | 131 | 51131 | 2.1 | 10745 | 1963 | 9999 |  |  | N | Distillate Fuel Oil | [12 empty] | 2.64 | 2.7557 | 2.7557 | 2.7557 | 2.7557 | [11 empty] | Calpine Mid Atlantic Generation LLC | 100 | Energy Capital Partners | 100
Bayview | 3782_G_BYV5 | 3782 | G | BYV5 |  | Combustion Turbine | IC Engine | PJM_EMAC | Virginia | 51 | Northampton | 131 | 51131 | 2.1 | 10745 | 1963 | 9999 |  |  | N | Distillate Fuel Oil | [12 empty] | 2.64 | 3.1017 | 3.1017 | 3.1017 | 3.1017 | [11 empty] | Calpine Mid Atlantic Generation LLC | 100 | Energy Capital Partners | 100
Bayview | 3782_G_BYV6 | 3782 | G | BYV6 |  | Combustion Turbine | IC Engine | PJM_EMAC | Virginia | 51 | Northampton | 131 | 51131 | 2.1 | 10745 | 1963 | 9999 |  |  | N | Distillate Fuel Oil | [12 empty] | 2.64 | 2.9357 | 2.9357 | 2.9357 | 2.9357 | [11 empty] | Calpine Mid Atlantic Generation LLC | 100 | Energy Capital Partners | 100
Tasley | 3785_G_TAS | 3785 | G | TAS | 89335 | Combustion Turbine |  | PJM_EMAC | Virginia | 51 | Accomack | 1 | 51001 | 31 | 15026 | 1972 | 9999 |  |  | N | Distillate Fuel Oil | [12 empty] | 0.8 | 1.2001 | 1.2001 | 1.2001 | 1.2001 | [11 empty] | Calpine Mid Atlantic Generation LLC | 100 | Energy Capital Partners | 100
Luray Hydro Station | 3789_G_1 | 3789 | G | 1 |  | Hydro |  | PJM_AP | Virginia | 51 | Page | 139 | 51139 | 0.4 | 0 | 1927 | 9999 |  |  | N | Hydro | [13 empty] | 0 | 0 | 0 | 0 | [11 empty] | PE Hydro Generation LLC | 100 | Ontario Power Generation Inc | 100
Luray Hydro Station | 3789_G_2 | 3789 | G | 2 |  | Hydro |  | PJM_AP | Virginia | 51 | Page | 139 | 51139 | 0.3 | 0 | 1927 | 9999 |  |  | N | Hydro | [13 empty] | 0 | 0 | 0 | 0 | [11 empty] | PE Hydro Generation LLC | 100 | Ontario Power Generation Inc | 100
Luray Hydro Station | 3789_G_3 | 3789 | G | 3 |  | Hydro |  | PJM_AP | Virginia | 51 | Page | 139 | 51139 | 0.4 | 0 | 1927 | 9999 |  |  | N | Hydro | [13 empty] | 0 | 0 | 0 | 0 | [11 empty] | PE Hydro Generation LLC | 100 | Ontario Power Generation Inc | 100
Newport Hydro Station | 3790_G_1 | 3790 | G | 1 |  | Hydro |  | PJM_West | Virginia | 51 | Page | 139 | 51139 | 0.3 | 0 | 1923 | 9999 |  |  | N | Hydro | [13 empty] | 0 | 0 | 0 | 0 | [11 empty] | PE Hydro Generation LLC | 100 | Ontario Power Generation Inc | 100
Newport Hydro Station | 3790_G_2 | 3790 | G | 2 |  | Hydro |  | PJM_West | Virginia | 51 | Page | 139 | 51139 | 0.5 | 0 | 1923 | 9999 |  |  | N | Hydro | [13 empty] | 0 | 0 | 0 | 0 | [11 empty] | PE Hydro Generation LLC | 100 | Ontario Power Generation Inc | 100
Newport Hydro Station | 3790_G_3 | 3790 | G | 3 |  | Hydro |  | PJM_West | Virginia | 51 | Page | 139 | 51139 | 0.5 | 0 | 1923 | 9999 |  |  | N | Hydro | [13 empty] | 0 | 0 | 0 | 0 | [11 empty] | PE Hydro Generation LLC | 100 | Ontario Power Generation Inc | 100
Chesterfield | 3797_G_CT7 | 3797 | G | CT7 | 89200 | Combined Cycle |  | PJM_Dom | Virginia | 51 | Chesterfield | 41 | 51041 | 142 | 7973 | 1990 | 9999 | other |  | N | Natural Gas, Distillate Fuel Oil |  |  |  | STM | [9 empty] | 0.12889 | 0.12889 | 0.12889 | 0.12889 | [11 empty] | Virginia Electric & Power Co | 100 | Dominion Energy Inc | 100
Chesterfield | 3797_G_CW7 | 3797 | G | CW7 | 89200 | Combined Cycle |  | PJM_Dom | Virginia | 51 | Chesterfield | 41 | 51041 | 55 | 7973 | 1990 | 9999 | other |  | N | Natural Gas, Distillate Fuel Oil |  |  |  | STM | [9 empty] | 0.12889 | 0.12889 | 0.12889 | 0.12889 | [11 empty] | Virginia Electric & Power Co | 100 | Dominion Energy Inc | 100
Chesterfield | 3797_G_CT8 | 3797 | G | CT8 | 2515 | Combined Cycle |  | PJM_Dom | Virginia | 51 | Chesterfield | 41 | 51041 | 140 | 8016 | 1992 | 9999 | other |  | N | Natural Gas, Distillate Fuel Oil |  |  |  | STM | [9 empty] | 0.11922 | 0.11922 | 0.11922 | 0.11922 | [11 empty] | Virginia Electric & Power Co | 100 | Dominion Energy Inc | 100
Chesterfield | 3797_G_CW8 | 3797 | G | CW8 | 2515 | Combined Cycle |  | PJM_Dom | Virginia | 51 | Chesterfield | 41 | 51041 | 60 | 8016 | 1992 | 9999 | other |  | N | Natural Gas, Distillate Fuel Oil |  |  |  | STM | [9 empty] | 0.11922 | 0.11922 | 0.11922 | 0.11922 | [11 empty] | Virginia Electric & Power Co | 100 | Dominion Energy Inc | 100
Cushaw | 3798_G_1 | 3798 | G | 1 |  | Hydro |  | PJM_Dom | Virginia | 51 | Amherst | 9 | 51009 | 0.4 | 0 | 1930 | 9999 |  |  | N | Hydro | [13 empty] | 0 | 0 | 0 | 0 | [11 empty] | Cushaw Hydro LLC | 100 | Cushaw Hydro LLC | 100
Cushaw | 3798_G_2 | 3798 | G | 2 |  | Hydro |  | PJM_Dom | Virginia | 51 | Amherst | 9 | 51009 | 0.4 | 0 | 1930 | 9999 |  |  | N | Hydro | [13 empty] | 0 | 0 | 0 | 0 | [11 empty] | Cushaw Hydro LLC | 100 | Cushaw Hydro LLC | 100
Cushaw | 3798_G_3 | 3798 | G | 3 |  | Hydro |  | PJM_Dom | Virginia | 51 | Amherst | 9 | 51009 | 0.4 | 0 | 1930 | 9999 |  |  | N | Hydro | [13 empty] | 0 | 0 | 0 | 0 | [11 empty] | Cushaw Hydro LLC | 100 | Cushaw Hydro LLC | 100
Cushaw | 3798_G_4 | 3798 | G | 4 |  | Hydro |  | PJM_Dom | Virginia | 51 | Amherst | 9 | 51009 | 0.4 | 0 | 1930 | 9999 |  |  | N | Hydro | [13 empty] | 0 | 0 | 0 | 0 | [11 empty] | Cushaw Hydro LLC | 100 | Cushaw Hydro LLC | 100
Cushaw | 3798_G_5 | 3798 | G | 5 |  | Hydro |  | PJM_Dom | Virginia | 51 | Amherst | 9 | 51009 | 0.4 | 0 | 1930 | 9999 |  |  | N | Hydro | [13 empty] | 0 | 0 | 0 | 0 | [11 empty] | Cushaw Hydro LLC | 100 | Cushaw Hydro LLC | 100
Low Moor | 3799_G_GT1 | 3799 | G | GT1 |  | Combustion Turbine |  | PJM_Dom | Virginia | 51 | Alleghany | 5 | 51005 | 12 | 16021 | 1971 | 9999 |  |  | N | Distillate Fuel Oil | [12 empty] | 2.64 | 1.1478 | 1.1478 | 1.1478 | 1.1478 | [11 empty] | Virginia Electric & Power Co | 100 | Dominion Energy Inc | 100
Low Moor | 3799_G_GT2 | 3799 | G | GT2 |  | Combustion Turbine |  | PJM_Dom | Virginia | 51 | Alleghany | 5 | 51005 | 12 | 16046 | 1971 | 9999 |  |  | N | Distillate Fuel Oil | [12 empty] | 2.64 | 1.1412 | 1.1412 | 1.1412 | 1.1412 | [11 empty] | Virginia Electric & Power Co | 100 | Dominion Energy Inc | 100
Low Moor | 3799_G_GT3 | 3799 | G | GT3 |  | Combustion Turbine |  | PJM_Dom | Virginia | 51 | Alleghany | 5 | 51005 | 12 | 16046 | 1971 | 9999 |  |  | N | Distillate Fuel Oil | [12 empty] | 2.64 | 0.16295 | 0.16295 | 0.16295 | 0.16295 | [11 empty] | Virginia Electric & Power Co | 100 | Dominion Energy Inc | 100
Low Moor | 3799_G_GT4 | 3799 | G | GT4 |  | Combustion Turbine |  | PJM_Dom | Virginia | 51 | Alleghany | 5 | 51005 | 12 | 16046 | 1971 | 9999 |  |  | N | Distillate Fuel Oil | [12 empty] | 2.64 | 0.95718 | 0.95718 | 0.95718 | 0.95718 | [11 empty] | Virginia Electric & Power Co | 100 | Dominion Energy Inc | 100
Northern Neck | 3800_G_GT1 | 3800 | G | GT1 |  | Combustion Turbine |  | PJM_Dom | Virginia | 51 | Richmond | 159 | 51159 | 12 | 16329 | 1971 | 9999 |  |  | N | Distillate Fuel Oil | [12 empty] | 2.64 | 0.8241 | 0.8241 | 0.8241 | 0.8241 | [11 empty] | Virginia Electric & Power Co | 100 | Dominion Energy Inc | 100
Northern Neck | 3800_G_GT2 | 3800 | G | GT2 |  | Combustion Turbine |  | PJM_Dom | Virginia | 51 | Richmond | 159 | 51159 | 11 | 16335 | 1971 | 9999 |  |  | N | Distillate Fuel Oil | [12 empty] | 2.64 | 0.67663 | 0.67663 | 0.67663 | 0.67663 | [11 empty] | Virginia Electric & Power Co | 100 | Dominion Energy Inc | 100
Northern Neck | 3800_G_GT3 | 3800 | G | GT3 |  | Combustion Turbine |  | PJM_Dom | Virginia | 51 | Richmond | 159 | 51159 | 12 | 16332 | 1971 | 9999 |  |  | N | Distillate Fuel Oil | [12 empty] | 2.64 | 0.80709 | 0.80709 | 0.80709 | 0.80709 | [11 empty] | Virginia Electric & Power Co | 100 | Dominion Energy Inc | 100
Northern Neck | 3800_G_GT4 | 3800 | G | GT4 |  | Combustion Turbine |  | PJM_Dom | Virginia | 51 | Richmond | 159 | 51159 | 12 | 16332 | 1971 | 9999 |  |  | N | Distillate Fuel Oil | [12 empty] | 2.64 | 0.73194 | 0.73194 | 0.73194 | 0.73194 | [11 empty] | Virginia Electric & Power Co | 100 | Dominion Energy Inc | 100
Chesapeake | 3803_G_GT1 | 3803 | G | GT1 |  | Combustion Turbine |  | PJM_Dom | Virginia | 51 | Chesapeake City | 550 | 51550 | 15 | 16278 | 1967 | 9999 |  |  | N | Distillate Fuel Oil | [12 empty] | 2.64 | 0.90065 | 0.90065 | 0.90065 | 0.90065 | [11 empty] | Virginia Electric & Power Co | 100 | Dominion Energy Inc | 100
Chesapeake | 3803_G_6 | 3803 | G | 6 |  | Combustion Turbine |  | PJM_Dom | Virginia | 51 | Chesapeake City | 550 | 51550 | 12 | 16258 | 1969 | 9999 |  |  | N | Distillate Fuel Oil | [12 empty] | 2.64 | 0.2755 | 0.2755 | 0.2755 | 0.2755 | [11 empty] | Virginia Electric & Power Co | 100 | Dominion Energy Inc | 100
Chesapeake | 3803_G_GT2 | 3803 | G | GT2 |  | Combustion Turbine |  | PJM_Dom | Virginia | 51 | Chesapeake City | 550 | 51550 | 12 | 16260 | 1969 | 9999 |  |  | N | Distillate Fuel Oil | [12 empty] | 2.64 | 0.18424 | 0.18424 | 0.18424 | 0.18424 | [11 empty] | Virginia Electric & Power Co | 100 | Dominion Energy Inc | 100
Chesapeake | 3803_G_GT4 | 3803 | G | GT4 |  | Combustion Turbine |  | PJM_Dom | Virginia | 51 | Chesapeake City | 550 | 51550 | 12 | 16260 | 1969 | 9999 |  |  | N | Distillate Fuel Oil | [12 empty] | 2.64 | 0.66278 | 0.66278 | 0.66278 | 0.66278 | [11 empty] | Virginia Electric & Power Co | 100 | Dominion Energy Inc | 100
Possum Point | 3804_G_GT1 | 3804 | G | GT1 |  | Combustion Turbine |  | PJM_Dom | Virginia | 51 | Prince William | 153 | 51153 | 12 | 15774 | 1968 | 9999 |  |  | N | Distillate Fuel Oil | [12 empty] | 1.06 | 1.0542 | 1.0542 | 1.0542 | 1.0542 | [11 empty] | Virginia Electric & Power Co | 100 | Dominion Energy Inc | 100
Possum Point | 3804_G_GT2 | 3804 | G | GT2 |  | Combustion Turbine |  | PJM_Dom | Virginia | 51 | Prince William | 153 | 51153 | 12 | 15778 | 1968 | 9999 |  |  | N | Distillate Fuel Oil | [12 empty] | 1.06 | 0.04124 | 0.04124 | 0.04124 | 0.04124 | [11 empty] | Virginia Electric & Power Co | 100 | Dominion Energy Inc | 100
Possum Point | 3804_G_GT3 | 3804 | G | GT3 |  | Combustion Turbine |  | PJM_Dom | Virginia | 51 | Prince William | 153 | 51153 | 12 | 15778 | 1968 | 9999 |  |  | N | Distillate Fuel Oil | [12 empty] | 1.06 | 1.0671 | 1.0671 | 1.0671 | 1.0671 | [11 empty] | Virginia Electric & Power Co | 100 | Dominion Energy Inc | 100
Possum Point | 3804_G_GT4 | 3804 | G | GT4 |  | Combustion Turbine |  | PJM_Dom | Virginia | 51 | Prince William | 153 | 51153 | 12 | 15778 | 1968 | 9999 |  |  | N | Distillate Fuel Oil | [12 empty] | 1.06 | 0.04333 | 0.04333 | 0.04333 | 0.04333 | [11 empty] | Virginia Electric & Power Co | 100 | Dominion Energy Inc | 100
Possum Point | 3804_G_GT5 | 3804 | G | GT5 |  | Combustion Turbine |  | PJM_Dom | Virginia | 51 | Prince William | 153 | 51153 | 12 | 15778 | 1968 | 9999 |  |  | N | Distillate Fuel Oil | [12 empty] | 1.06 | 0.93068 | 0.93068 | 0.93068 | 0.93068 | [11 empty] | Virginia Electric & Power Co | 100 | Dominion Energy Inc | 100
Possum Point | 3804_G_GT6 | 3804 | G | GT6 |  | Combustion Turbine |  | PJM_Dom | Virginia | 51 | Prince William | 153 | 51153 | 12 | 15778 | 1968 | 9999 |  |  | N | Distillate Fuel Oil | [12 empty] | 1.06 | 0.04204 | 0.04204 | 0.04204 | 0.04204 | [11 empty] | Virginia Electric & Power Co | 100 | Dominion Energy Inc | 100
Possum Point | 3804_G_6A | 3804 | G | 6A | 8340 | Combined Cycle |  | PJM_Dom | Virginia | 51 | Prince William | 153 | 51153 | 148.5 | 7223 | 2003 | 9999 |  |  | N | Natural Gas, Distillate Fuel Oil |  |  |  | DLNB + H2O | SCR | [8 empty] | 0.010465 | 0.010465 | 0.010465 | 0.010465 | [11 empty] | Virginia Electric & Power Co | 100 | Dominion Energy Inc | 100
Possum Point | 3804_G_6B | 3804 | G | 6B | 8342 | Combined Cycle |  | PJM_Dom | Virginia | 51 | Prince William | 153 | 51153 | 148.5 | 7223 | 2003 | 9999 |  |  | N | Natural Gas, Distillate Fuel Oil |  |  |  | DLNB + H2O | SCR | [8 empty] | 0.010465 | 0.010465 | 0.010465 | 0.010465 | [11 empty] | Virginia Electric & Power Co | 100 | Dominion Energy Inc | 100
Possum Point | 3804_G_6ST | 3804 | G | 6ST | 8340 | Combined Cycle |  | PJM_Dom | Virginia | 51 | Prince William | 153 | 51153 | 262 | 7223 | 2003 | 9999 |  |  | N | Natural Gas, Distillate Fuel Oil |  |  |  | DLNB + H2O | SCR | [8 empty] | 0.010465 | 0.010465 | 0.010465 | 0.010465 | [11 empty] | Virginia Electric & Power Co | 100 | Dominion Energy Inc | 100
Surry | 3806_G_1 | 3806 | G | 1 |  | Nuclear |  | PJM_Dom | Virginia | 51 | Surry | 181 | 51181 | 838 | 10456 | 1972 | 9999 |  |  | N | Nuclear Fuel | [13 empty] | 0 | 0 | 0 | 0 | [11 empty] | Virginia Electric & Power Co | 100 | Dominion Energy Inc | 100
Surry | 3806_G_2 | 3806 | G | 2 |  | Nuclear |  | PJM_Dom | Virginia | 51 | Surry | 181 | 51181 | 838 | 10456 | 1973 | 9999 |  |  | N | Nuclear Fuel | [13 empty] | 0 | 0 | 0 | 0 | [11 empty] | Virginia Electric & Power Co | 100 | Dominion Energy Inc | 100
Snowden | 3821_G_4 | 3821 | G | 4 |  | Hydro |  | PJM_West | Virginia | 51 | Bedford | 19 | 51019 | 2.5 | 0 | 1987 | 9999 |  |  | N | Hydro | [13 empty] | 0 | 0 | 0 | 0 | [11 empty] | Bedford County Public Service Authority | 100 | Bedford County Public Service Authority | 100
Snowden | 3821_G_5 | 3821 | G | 5 |  | Hydro |  | PJM_West | Virginia | 51 | Bedford | 19 | 51019 | 2.5 | 0 | 1987 | 9999 |  |  | N | Hydro | [13 empty] | 0 | 0 | 0 | 0 | [11 empty] | Bedford County Public Service Authority | 100 | Bedford County Public Service Authority | 100
Pinnacles | 3825_G_1 | 3825 | G | 1 |  | Hydro |  | PJM_West | Virginia | 51 | Patrick | 141 | 51141 | 3.5 | 0 | 1938 | 9999 |  |  | N | Hydro | [13 empty] | 0 | 0 | 0 | 0 | [11 empty] | Danville Power & Light Dept | 100 | Danville Power & Light Dept | 100
Pinnacles | 3825_G_2 | 3825 | G | 2 |  | Hydro |  | PJM_West | Virginia | 51 | Patrick | 141 | 51141 | 3.5 | 0 | 1938 | 9999 |  |  | N | Hydro | [13 empty] | 0 | 0 | 0 | 0 | [11 empty] | Danville Power & Light Dept | 100 | Danville Power & Light Dept | 100
Pinnacles | 3825_G_3 | 3825 | G | 3 |  | Hydro |  | PJM_West | Virginia | 51 | Patrick | 141 | 51141 | 3.5 | 0 | 1938 | 9999 |  |  | N | Hydro | [13 empty] | 0 | 0 | 0 | 0 | [11 empty] | Danville Power & Light Dept | 100 | Danville Power & Light Dept | 100
Martinsville | 3826_G_1 | 3826 | G | 1 |  | Hydro |  | PJM_West | Virginia | 51 | Henry | 89 | 51089 | 0.3 | 0 | 1932 | 9999 |  |  | N | Hydro | [13 empty] | 0 | 0 | 0 | 0 | [11 empty] | Martinsville VA (City of) | 100 | Martinsville VA (City of) | 100
Martinsville | 3826_G_2 | 3826 | G | 2 |  | Hydro |  | PJM_West | Virginia | 51 | Henry | 89 | 51089 | 0.9 | 0 | 1932 | 9999 |  |  | N | Hydro | [13 empty] | 0 | 0 | 0 | 0 | [11 empty] | Martinsville VA (City of) | 100 | Martinsville VA (City of) | 100
Radford | 3827_G_1 | 3827 | G | 1 |  | Hydro |  | PJM_West | Virginia | 51 | Pulaski | 155 | 51155 | 1 | 0 | 1934 | 9999 |  |  | N | Hydro | [13 empty] | 0 | 0 | 0 | 0 | [11 empty] | Radford VA (City of) | 100 | Radford VA (City of) | 100
John H Kerr | 3833_G_1 | 3833 | G | 1 |  | Hydro |  | PJM_Dom | Virginia | 51 | Mecklenburg | 117 | 51117 | 13.8 | 0 | 1952 | 9999 |  |  | N | Hydro | [13 empty] | 0 | 0 | 0 | 0 | [11 empty] | USACE Wilmington District | 100 | U S Army Corps of Engineers | 100
John H Kerr | 3833_G_2 | 3833 | G | 2 |  | Hydro |  | PJM_Dom | Virginia | 51 | Mecklenburg | 117 | 51117 | 46.8 | 0 | 1952 | 9999 |  |  | N | Hydro | [13 empty] | 0 | 0 | 0 | 0 | [11 empty] | USACE Wilmington District | 100 | U S Army Corps of Engineers | 100
John H Kerr | 3833_G_3 | 3833 | G | 3 |  | Hydro |  | PJM_Dom | Virginia | 51 | Mecklenburg | 117 | 51117 | 46.8 | 0 | 1953 | 9999 |  |  | N | Hydro | [13 empty] | 0 | 0 | 0 | 0 | [11 empty] | USACE Wilmington District | 100 | U S Army Corps of Engineers | 100
John H Kerr | 3833_G_4 | 3833 | G | 4 |  | Hydro |  | PJM_Dom | Virginia | 51 | Mecklenburg | 117 | 51117 | 46.8 | 0 | 1953 | 9999 |  |  | N | Hydro | [13 empty] | 0 | 0 | 0 | 0 | [11 empty] | USACE Wilmington District | 100 | U S Army Corps of Engineers | 100
John H Kerr | 3833_G_5 | 3833 | G | 5 |  | Hydro |  | PJM_Dom | Virginia | 51 | Mecklenburg | 117 | 51117 | 46.8 | 0 | 1953 | 9999 |  |  | N | Hydro | [13 empty] | 0 | 0 | 0 | 0 | [11 empty] | USACE Wilmington District | 100 | U S Army Corps of Engineers | 100
John H Kerr | 3833_G_6 | 3833 | G | 6 |  | Hydro |  | PJM_Dom | Virginia | 51 | Mecklenburg | 117 | 51117 | 46.8 | 0 | 1953 | 9999 |  |  | N | Hydro | [13 empty] | 0 | 0 | 0 | 0 | [11 empty] | USACE Wilmington District | 100 | U S Army Corps of Engineers | 100
John H Kerr | 3833_G_7 | 3833 | G | 7 |  | Hydro |  | PJM_Dom | Virginia | 51 | Mecklenburg | 117 | 51117 | 46.8 | 0 | 1953 | 9999 |  |  | N | Hydro | [13 empty] | 0 | 0 | 0 | 0 | [11 empty] | USACE Wilmington District | 100 | U S Army Corps of Engineers | 100
John H Kerr | 3833_G_A | 3833 | G | A |  | Hydro |  | PJM_Dom | Virginia | 51 | Mecklenburg | 117 | 51117 | 1 | 0 | 2008 | 9999 |  |  | N | Hydro | [13 empty] | 0 | 0 | 0 | 0 | [11 empty] | USACE Wilmington District | 100 | U S Army Corps of Engineers | 100
John H Kerr | 3833_G_B | 3833 | G | B |  | Hydro |  | PJM_Dom | Virginia | 51 | Mecklenburg | 117 | 51117 | 1 | 0 | 2008 | 9999 |  |  | N | Hydro | [13 empty] | 0 | 0 | 0 | 0 | [11 empty] | USACE Wilmington District | 100 | U S Army Corps of Engineers | 100
Philpott Lake | 3834_G_1 | 3834 | G | 1 |  | Hydro |  | PJM_West | Virginia | 51 | Henry | 89 | 51089 | 7.5 | 0 | 1953 | 9999 |  |  | N | Hydro | [13 empty] | 0 | 0 | 0 | 0 | [11 empty] | USACE Wilmington District | 100 | U S Army Corps of Engineers | 100
Philpott Lake | 3834_G_3 | 3834 | G | 3 |  | Hydro |  | PJM_West | Virginia | 51 | Henry | 89 | 51089 | 0.6 | 0 | 1953 | 9999 |  |  | N | Hydro | [13 empty] | 0 | 0 | 0 | 0 | [11 empty] | USACE Wilmington District | 100 | U S Army Corps of Engineers | 100
Philpott Lake | 3834_G_2 | 3834 | G | 2 |  | Hydro |  | PJM_West | Virginia | 51 | Henry | 89 | 51089 | 7.5 | 0 | 1953 | 9999 |  |  | N | Hydro | [13 empty] | 0 | 0 | 0 | 0 | [11 empty] | USACE Wilmington District | 100 | U S Army Corps of Engineers | 100
Merwin | 3847_G_House | 3847 | G | House |  | Hydro |  | WECC_PNW | Washington | 53 | Cowlitz | 15 | 53015 | 1 | 0 | 1931 | 9999 |  |  | N | Hydro | [13 empty] | 0 | 0 | 0 | 0 | [11 empty] | PacifiCorp | 100 | Berkshire Hathaway Inc | 100
Merwin | 3847_G_1 | 3847 | G | 1 |  | Hydro |  | WECC_PNW | Washington | 53 | Cowlitz | 15 | 53015 | 50 | 0 | 1932 | 9999 |  |  | N | Hydro | [13 empty] | 0 | 0 | 0 | 0 | [11 empty] | PacifiCorp | 100 | Berkshire Hathaway Inc | 100
Merwin | 3847_G_2 | 3847 | G | 2 |  | Hydro |  | WECC_PNW | Washington | 53 | Cowlitz | 15 | 53015 | 50 | 0 | 1949 | 9999 |  |  | N | Hydro | [13 empty] | 0 | 0 | 0 | 0 | [11 empty] | PacifiCorp | 100 | Berkshire Hathaway Inc | 100
Merwin | 3847_G_3 | 3847 | G | 3 |  | Hydro |  | WECC_PNW | Washington | 53 | Cowlitz | 15 | 53015 | 50 | 0 | 1958 | 9999 |  |  | N | Hydro | [13 empty] | 0 | 0 | 0 | 0 | [11 empty] | PacifiCorp | 100 | Berkshire Hathaway Inc | 100
Swift 1 | 3850_G_HY11 | 3850 | G | HY11 |  | Hydro |  | WECC_PNW | Washington | 53 | Skamania | 59 | 53059 | 87.9 | 0 | 1958 | 9999 |  |  | N | Hydro | [13 empty] | 0 | 0 | 0 | 0 | [11 empty] | PacifiCorp | 100 | Berkshire Hathaway Inc | 100
Swift 1 | 3850_G_HY12 | 3850 | G | HY12 |  | Hydro |  | WECC_PNW | Washington | 53 | Skamania | 59 | 53059 | 87.9 | 0 | 1958 | 9999 |  |  | N | Hydro | [13 empty] | 0 | 0 | 0 | 0 | [11 empty] | PacifiCorp | 100 | Berkshire Hathaway Inc | 100
Swift 1 | 3850_G_HY13 | 3850 | G | HY13 |  | Hydro |  | WECC_PNW | Washington | 53 | Skamania | 59 | 53059 | 87.9 | 0 | 1958 | 9999 |  |  | N | Hydro | [13 empty] | 0 | 0 | 0 | 0 | [11 empty] | PacifiCorp | 100 | Berkshire Hathaway Inc | 100
Yale | 3852_G_1 | 3852 | G | 1 |  | Hydro |  | WECC_PNW | Washington | 53 | Cowlitz | 15 | 53015 | 81.8 | 0 | 1953 | 9999 |  |  | N | Hydro | [13 empty] | 0 | 0 | 0 | 0 | [11 empty] | PacifiCorp | 100 | Berkshire Hathaway Inc | 100
Yale | 3852_G_2 | 3852 | G | 2 |  | Hydro |  | WECC_PNW | Washington | 53 | Cowlitz | 15 | 53015 | 81.8 | 0 | 1953 | 9999 |  |  | N | Hydro | [13 empty] | 0 | 0 | 0 | 0 | [11 empty] | PacifiCorp | 100 | Berkshire Hathaway Inc | 100
Crystal Mountain | 3853_G_1 | 3853 | G | 1 |  | Combustion Turbine | IC Engine | WECC_PNW | Washington | 53 | Pierce | 53 | 53053 | 2.5 | 11356 | 1969 | 9999 |  |  | N | Distillate Fuel Oil | [12 empty] | 2.63 | 1.6498 | 1.6498 | 1.6498 | 1.6498 | [11 empty] | Puget Sound Energy Inc | 100 | Puget Energy Inc | 100
Electron | 3854_G_1 | 3854 | G | 1 |  | Hydro |  | WECC_PNW | Washington | 53 | Pierce | 53 | 53053 | 5.7 | 0 | 1904 | 9999 |  |  | N | Hydro | [13 empty] | 0 | 0 | 0 | 0 | [11 empty] | Electron Hydro LLC | 100 | JAVA Holdings Ltd | 100
Electron | 3854_G_2 | 3854 | G | 2 |  | Hydro |  | WECC_PNW | Washington | 53 | Pierce | 53 | 53053 | 5.9 | 0 | 1904 | 9999 |  |  | N | Hydro | [13 empty] | 0 | 0 | 0 | 0 | [11 empty] | Electron Hydro LLC | 100 | JAVA Holdings Ltd | 100
Electron | 3854_G_3 | 3854 | G | 3 |  | Hydro |  | WECC_PNW | Washington | 53 | Pierce | 53 | 53053 | 6.3 | 0 | 1904 | 9999 |  |  | N | Hydro | [13 empty] | 0 | 0 | 0 | 0 | [11 empty] | Electron Hydro LLC | 100 | JAVA Holdings Ltd | 100
Electron | 3854_G_4 | 3854 | G | 4 |  | Hydro |  | WECC_PNW | Washington | 53 | Pierce | 53 | 53053 | 7.9 | 0 | 1929 | 9999 |  |  | N | Hydro | [13 empty] | 0 | 0 | 0 | 0 | [11 empty] | Electron Hydro LLC | 100 | JAVA Holdings Ltd | 100
Lower Baker | 3855_G_3 | 3855 | G | 3 |  | Hydro |  | WECC_PNW | Washington | 53 | Skagit | 57 | 53057 | 74.8 | 0 | 1960 | 9999 |  |  | N | Hydro | [13 empty] | 0 | 0 | 0 | 0 | [11 empty] | Puget Sound Energy Inc | 100 | Puget Energy Inc | 100
Lower Baker | 3855_G_4 | 3855 | G | 4 |  | Hydro |  | WECC_PNW | Washington | 53 | Skagit | 57 | 53057 | 30.4 | 0 | 2013 | 9999 |  |  | N | Hydro | [13 empty] | 0 | 0 | 0 | 0 | [11 empty] | Puget Sound Energy Inc | 100 | Puget Energy Inc | 100
Snoqualmie | 3860_G_1 | 3860 | G | 1 |  | Hydro |  | WECC_PNW | Washington | 53 | King | 33 | 53033 | 1.5 | 0 | 1898 | 9999 |  |  | N | Hydro | [13 empty] | 0 | 0 | 0 | 0 | [11 empty] | Puget Sound Energy Inc | 100 | Puget Energy Inc | 100
Snoqualmie | 3860_G_2 | 3860 | G | 2 |  | Hydro |  | WECC_PNW | Washington | 53 | King | 33 | 53033 | 1.5 | 0 | 1898 | 9999 |  |  | N | Hydro | [13 empty] | 0 | 0 | 0 | 0 | [11 empty] | Puget Sound Energy Inc | 100 | Puget Energy Inc | 100
Snoqualmie | 3860_G_3 | 3860 | G | 3 |  | Hydro |  | WECC_PNW | Washington | 53 | King | 33 | 53033 | 1.5 | 0 | 1898 | 9999 |  |  | N | Hydro | [13 empty] | 0 | 0 | 0 | 0 | [11 empty] | Puget Sound Energy Inc | 100 | Puget Energy Inc | 100
Snoqualmie | 3860_G_4 | 3860 | G | 4 |  | Hydro |  | WECC_PNW | Washington | 53 | King | 33 | 53033 | 1.5 | 0 | 1898 | 9999 |  |  | N | Hydro | [13 empty] | 0 | 0 | 0 | 0 | [11 empty] | Puget Sound Energy Inc | 100 | Puget Energy Inc | 100
Snoqualmie | 3860_G_5A | 3860 | G | 5A |  | Hydro |  | WECC_PNW | Washington | 53 | King | 33 | 53033 | 6.1 | 0 | 2013 | 9999 |  |  | N | Hydro | [13 empty] | 0 | 0 | 0 | 0 | [11 empty] | Puget Sound Energy Inc | 100 | Puget Energy Inc | 100
Upper Baker | 3861_G_1 | 3861 | G | 1 |  | Hydro |  | WECC_PNW | Washington | 53 | Whatcom | 73 | 53073 | 52.5 | 0 | 1959 | 9999 |  |  | N | Hydro | [13 empty] | 0 | 0 | 0 | 0 | [11 empty] | Puget Sound Energy Inc | 100 | Puget Energy Inc | 100
Upper Baker | 3861_G_2 | 3861 | G | 2 |  | Hydro |  | WECC_PNW | Washington | 53 | Whatcom | 73 | 53073 | 52.5 | 0 | 1959 | 9999 |  |  | N | Hydro | [13 empty] | 0 | 0 | 0 | 0 | [11 empty] | Puget Sound Energy Inc | 100 | Puget Energy Inc | 100
Little Falls (WA) | 3866_G_1 | 3866 | G | 1 |  | Hydro |  | WECC_PNW | Washington | 53 | Lincoln | 43 | 53043 | 9.5 | 0 | 1910 | 9999 |  |  | N | Hydro | [13 empty] | 0 | 0 | 0 | 0 | [11 empty] | Avista Corp | 100 | Avista Corp | 100
Little Falls (WA) | 3866_G_2 | 3866 | G | 2 |  | Hydro |  | WECC_PNW | Washington | 53 | Lincoln | 43 | 53043 | 9.5 | 0 | 1910 | 9999 |  |  | N | Hydro | [13 empty] | 0 | 0 | 0 | 0 | [11 empty] | Avista Corp | 100 | Avista Corp | 100
Little Falls (WA) | 3866_G_3 | 3866 | G | 3 |  | Hydro |  | WECC_PNW | Washington | 53 | Lincoln | 43 | 53043 | 9.5 | 0 | 1910 | 9999 |  |  | N | Hydro | [13 empty] | 0 | 0 | 0 | 0 | [11 empty] | Avista Corp | 100 | Avista Corp | 100
Little Falls (WA) | 3866_G_4 | 3866 | G | 4 |  | Hydro |  | WECC_PNW | Washington | 53 | Lincoln | 43 | 53043 | 9.5 | 0 | 1911 | 9999 |  |  | N | Hydro | [13 empty] | 0 | 0 | 0 | 0 | [11 empty] | Avista Corp | 100 | Avista Corp | 100
Long Lake | 3867_G_1 | 3867 | G | 1 |  | Hydro |  | WECC_PNW | Washington | 53 | Lincoln | 43 | 53043 | 22.4 | 0 | 1915 | 9999 |  |  | N | Hydro | [13 empty] | 0 | 0 | 0 | 0 | [11 empty] | Avista Corp | 100 | Avista Corp | 100
Long Lake | 3867_G_2 | 3867 | G | 2 |  | Hydro |  | WECC_PNW | Washington | 53 | Lincoln | 43 | 53043 | 22.5 | 0 | 1915 | 9999 |  |  | N | Hydro | [13 empty] | 0 | 0 | 0 | 0 | [11 empty] | Avista Corp | 100 | Avista Corp | 100
Long Lake | 3867_G_3 | 3867 | G | 3 |  | Hydro |  | WECC_PNW | Washington | 53 | Lincoln | 43 | 53043 | 22.5 | 0 | 1919 | 9999 |  |  | N | Hydro | [13 empty] | 0 | 0 | 0 | 0 | [11 empty] | Avista Corp | 100 | Avista Corp | 100
Long Lake | 3867_G_4 | 3867 | G | 4 |  | Hydro |  | WECC_PNW | Washington | 53 | Lincoln | 43 | 53043 | 22.1 | 0 | 1924 | 9999 |  |  | N | Hydro | [13 empty] | 0 | 0 | 0 | 0 | [11 empty] | Avista Corp | 100 | Avista Corp | 100
Meyers Falls | 3868_G_UN1 | 3868 | G | UN1 |  | Hydro |  | WECC_PNW | Washington | 53 | Stevens | 65 | 53065 | 0.9 | 0 | 1915 | 9999 |  |  | N | Hydro | [13 empty] | 0 | 0 | 0 | 0 | [11 empty] | Hydro Technology Systems Inc | 100 | Hydro Technology Systems Inc | 100
Meyers Falls | 3868_G_UN2 | 3868 | G | UN2 |  | Hydro |  | WECC_PNW | Washington | 53 | Stevens | 65 | 53065 | 0.3 | 0 | 1915 | 9999 |  |  | N | Hydro | [13 empty] | 0 | 0 | 0 | 0 | [11 empty] | Hydro Technology Systems Inc | 100 | Hydro Technology Systems Inc | 100
Meyers Falls | 3868_G_UNA | 3868 | G | UNA |  | Hydro |  | WECC_PNW | Washington | 53 | Stevens | 65 | 53065 | 0.2 | 0 | 2006 | 9999 |  |  | N | Hydro | [13 empty] | 0 | 0 | 0 | 0 | [11 empty] | Hydro Technology Systems Inc | 100 | Hydro Technology Systems Inc | 100
Meyers Falls | 3868_G_UNB | 3868 | G | UNB |  | Hydro |  | WECC_PNW | Washington | 53 | Stevens | 65 | 53065 | 0.2 | 0 | 2006 | 9999 |  |  | N | Hydro | [13 empty] | 0 | 0 | 0 | 0 | [11 empty] | Hydro Technology Systems Inc | 100 | Hydro Technology Systems Inc | 100
Nine Mile | 3869_G_2 | 3869 | G | 2 |  | Hydro |  | WECC_PNW | Washington | 53 | Spokane | 63 | 53063 | 8.8 | 0 | 1908 | 9999 |  |  | N | Hydro | [13 empty] | 0 | 0 | 0 | 0 | [11 empty] | Avista Corp | 100 | Avista Corp | 100
Nine Mile | 3869_G_1 | 3869 | G | 1 |  | Hydro |  | WECC_PNW | Washington | 53 | Spokane | 63 | 53063 | 8.8 | 0 | 1910 | 9999 |  |  | N | Hydro | [13 empty] | 0 | 0 | 0 | 0 | [11 empty] | Avista Corp | 100 | Avista Corp | 100
Nine Mile | 3869_G_3N | 3869 | G | 3N |  | Hydro |  | WECC_PNW | Washington | 53 | Spokane | 63 | 53063 | 8 | 0 | 1994 | 9999 |  |  | N | Hydro | [13 empty] | 0 | 0 | 0 | 0 | [11 empty] | Avista Corp | 100 | Avista Corp | 100
Nine Mile | 3869_G_4N | 3869 | G | 4N |  | Hydro |  | WECC_PNW | Washington | 53 | Spokane | 63 | 53063 | 8 | 0 | 1994 | 9999 |  |  | N | Hydro | [13 empty] | 0 | 0 | 0 | 0 | [11 empty] | Avista Corp | 100 | Avista Corp | 100
Yelm | 3878_G_1 | 3878 | G | 1 |  | Hydro |  | WECC_PNW | Washington | 53 | Thurston | 67 | 53067 | 2.7 | 0 | 1930 | 9999 |  |  | N | Hydro | [13 empty] | 0 | 0 | 0 | 0 | [11 empty] | Centralia WA (City of) | 100 | Centralia WA (City of) | 100
Yelm | 3878_G_2 | 3878 | G | 2 |  | Hydro |  | WECC_PNW | Washington | 53 | Thurston | 67 | 53067 | 2.7 | 0 | 1930 | 9999 |  |  | N | Hydro | [13 empty] | 0 | 0 | 0 | 0 | [11 empty] | Centralia WA (City of) | 100 | Centralia WA (City of) | 100
Yelm | 3878_G_3 | 3878 | G | 3 |  | Hydro |  | WECC_PNW | Washington | 53 | Thurston | 67 | 53067 | 6 | 0 | 1955 | 9999 |  |  | N | Hydro | [13 empty] | 0 | 0 | 0 | 0 | [11 empty] | Centralia WA (City of) | 100 | Centralia WA (City of) | 100
Rocky Reach | 3883_G_C-1 | 3883 | G | C-1 |  | Hydro |  | WECC_PNW | Washington | 53 | Chelan | 7 | 53007 | 104.9 | 0 | 1961 | 9999 |  |  | N | Hydro | [13 empty] | 0 | 0 | 0 | 0 | [11 empty] | PUD No 1 of Chelan County | 100 | PUD No 1 of Chelan County | 100
Rocky Reach | 3883_G_C-2 | 3883 | G | C-2 |  | Hydro |  | WECC_PNW | Washington | 53 | Chelan | 7 | 53007 | 104.9 | 0 | 1961 | 9999 |  |  | N | Hydro | [13 empty] | 0 | 0 | 0 | 0 | [11 empty] | PUD No 1 of Chelan County | 100 | PUD No 1 of Chelan County | 100
Rocky Reach | 3883_G_C-3 | 3883 | G | C-3 |  | Hydro |  | WECC_PNW | Washington | 53 | Chelan | 7 | 53007 | 104.9 | 0 | 1961 | 9999 |  |  | N | Hydro | [13 empty] | 0 | 0 | 0 | 0 | [11 empty] | PUD No 1 of Chelan County | 100 | PUD No 1 of Chelan County | 100
Rocky Reach | 3883_G_C-4 | 3883 | G | C-4 |  | Hydro |  | WECC_PNW | Washington | 53 | Chelan | 7 | 53007 | 104.9 | 0 | 1961 | 9999 |  |  | N | Hydro | [13 empty] | 0 | 0 | 0 | 0 | [11 empty] | PUD No 1 of Chelan County | 100 | PUD No 1 of Chelan County | 100
Rocky Reach | 3883_G_C-5 | 3883 | G | C-5 |  | Hydro |  | WECC_PNW | Washington | 53 | Chelan | 7 | 53007 | 104.9 | 0 | 1961 | 9999 |  |  | N | Hydro | [13 empty] | 0 | 0 | 0 | 0 | [11 empty] | PUD No 1 of Chelan County | 100 | PUD No 1 of Chelan County | 100
Rocky Reach | 3883_G_C-6 | 3883 | G | C-6 |  | Hydro |  | WECC_PNW | Washington | 53 | Chelan | 7 | 53007 | 104.9 | 0 | 1961 | 9999 |  |  | N | Hydro | [13 empty] | 0 | 0 | 0 | 0 | [11 empty] | PUD No 1 of Chelan County | 100 | PUD No 1 of Chelan County | 100
Rocky Reach | 3883_G_C-7 | 3883 | G | C-7 |  | Hydro |  | WECC_PNW | Washington | 53 | Chelan | 7 | 53007 | 104.9 | 0 | 1961 | 9999 |  |  | N | Hydro | [13 empty] | 0 | 0 | 0 | 0 | [11 empty] | PUD No 1 of Chelan County | 100 | PUD No 1 of Chelan County | 100
Rocky Reach | 3883_G_C-8 | 3883 | G | C-8 |  | Hydro |  | WECC_PNW | Washington | 53 | Chelan | 7 | 53007 | 129.9 | 0 | 1973 | 9999 |  |  | N | Hydro | [13 empty] | 0 | 0 | 0 | 0 | [11 empty] | PUD No 1 of Chelan County | 100 | PUD No 1 of Chelan County | 100
Rocky Reach | 3883_G_C-9 | 3883 | G | C-9 |  | Hydro |  | WECC_PNW | Washington | 53 | Chelan | 7 | 53007 | 129.9 | 0 | 1973 | 9999 |  |  | N | Hydro | [13 empty] | 0 | 0 | 0 | 0 | [11 empty] | PUD No 1 of Chelan County | 100 | PUD No 1 of Chelan County | 100
Rocky Reach | 3883_G_C-10 | 3883 | G | C-10 |  | Hydro |  | WECC_PNW | Washington | 53 | Chelan | 7 | 53007 | 129.9 | 0 | 1974 | 9999 |  |  | N | Hydro | [13 empty] | 0 | 0 | 0 | 0 | [11 empty] | PUD No 1 of Chelan County | 100 | PUD No 1 of Chelan County | 100
Rocky Reach | 3883_G_C-11 | 3883 | G | C-11 |  | Hydro |  | WECC_PNW | Washington | 53 | Chelan | 7 | 53007 | 129.9 | 0 | 1974 | 9999 |  |  | N | Hydro | [13 empty] | 0 | 0 | 0 | 0 | [11 empty] | PUD No 1 of Chelan County | 100 | PUD No 1 of Chelan County | 100
Wells | 3886_G_U-1 | 3886 | G | U-1 |  | Hydro |  | WECC_PNW | Washington | 53 | Douglas | 17 | 53017 | 84 | 0 | 1967 | 9999 |  |  | N | Hydro | [13 empty] | 0 | 0 | 0 | 0 | [11 empty] | PUD No 1 of Douglas County | 100 | PUD No 1 of Douglas County | 100
Wells | 3886_G_U-2 | 3886 | G | U-2 |  | Hydro |  | WECC_PNW | Washington | 53 | Douglas | 17 | 53017 | 84 | 0 | 1967 | 9999 |  |  | N | Hydro | [13 empty] | 0 | 0 | 0 | 0 | [11 empty] | PUD No 1 of Douglas County | 100 | PUD No 1 of Douglas County | 100
Wells | 3886_G_U-3 | 3886 | G | U-3 |  | Hydro |  | WECC_PNW | Washington | 53 | Douglas | 17 | 53017 | 84 | 0 | 1967 | 9999 |  |  | N | Hydro | [13 empty] | 0 | 0 | 0 | 0 | [11 empty] | PUD No 1 of Douglas County | 100 | PUD No 1 of Douglas County | 100
Wells | 3886_G_U-4 | 3886 | G | U-4 |  | Hydro |  | WECC_PNW | Washington | 53 | Douglas | 17 | 53017 | 84 | 0 | 1967 | 9999 |  |  | N | Hydro | [13 empty] | 0 | 0 | 0 | 0 | [11 empty] | PUD No 1 of Douglas County | 100 | PUD No 1 of Douglas County | 100
Wells | 3886_G_U-5 | 3886 | G | U-5 |  | Hydro |  | WECC_PNW | Washington | 53 | Douglas | 17 | 53017 | 84 | 0 | 1967 | 9999 |  |  | N | Hydro | [13 empty] | 0 | 0 | 0 | 0 | [11 empty] | PUD No 1 of Douglas County | 100 | PUD No 1 of Douglas County | 100
Wells | 3886_G_U-6 | 3886 | G | U-6 |  | Hydro |  | WECC_PNW | Washington | 53 | Douglas | 17 | 53017 | 84 | 0 | 1967 | 9999 |  |  | N | Hydro | [13 empty] | 0 | 0 | 0 | 0 | [11 empty] | PUD No 1 of Douglas County | 100 | PUD No 1 of Douglas County | 100
Wells | 3886_G_U-7 | 3886 | G | U-7 |  | Hydro |  | WECC_PNW | Washington | 53 | Douglas | 17 | 53017 | 84 | 0 | 1967 | 9999 |  |  | N | Hydro | [13 empty] | 0 | 0 | 0 | 0 | [11 empty] | PUD No 1 of Douglas County | 100 | PUD No 1 of Douglas County | 100
Wells | 3886_G_U-8 | 3886 | G | U-8 |  | Hydro |  | WECC_PNW | Washington | 53 | Douglas | 17 | 53017 | 84 | 0 | 1968 | 9999 |  |  | N | Hydro | [13 empty] | 0 | 0 | 0 | 0 | [11 empty] | PUD No 1 of Douglas County | 100 | PUD No 1 of Douglas County | 100
Wells | 3886_G_U-10 | 3886 | G | U-10 |  | Hydro |  | WECC_PNW | Washington | 53 | Douglas | 17 | 53017 | 84 | 0 | 1969 | 9999 |  |  | N | Hydro | [13 empty] | 0 | 0 | 0 | 0 | [11 empty] | PUD No 1 of Douglas County | 100 | PUD No 1 of Douglas County | 100
Wells | 3886_G_U-9 | 3886 | G | U-9 |  | Hydro |  | WECC_PNW | Washington | 53 | Douglas | 17 | 53017 | 84 | 0 | 1969 | 9999 |  |  | N | Hydro | [13 empty] | 0 | 0 | 0 | 0 | [11 empty] | PUD No 1 of Douglas County | 100 | PUD No 1 of Douglas County | 100
Priest Rapids | 3887_G_10 | 3887 | G | 10 |  | Hydro |  | WECC_PNW | Washington | 53 | Grant | 25 | 53025 | 95 | 0 | 1959 | 9999 |  |  | N | Hydro | [13 empty] | 0 | 0 | 0 | 0 | [11 empty] | PUD No 2 of Grant County | 100 | PUD No 2 of Grant County | 100
Priest Rapids | 3887_G_8 | 3887 | G | 8 |  | Hydro |  | WECC_PNW | Washington | 53 | Grant | 25 | 53025 | 95 | 0 | 1959 | 9999 |  |  | N | Hydro | [13 empty] | 0 | 0 | 0 | 0 | [11 empty] | PUD No 2 of Grant County | 100 | PUD No 2 of Grant County | 100
Priest Rapids | 3887_G_9 | 3887 | G | 9 |  | Hydro |  | WECC_PNW | Washington | 53 | Grant | 25 | 53025 | 95 | 0 | 1959 | 9999 |  |  | N | Hydro | [13 empty] | 0 | 0 | 0 | 0 | [11 empty] | PUD No 2 of Grant County | 100 | PUD No 2 of Grant County | 100
Priest Rapids | 3887_G_3 | 3887 | G | 3 |  | Hydro |  | WECC_PNW | Washington | 53 | Grant | 25 | 53025 | 95 | 0 | 1960 | 9999 |  |  | N | Hydro | [13 empty] | 0 | 0 | 0 | 0 | [11 empty] | PUD No 2 of Grant County | 100 | PUD No 2 of Grant County | 100
Priest Rapids | 3887_G_4 | 3887 | G | 4 |  | Hydro |  | WECC_PNW | Washington | 53 | Grant | 25 | 53025 | 95 | 0 | 1960 | 9999 |  |  | N | Hydro | [13 empty] | 0 | 0 | 0 | 0 | [11 empty] | PUD No 2 of Grant County | 100 | PUD No 2 of Grant County | 100
Priest Rapids | 3887_G_5 | 3887 | G | 5 |  | Hydro |  | WECC_PNW | Washington | 53 | Grant | 25 | 53025 | 95 | 0 | 1960 | 9999 |  |  | N | Hydro | [13 empty] | 0 | 0 | 0 | 0 | [11 empty] | PUD No 2 of Grant County | 100 | PUD No 2 of Grant County | 100
Priest Rapids | 3887_G_6 | 3887 | G | 6 |  | Hydro |  | WECC_PNW | Washington | 53 | Grant | 25 | 53025 | 95 | 0 | 1960 | 9999 |  |  | N | Hydro | [13 empty] | 0 | 0 | 0 | 0 | [11 empty] | PUD No 2 of Grant County | 100 | PUD No 2 of Grant County | 100
Priest Rapids | 3887_G_7 | 3887 | G | 7 |  | Hydro |  | WECC_PNW | Washington | 53 | Grant | 25 | 53025 | 95 | 0 | 1960 | 9999 |  |  | N | Hydro | [13 empty] | 0 | 0 | 0 | 0 | [11 empty] | PUD No 2 of Grant County | 100 | PUD No 2 of Grant County | 100
Priest Rapids | 3887_G_1 | 3887 | G | 1 |  | Hydro |  | WECC_PNW | Washington | 53 | Grant | 25 | 53025 | 95 | 0 | 1961 | 9999 |  |  | N | Hydro | [13 empty] | 0 | 0 | 0 | 0 | [11 empty] | PUD No 2 of Grant County | 100 | PUD No 2 of Grant County | 100
Priest Rapids | 3887_G_2 | 3887 | G | 2 |  | Hydro |  | WECC_PNW | Washington | 53 | Grant | 25 | 53025 | 92.8 | 0 | 1961 | 9999 |  |  | N | Hydro | [13 empty] | 0 | 0 | 0 | 0 | [11 empty] | PUD No 2 of Grant County | 100 | PUD No 2 of Grant County | 100
Wanapum | 3888_G_7A | 3888 | G | 7A |  | Hydro |  | WECC_PNW | Washington | 53 | Grant | 25 | 53025 | 122 | 0 | 2011 | 9999 |  |  | N | Hydro | [13 empty] | 0 | 0 | 0 | 0 | [11 empty] | PUD No 2 of Grant County | 100 | PUD No 2 of Grant County | 100
Wanapum | 3888_G_2A | 3888 | G | 2A |  | Hydro |  | WECC_PNW | Washington | 53 | Grant | 25 | 53025 | 122 | 0 | 2012 | 9999 |  |  | N | Hydro | [13 empty] | 0 | 0 | 0 | 0 | [11 empty] | PUD No 2 of Grant County | 100 | PUD No 2 of Grant County | 100
Wanapum | 3888_G_5A | 3888 | G | 5A |  | Hydro |  | WECC_PNW | Washington | 53 | Grant | 25 | 53025 | 122 | 0 | 2012 | 9999 |  |  | N | Hydro | [13 empty] | 0 | 0 | 0 | 0 | [11 empty] | PUD No 2 of Grant County | 100 | PUD No 2 of Grant County | 100
Wanapum | 3888_G_1A | 3888 | G | 1A |  | Hydro |  | WECC_PNW | Washington | 53 | Grant | 25 | 53025 | 122 | 0 | 2013 | 9999 |  |  | N | Hydro | [13 empty] | 0 | 0 | 0 | 0 | [11 empty] | PUD No 2 of Grant County | 100 | PUD No 2 of Grant County | 100
Wanapum | 3888_G_10A | 3888 | G | 10A |  | Hydro |  | WECC_PNW | Washington | 53 | Grant | 25 | 53025 | 122 | 0 | 2014 | 9999 |  |  | N | Hydro | [13 empty] | 0 | 0 | 0 | 0 | [11 empty] | PUD No 2 of Grant County | 100 | PUD No 2 of Grant County | 100
Wanapum | 3888_G_9A | 3888 | G | 9A |  | Hydro |  | WECC_PNW | Washington | 53 | Grant | 25 | 53025 | 122 | 0 | 2015 | 9999 |  |  | N | Hydro | [13 empty] | 0 | 0 | 0 | 0 | [11 empty] | PUD No 2 of Grant County | 100 | PUD No 2 of Grant County | 100
Wanapum | 3888_G_6A | 3888 | G | 6A |  | Hydro |  | WECC_PNW | Washington | 53 | Grant | 25 | 53025 | 122 | 0 | 2016 | 9999 |  |  | N | Hydro | [13 empty] | 0 | 0 | 0 | 0 | [11 empty] | PUD No 2 of Grant County | 100 | PUD No 2 of Grant County | 100
Wanapum | 3888_G_3A | 3888 | G | 3A |  | Hydro |  | WECC_PNW | Washington | 53 | Grant | 25 | 53025 | 122 | 0 | 2017 | 9999 |  |  | N | Hydro | [13 empty] | 0 | 0 | 0 | 0 | [11 empty] | PUD No 2 of Grant County | 100 | PUD No 2 of Grant County | 100
Wanapum | 3888_G_8A | 3888 | G | 8A |  | Hydro |  | WECC_PNW | Washington | 53 | Grant | 25 | 53025 | 122 | 0 | 2018 | 9999 |  |  | N | Hydro | [13 empty] | 0 | 0 | 0 | 0 | [11 empty] | PUD No 2 of Grant County | 100 | PUD No 2 of Grant County | 100
Wanapum | 3888_G_4A | 3888 | G | 4A |  | Hydro |  | WECC_PNW | Washington | 53 | Grant | 25 | 53025 | 122 | 0 | 2020 | 9999 |  |  | N | Hydro | [13 empty] | 0 | 0 | 0 | 0 | [11 empty] | PUD No 2 of Grant County | 100 | PUD No 2 of Grant County | 100
Box Canyon | 3891_G_1 | 3891 | G | 1 |  | Hydro |  | WECC_PNW | Washington | 53 | Pend Oreille | 51 | 53051 | 22.5 | 0 | 1955 | 9999 |  |  | N | Hydro | [13 empty] | 0 | 0 | 0 | 0 | [11 empty] | PUD No 1 of Pend Oreille County | 100 | PUD No 1 of Pend Oreille County | 100
Box Canyon | 3891_G_2 | 3891 | G | 2 |  | Hydro |  | WECC_PNW | Washington | 53 | Pend Oreille | 51 | 53051 | 22.5 | 0 | 1955 | 9999 |  |  | N | Hydro | [13 empty] | 0 | 0 | 0 | 0 | [11 empty] | PUD No 1 of Pend Oreille County | 100 | PUD No 1 of Pend Oreille County | 100
Box Canyon | 3891_G_3 | 3891 | G | 3 |  | Hydro |  | WECC_PNW | Washington | 53 | Pend Oreille | 51 | 53051 | 22.5 | 0 | 1955 | 9999 |  |  | N | Hydro | [13 empty] | 0 | 0 | 0 | 0 | [11 empty] | PUD No 1 of Pend Oreille County | 100 | PUD No 1 of Pend Oreille County | 100
Box Canyon | 3891_G_4 | 3891 | G | 4 |  | Hydro |  | WECC_PNW | Washington | 53 | Pend Oreille | 51 | 53051 | 22.5 | 0 | 1955 | 9999 |  |  | N | Hydro | [13 empty] | 0 | 0 | 0 | 0 | [11 empty] | PUD No 1 of Pend Oreille County | 100 | PUD No 1 of Pend Oreille County | 100
The Dalles | 3895_G_1 | 3895 | G | 1 |  | Hydro |  | WECC_PNW | Oregon | 41 | Wasco | 65 | 41065 | 78 | 0 | 1957 | 9999 |  |  | N | Hydro | [13 empty] | 0 | 0 | 0 | 0 | [11 empty] | USACE Northwestern Division | 100 | U S Army Corps of Engineers | 100
The Dalles | 3895_G_2 | 3895 | G | 2 |  | Hydro |  | WECC_PNW | Oregon | 41 | Wasco | 65 | 41065 | 78 | 0 | 1957 | 9999 |  |  | N | Hydro | [13 empty] | 0 | 0 | 0 | 0 | [11 empty] | USACE Northwestern Division | 100 | U S Army Corps of Engineers | 100
The Dalles | 3895_G_F1 | 3895 | G | F1 |  | Hydro |  | WECC_PNW | Oregon | 41 | Wasco | 65 | 41065 | 14 | 0 | 1957 | 9999 |  |  | N | Hydro | [13 empty] | 0 | 0 | 0 | 0 | [11 empty] | USACE Northwestern Division | 100 | U S Army Corps of Engineers | 100
The Dalles | 3895_G_F2 | 3895 | G | F2 |  | Hydro |  | WECC_PNW | Oregon | 41 | Wasco | 65 | 41065 | 14 | 0 | 1957 | 9999 |  |  | N | Hydro | [13 empty] | 0 | 0 | 0 | 0 | [11 empty] | USACE Northwestern Division | 100 | U S Army Corps of Engineers | 100
The Dalles | 3895_G_3 | 3895 | G | 3 |  | Hydro |  | WECC_PNW | Oregon | 41 | Wasco | 65 | 41065 | 78 | 0 | 1958 | 9999 |  |  | N | Hydro | [13 empty] | 0 | 0 | 0 | 0 | [11 empty] | USACE Northwestern Division | 100 | U S Army Corps of Engineers | 100
The Dalles | 3895_G_4 | 3895 | G | 4 |  | Hydro |  | WECC_PNW | Oregon | 41 | Wasco | 65 | 41065 | 78 | 0 | 1958 | 9999 |  |  | N | Hydro | [13 empty] | 0 | 0 | 0 | 0 | [11 empty] | USACE Northwestern Division | 100 | U S Army Corps of Engineers | 100
The Dalles | 3895_G_5 | 3895 | G | 5 |  | Hydro |  | WECC_PNW | Oregon | 41 | Wasco | 65 | 41065 | 92.7 | 0 | 1958 | 9999 |  |  | N | Hydro | [13 empty] | 0 | 0 | 0 | 0 | [11 empty] | USACE Northwestern Division | 100 | U S Army Corps of Engineers | 100
The Dalles | 3895_G_6 | 3895 | G | 6 |  | Hydro |  | WECC_PNW | Oregon | 41 | Wasco | 65 | 41065 | 78 | 0 | 1958 | 9999 |  |  | N | Hydro | [13 empty] | 0 | 0 | 0 | 0 | [11 empty] | USACE Northwestern Division | 100 | U S Army Corps of Engineers | 100
The Dalles | 3895_G_10 | 3895 | G | 10 |  | Hydro |  | WECC_PNW | Oregon | 41 | Wasco | 65 | 41065 | 78 | 0 | 1959 | 9999 |  |  | N | Hydro | [13 empty] | 0 | 0 | 0 | 0 | [11 empty] | USACE Northwestern Division | 100 | U S Army Corps of Engineers | 100
The Dalles | 3895_G_7 | 3895 | G | 7 |  | Hydro |  | WECC_PNW | Oregon | 41 | Wasco | 65 | 41065 | 78 | 0 | 1959 | 9999 |  |  | N | Hydro | [13 empty] | 0 | 0 | 0 | 0 | [11 empty] | USACE Northwestern Division | 100 | U S Army Corps of Engineers | 100
The Dalles | 3895_G_8 | 3895 | G | 8 |  | Hydro |  | WECC_PNW | Oregon | 41 | Wasco | 65 | 41065 | 78 | 0 | 1959 | 9999 |  |  | N | Hydro | [13 empty] | 0 | 0 | 0 | 0 | [11 empty] | USACE Northwestern Division | 100 | U S Army Corps of Engineers | 100
The Dalles | 3895_G_9 | 3895 | G | 9 |  | Hydro |  | WECC_PNW | Oregon | 41 | Wasco | 65 | 41065 | 78 | 0 | 1959 | 9999 |  |  | N | Hydro | [13 empty] | 0 | 0 | 0 | 0 | [11 empty] | USACE Northwestern Division | 100 | U S Army Corps of Engineers | 100
The Dalles | 3895_G_11 | 3895 | G | 11 |  | Hydro |  | WECC_PNW | Oregon | 41 | Wasco | 65 | 41065 | 78 | 0 | 1960 | 9999 |  |  | N | Hydro | [13 empty] | 0 | 0 | 0 | 0 | [11 empty] | USACE Northwestern Division | 100 | U S Army Corps of Engineers | 100
The Dalles | 3895_G_12 | 3895 | G | 12 |  | Hydro |  | WECC_PNW | Oregon | 41 | Wasco | 65 | 41065 | 78 | 0 | 1960 | 9999 |  |  | N | Hydro | [13 empty] | 0 | 0 | 0 | 0 | [11 empty] | USACE Northwestern Division | 100 | U S Army Corps of Engineers | 100
The Dalles | 3895_G_13 | 3895 | G | 13 |  | Hydro |  | WECC_PNW | Oregon | 41 | Wasco | 65 | 41065 | 78 | 0 | 1960 | 9999 |  |  | N | Hydro | [13 empty] | 0 | 0 | 0 | 0 | [11 empty] | USACE Northwestern Division | 100 | U S Army Corps of Engineers | 100
The Dalles | 3895_G_14 | 3895 | G | 14 |  | Hydro |  | WECC_PNW | Oregon | 41 | Wasco | 65 | 41065 | 78 | 0 | 1960 | 9999 |  |  | N | Hydro | [13 empty] | 0 | 0 | 0 | 0 | [11 empty] | USACE Northwestern Division | 100 | U S Army Corps of Engineers | 100
The Dalles | 3895_G_15 | 3895 | G | 15 |  | Hydro |  | WECC_PNW | Oregon | 41 | Wasco | 65 | 41065 | 86 | 0 | 1973 | 9999 |  |  | N | Hydro | [13 empty] | 0 | 0 | 0 | 0 | [11 empty] | USACE Northwestern Division | 100 | U S Army Corps of Engineers | 100
The Dalles | 3895_G_16 | 3895 | G | 16 |  | Hydro |  | WECC_PNW | Oregon | 41 | Wasco | 65 | 41065 | 86 | 0 | 1973 | 9999 |  |  | N | Hydro | [13 empty] | 0 | 0 | 0 | 0 | [11 empty] | USACE Northwestern Division | 100 | U S Army Corps of Engineers | 100
The Dalles | 3895_G_17 | 3895 | G | 17 |  | Hydro |  | WECC_PNW | Oregon | 41 | Wasco | 65 | 41065 | 86 | 0 | 1973 | 9999 |  |  | N | Hydro | [13 empty] | 0 | 0 | 0 | 0 | [11 empty] | USACE Northwestern Division | 100 | U S Army Corps of Engineers | 100
The Dalles | 3895_G_18 | 3895 | G | 18 |  | Hydro |  | WECC_PNW | Oregon | 41 | Wasco | 65 | 41065 | 86 | 0 | 1973 | 9999 |  |  | N | Hydro | [13 empty] | 0 | 0 | 0 | 0 | [11 empty] | USACE Northwestern Division | 100 | U S Army Corps of Engineers | 100
The Dalles | 3895_G_19 | 3895 | G | 19 |  | Hydro |  | WECC_PNW | Oregon | 41 | Wasco | 65 | 41065 | 86 | 0 | 1973 | 9999 |  |  | N | Hydro | [13 empty] | 0 | 0 | 0 | 0 | [11 empty] | USACE Northwestern Division | 100 | U S Army Corps of Engineers | 100
The Dalles | 3895_G_20 | 3895 | G | 20 |  | Hydro |  | WECC_PNW | Oregon | 41 | Wasco | 65 | 41065 | 86 | 0 | 1973 | 9999 |  |  | N | Hydro | [13 empty] | 0 | 0 | 0 | 0 | [11 empty] | USACE Northwestern Division | 100 | U S Army Corps of Engineers | 100
The Dalles | 3895_G_21 | 3895 | G | 21 |  | Hydro |  | WECC_PNW | Oregon | 41 | Wasco | 65 | 41065 | 86 | 0 | 1973 | 9999 |  |  | N | Hydro | [13 empty] | 0 | 0 | 0 | 0 | [11 empty] | USACE Northwestern Division | 100 | U S Army Corps of Engineers | 100
The Dalles | 3895_G_22 | 3895 | G | 22 |  | Hydro |  | WECC_PNW | Oregon | 41 | Wasco | 65 | 41065 | 86 | 0 | 1973 | 9999 |  |  | N | Hydro | [13 empty] | 0 | 0 | 0 | 0 | [11 empty] | USACE Northwestern Division | 100 | U S Army Corps of Engineers | 100
Alder | 3913_G_12 | 3913 | G | 12 |  | Hydro |  | WECC_PNW | Washington | 53 | Pierce | 53 | 53053 | 25.2 | 0 | 1945 | 9999 |  |  | N | Hydro | [13 empty] | 0 | 0 | 0 | 0 | [11 empty] | Tacoma Public Utilities | 100 | Tacoma Public Utilities | 100
Alder | 3913_G_11 | 3913 | G | 11 |  | Hydro |  | WECC_PNW | Washington | 53 | Pierce | 53 | 53053 | 25.2 | 0 | 1947 | 9999 |  |  | N | Hydro | [13 empty] | 0 | 0 | 0 | 0 | [11 empty] | Tacoma Public Utilities | 100 | Tacoma Public Utilities | 100
Cushman 1 | 3914_G_21 | 3914 | G | 21 |  | Hydro |  | WECC_PNW | Washington | 53 | Mason | 45 | 53045 | 26.7 | 0 | 1926 | 9999 |  |  | N | Hydro | [13 empty] | 0 | 0 | 0 | 0 | [11 empty] | Tacoma Public Utilities | 100 | Tacoma Public Utilities | 100
Cushman 1 | 3914_G_22 | 3914 | G | 22 |  | Hydro |  | WECC_PNW | Washington | 53 | Mason | 45 | 53045 | 26.7 | 0 | 1926 | 9999 |  |  | N | Hydro | [13 empty] | 0 | 0 | 0 | 0 | [11 empty] | Tacoma Public Utilities | 100 | Tacoma Public Utilities | 100
Cushman 2 | 3915_G_31 | 3915 | G | 31 |  | Hydro |  | WECC_PNW | Washington | 53 | Mason | 45 | 53045 | 30 | 0 | 1930 | 9999 |  |  | N | Hydro | [13 empty] | 0 | 0 | 0 | 0 | [11 empty] | Tacoma Public Utilities | 100 | Tacoma Public Utilities | 100
Cushman 2 | 3915_G_32 | 3915 | G | 32 |  | Hydro |  | WECC_PNW | Washington | 53 | Mason | 45 | 53045 | 30 | 0 | 1931 | 9999 |  |  | N | Hydro | [13 empty] | 0 | 0 | 0 | 0 | [11 empty] | Tacoma Public Utilities | 100 | Tacoma Public Utilities | 100
Cushman 2 | 3915_G_33 | 3915 | G | 33 |  | Hydro |  | WECC_PNW | Washington | 53 | Mason | 45 | 53045 | 30 | 0 | 1952 | 9999 |  |  | N | Hydro | [13 empty] | 0 | 0 | 0 | 0 | [11 empty] | Tacoma Public Utilities | 100 | Tacoma Public Utilities | 100
Cushman 2 | 3915_G_34 | 3915 | G | 34 |  | Hydro |  | WECC_PNW | Washington | 53 | Mason | 45 | 53045 | 1.8 | 0 | 2013 | 9999 |  |  | N | Hydro | [13 empty] | 0 | 0 | 0 | 0 | [11 empty] | Tacoma Public Utilities | 100 | Tacoma Public Utilities | 100
Cushman 2 | 3915_G_35 | 3915 | G | 35 |  | Hydro |  | WECC_PNW | Washington | 53 | Mason | 45 | 53045 | 1.8 | 0 | 2013 | 9999 |  |  | N | Hydro | [13 empty] | 0 | 0 | 0 | 0 | [11 empty] | Tacoma Public Utilities | 100 | Tacoma Public Utilities | 100
LaGrande | 3916_G_1 | 3916 | G | 1 |  | Hydro |  | WECC_PNW | Washington | 53 | Pierce | 53 | 53053 | 6 | 0 | 1912 | 9999 |  |  | N | Hydro | [13 empty] | 0 | 0 | 0 | 0 | [11 empty] | Tacoma Public Utilities | 100 | Tacoma Public Utilities | 100
LaGrande | 3916_G_2 | 3916 | G | 2 |  | Hydro |  | WECC_PNW | Washington | 53 | Pierce | 53 | 53053 | 6 | 0 | 1912 | 9999 |  |  | N | Hydro | [13 empty] | 0 | 0 | 0 | 0 | [11 empty] | Tacoma Public Utilities | 100 | Tacoma Public Utilities | 100
LaGrande | 3916_G_3 | 3916 | G | 3 |  | Hydro |  | WECC_PNW | Washington | 53 | Pierce | 53 | 53053 | 6 | 0 | 1912 | 9999 |  |  | N | Hydro | [13 empty] | 0 | 0 | 0 | 0 | [11 empty] | Tacoma Public Utilities | 100 | Tacoma Public Utilities | 100
LaGrande | 3916_G_4 | 3916 | G | 4 |  | Hydro |  | WECC_PNW | Washington | 53 | Pierce | 53 | 53053 | 6 | 0 | 1912 | 9999 |  |  | N | Hydro | [13 empty] | 0 | 0 | 0 | 0 | [11 empty] | Tacoma Public Utilities | 100 | Tacoma Public Utilities | 100
LaGrande | 3916_G_5 | 3916 | G | 5 |  | Hydro |  | WECC_PNW | Washington | 53 | Pierce | 53 | 53053 | 40 | 0 | 1945 | 9999 |  |  | N | Hydro | [13 empty] | 0 | 0 | 0 | 0 | [11 empty] | Tacoma Public Utilities | 100 | Tacoma Public Utilities | 100
Mayfield | 3917_G_43 | 3917 | G | 43 |  | Hydro |  | WECC_PNW | Washington | 53 | Lewis | 41 | 53041 | 41 | 0 | 1963 | 9999 |  |  | N | Hydro | [13 empty] | 0 | 0 | 0 | 0 | [11 empty] | Tacoma Public Utilities | 100 | Tacoma Public Utilities | 100
Mayfield | 3917_G_44 | 3917 | G | 44 |  | Hydro |  | WECC_PNW | Washington | 53 | Lewis | 41 | 53041 | 41 | 0 | 1963 | 9999 |  |  | N | Hydro | [13 empty] | 0 | 0 | 0 | 0 | [11 empty] | Tacoma Public Utilities | 100 | Tacoma Public Utilities | 100
Mayfield | 3917_G_42 | 3917 | G | 42 |  | Hydro |  | WECC_PNW | Washington | 53 | Lewis | 41 | 53041 | 41 | 0 | 1963 | 9999 |  |  | N | Hydro | [13 empty] | 0 | 0 | 0 | 0 | [11 empty] | Tacoma Public Utilities | 100 | Tacoma Public Utilities | 100
Mayfield | 3917_G_41 | 3917 | G | 41 |  | Hydro |  | WECC_PNW | Washington | 53 | Lewis | 41 | 53041 | 41 | 0 | 1983 | 9999 |  |  | N | Hydro | [13 empty] | 0 | 0 | 0 | 0 | [11 empty] | Tacoma Public Utilities | 100 | Tacoma Public Utilities | 100
Mossyrock | 3918_G_51 | 3918 | G | 51 |  | Hydro |  | WECC_PNW | Washington | 53 | Lewis | 41 | 53041 | 186 | 0 | 1968 | 9999 |  |  | N | Hydro | [13 empty] | 0 | 0 | 0 | 0 | [11 empty] | Tacoma Public Utilities | 100 | Tacoma Public Utilities | 100
Mossyrock | 3918_G_52 | 3918 | G | 52 |  | Hydro |  | WECC_PNW | Washington | 53 | Lewis | 41 | 53041 | 157 | 0 | 1968 | 9999 |  |  | N | Hydro | [13 empty] | 0 | 0 | 0 | 0 | [11 empty] | Tacoma Public Utilities | 100 | Tacoma Public Utilities | 100
Chief Joseph | 3921_G_10 | 3921 | G | 10 |  | Hydro |  | WECC_PNW | Washington | 53 | Douglas | 17 | 53017 | 88.2 | 0 | 1955 | 9999 |  |  | N | Hydro | [13 empty] | 0 | 0 | 0 | 0 | [11 empty] | USACE Northwestern Division | 100 | U S Army Corps of Engineers | 100
Chief Joseph | 3921_G_11 | 3921 | G | 11 |  | Hydro |  | WECC_PNW | Washington | 53 | Douglas | 17 | 53017 | 65 | 0 | 1955 | 9999 |  |  | N | Hydro | [13 empty] | 0 | 0 | 0 | 0 | [11 empty] | USACE Northwestern Division | 100 | U S Army Corps of Engineers | 100
Chief Joseph | 3921_G_12 | 3921 | G | 12 |  | Hydro |  | WECC_PNW | Washington | 53 | Douglas | 17 | 53017 | 88.2 | 0 | 1955 | 9999 |  |  | N | Hydro | [13 empty] | 0 | 0 | 0 | 0 | [11 empty] | USACE Northwestern Division | 100 | U S Army Corps of Engineers | 100
Chief Joseph | 3921_G_9 | 3921 | G | 9 |  | Hydro |  | WECC_PNW | Washington | 53 | Douglas | 17 | 53017 | 88.2 | 0 | 1955 | 9999 |  |  | N | Hydro | [13 empty] | 0 | 0 | 0 | 0 | [11 empty] | USACE Northwestern Division | 100 | U S Army Corps of Engineers | 100
Chief Joseph | 3921_G_6 | 3921 | G | 6 |  | Hydro |  | WECC_PNW | Washington | 53 | Douglas | 17 | 53017 | 88.2 | 0 | 1956 | 9999 |  |  | N | Hydro | [13 empty] | 0 | 0 | 0 | 0 | [11 empty] | USACE Northwestern Division | 100 | U S Army Corps of Engineers | 100
Chief Joseph | 3921_G_7 | 3921 | G | 7 |  | Hydro |  | WECC_PNW | Washington | 53 | Douglas | 17 | 53017 | 88.2 | 0 | 1956 | 9999 |  |  | N | Hydro | [13 empty] | 0 | 0 | 0 | 0 | [11 empty] | USACE Northwestern Division | 100 | U S Army Corps of Engineers | 100
Chief Joseph | 3921_G_8 | 3921 | G | 8 |  | Hydro |  | WECC_PNW | Washington | 53 | Douglas | 17 | 53017 | 88.2 | 0 | 1956 | 9999 |  |  | N | Hydro | [13 empty] | 0 | 0 | 0 | 0 | [11 empty] | USACE Northwestern Division | 100 | U S Army Corps of Engineers | 100
Chief Joseph | 3921_G_13 | 3921 | G | 13 |  | Hydro |  | WECC_PNW | Washington | 53 | Douglas | 17 | 53017 | 65 | 0 | 1957 | 9999 |  |  | N | Hydro | [13 empty] | 0 | 0 | 0 | 0 | [11 empty] | USACE Northwestern Division | 100 | U S Army Corps of Engineers | 100
Chief Joseph | 3921_G_14 | 3921 | G | 14 |  | Hydro |  | WECC_PNW | Washington | 53 | Douglas | 17 | 53017 | 65 | 0 | 1957 | 9999 |  |  | N | Hydro | [13 empty] | 0 | 0 | 0 | 0 | [11 empty] | USACE Northwestern Division | 100 | U S Army Corps of Engineers | 100
Chief Joseph | 3921_G_15 | 3921 | G | 15 |  | Hydro |  | WECC_PNW | Washington | 53 | Douglas | 17 | 53017 | 88.2 | 0 | 1957 | 9999 |  |  | N | Hydro | [13 empty] | 0 | 0 | 0 | 0 | [11 empty] | USACE Northwestern Division | 100 | U S Army Corps of Engineers | 100
Chief Joseph | 3921_G_16 | 3921 | G | 16 |  | Hydro |  | WECC_PNW | Washington | 53 | Douglas | 17 | 53017 | 65 | 0 | 1957 | 9999 |  |  | N | Hydro | [13 empty] | 0 | 0 | 0 | 0 | [11 empty] | USACE Northwestern Division | 100 | U S Army Corps of Engineers | 100
Chief Joseph | 3921_G_5 | 3921 | G | 5 |  | Hydro |  | WECC_PNW | Washington | 53 | Douglas | 17 | 53017 | 88.2 | 0 | 1957 | 9999 |  |  | N | Hydro | [13 empty] | 0 | 0 | 0 | 0 | [11 empty] | USACE Northwestern Division | 100 | U S Army Corps of Engineers | 100
Chief Joseph | 3921_G_1 | 3921 | G | 1 |  | Hydro |  | WECC_PNW | Washington | 53 | Douglas | 17 | 53017 | 88.2 | 0 | 1958 | 9999 |  |  | N | Hydro | [13 empty] | 0 | 0 | 0 | 0 | [11 empty] | USACE Northwestern Division | 100 | U S Army Corps of Engineers | 100
Chief Joseph | 3921_G_2 | 3921 | G | 2 |  | Hydro |  | WECC_PNW | Washington | 53 | Douglas | 17 | 53017 | 88.2 | 0 | 1958 | 9999 |  |  | N | Hydro | [13 empty] | 0 | 0 | 0 | 0 | [11 empty] | USACE Northwestern Division | 100 | U S Army Corps of Engineers | 100
Chief Joseph | 3921_G_3 | 3921 | G | 3 |  | Hydro |  | WECC_PNW | Washington | 53 | Douglas | 17 | 53017 | 88.2 | 0 | 1958 | 9999 |  |  | N | Hydro | [13 empty] | 0 | 0 | 0 | 0 | [11 empty] | USACE Northwestern Division | 100 | U S Army Corps of Engineers | 100
Chief Joseph | 3921_G_4 | 3921 | G | 4 |  | Hydro |  | WECC_PNW | Washington | 53 | Douglas | 17 | 53017 | 88.2 | 0 | 1958 | 9999 |  |  | N | Hydro | [13 empty] | 0 | 0 | 0 | 0 | [11 empty] | USACE Northwestern Division | 100 | U S Army Corps of Engineers | 100
Chief Joseph | 3921_G_17 | 3921 | G | 17 |  | Hydro |  | WECC_PNW | Washington | 53 | Douglas | 17 | 53017 | 95 | 0 | 1977 | 9999 |  |  | N | Hydro | [13 empty] | 0 | 0 | 0 | 0 | [11 empty] | USACE Northwestern Division | 100 | U S Army Corps of Engineers | 100
Chief Joseph | 3921_G_18 | 3921 | G | 18 |  | Hydro |  | WECC_PNW | Washington | 53 | Douglas | 17 | 53017 | 95 | 0 | 1977 | 9999 |  |  | N | Hydro | [13 empty] | 0 | 0 | 0 | 0 | [11 empty] | USACE Northwestern Division | 100 | U S Army Corps of Engineers | 100
Chief Joseph | 3921_G_19 | 3921 | G | 19 |  | Hydro |  | WECC_PNW | Washington | 53 | Douglas | 17 | 53017 | 95 | 0 | 1977 | 9999 |  |  | N | Hydro | [13 empty] | 0 | 0 | 0 | 0 | [11 empty] | USACE Northwestern Division | 100 | U S Army Corps of Engineers | 100
Chief Joseph | 3921_G_20 | 3921 | G | 20 |  | Hydro |  | WECC_PNW | Washington | 53 | Douglas | 17 | 53017 | 95 | 0 | 1978 | 9999 |  |  | N | Hydro | [13 empty] | 0 | 0 | 0 | 0 | [11 empty] | USACE Northwestern Division | 100 | U S Army Corps of Engineers | 100
Chief Joseph | 3921_G_21 | 3921 | G | 21 |  | Hydro |  | WECC_PNW | Washington | 53 | Douglas | 17 | 53017 | 95 | 0 | 1978 | 9999 |  |  | N | Hydro | [13 empty] | 0 | 0 | 0 | 0 | [11 empty] | USACE Northwestern Division | 100 | U S Army Corps of Engineers | 100
Chief Joseph | 3921_G_22 | 3921 | G | 22 |  | Hydro |  | WECC_PNW | Washington | 53 | Douglas | 17 | 53017 | 95 | 0 | 1978 | 9999 |  |  | N | Hydro | [13 empty] | 0 | 0 | 0 | 0 | [11 empty] | USACE Northwestern Division | 100 | U S Army Corps of Engineers | 100
Chief Joseph | 3921_G_23 | 3921 | G | 23 |  | Hydro |  | WECC_PNW | Washington | 53 | Douglas | 17 | 53017 | 95 | 0 | 1978 | 9999 |  |  | N | Hydro | [13 empty] | 0 | 0 | 0 | 0 | [11 empty] | USACE Northwestern Division | 100 | U S Army Corps of Engineers | 100
Chief Joseph | 3921_G_24 | 3921 | G | 24 |  | Hydro |  | WECC_PNW | Washington | 53 | Douglas | 17 | 53017 | 95 | 0 | 1979 | 9999 |  |  | N | Hydro | [13 empty] | 0 | 0 | 0 | 0 | [11 empty] | USACE Northwestern Division | 100 | U S Army Corps of Engineers | 100
Chief Joseph | 3921_G_25 | 3921 | G | 25 |  | Hydro |  | WECC_PNW | Washington | 53 | Douglas | 17 | 53017 | 95 | 0 | 1979 | 9999 |  |  | N | Hydro | [13 empty] | 0 | 0 | 0 | 0 | [11 empty] | USACE Northwestern Division | 100 | U S Army Corps of Engineers | 100
Chief Joseph | 3921_G_26 | 3921 | G | 26 |  | Hydro |  | WECC_PNW | Washington | 53 | Douglas | 17 | 53017 | 95 | 0 | 1979 | 9999 |  |  | N | Hydro | [13 empty] | 0 | 0 | 0 | 0 | [11 empty] | USACE Northwestern Division | 100 | U S Army Corps of Engineers | 100
Chief Joseph | 3921_G_27 | 3921 | G | 27 |  | Hydro |  | WECC_PNW | Washington | 53 | Douglas | 17 | 53017 | 95 | 0 | 1979 | 9999 |  |  | N | Hydro | [13 empty] | 0 | 0 | 0 | 0 | [11 empty] | USACE Northwestern Division | 100 | U S Army Corps of Engineers | 100
Ice Harbor | 3925_G_1 | 3925 | G | 1 |  | Hydro |  | WECC_PNW | Washington | 53 | Walla Walla | 71 | 53071 | 72 | 0 | 1962 | 9999 |  |  | N | Hydro | [13 empty] | 0 | 0 | 0 | 0 | [11 empty] | USACE Northwestern Division | 100 | U S Army Corps of Engineers | 100
Ice Harbor | 3925_G_2 | 3925 | G | 2 |  | Hydro |  | WECC_PNW | Washington | 53 | Walla Walla | 71 | 53071 | 90 | 0 | 1962 | 9999 |  |  | N | Hydro | [13 empty] | 0 | 0 | 0 | 0 | [11 empty] | USACE Northwestern Division | 100 | U S Army Corps of Engineers | 100
Ice Harbor | 3925_G_3 | 3925 | G | 3 |  | Hydro |  | WECC_PNW | Washington | 53 | Walla Walla | 71 | 53071 | 76 | 0 | 1962 | 9999 |  |  | N | Hydro | [13 empty] | 0 | 0 | 0 | 0 | [11 empty] | USACE Northwestern Division | 100 | U S Army Corps of Engineers | 100
Ice Harbor | 3925_G_4 | 3925 | G | 4 |  | Hydro |  | WECC_PNW | Washington | 53 | Walla Walla | 71 | 53071 | 111 | 0 | 1975 | 9999 |  |  | N | Hydro | [13 empty] | 0 | 0 | 0 | 0 | [11 empty] | USACE Northwestern Division | 100 | U S Army Corps of Engineers | 100
Ice Harbor | 3925_G_5 | 3925 | G | 5 |  | Hydro |  | WECC_PNW | Washington | 53 | Walla Walla | 71 | 53071 | 87 | 0 | 1975 | 9999 |  |  | N | Hydro | [13 empty] | 0 | 0 | 0 | 0 | [11 empty] | USACE Northwestern Division | 100 | U S Army Corps of Engineers | 100
Ice Harbor | 3925_G_6 | 3925 | G | 6 |  | Hydro |  | WECC_PNW | Washington | 53 | Walla Walla | 71 | 53071 | 111 | 0 | 1976 | 9999 |  |  | N | Hydro | [13 empty] | 0 | 0 | 0 | 0 | [11 empty] | USACE Northwestern Division | 100 | U S Army Corps of Engineers | 100
Little Goose | 3926_G_1 | 3926 | G | 1 |  | Hydro |  | WECC_PNW | Washington | 53 | Columbia | 13 | 53013 | 135 | 0 | 1970 | 9999 |  |  | N | Hydro | [13 empty] | 0 | 0 | 0 | 0 | [11 empty] | USACE Northwestern Division | 100 | U S Army Corps of Engineers | 100
Little Goose | 3926_G_2 | 3926 | G | 2 |  | Hydro |  | WECC_PNW | Washington | 53 | Columbia | 13 | 53013 | 135 | 0 | 1970 | 9999 |  |  | N | Hydro | [13 empty] | 0 | 0 | 0 | 0 | [11 empty] | USACE Northwestern Division | 100 | U S Army Corps of Engineers | 100
Little Goose | 3926_G_3 | 3926 | G | 3 |  | Hydro |  | WECC_PNW | Washington | 53 | Columbia | 13 | 53013 | 135 | 0 | 1971 | 9999 |  |  | N | Hydro | [13 empty] | 0 | 0 | 0 | 0 | [11 empty] | USACE Northwestern Division | 100 | U S Army Corps of Engineers | 100
Little Goose | 3926_G_4 | 3926 | G | 4 |  | Hydro |  | WECC_PNW | Washington | 53 | Columbia | 13 | 53013 | 135 | 0 | 1978 | 9999 |  |  | N | Hydro | [13 empty] | 0 | 0 | 0 | 0 | [11 empty] | USACE Northwestern Division | 100 | U S Army Corps of Engineers | 100
Little Goose | 3926_G_5 | 3926 | G | 5 |  | Hydro |  | WECC_PNW | Washington | 53 | Columbia | 13 | 53013 | 135 | 0 | 1978 | 9999 |  |  | N | Hydro | [13 empty] | 0 | 0 | 0 | 0 | [11 empty] | USACE Northwestern Division | 100 | U S Army Corps of Engineers | 100
Little Goose | 3926_G_6 | 3926 | G | 6 |  | Hydro |  | WECC_PNW | Washington | 53 | Columbia | 13 | 53013 | 135 | 0 | 1978 | 9999 |  |  | N | Hydro | [13 empty] | 0 | 0 | 0 | 0 | [11 empty] | USACE Northwestern Division | 100 | U S Army Corps of Engineers | 100
Lower Monumental | 3927_G_1 | 3927 | G | 1 |  | Hydro |  | WECC_PNW | Washington | 53 | Walla Walla | 71 | 53071 | 135 | 0 | 1969 | 9999 |  |  | N | Hydro | [13 empty] | 0 | 0 | 0 | 0 | [11 empty] | USACE Northwestern Division | 100 | U S Army Corps of Engineers | 100
Lower Monumental | 3927_G_2 | 3927 | G | 2 |  | Hydro |  | WECC_PNW | Washington | 53 | Walla Walla | 71 | 53071 | 95 | 0 | 1969 | 9999 |  |  | N | Hydro | [13 empty] | 0 | 0 | 0 | 0 | [11 empty] | USACE Northwestern Division | 100 | U S Army Corps of Engineers | 100
Lower Monumental | 3927_G_3 | 3927 | G | 3 |  | Hydro |  | WECC_PNW | Washington | 53 | Walla Walla | 71 | 53071 | 117 | 0 | 1970 | 9999 |  |  | N | Hydro | [13 empty] | 0 | 0 | 0 | 0 | [11 empty] | USACE Northwestern Division | 100 | U S Army Corps of Engineers | 100
Lower Monumental | 3927_G_4 | 3927 | G | 4 |  | Hydro |  | WECC_PNW | Washington | 53 | Walla Walla | 71 | 53071 | 135 | 0 | 1979 | 9999 |  |  | N | Hydro | [13 empty] | 0 | 0 | 0 | 0 | [11 empty] | USACE Northwestern Division | 100 | U S Army Corps of Engineers | 100
Lower Monumental | 3927_G_5 | 3927 | G | 5 |  | Hydro |  | WECC_PNW | Washington | 53 | Walla Walla | 71 | 53071 | 135 | 0 | 1979 | 9999 |  |  | N | Hydro | [13 empty] | 0 | 0 | 0 | 0 | [11 empty] | USACE Northwestern Division | 100 | U S Army Corps of Engineers | 100
Lower Monumental | 3927_G_6 | 3927 | G | 6 |  | Hydro |  | WECC_PNW | Washington | 53 | Walla Walla | 71 | 53071 | 135 | 0 | 1979 | 9999 |  |  | N | Hydro | [13 empty] | 0 | 0 | 0 | 0 | [11 empty] | USACE Northwestern Division | 100 | U S Army Corps of Engineers | 100
Packwood | 3929_G_1 | 3929 | G | 1 |  | Hydro |  | WECC_PNW | Washington | 53 | Lewis | 41 | 53041 | 26 | 0 | 1964 | 9999 |  |  | N | Hydro | [13 empty] | 0 | 0 | 0 | 0 | [11 empty] | Energy Northwest | 100 | Energy Northwest | 100
John E Amos | 3935_B_1 | 3935 | B | 1 | 2538 | Coal Steam |  | PJM_West | West Virginia | 54 | Putnam | 79 | 54079 | 800 | 9891 | 1971 | 2040 | wall | dry | N | Bituminous | Wet Scrubber | 2011 | 0.98 | LNB | SCR | 2005 |  | ESPC | No |  |  |  | 1 | 0.5246 | 0.07137 | 0.5246 | 0.07137 | 0.05 | 0.1 | 0.56 | 0.99 | [7 empty] | Appalachian Power Co | 100 | American Electric Power Co Inc | 100
John E Amos | 3935_B_2 | 3935 | B | 2 | 2539 | Coal Steam |  | PJM_West | West Virginia | 54 | Putnam | 79 | 54079 | 800 | 9911 | 1972 | 2040 | wall | dry | N | Bituminous | Wet Scrubber | 2010 | 0.98 | LNB | SCR | 2004 |  | ESPC | No |  |  |  | 1 | 0.5289 | 0.07716 | 0.5289 | 0.07716 | 0.05 | 0.1 | 0.56 | 0.99 | [7 empty] | Appalachian Power Co | 100 | American Electric Power Co Inc | 100
John E Amos | 3935_B_3 | 3935 | B | 3 | 2540 | Coal Steam |  | PJM_West | West Virginia | 54 | Putnam | 79 | 54079 | 1300 | 10019 | 1973 | 2040 | cell | dry | N | Bituminous | Wet Scrubber | 2009 | 0.98 | LNB + LNCB | SCR | 2002 |  | ESPC | No |  |  |  | 1 | 0.7342 | 0.11655 | 0.7342 | 0.11655 | 0.05 | 0.1 | 0.56 | 0.99 | [7 empty] | AEP Generation Resources Inc | 66.7 | American Electric Power Co Inc | 100
FirstEnergy Fort Martin Power Station | 3943_B_1 | 3943 | B | 1 | 2551 | Coal Steam |  | PJM_AP | West Virginia | 54 | Monongalia | 61 | 54061 | 552 | 10223 | 1967 | 2036 | tangential | dry | N | Bituminous, Subbituminous | Wet Scrubber | 2009 | 0.95 | LNC1 | SNCR |  | 2004 | ESPC + WS | No | ACI | 2016 |  | 3.1 | 0.32218 | 0.27854 | 0.1469 | 0.127 | 0.05 | 0.1 | 0.1 | 0.99 | [7 empty] | Monongahela Power Co | 100 | FirstEnergy Corp | 100
FirstEnergy Fort Martin Power Station | 3943_B_2 | 3943 | B | 2 | 2552 | Coal Steam |  | PJM_AP | West Virginia | 54 | Monongalia | 61 | 54061 | 546 | 10240 | 1968 | 2036 | cell | dry | N | Bituminous, Subbituminous | Wet Scrubber | 2008 | 0.95 | LNCB | SNCR |  | 2004 | ESPC + WS | No | ACI | 2016 |  | 3.1 | 0.32974 | 0.29325 | 0.32974 | 0.29325 | 0.05 | 0.1 | 0.1 | 0.99 | [7 empty] | Monongahela Power Co | 100 | FirstEnergy Corp | 100
FirstEnergy Harrison Power Station | 3944_B_1 | 3944 | B | 1 | 2553 | Coal Steam |  | PJM_AP | West Virginia | 54 | Harrison | 33 | 54033 | 652 | 10184 | 1972 | 2040 | wall | dry | N | Bituminous | Wet Scrubber | 1994 | 0.98 | LNB | SCR | 2002 |  | ESPC + WS | No |  |  |  | 5.12 | 0.27874 | 0.0997 | 0.27874 | 0.0997 | 0.05 | 0.1 | 0.56 | 0.99 | [7 empty] | Monongahela Power Co | 100 | FirstEnergy Corp | 100
FirstEnergy Harrison Power Station | 3944_B_2 | 3944 | B | 2 | 2554 | Coal Steam |  | PJM_AP | West Virginia | 54 | Harrison | 33 | 54033 | 651 | 10116 | 1973 | 2040 | wall | dry | N | Bituminous | Wet Scrubber | 1994 | 0.98 | LNB | SCR | 2002 |  | ESPC + WS | No |  |  |  | 5.12 | 0.24394 | 0.07247 | 0.24394 | 0.07247 | 0.05 | 0.1 | 0.56 | 0.99 | [7 empty] | Monongahela Power Co | 100 | FirstEnergy Corp | 100
FirstEnergy Harrison Power Station | 3944_B_3 | 3944 | B | 3 | 2555 | Coal Steam |  | PJM_AP | West Virginia | 54 | Harrison | 33 | 54033 | 651 | 10120 | 1974 | 2040 | wall | dry | N | Bituminous | Wet Scrubber | 1994 | 0.98 | LNB | SCR | 2003 |  | ESPC + WS | No |  |  |  | 5.12 | 0.27488 | 0.09417 | 0.27488 | 0.09417 | 0.05 | 0.1 | 0.56 | 0.99 | [7 empty] | Monongahela Power Co | 100 | FirstEnergy Corp | 100
Mitchell (WV) | 3948_B_1 | 3948 | B | 1 | 2563 | Coal Steam |  | PJM_West | West Virginia | 54 | Marshall | 51 | 54051 | 770 | 10248 | 1971 | 2040 | wall | dry | N | Bituminous | Wet Scrubber | 2007 | 0.98 | LNB | SCR | 2007 |  | ESPC | No |  |  |  | 1.2 | 0.5447 | 0.08695 | 0.5447 | 0.08695 | 0.05 | 0.1 | 0.56 | 0.99 | [7 empty] | AEP Generation Resources Inc | 50 | American Electric Power Co Inc | 100
Mitchell (WV) | 3948_B_2 | 3948 | B | 2 | 2564 | Coal Steam |  | PJM_West | West Virginia | 54 | Marshall | 51 | 54051 | 790 | 9996 | 1971 | 2040 | wall | dry | N | Bituminous | Wet Scrubber | 2007 | 0.98 | LNB | SCR | 2007 |  | ESPC | No |  |  |  | 1.2 | 0.5006 | 0.0808 | 0.5006 | 0.0808 | 0.05 | 0.1 | 0.56 | 0.99 | [7 empty] | AEP Generation Resources Inc | 50 | American Electric Power Co Inc | 100
Mt Storm | 3954_B_1 | 3954 | B | 1 | 2565 | Coal Steam |  | PJM_AP | West Virginia | 54 | Grant | 23 | 54023 | 554 | 10094 | 1965 | 9999 | tangential | dry | N | Bituminous | Wet Scrubber | 2002 | 0.95 | LNC1 | SCR | 2003 |  | ESPC + WS | No |  |  |  | 0.15 | 0.5697 | 0.07401 | 0.5697 | 0.07401 | 0.05 | 0.1 | 0.56 | 0.99 | [7 empty] | Virginia Electric & Power Co | 100 | Dominion Energy Inc | 100
Mt Storm | 3954_B_2 | 3954 | B | 2 | 2566 | Coal Steam |  | PJM_AP | West Virginia | 54 | Grant | 23 | 54023 | 555 | 10069 | 1966 | 9999 | tangential | dry | N | Bituminous | Wet Scrubber | 2002 | 0.95 | LNC1 | SCR | 2003 |  | ESPC + WS | No |  |  |  | 0.15 | 0.5698 | 0.07822 | 0.5698 | 0.07822 | 0.05 | 0.1 | 0.56 | 0.99 | [7 empty] | Virginia Electric & Power Co | 100 | Dominion Energy Inc | 100
Mt Storm | 3954_G_JF1 | 3954 | G | JF1 |  | Combustion Turbine |  | PJM_AP | West Virginia | 54 | Grant | 23 | 54023 | 11 | 16079 | 1967 | 9999 |  |  | N | Distillate Fuel Oil | [12 empty] | 2.7 | 0.88153 | 0.88153 | 0.88153 | 0.88153 | [11 empty] | Virginia Electric & Power Co | 100 | Dominion Energy Inc | 100
Mt Storm | 3954_B_3 | 3954 | B | 3 | 2567 | Coal Steam |  | PJM_AP | West Virginia | 54 | Grant | 23 | 54023 | 520 | 10433 | 1973 | 9999 | tangential | dry | N | Bituminous | Wet Scrubber | 1994 | 0.935 | LNC1 | SCR | 2004 |  | ESPC + WS | No |  |  |  | 0.15 | 0.6351 | 0.07097 | 0.6351 | 0.07097 | 0.05 | 0.1 | 0.56 | 0.985 | [7 empty] | Virginia Electric & Power Co | 100 | Dominion Energy Inc | 100
Biron | 3971_G_6 | 3971 | G | 6 |  | Hydro |  | MIS_WUMS | Wisconsin | 55 | Wood | 141 | 55141 | 0.4 | 0 | 1896 | 9999 |  |  | N | Hydro | [13 empty] | 0 | 0 | 0 | 0 | [11 empty] | Consolidated Water Power Co | 100 | Verso Paper Corp | 100
Biron | 3971_G_9 | 3971 | G | 9 |  | Hydro |  | MIS_WUMS | Wisconsin | 55 | Wood | 141 | 55141 | 0.8 | 0 | 1896 | 9999 |  |  | N | Hydro | [13 empty] | 0 | 0 | 0 | 0 | [11 empty] | Consolidated Water Power Co | 100 | Verso Paper Corp | 100
Biron | 3971_G_1 | 3971 | G | 1 |  | Hydro |  | MIS_WUMS | Wisconsin | 55 | Wood | 141 | 55141 | 1.3 | 0 | 1921 | 9999 |  |  | N | Hydro | [13 empty] | 0 | 0 | 0 | 0 | [11 empty] | Consolidated Water Power Co | 100 | Verso Paper Corp | 100
Biron | 3971_G_2 | 3971 | G | 2 |  | Hydro |  | MIS_WUMS | Wisconsin | 55 | Wood | 141 | 55141 | 1.3 | 0 | 1921 | 9999 |  |  | N | Hydro | [13 empty] | 0 | 0 | 0 | 0 | [11 empty] | Consolidated Water Power Co | 100 | Verso Paper Corp | 100
Du Bay | 3972_G_1 | 3972 | G | 1 |  | Hydro |  | MIS_WUMS | Wisconsin | 55 | Portage | 97 | 55097 | 1.2 | 0 | 1942 | 9999 |  |  | N | Hydro | [13 empty] | 0 | 0 | 0 | 0 | [11 empty] | Consolidated Water Power Co | 100 | Verso Paper Corp | 100
Du Bay | 3972_G_2 | 3972 | G | 2 |  | Hydro |  | MIS_WUMS | Wisconsin | 55 | Portage | 97 | 55097 | 2 | 0 | 1942 | 9999 |  |  | N | Hydro | [13 empty] | 0 | 0 | 0 | 0 | [11 empty] | Consolidated Water Power Co | 100 | Verso Paper Corp | 100
Du Bay | 3972_G_3 | 3972 | G | 3 |  | Hydro |  | MIS_WUMS | Wisconsin | 55 | Portage | 97 | 55097 | 2 | 0 | 1942 | 9999 |  |  | N | Hydro | [13 empty] | 0 | 0 | 0 | 0 | [11 empty] | Consolidated Water Power Co | 100 | Verso Paper Corp | 100
Du Bay | 3972_G_4 | 3972 | G | 4 |  | Hydro |  | MIS_WUMS | Wisconsin | 55 | Portage | 97 | 55097 | 2 | 0 | 1942 | 9999 |  |  | N | Hydro | [13 empty] | 0 | 0 | 0 | 0 | [11 empty] | Consolidated Water Power Co | 100 | Verso Paper Corp | 100
Stevens Point | 3973_G_1 | 3973 | G | 1 |  | Hydro |  | MIS_WUMS | Wisconsin | 55 | Portage | 97 | 55097 | 0.8 | 0 | 1918 | 9999 |  |  | N | Hydro | [13 empty] | 0 | 0 | 0 | 0 | [11 empty] | Consolidated Water Power Co | 100 | Verso Paper Corp | 100
Stevens Point | 3973_G_2 | 3973 | G | 2 |  | Hydro |  | MIS_WUMS | Wisconsin | 55 | Portage | 97 | 55097 | 0.8 | 0 | 1918 | 9999 |  |  | N | Hydro | [13 empty] | 0 | 0 | 0 | 0 | [11 empty] | Consolidated Water Power Co | 100 | Verso Paper Corp | 100
Stevens Point | 3973_G_3 | 3973 | G | 3 |  | Hydro |  | MIS_WUMS | Wisconsin | 55 | Portage | 97 | 55097 | 0.8 | 0 | 1918 | 9999 |  |  | N | Hydro | [13 empty] | 0 | 0 | 0 | 0 | [11 empty] | Consolidated Water Power Co | 100 | Verso Paper Corp | 100
Stevens Point | 3973_G_4 | 3973 | G | 4 |  | Hydro |  | MIS_WUMS | Wisconsin | 55 | Portage | 97 | 55097 | 0.8 | 0 | 1918 | 9999 |  |  | N | Hydro | [13 empty] | 0 | 0 | 0 | 0 | [11 empty] | Consolidated Water Power Co | 100 | Verso Paper Corp | 100
Stevens Point | 3973_G_5 | 3973 | G | 5 |  | Hydro |  | MIS_WUMS | Wisconsin | 55 | Portage | 97 | 55097 | 0.8 | 0 | 1918 | 9999 |  |  | N | Hydro | [13 empty] | 0 | 0 | 0 | 0 | [11 empty] | Consolidated Water Power Co | 100 | Verso Paper Corp | 100
Wisconsin Rapids | 3974_G_10 | 3974 | G | 10 |  | Hydro |  | MIS_WUMS | Wisconsin | 55 | Wood | 141 | 55141 | 0.6 | 0 | 1903 | 9999 |  |  | N | Hydro | [13 empty] | 0 | 0 | 0 | 0 | [11 empty] | Consolidated Water Power Co | 100 | Verso Paper Corp | 100
Wisconsin Rapids | 3974_G_3 | 3974 | G | 3 |  | Hydro |  | MIS_WUMS | Wisconsin | 55 | Wood | 141 | 55141 | 0.6 | 0 | 1903 | 9999 |  |  | N | Hydro | [13 empty] | 0 | 0 | 0 | 0 | [11 empty] | Consolidated Water Power Co | 100 | Verso Paper Corp | 100
Wisconsin Rapids | 3974_G_4 | 3974 | G | 4 |  | Hydro |  | MIS_WUMS | Wisconsin | 55 | Wood | 141 | 55141 | 0.6 | 0 | 1903 | 9999 |  |  | N | Hydro | [13 empty] | 0 | 0 | 0 | 0 | [11 empty] | Consolidated Water Power Co | 100 | Verso Paper Corp | 100
Wisconsin Rapids | 3974_G_5 | 3974 | G | 5 |  | Hydro |  | MIS_WUMS | Wisconsin | 55 | Wood | 141 | 55141 | 0.6 | 0 | 1903 | 9999 |  |  | N | Hydro | [13 empty] | 0 | 0 | 0 | 0 | [11 empty] | Consolidated Water Power Co | 100 | Verso Paper Corp | 100
Wisconsin Rapids | 3974_G_6 | 3974 | G | 6 |  | Hydro |  | MIS_WUMS | Wisconsin | 55 | Wood | 141 | 55141 | 0.3 | 0 | 1903 | 9999 |  |  | N | Hydro | [13 empty] | 0 | 0 | 0 | 0 | [11 empty] | Consolidated Water Power Co | 100 | Verso Paper Corp | 100
Wisconsin Rapids | 3974_G_7 | 3974 | G | 7 |  | Hydro |  | MIS_WUMS | Wisconsin | 55 | Wood | 141 | 55141 | 0.6 | 0 | 1903 | 9999 |  |  | N | Hydro | [13 empty] | 0 | 0 | 0 | 0 | [11 empty] | Consolidated Water Power Co | 100 | Verso Paper Corp | 100
Wisconsin Rapids | 3974_G_8 | 3974 | G | 8 |  | Hydro |  | MIS_WUMS | Wisconsin | 55 | Wood | 141 | 55141 | 0.3 | 0 | 1903 | 9999 |  |  | N | Hydro | [13 empty] | 0 | 0 | 0 | 0 | [11 empty] | Consolidated Water Power Co | 100 | Verso Paper Corp | 100
Wisconsin Rapids | 3974_G_9 | 3974 | G | 9 |  | Hydro |  | MIS_WUMS | Wisconsin | 55 | Wood | 141 | 55141 | 0.6 | 0 | 1903 | 9999 |  |  | N | Hydro | [13 empty] | 0 | 0 | 0 | 0 | [11 empty] | Consolidated Water Power Co | 100 | Verso Paper Corp | 100
Wisconsin Rapids | 3974_G_1 | 3974 | G | 1 |  | Hydro |  | MIS_WUMS | Wisconsin | 55 | Wood | 141 | 55141 | 2.3 | 0 | 1920 | 9999 |  |  | N | Hydro | [13 empty] | 0 | 0 | 0 | 0 | [11 empty] | Consolidated Water Power Co | 100 | Verso Paper Corp | 100
Wisconsin Rapids | 3974_G_2 | 3974 | G | 2 |  | Hydro |  | MIS_WUMS | Wisconsin | 55 | Wood | 141 | 55141 | 2.3 | 0 | 1920 | 9999 |  |  | N | Hydro | [13 empty] | 0 | 0 | 0 | 0 | [11 empty] | Consolidated Water Power Co | 100 | Verso Paper Corp | 100
Whiting | 3975_G_10 | 3975 | G | 10 |  | Hydro |  | MIS_WUMS | Wisconsin | 55 | Portage | 97 | 55097 | 0.3 | 0 | 1891 | 9999 |  |  | N | Hydro | [13 empty] | 0 | 0 | 0 | 0 | [11 empty] | Consolidated Water Power Co | 100 | Verso Paper Corp | 100
Whiting | 3975_G_2 | 3975 | G | 2 |  | Hydro |  | MIS_WUMS | Wisconsin | 55 | Portage | 97 | 55097 | 0.5 | 0 | 1891 | 9999 |  |  | N | Hydro | [13 empty] | 0 | 0 | 0 | 0 | [11 empty] | Consolidated Water Power Co | 100 | Verso Paper Corp | 100
Whiting | 3975_G_4 | 3975 | G | 4 |  | Hydro |  | MIS_WUMS | Wisconsin | 55 | Portage | 97 | 55097 | 0.5 | 0 | 1891 | 9999 |  |  | N | Hydro | [13 empty] | 0 | 0 | 0 | 0 | [11 empty] | Consolidated Water Power Co | 100 | Verso Paper Corp | 100
Whiting | 3975_G_5 | 3975 | G | 5 |  | Hydro |  | MIS_WUMS | Wisconsin | 55 | Portage | 97 | 55097 | 0.5 | 0 | 1891 | 9999 |  |  | N | Hydro | [13 empty] | 0 | 0 | 0 | 0 | [11 empty] | Consolidated Water Power Co | 100 | Verso Paper Corp | 100
Whiting | 3975_G_6 | 3975 | G | 6 |  | Hydro |  | MIS_WUMS | Wisconsin | 55 | Portage | 97 | 55097 | 0.5 | 0 | 1891 | 9999 |  |  | N | Hydro | [13 empty] | 0 | 0 | 0 | 0 | [11 empty] | Consolidated Water Power Co | 100 | Verso Paper Corp | 100
Whiting | 3975_G_7 | 3975 | G | 7 |  | Hydro |  | MIS_WUMS | Wisconsin | 55 | Portage | 97 | 55097 | 0.5 | 0 | 1891 | 9999 |  |  | N | Hydro | [13 empty] | 0 | 0 | 0 | 0 | [11 empty] | Consolidated Water Power Co | 100 | Verso Paper Corp | 100
Whiting | 3975_G_8 | 3975 | G | 8 |  | Hydro |  | MIS_WUMS | Wisconsin | 55 | Portage | 97 | 55097 | 0.3 | 0 | 1891 | 9999 |  |  | N | Hydro | [13 empty] | 0 | 0 | 0 | 0 | [11 empty] | Consolidated Water Power Co | 100 | Verso Paper Corp | 100
Whiting | 3975_G_9 | 3975 | G | 9 |  | Hydro |  | MIS_WUMS | Wisconsin | 55 | Portage | 97 | 55097 | 0.3 | 0 | 1891 | 9999 |  |  | N | Hydro | [13 empty] | 0 | 0 | 0 | 0 | [11 empty] | Consolidated Water Power Co | 100 | Verso Paper Corp | 100
Gordon | 3976_G_4 | 3976 | G | 4 |  | Combustion Turbine | IC Engine | MIS_MNWI | Wisconsin | 55 | Douglas | 31 | 55031 | 0.7 | 13522 | 1949 | 9999 |  |  | N | Distillate Fuel Oil | [12 empty] | 3 | 1.6498 | 1.6498 | 1.6498 | 1.6498 | [11 empty] | Dahlberg Light & Power Co | 100 | Dahlberg Light & Power Co | 100
Gordon | 3976_G_3 | 3976 | G | 3 |  | Combustion Turbine | IC Engine | MIS_MNWI | Wisconsin | 55 | Douglas | 31 | 55031 | 0.7 | 14212 | 1955 | 9999 |  |  | N | Distillate Fuel Oil | [12 empty] | 3 | 1.6498 | 1.6498 | 1.6498 | 1.6498 | [11 empty] | Dahlberg Light & Power Co | 100 | Dahlberg Light & Power Co | 100
Gordon | 3976_G_5 | 3976 | G | 5 |  | Combustion Turbine | IC Engine | MIS_MNWI | Wisconsin | 55 | Douglas | 31 | 55031 | 0.7 | 13300 | 2001 | 9999 |  |  | N | Distillate Fuel Oil | [12 empty] | 3 | 1.6498 | 1.6498 | 1.6498 | 1.6498 | [11 empty] | Dahlberg Light & Power Co | 100 | Dahlberg Light & Power Co | 100
Gordon | 3976_G_6 | 3976 | G | 6 |  | Combustion Turbine | IC Engine | MIS_MNWI | Wisconsin | 55 | Douglas | 31 | 55031 | 0.7 | 13522 | 2001 | 9999 |  |  | N | Distillate Fuel Oil | [12 empty] | 3 | 1.6498 | 1.6498 | 1.6498 | 1.6498 | [11 empty] | Dahlberg Light & Power Co | 100 | Dahlberg Light & Power Co | 100
Bay Front | 3982_B_2 | 3982 | B | 2 | 2569 | Biomass |  | MIS_MNWI | Wisconsin | 55 | Ashland | 3 | 55003 | 13.7 | 17913 | 1954 | 9999 | stoker/SPR |  | N | Biomass |  |  |  | OFA + other | SNCR |  |  | B | NA | ACI | 2014 |  | 0.08 | 0.3978 | 0.2191 | 0.3978 | 0.2191 | 0.1 | 0.1 | 0.1 | [8 empty] | Northern States Power Co (Wisconsin) | 100 | Xcel Energy Inc | 100
Bay Front | 3982_B_1 | 3982 | B | 1 | 2568 | Biomass |  | MIS_MNWI | Wisconsin | 55 | Ashland | 3 | 55003 | 13.7 | 17913 | 1959 | 9999 | stoker/SPR |  | N | Biomass |  |  |  | OFA + other | SNCR |  |  | B | NA | ACI | 2014 |  | 0.08 | 0.3496 | 0.2193 | 0.3496 | 0.2193 | 0.1 | 0.1 | 0.1 | [8 empty] | Northern States Power Co (Wisconsin) | 100 | Xcel Energy Inc | 100
Bay Front | 3982_B_5 | 3982 | B | 5 | 2572 | Biomass |  | MIS_MNWI | Wisconsin | 55 | Ashland | 3 | 55003 | 13.7 | 17913 | 1959 | 9999 | cyclone |  | N | Biomass |  |  |  |  | SNCR |  |  | C | NA | ACI | 2014 |  | 0.006 | 0.3778 | 0.06097 | 0.3778 | 0.06097 | 0.1 | 0.1 | 0.1 | [8 empty] | Northern States Power Co (Wisconsin) | 100 | Xcel Energy Inc | 100
Big Falls | 3983_G_1 | 3983 | G | 1 |  | Hydro |  | MIS_MNWI | Wisconsin | 55 | Rusk | 107 | 55107 | 1.1 | 0 | 1922 | 9999 |  |  | N | Hydro | [13 empty] | 0 | 0 | 0 | 0 | [11 empty] | Northern States Power Co (Wisconsin) | 100 | Xcel Energy Inc | 100
Big Falls | 3983_G_2 | 3983 | G | 2 |  | Hydro |  | MIS_MNWI | Wisconsin | 55 | Rusk | 107 | 55107 | 1.1 | 0 | 1922 | 9999 |  |  | N | Hydro | [13 empty] | 0 | 0 | 0 | 0 | [11 empty] | Northern States Power Co (Wisconsin) | 100 | Xcel Energy Inc | 100
Big Falls | 3983_G_3 | 3983 | G | 3 |  | Hydro |  | MIS_MNWI | Wisconsin | 55 | Rusk | 107 | 55107 | 1.1 | 0 | 1993 | 9999 |  |  | N | Hydro | [13 empty] | 0 | 0 | 0 | 0 | [11 empty] | Northern States Power Co (Wisconsin) | 100 | Xcel Energy Inc | 100
Ladysmith Dam | 3986_G_1 | 3986 | G | 1 |  | Hydro |  | MIS_MNWI | Wisconsin | 55 | Rusk | 107 | 55107 | 0.3 | 0 | 1940 | 9999 |  |  | N | Hydro | [13 empty] | 0 | 0 | 0 | 0 | [11 empty] | Northern States Power Co (Wisconsin) | 100 | Xcel Energy Inc | 100
Ladysmith Dam | 3986_G_2 | 3986 | G | 2 |  | Hydro |  | MIS_MNWI | Wisconsin | 55 | Rusk | 107 | 55107 | 0.3 | 0 | 1940 | 9999 |  |  | N | Hydro | [13 empty] | 0 | 0 | 0 | 0 | [11 empty] | Northern States Power Co (Wisconsin) | 100 | Xcel Energy Inc | 100
Ladysmith Dam | 3986_G_3 | 3986 | G | 3 |  | Hydro |  | MIS_MNWI | Wisconsin | 55 | Rusk | 107 | 55107 | 0.4 | 0 | 1983 | 9999 |  |  | N | Hydro | [13 empty] | 0 | 0 | 0 | 0 | [11 empty] | Northern States Power Co (Wisconsin) | 100 | Xcel Energy Inc | 100
Thornapple | 3988_G_1 | 3988 | G | 1 |  | Hydro |  | MIS_MNWI | Wisconsin | 55 | Rusk | 107 | 55107 | 0.4 | 0 | 1927 | 9999 |  |  | N | Hydro | [13 empty] | 0 | 0 | 0 | 0 | [11 empty] | Northern States Power Co (Wisconsin) | 100 | Xcel Energy Inc | 100
Thornapple | 3988_G_2 | 3988 | G | 2 |  | Hydro |  | MIS_MNWI | Wisconsin | 55 | Rusk | 107 | 55107 | 0.4 | 0 | 1929 | 9999 |  |  | N | Hydro | [13 empty] | 0 | 0 | 0 | 0 | [11 empty] | Northern States Power Co (Wisconsin) | 100 | Xcel Energy Inc | 100
Blount Street | 3992_B_8 | 3992 | B | 8 | 2578 | O/G Steam |  | MIS_WUMS | Wisconsin | 55 | Dane | 25 | 55025 | 47 | 14500 | 1957 | 9999 | wall | dry | N | Natural Gas |  |  |  | LNB | [8 empty] | 2.01 | 0.20553 | 0.20553 | 0.20553 | 0.20553 | [11 empty] | Madison Gas & Electric Co | 100 | MGE Energy Inc | 100
Blount Street | 3992_B_9 | 3992 | B | 9 | 2579 | O/G Steam |  | MIS_WUMS | Wisconsin | 55 | Dane | 25 | 55025 | 47 | 14500 | 1961 | 9999 | wall | dry | N | Natural Gas |  |  |  | LNB | [8 empty] | 2.01 | 0.35011 | 0.35011 | 0.35011 | 0.35011 | [11 empty] | Madison Gas & Electric Co | 100 | MGE Energy Inc | 100
Arpin Dam | 3995_G_1 | 3995 | G | 1 |  | Hydro |  | MIS_MNWI | Wisconsin | 55 | Sawyer | 113 | 55113 | 0.6 | 0 | 1971 | 9999 |  |  | N | Hydro | [13 empty] | 0 | 0 | 0 | 0 | [11 empty] | Flambeau Hydro LLC | 100 | Renewable World Energies LLC | 100
Arpin Dam | 3995_G_2 | 3995 | G | 2 |  | Hydro |  | MIS_MNWI | Wisconsin | 55 | Sawyer | 113 | 55113 | 0.6 | 0 | 1971 | 9999 |  |  | N | Hydro | [13 empty] | 0 | 0 | 0 | 0 | [11 empty] | Flambeau Hydro LLC | 100 | Renewable World Energies LLC | 100
Arpin Dam | 3995_G_3 | 3995 | G | 3 |  | Hydro |  | MIS_MNWI | Wisconsin | 55 | Sawyer | 113 | 55113 | 0.2 | 0 | 1973 | 9999 |  |  | N | Hydro | [13 empty] | 0 | 0 | 0 | 0 | [11 empty] | Flambeau Hydro LLC | 100 | Renewable World Energies LLC | 100
Cedar Falls (WI) | 3998_G_3 | 3998 | G | 3 |  | Hydro |  | MIS_MNWI | Wisconsin | 55 | Dunn | 33 | 55033 | 1.2 | 0 | 1910 | 9999 |  |  | N | Hydro | [13 empty] | 0 | 0 | 0 | 0 | [11 empty] | Northern States Power Co (Wisconsin) | 100 | Xcel Energy Inc | 100
Cedar Falls (WI) | 3998_G_2 | 3998 | G | 2 |  | Hydro |  | MIS_MNWI | Wisconsin | 55 | Dunn | 33 | 55033 | 1.1 | 0 | 1911 | 9999 |  |  | N | Hydro | [13 empty] | 0 | 0 | 0 | 0 | [11 empty] | Northern States Power Co (Wisconsin) | 100 | Xcel Energy Inc | 100
Cedar Falls (WI) | 3998_G_1 | 3998 | G | 1 |  | Hydro |  | MIS_MNWI | Wisconsin | 55 | Dunn | 33 | 55033 | 1.3 | 0 | 1915 | 9999 |  |  | N | Hydro | [13 empty] | 0 | 0 | 0 | 0 | [11 empty] | Northern States Power Co (Wisconsin) | 100 | Xcel Energy Inc | 100
Chippewa Falls | 4000_G_1 | 4000 | G | 1 |  | Hydro |  | MIS_MNWI | Wisconsin | 55 | Chippewa | 17 | 55017 | 1.9 | 0 | 1928 | 9999 |  |  | N | Hydro | [13 empty] | 0 | 0 | 0 | 0 | [11 empty] | Northern States Power Co (Wisconsin) | 100 | Xcel Energy Inc | 100
Chippewa Falls | 4000_G_2 | 4000 | G | 2 |  | Hydro |  | MIS_MNWI | Wisconsin | 55 | Chippewa | 17 | 55017 | 2.1 | 0 | 1928 | 9999 |  |  | N | Hydro | [13 empty] | 0 | 0 | 0 | 0 | [11 empty] | Northern States Power Co (Wisconsin) | 100 | Xcel Energy Inc | 100
Chippewa Falls | 4000_G_3 | 4000 | G | 3 |  | Hydro |  | MIS_MNWI | Wisconsin | 55 | Chippewa | 17 | 55017 | 2 | 0 | 1928 | 9999 |  |  | N | Hydro | [13 empty] | 0 | 0 | 0 | 0 | [11 empty] | Northern States Power Co (Wisconsin) | 100 | Xcel Energy Inc | 100
Chippewa Falls | 4000_G_4 | 4000 | G | 4 |  | Hydro |  | MIS_MNWI | Wisconsin | 55 | Chippewa | 17 | 55017 | 2 | 0 | 1928 | 9999 |  |  | N | Hydro | [13 empty] | 0 | 0 | 0 | 0 | [11 empty] | Northern States Power Co (Wisconsin) | 100 | Xcel Energy Inc | 100
Chippewa Falls | 4000_G_5 | 4000 | G | 5 |  | Hydro |  | MIS_MNWI | Wisconsin | 55 | Chippewa | 17 | 55017 | 2 | 0 | 1928 | 9999 |  |  | N | Hydro | [13 empty] | 0 | 0 | 0 | 0 | [11 empty] | Northern States Power Co (Wisconsin) | 100 | Xcel Energy Inc | 100
Chippewa Falls | 4000_G_6 | 4000 | G | 6 |  | Hydro |  | MIS_MNWI | Wisconsin | 55 | Chippewa | 17 | 55017 | 2.1 | 0 | 1928 | 9999 |  |  | N | Hydro | [13 empty] | 0 | 0 | 0 | 0 | [11 empty] | Northern States Power Co (Wisconsin) | 100 | Xcel Energy Inc | 100
Dells | 4002_G_1 | 4002 | G | 1 |  | Hydro |  | MIS_MNWI | Wisconsin | 55 | Eau Claire | 35 | 55035 | 1.9 | 0 | 1923 | 9999 |  |  | N | Hydro | [13 empty] | 0 | 0 | 0 | 0 | [11 empty] | Northern States Power Co (Wisconsin) | 100 | Xcel Energy Inc | 100
Dells | 4002_G_2 | 4002 | G | 2 |  | Hydro |  | MIS_MNWI | Wisconsin | 55 | Eau Claire | 35 | 55035 | 1.5 | 0 | 1924 | 9999 |  |  | N | Hydro | [13 empty] | 0 | 0 | 0 | 0 | [11 empty] | Northern States Power Co (Wisconsin) | 100 | Xcel Energy Inc | 100
Dells | 4002_G_3 | 4002 | G | 3 |  | Hydro |  | MIS_MNWI | Wisconsin | 55 | Eau Claire | 35 | 55035 | 1.5 | 0 | 1924 | 9999 |  |  | N | Hydro | [13 empty] | 0 | 0 | 0 | 0 | [11 empty] | Northern States Power Co (Wisconsin) | 100 | Xcel Energy Inc | 100
Dells | 4002_G_4 | 4002 | G | 4 |  | Hydro |  | MIS_MNWI | Wisconsin | 55 | Eau Claire | 35 | 55035 | 1.5 | 0 | 1924 | 9999 |  |  | N | Hydro | [13 empty] | 0 | 0 | 0 | 0 | [11 empty] | Northern States Power Co (Wisconsin) | 100 | Xcel Energy Inc | 100
Dells | 4002_G_5 | 4002 | G | 5 |  | Hydro |  | MIS_MNWI | Wisconsin | 55 | Eau Claire | 35 | 55035 | 0.9 | 0 | 1924 | 9999 |  |  | N | Hydro | [13 empty] | 0 | 0 | 0 | 0 | [11 empty] | Northern States Power Co (Wisconsin) | 100 | Xcel Energy Inc | 100
French Island | 4005_B_1 | 4005 | B | 1 |  | Biomass |  | MIS_MNWI | Wisconsin | 55 | La Crosse | 63 | 55063 | 8 | 21545 | 1987 | 9999 |  |  | N | Biomass | Wet Scrubber | 2002 | 0.75 |  | SNCR |  |  | B | NA | ACI | 2008 |  | 0.11 | 0.4173 | 0.4173 | 0.4173 | 0.4173 | 0.1 | 0.1 | 0.1 | [8 empty] | Northern States Power Co (Wisconsin) | 100 | Xcel Energy Inc | 100
French Island | 4005_B_2 | 4005 | B | 2 |  | Biomass |  | MIS_MNWI | Wisconsin | 55 | La Crosse | 63 | 55063 | 8 | 21545 | 1987 | 9999 |  |  | N | Biomass | Wet Scrubber | 2002 | 0.75 |  | SNCR |  |  | B | NA | ACI | 2007 |  | 0.11 | 0.35405 | 0.35405 | 0.35405 | 0.35405 | 0.1 | 0.1 | 0.1 | [8 empty] | Northern States Power Co (Wisconsin) | 100 | Xcel Energy Inc | 100
Holcombe | 4007_G_1 | 4007 | G | 1 |  | Hydro |  | MIS_MNWI | Wisconsin | 55 | Chippewa | 17 | 55017 | 9.1 | 0 | 1950 | 9999 |  |  | N | Hydro | [13 empty] | 0 | 0 | 0 | 0 | [11 empty] | Northern States Power Co (Wisconsin) | 100 | Xcel Energy Inc | 100
Holcombe | 4007_G_2 | 4007 | G | 2 |  | Hydro |  | MIS_MNWI | Wisconsin | 55 | Chippewa | 17 | 55017 | 7.3 | 0 | 1950 | 9999 |  |  | N | Hydro | [13 empty] | 0 | 0 | 0 | 0 | [11 empty] | Northern States Power Co (Wisconsin) | 100 | Xcel Energy Inc | 100
Holcombe | 4007_G_3 | 4007 | G | 3 |  | Hydro |  | MIS_MNWI | Wisconsin | 55 | Chippewa | 17 | 55017 | 7.3 | 0 | 1950 | 9999 |  |  | N | Hydro | [13 empty] | 0 | 0 | 0 | 0 | [11 empty] | Northern States Power Co (Wisconsin) | 100 | Xcel Energy Inc | 100
Jim Falls | 4008_G_1 | 4008 | G | 1 |  | Hydro |  | MIS_MNWI | Wisconsin | 55 | Chippewa | 17 | 55017 | 12.3 | 0 | 1988 | 9999 |  |  | N | Hydro | [13 empty] | 0 | 0 | 0 | 0 | [11 empty] | Northern States Power Co (Wisconsin) | 100 | Xcel Energy Inc | 100
Jim Falls | 4008_G_2 | 4008 | G | 2 |  | Hydro |  | MIS_MNWI | Wisconsin | 55 | Chippewa | 17 | 55017 | 12.5 | 0 | 1988 | 9999 |  |  | N | Hydro | [13 empty] | 0 | 0 | 0 | 0 | [11 empty] | Northern States Power Co (Wisconsin) | 100 | Xcel Energy Inc | 100
Jim Falls | 4008_G_4 | 4008 | G | 4 |  | Hydro |  | MIS_MNWI | Wisconsin | 55 | Chippewa | 17 | 55017 | 0.2 | 0 | 1988 | 9999 |  |  | N | Hydro | [13 empty] | 0 | 0 | 0 | 0 | [11 empty] | Northern States Power Co (Wisconsin) | 100 | Xcel Energy Inc | 100
Menomonie | 4009_G_1 | 4009 | G | 1 |  | Hydro |  | MIS_MNWI | Wisconsin | 55 | Dunn | 33 | 55033 | 1.1 | 0 | 1958 | 9999 |  |  | N | Hydro | [13 empty] | 0 | 0 | 0 | 0 | [11 empty] | Northern States Power Co (Wisconsin) | 100 | Xcel Energy Inc | 100
Menomonie | 4009_G_2 | 4009 | G | 2 |  | Hydro |  | MIS_MNWI | Wisconsin | 55 | Dunn | 33 | 55033 | 1.1 | 0 | 1958 | 9999 |  |  | N | Hydro | [13 empty] | 0 | 0 | 0 | 0 | [11 empty] | Northern States Power Co (Wisconsin) | 100 | Xcel Energy Inc | 100
Wissota | 4015_G_1 | 4015 | G | 1 |  | Hydro |  | MIS_MNWI | Wisconsin | 55 | Chippewa | 17 | 55017 | 3 | 0 | 1917 | 9999 |  |  | N | Hydro | [13 empty] | 0 | 0 | 0 | 0 | [11 empty] | Northern States Power Co (Wisconsin) | 100 | Xcel Energy Inc | 100
Wissota | 4015_G_2 | 4015 | G | 2 |  | Hydro |  | MIS_MNWI | Wisconsin | 55 | Chippewa | 17 | 55017 | 3.1 | 0 | 1917 | 9999 |  |  | N | Hydro | [13 empty] | 0 | 0 | 0 | 0 | [11 empty] | Northern States Power Co (Wisconsin) | 100 | Xcel Energy Inc | 100
Wissota | 4015_G_3 | 4015 | G | 3 |  | Hydro |  | MIS_MNWI | Wisconsin | 55 | Chippewa | 17 | 55017 | 3 | 0 | 1917 | 9999 |  |  | N | Hydro | [13 empty] | 0 | 0 | 0 | 0 | [11 empty] | Northern States Power Co (Wisconsin) | 100 | Xcel Energy Inc | 100
Wissota | 4015_G_4 | 4015 | G | 4 |  | Hydro |  | MIS_MNWI | Wisconsin | 55 | Chippewa | 17 | 55017 | 3 | 0 | 1917 | 9999 |  |  | N | Hydro | [13 empty] | 0 | 0 | 0 | 0 | [11 empty] | Northern States Power Co (Wisconsin) | 100 | Xcel Energy Inc | 100
Wissota | 4015_G_5 | 4015 | G | 5 |  | Hydro |  | MIS_MNWI | Wisconsin | 55 | Chippewa | 17 | 55017 | 2.9 | 0 | 1917 | 9999 |  |  | N | Hydro | [13 empty] | 0 | 0 | 0 | 0 | [11 empty] | Northern States Power Co (Wisconsin) | 100 | Xcel Energy Inc | 100
Wissota | 4015_G_6 | 4015 | G | 6 |  | Hydro |  | MIS_MNWI | Wisconsin | 55 | Chippewa | 17 | 55017 | 3 | 0 | 1917 | 9999 |  |  | N | Hydro | [13 empty] | 0 | 0 | 0 | 0 | [11 empty] | Northern States Power Co (Wisconsin) | 100 | Xcel Energy Inc | 100
Clam River Dam | 4018_G_1 | 4018 | G | 1 |  | Hydro |  | MIS_MNWI | Wisconsin | 55 | Burnett | 13 | 55013 | 0.4 | 0 | 1942 | 9999 |  |  | N | Hydro | [13 empty] | 0 | 0 | 0 | 0 | [11 empty] | Flambeau Hydro LLC | 100 | Renewable World Energies LLC | 100
Clam River Dam | 4018_G_2 | 4018 | G | 2 |  | Hydro |  | MIS_MNWI | Wisconsin | 55 | Burnett | 13 | 55013 | 0.4 | 0 | 1942 | 9999 |  |  | N | Hydro | [13 empty] | 0 | 0 | 0 | 0 | [11 empty] | Flambeau Hydro LLC | 100 | Renewable World Energies LLC | 100
Clam River Dam | 4018_G_3 | 4018 | G | 3 |  | Hydro |  | MIS_MNWI | Wisconsin | 55 | Burnett | 13 | 55013 | 0.4 | 0 | 1967 | 9999 |  |  | N | Hydro | [13 empty] | 0 | 0 | 0 | 0 | [11 empty] | Flambeau Hydro LLC | 100 | Renewable World Energies LLC | 100
Danbury Dam | 4019_G_1 | 4019 | G | 1 |  | Hydro |  | MIS_MNWI | Wisconsin | 55 | Burnett | 13 | 55013 | 0.1 | 0 | 1921 | 9999 |  |  | N | Hydro | [13 empty] | 0 | 0 | 0 | 0 | [11 empty] | Flambeau Hydro LLC | 100 | Renewable World Energies LLC | 100
Danbury Dam | 4019_G_2 | 4019 | G | 2 |  | Hydro |  | MIS_MNWI | Wisconsin | 55 | Burnett | 13 | 55013 | 0.3 | 0 | 1927 | 9999 |  |  | N | Hydro | [13 empty] | 0 | 0 | 0 | 0 | [11 empty] | Flambeau Hydro LLC | 100 | Renewable World Energies LLC | 100
Danbury Dam | 4019_G_HY3 | 4019 | G | HY3 |  | Hydro |  | MIS_MNWI | Wisconsin | 55 | Burnett | 13 | 55013 | 0.6 | 0 | 1950 | 9999 |  |  | N | Hydro | [13 empty] | 0 | 0 | 0 | 0 | [11 empty] | Flambeau Hydro LLC | 100 | Renewable World Energies LLC | 100
Frederic Diesel | 4020_G_2 | 4020 | G | 2 |  | Combustion Turbine | IC Engine | MIS_MNWI | Wisconsin | 55 | Polk | 95 | 55095 | 0.7 | 12283 | 1948 | 9999 |  |  | N | Distillate Fuel Oil | [12 empty] | 3 | 1.6498 | 1.6498 | 1.6498 | 1.6498 | [11 empty] | Northwestern Wisconsin Electric Co | 100 | Northwestern Wisconsin Electric Co | 100
Frederic Diesel | 4020_G_3 | 4020 | G | 3 |  | Combustion Turbine | IC Engine | MIS_MNWI | Wisconsin | 55 | Polk | 95 | 55095 | 0.7 | 12283 | 1949 | 9999 |  |  | N | Distillate Fuel Oil | [12 empty] | 3 | 1.6498 | 1.6498 | 1.6498 | 1.6498 | [11 empty] | Northwestern Wisconsin Electric Co | 100 | Northwestern Wisconsin Electric Co | 100
Frederic Diesel | 4020_G_4 | 4020 | G | 4 |  | Combustion Turbine | IC Engine | MIS_MNWI | Wisconsin | 55 | Polk | 95 | 55095 | 0.6 | 12283 | 1955 | 9999 |  |  | N | Distillate Fuel Oil | [12 empty] | 3 | 1.6498 | 1.6498 | 1.6498 | 1.6498 | [11 empty] | Northwestern Wisconsin Electric Co | 100 | Northwestern Wisconsin Electric Co | 100
Frederic Diesel | 4020_G_5 | 4020 | G | 5 |  | Combustion Turbine | IC Engine | MIS_MNWI | Wisconsin | 55 | Polk | 95 | 55095 | 0.5 | 12283 | 1955 | 9999 |  |  | N | Distillate Fuel Oil | [12 empty] | 3 | 1.6498 | 1.6498 | 1.6498 | 1.6498 | [11 empty] | Northwestern Wisconsin Electric Co | 100 | Northwestern Wisconsin Electric Co | 100
Frederic Diesel | 4020_G_6 | 4020 | G | 6 |  | Combustion Turbine | IC Engine | MIS_MNWI | Wisconsin | 55 | Polk | 95 | 55095 | 1.7 | 12283 | 1970 | 9999 |  |  | N | Distillate Fuel Oil | [12 empty] | 3 | 1.6498 | 1.6498 | 1.6498 | 1.6498 | [11 empty] | Northwestern Wisconsin Electric Co | 100 | Northwestern Wisconsin Electric Co | 100
Frederic Diesel | 4020_G_7 | 4020 | G | 7 |  | Combustion Turbine | IC Engine | MIS_MNWI | Wisconsin | 55 | Polk | 95 | 55095 | 1.8 | 12283 | 1975 | 9999 |  |  | N | Distillate Fuel Oil | [12 empty] | 3 | 1.6498 | 1.6498 | 1.6498 | 1.6498 | [11 empty] | Northwestern Wisconsin Electric Co | 100 | Northwestern Wisconsin Electric Co | 100
Frederic Diesel | 4020_G_10 | 4020 | G | 10 |  | Combustion Turbine | IC Engine | MIS_MNWI | Wisconsin | 55 | Polk | 95 | 55095 | 2.5 | 12283 | 2000 | 9999 |  |  | N | Distillate Fuel Oil | [12 empty] | 3 | 1.6498 | 1.6498 | 1.6498 | 1.6498 | [11 empty] | Northwestern Wisconsin Electric Co | 100 | Northwestern Wisconsin Electric Co | 100
Frederic Diesel | 4020_G_8 | 4020 | G | 8 |  | Combustion Turbine | IC Engine | MIS_MNWI | Wisconsin | 55 | Polk | 95 | 55095 | 2.5 | 12283 | 2000 | 9999 |  |  | N | Distillate Fuel Oil | [12 empty] | 3 | 1.6498 | 1.6498 | 1.6498 | 1.6498 | [11 empty] | Northwestern Wisconsin Electric Co | 100 | Northwestern Wisconsin Electric Co | 100
Frederic Diesel | 4020_G_9 | 4020 | G | 9 |  | Combustion Turbine | IC Engine | MIS_MNWI | Wisconsin | 55 | Polk | 95 | 55095 | 2.5 | 12283 | 2000 | 9999 |  |  | N | Distillate Fuel Oil | [12 empty] | 3 | 1.6498 | 1.6498 | 1.6498 | 1.6498 | [11 empty] | Northwestern Wisconsin Electric Co | 100 | Northwestern Wisconsin Electric Co | 100
Grantsburg Diesel | 4021_G_2 | 4021 | G | 2 |  | Combustion Turbine | IC Engine | MIS_MNWI | Wisconsin | 55 | Burnett | 13 | 55013 | 0.8 | 12283 | 1963 | 9999 |  |  | N | Distillate Fuel Oil | [12 empty] | 3 | 1.6498 | 1.6498 | 1.6498 | 1.6498 | [11 empty] | Northwestern Wisconsin Electric Co | 100 | Northwestern Wisconsin Electric Co | 100
Grantsburg Diesel | 4021_G_3 | 4021 | G | 3 |  | Combustion Turbine | IC Engine | MIS_MNWI | Wisconsin | 55 | Burnett | 13 | 55013 | 0.9 | 12283 | 1968 | 9999 |  |  | N | Distillate Fuel Oil | [12 empty] | 3 | 1.6498 | 1.6498 | 1.6498 | 1.6498 | [11 empty] | Northwestern Wisconsin Electric Co | 100 | Northwestern Wisconsin Electric Co | 100
Grantsburg Diesel | 4021_G_4 | 4021 | G | 4 |  | Combustion Turbine | IC Engine | MIS_MNWI | Wisconsin | 55 | Burnett | 13 | 55013 | 2 | 12283 | 1975 | 9999 |  |  | N | Distillate Fuel Oil | [12 empty] | 3 | 1.6498 | 1.6498 | 1.6498 | 1.6498 | [11 empty] | Northwestern Wisconsin Electric Co | 100 | Northwestern Wisconsin Electric Co | 100
Grantsburg Diesel | 4021_G_1A | 4021 | G | 1A |  | Combustion Turbine | IC Engine | MIS_MNWI | Wisconsin | 55 | Burnett | 13 | 55013 | 0.8 | 12283 | 1995 | 9999 |  |  | N | Distillate Fuel Oil | [12 empty] | 3 | 1.6498 | 1.6498 | 1.6498 | 1.6498 | [11 empty] | Northwestern Wisconsin Electric Co | 100 | Northwestern Wisconsin Electric Co | 100
Grantsburg Diesel | 4021_G_8 | 4021 | G | 8 |  | Combustion Turbine | IC Engine | MIS_MNWI | Wisconsin | 55 | Burnett | 13 | 55013 | 1.8 | 12283 | 2007 | 9999 |  |  | N | Distillate Fuel Oil | [13 empty] | 1.6498 | 1.6498 | 1.6498 | 1.6498 | [11 empty] | Northwestern Wisconsin Electric Co | 100 | Northwestern Wisconsin Electric Co | 100
Port Washington Generating Station | 4040_G_2CT1 | 4040 | G | 2CT1 | 89431 | Combined Cycle |  | MIS_WUMS | Wisconsin | 55 | Ozaukee | 89 | 55089 | 171.9 | 7050 | 2005 | 9999 |  |  | N | Natural Gas |  |  |  | DLNB | SCR | [8 empty] | 0.0099198 | 0.0099198 | 0.0099198 | 0.0099198 | [11 empty] | Wisconsin Electric Power Co | 100 | WEC Energy Group Inc | 100
Port Washington Generating Station | 4040_G_2CT2 | 4040 | G | 2CT2 | 89432 | Combined Cycle |  | MIS_WUMS | Wisconsin | 55 | Ozaukee | 89 | 55089 | 171.9 | 7050 | 2005 | 9999 |  |  | N | Natural Gas |  |  |  | DLNB | SCR | [8 empty] | 0.0099198 | 0.0099198 | 0.0099198 | 0.0099198 | [11 empty] | Wisconsin Electric Power Co | 100 | WEC Energy Group Inc | 100
Port Washington Generating Station | 4040_G_ST2 | 4040 | G | ST2 | 89431 | Combined Cycle |  | MIS_WUMS | Wisconsin | 55 | Ozaukee | 89 | 55089 | 264.6 | 7050 | 2005 | 9999 |  |  | N | Natural Gas |  |  |  | DLNB | SCR | [8 empty] | 0.0099198 | 0.0099198 | 0.0099198 | 0.0099198 | [11 empty] | Wisconsin Electric Power Co | 100 | WEC Energy Group Inc | 100
Port Washington Generating Station | 4040_G_1CT1 | 4040 | G | 1CT1 | 89429 | Combined Cycle |  | MIS_WUMS | Wisconsin | 55 | Ozaukee | 89 | 55089 | 171.9 | 7050 | 2008 | 9999 |  |  | N | Natural Gas |  |  |  | DLNB | SCR | [8 empty] | 0.0094375 | 0.0094375 | 0.0094375 | 0.0094375 | [11 empty] | Wisconsin Electric Power Co | 100 | WEC Energy Group Inc | 100
Port Washington Generating Station | 4040_G_1CT2 | 4040 | G | 1CT2 | 89430 | Combined Cycle |  | MIS_WUMS | Wisconsin | 55 | Ozaukee | 89 | 55089 | 171.9 | 7050 | 2008 | 9999 |  |  | N | Natural Gas |  |  |  | DLNB | SCR | [8 empty] | 0.0094375 | 0.0094375 | 0.0094375 | 0.0094375 | [11 empty] | Wisconsin Electric Power Co | 100 | WEC Energy Group Inc | 100
Port Washington Generating Station | 4040_G_ST1 | 4040 | G | ST1 | 89429 | Combined Cycle |  | MIS_WUMS | Wisconsin | 55 | Ozaukee | 89 | 55089 | 264.6 | 7050 | 2008 | 9999 |  |  | N | Natural Gas |  |  |  | DLNB | SCR | [8 empty] | 0.0094375 | 0.0094375 | 0.0094375 | 0.0094375 | [11 empty] | Wisconsin Electric Power Co | 100 | WEC Energy Group Inc | 100
Valley (WI) | 4042_B_1 | 4042 | B | 1 | 2594 | O/G Steam |  | MIS_WUMS | Wisconsin | 55 | Milwaukee | 79 | 55079 | 64 | 9632 | 1968 | 9999 | wall | dry | Y | Natural Gas |  |  |  | LNB | [8 empty] | 0.78 | 0.06355 | 0.06355 | 0.06355 | 0.06355 | [11 empty] | Wisconsin Electric Power Co | 100 | WEC Energy Group Inc | 100
Valley (WI) | 4042_B_2 | 4042 | B | 2 | 2595 | O/G Steam |  | MIS_WUMS | Wisconsin | 55 | Milwaukee | 79 | 55079 | 64 | 9632 | 1968 | 9999 | wall | dry | Y | Natural Gas |  |  |  | LNB | [8 empty] | 0.78 | 0.06348 | 0.06348 | 0.06348 | 0.06348 | [11 empty] | Wisconsin Electric Power Co | 100 | WEC Energy Group Inc | 100
Valley (WI) | 4042_B_3 | 4042 | B | 3 | 2596 | O/G Steam |  | MIS_WUMS | Wisconsin | 55 | Milwaukee | 79 | 55079 | 70 | 9632 | 1969 | 9999 | wall | dry | Y | Natural Gas |  |  |  | LNB | [8 empty] | 0.78 | 0.06422 | 0.06422 | 0.06422 | 0.06422 | [11 empty] | Wisconsin Electric Power Co | 100 | WEC Energy Group Inc | 100
Valley (WI) | 4042_B_4 | 4042 | B | 4 | 2597 | O/G Steam |  | MIS_WUMS | Wisconsin | 55 | Milwaukee | 79 | 55079 | 70 | 9632 | 1969 | 9999 | wall | dry | Y | Natural Gas |  |  |  | LNB | [8 empty] | 0.78 | 0.06427 | 0.06427 | 0.06427 | 0.06427 | [11 empty] | Wisconsin Electric Power Co | 100 | WEC Energy Group Inc | 100
Valley (WI) | 4042_G_3 | 4042 | G | 3 |  | Combustion Turbine | IC Engine | MIS_WUMS | Wisconsin | 55 | Milwaukee | 79 | 55079 | 2.7 | 25000 | 1969 | 9999 | wall | dry | N | Distillate Fuel Oil | [12 empty] | 0.78 | 0.08 | 0.08 | 0.08 | 0.08 | [11 empty] | Wisconsin Electric Power Co | 100 | WEC Energy Group Inc | 100
Appleton | 4043_G_5 | 4043 | G | 5 |  | Hydro |  | MIS_WUMS | Wisconsin | 55 | Outagamie | 87 | 55087 | 0.5 | 0 | 1916 | 9999 |  |  | N | Hydro | [13 empty] | 0 | 0 | 0 | 0 | [11 empty] | Wisconsin Electric Power Co | 100 | WEC Energy Group Inc | 100
Appleton | 4043_G_6 | 4043 | G | 6 |  | Hydro |  | MIS_WUMS | Wisconsin | 55 | Outagamie | 87 | 55087 | 0.5 | 0 | 1916 | 9999 |  |  | N | Hydro | [13 empty] | 0 | 0 | 0 | 0 | [11 empty] | Wisconsin Electric Power Co | 100 | WEC Energy Group Inc | 100
Appleton | 4043_G_4 | 4043 | G | 4 |  | Hydro |  | MIS_WUMS | Wisconsin | 55 | Outagamie | 87 | 55087 | 1.2 | 0 | 1980 | 9999 |  |  | N | Hydro | [13 empty] | 0 | 0 | 0 | 0 | [11 empty] | Wisconsin Electric Power Co | 100 | WEC Energy Group Inc | 100
Oconto Falls Upper | 4044_G_3 | 4044 | G | 3 |  | Hydro |  | MIS_WUMS | Wisconsin | 55 | Oconto | 83 | 55083 | 0.3 | 0 | 1918 | 9999 |  |  | N | Hydro | [13 empty] | 0 | 0 | 0 | 0 | [11 empty] | N E W Hydro LLC | 100 | Hudson Clean Energy Partners LP | 100
Oconto Falls Upper | 4044_G_2 | 4044 | G | 2 |  | Hydro |  | MIS_WUMS | Wisconsin | 55 | Oconto | 83 | 55083 | 0.4 | 0 | 1921 | 9999 |  |  | N | Hydro | [13 empty] | 0 | 0 | 0 | 0 | [11 empty] | N E W Hydro LLC | 100 | Hudson Clean Energy Partners LP | 100
Oconto Falls Upper | 4044_G_1 | 4044 | G | 1 |  | Hydro |  | MIS_WUMS | Wisconsin | 55 | Oconto | 83 | 55083 | 0.4 | 0 | 1924 | 9999 |  |  | N | Hydro | [13 empty] | 0 | 0 | 0 | 0 | [11 empty] | N E W Hydro LLC | 100 | Hudson Clean Energy Partners LP | 100
Pine | 4045_G_1 | 4045 | G | 1 |  | Hydro |  | MIS_WUMS | Wisconsin | 55 | Florence | 37 | 55037 | 1.8 | 0 | 1922 | 9999 |  |  | N | Hydro | [13 empty] | 0 | 0 | 0 | 0 | [11 empty] | Wisconsin Electric Power Co | 100 | WEC Energy Group Inc | 100
Pine | 4045_G_2 | 4045 | G | 2 |  | Hydro |  | MIS_WUMS | Wisconsin | 55 | Florence | 37 | 55037 | 1.8 | 0 | 1922 | 9999 |  |  | N | Hydro | [13 empty] | 0 | 0 | 0 | 0 | [11 empty] | Wisconsin Electric Power Co | 100 | WEC Energy Group Inc | 100
Point Beach Nuclear Plant | 4046_G_5 | 4046 | G | 5 |  | Combustion Turbine |  | MIS_WUMS | Wisconsin | 55 | Manitowoc | 71 | 55071 | 15 | 25000 | 1969 | 9999 |  |  | N | Distillate Fuel Oil | [12 empty] | 3 | 1.2001 | 1.2001 | 1.2001 | 1.2001 | [11 empty] | NextEra Energy Point Beach LLC | 100 | NextEra Energy Inc | 100
Point Beach Nuclear Plant | 4046_G_1 | 4046 | G | 1 |  | Nuclear |  | MIS_WUMS | Wisconsin | 55 | Manitowoc | 71 | 55071 | 595.9 | 10456 | 1970 | 9999 |  |  | N | Nuclear Fuel | [13 empty] | 0 | 0 | 0 | 0 | [11 empty] | NextEra Energy Point Beach LLC | 100 | NextEra Energy Inc | 100
Point Beach Nuclear Plant | 4046_G_2 | 4046 | G | 2 |  | Nuclear |  | MIS_WUMS | Wisconsin | 55 | Manitowoc | 71 | 55071 | 599.9 | 10456 | 1972 | 9999 |  |  | N | Nuclear Fuel | [13 empty] | 0 | 0 | 0 | 0 | [11 empty] | NextEra Energy Point Beach LLC | 100 | NextEra Energy Inc | 100
Kilbourn | 4053_G_HC1 | 4053 | G | HC1 |  | Hydro |  | MIS_WUMS | Wisconsin | 55 | Columbia | 21 | 55021 | 2.2 | 0 | 1926 | 9999 |  |  | N | Hydro | [13 empty] | 0 | 0 | 0 | 0 | [11 empty] | Wisconsin Power & Light Co | 100 | Alliant Energy Corp | 100
Kilbourn | 4053_G_HC5 | 4053 | G | HC5 |  | Hydro |  | MIS_WUMS | Wisconsin | 55 | Columbia | 21 | 55021 | 2.4 | 0 | 1935 | 9999 |  |  | N | Hydro | [13 empty] | 0 | 0 | 0 | 0 | [11 empty] | Wisconsin Power & Light Co | 100 | Alliant Energy Corp | 100
Kilbourn | 4053_G_HC6 | 4053 | G | HC6 |  | Hydro |  | MIS_WUMS | Wisconsin | 55 | Columbia | 21 | 55021 | 2.4 | 0 | 1937 | 9999 |  |  | N | Hydro | [13 empty] | 0 | 0 | 0 | 0 | [11 empty] | Wisconsin Power & Light Co | 100 | Alliant Energy Corp | 100
Kilbourn | 4053_G_2 | 4053 | G | 2 |  | Hydro |  | MIS_WUMS | Wisconsin | 55 | Columbia | 21 | 55021 | 2.4 | 0 | 1939 | 9999 |  |  | N | Hydro | [13 empty] | 0 | 0 | 0 | 0 | [11 empty] | Wisconsin Power & Light Co | 100 | Alliant Energy Corp | 100
Prairie Du Sac | 4056_G_1 | 4056 | G | 1 |  | Hydro |  | MIS_WUMS | Wisconsin | 55 | Sauk | 111 | 55111 | 3 | 0 | 1915 | 9999 |  |  | N | Hydro | [13 empty] | 0 | 0 | 0 | 0 | [11 empty] | Wisconsin Power & Light Co | 100 | Alliant Energy Corp | 100
Prairie Du Sac | 4056_G_2 | 4056 | G | 2 |  | Hydro |  | MIS_WUMS | Wisconsin | 55 | Sauk | 111 | 55111 | 3.7 | 0 | 1915 | 9999 |  |  | N | Hydro | [13 empty] | 0 | 0 | 0 | 0 | [11 empty] | Wisconsin Power & Light Co | 100 | Alliant Energy Corp | 100
Prairie Du Sac | 4056_G_3 | 4056 | G | 3 |  | Hydro |  | MIS_WUMS | Wisconsin | 55 | Sauk | 111 | 55111 | 4.2 | 0 | 1920 | 9999 |  |  | N | Hydro | [13 empty] | 0 | 0 | 0 | 0 | [11 empty] | Wisconsin Power & Light Co | 100 | Alliant Energy Corp | 100
Prairie Du Sac | 4056_G_4 | 4056 | G | 4 |  | Hydro |  | MIS_WUMS | Wisconsin | 55 | Sauk | 111 | 55111 | 4.2 | 0 | 1922 | 9999 |  |  | N | Hydro | [13 empty] | 0 | 0 | 0 | 0 | [11 empty] | Wisconsin Power & Light Co | 100 | Alliant Energy Corp | 100
Prairie Du Sac | 4056_G_5 | 4056 | G | 5 |  | Hydro |  | MIS_WUMS | Wisconsin | 55 | Sauk | 111 | 55111 | 3.5 | 0 | 1938 | 9999 |  |  | N | Hydro | [13 empty] | 0 | 0 | 0 | 0 | [11 empty] | Wisconsin Power & Light Co | 100 | Alliant Energy Corp | 100
Prairie Du Sac | 4056_G_6 | 4056 | G | 6 |  | Hydro |  | MIS_WUMS | Wisconsin | 55 | Sauk | 111 | 55111 | 3.5 | 0 | 1938 | 9999 |  |  | N | Hydro | [13 empty] | 0 | 0 | 0 | 0 | [11 empty] | Wisconsin Power & Light Co | 100 | Alliant Energy Corp | 100
Prairie Du Sac | 4056_G_7 | 4056 | G | 7 |  | Hydro |  | MIS_WUMS | Wisconsin | 55 | Sauk | 111 | 55111 | 3.5 | 0 | 1940 | 9999 |  |  | N | Hydro | [13 empty] | 0 | 0 | 0 | 0 | [11 empty] | Wisconsin Power & Light Co | 100 | Alliant Energy Corp | 100
Prairie Du Sac | 4056_G_8 | 4056 | G | 8 |  | Hydro |  | MIS_WUMS | Wisconsin | 55 | Sauk | 111 | 55111 | 3.5 | 0 | 1940 | 9999 |  |  | N | Hydro | [13 empty] | 0 | 0 | 0 | 0 | [11 empty] | Wisconsin Power & Light Co | 100 | Alliant Energy Corp | 100
Alexander | 4060_G_1 | 4060 | G | 1 |  | Hydro |  | MIS_WUMS | Wisconsin | 55 | Lincoln | 69 | 55069 | 0.8 | 0 | 1925 | 9999 |  |  | N | Hydro | [13 empty] | 0 | 0 | 0 | 0 | [11 empty] | Wisconsin Public Service Corp | 100 | WEC Energy Group Inc | 100
Alexander | 4060_G_2 | 4060 | G | 2 |  | Hydro |  | MIS_WUMS | Wisconsin | 55 | Lincoln | 69 | 55069 | 0.8 | 0 | 1925 | 9999 |  |  | N | Hydro | [13 empty] | 0 | 0 | 0 | 0 | [11 empty] | Wisconsin Public Service Corp | 100 | WEC Energy Group Inc | 100
Alexander | 4060_G_3 | 4060 | G | 3 |  | Hydro |  | MIS_WUMS | Wisconsin | 55 | Lincoln | 69 | 55069 | 0.8 | 0 | 1925 | 9999 |  |  | N | Hydro | [13 empty] | 0 | 0 | 0 | 0 | [11 empty] | Wisconsin Public Service Corp | 100 | WEC Energy Group Inc | 100
Caldron Falls | 4061_G_1 | 4061 | G | 1 |  | Hydro |  | MIS_WUMS | Wisconsin | 55 | Marinette | 75 | 55075 | 3.4 | 0 | 1924 | 9999 |  |  | N | Hydro | [13 empty] | 0 | 0 | 0 | 0 | [11 empty] | Wisconsin Public Service Corp | 100 | WEC Energy Group Inc | 100
Caldron Falls | 4061_G_2 | 4061 | G | 2 |  | Hydro |  | MIS_WUMS | Wisconsin | 55 | Marinette | 75 | 55075 | 3.4 | 0 | 1924 | 9999 |  |  | N | Hydro | [13 empty] | 0 | 0 | 0 | 0 | [11 empty] | Wisconsin Public Service Corp | 100 | WEC Energy Group Inc | 100
Grandfather Falls | 4063_G_1 | 4063 | G | 1 |  | Hydro |  | MIS_WUMS | Wisconsin | 55 | Lincoln | 69 | 55069 | 10.9 | 0 | 1938 | 9999 |  |  | N | Hydro | [13 empty] | 0 | 0 | 0 | 0 | [11 empty] | Wisconsin Public Service Corp | 100 | WEC Energy Group Inc | 100
Grandfather Falls | 4063_G_2 | 4063 | G | 2 |  | Hydro |  | MIS_WUMS | Wisconsin | 55 | Lincoln | 69 | 55069 | 6.2 | 0 | 1938 | 9999 |  |  | N | Hydro | [13 empty] | 0 | 0 | 0 | 0 | [11 empty] | Wisconsin Public Service Corp | 100 | WEC Energy Group Inc | 100
Hat Rapids | 4064_G_1 | 4064 | G | 1 |  | Hydro |  | MIS_WUMS | Wisconsin | 55 | Oneida | 85 | 55085 | 0.3 | 0 | 1923 | 9999 |  |  | N | Hydro | [13 empty] | 0 | 0 | 0 | 0 | [11 empty] | Wisconsin Public Service Corp | 100 | WEC Energy Group Inc | 100
Hat Rapids | 4064_G_2A | 4064 | G | 2A |  | Hydro |  | MIS_WUMS | Wisconsin | 55 | Oneida | 85 | 55085 | 0.2 | 0 | 1984 | 9999 |  |  | N | Hydro | [13 empty] | 0 | 0 | 0 | 0 | [11 empty] | Wisconsin Public Service Corp | 100 | WEC Energy Group Inc | 100
Hat Rapids | 4064_G_3A | 4064 | G | 3A |  | Hydro |  | MIS_WUMS | Wisconsin | 55 | Oneida | 85 | 55085 | 0.2 | 0 | 1984 | 9999 |  |  | N | Hydro | [13 empty] | 0 | 0 | 0 | 0 | [11 empty] | Wisconsin Public Service Corp | 100 | WEC Energy Group Inc | 100
High Falls (WI) | 4065_G_1 | 4065 | G | 1 |  | Hydro |  | MIS_WUMS | Wisconsin | 55 | Marinette | 75 | 55075 | 0.3 | 0 | 1910 | 9999 |  |  | N | Hydro | [13 empty] | 0 | 0 | 0 | 0 | [11 empty] | Wisconsin Public Service Corp | 100 | WEC Energy Group Inc | 100
High Falls (WI) | 4065_G_2 | 4065 | G | 2 |  | Hydro |  | MIS_WUMS | Wisconsin | 55 | Marinette | 75 | 55075 | 0.3 | 0 | 1910 | 9999 |  |  | N | Hydro | [13 empty] | 0 | 0 | 0 | 0 | [11 empty] | Wisconsin Public Service Corp | 100 | WEC Energy Group Inc | 100
High Falls (WI) | 4065_G_3 | 4065 | G | 3 |  | Hydro |  | MIS_WUMS | Wisconsin | 55 | Marinette | 75 | 55075 | 0.3 | 0 | 1910 | 9999 |  |  | N | Hydro | [13 empty] | 0 | 0 | 0 | 0 | [11 empty] | Wisconsin Public Service Corp | 100 | WEC Energy Group Inc | 100
High Falls (WI) | 4065_G_4 | 4065 | G | 4 |  | Hydro |  | MIS_WUMS | Wisconsin | 55 | Marinette | 75 | 55075 | 0.3 | 0 | 1910 | 9999 |  |  | N | Hydro | [13 empty] | 0 | 0 | 0 | 0 | [11 empty] | Wisconsin Public Service Corp | 100 | WEC Energy Group Inc | 100
High Falls (WI) | 4065_G_5 | 4065 | G | 5 |  | Hydro |  | MIS_WUMS | Wisconsin | 55 | Marinette | 75 | 55075 | 0.3 | 0 | 1910 | 9999 |  |  | N | Hydro | [13 empty] | 0 | 0 | 0 | 0 | [11 empty] | Wisconsin Public Service Corp | 100 | WEC Energy Group Inc | 100
Johnson Falls | 4067_G_1 | 4067 | G | 1 |  | Hydro |  | MIS_WUMS | Wisconsin | 55 | Marinette | 75 | 55075 | 0.5 | 0 | 1923 | 9999 |  |  | N | Hydro | [13 empty] | 0 | 0 | 0 | 0 | [11 empty] | Wisconsin Public Service Corp | 100 | WEC Energy Group Inc | 100
Johnson Falls | 4067_G_2 | 4067 | G | 2 |  | Hydro |  | MIS_WUMS | Wisconsin | 55 | Marinette | 75 | 55075 | 0.5 | 0 | 1923 | 9999 |  |  | N | Hydro | [13 empty] | 0 | 0 | 0 | 0 | [11 empty] | Wisconsin Public Service Corp | 100 | WEC Energy Group Inc | 100
Merrill | 4068_G_1 | 4068 | G | 1 |  | Hydro |  | MIS_WUMS | Wisconsin | 55 | Lincoln | 69 | 55069 | 0.2 | 0 | 1917 | 9999 |  |  | N | Hydro | [13 empty] | 0 | 0 | 0 | 0 | [11 empty] | Wisconsin Public Service Corp | 100 | WEC Energy Group Inc | 100
Merrill | 4068_G_2 | 4068 | G | 2 |  | Hydro |  | MIS_WUMS | Wisconsin | 55 | Lincoln | 69 | 55069 | 0.2 | 0 | 1917 | 9999 |  |  | N | Hydro | [13 empty] | 0 | 0 | 0 | 0 | [11 empty] | Wisconsin Public Service Corp | 100 | WEC Energy Group Inc | 100
Merrill | 4068_G_3 | 4068 | G | 3 |  | Hydro |  | MIS_WUMS | Wisconsin | 55 | Lincoln | 69 | 55069 | 0.7 | 0 | 1984 | 9999 |  |  | N | Hydro | [13 empty] | 0 | 0 | 0 | 0 | [11 empty] | Wisconsin Public Service Corp | 100 | WEC Energy Group Inc | 100
Potato Rapids | 4071_G_2 | 4071 | G | 2 |  | Hydro |  | MIS_WUMS | Wisconsin | 55 | Marinette | 75 | 55075 | 0.1 | 0 | 1921 | 9999 |  |  | N | Hydro | [13 empty] | 0 | 0 | 0 | 0 | [11 empty] | Wisconsin Public Service Corp | 100 | WEC Energy Group Inc | 100
Potato Rapids | 4071_G_3 | 4071 | G | 3 |  | Hydro |  | MIS_WUMS | Wisconsin | 55 | Marinette | 75 | 55075 | 0.1 | 0 | 1921 | 9999 |  |  | N | Hydro | [13 empty] | 0 | 0 | 0 | 0 | [11 empty] | Wisconsin Public Service Corp | 100 | WEC Energy Group Inc | 100
Potato Rapids | 4071_G_1 | 4071 | G | 1 |  | Hydro |  | MIS_WUMS | Wisconsin | 55 | Marinette | 75 | 55075 | 0.2 | 0 | 1926 | 9999 |  |  | N | Hydro | [13 empty] | 0 | 0 | 0 | 0 | [11 empty] | Wisconsin Public Service Corp | 100 | WEC Energy Group Inc | 100
Pulliam | 4072_G_31 | 4072 | G | 31 | 9282 | Combustion Turbine |  | MIS_WUMS | Wisconsin | 55 | Brown | 9 | 55009 | 81.5 | 12567 | 2003 | 9999 |  |  | N | Natural Gas, Distillate Fuel Oil |  |  |  | DLNB + H2O | [9 empty] | 0.0256 | 0.0256 | 0.0256 | 0.0256 | [11 empty] | Wisconsin Public Service Corp | 100 | WEC Energy Group Inc | 100
Sandstone Rapids | 4074_G_1 | 4074 | G | 1 |  | Hydro |  | MIS_WUMS | Wisconsin | 55 | Marinette | 75 | 55075 | 0.5 | 0 | 1925 | 9999 |  |  | N | Hydro | [13 empty] | 0 | 0 | 0 | 0 | [11 empty] | Wisconsin Public Service Corp | 100 | WEC Energy Group Inc | 100
Sandstone Rapids | 4074_G_2 | 4074 | G | 2 |  | Hydro |  | MIS_WUMS | Wisconsin | 55 | Marinette | 75 | 55075 | 0.5 | 0 | 1925 | 9999 |  |  | N | Hydro | [13 empty] | 0 | 0 | 0 | 0 | [11 empty] | Wisconsin Public Service Corp | 100 | WEC Energy Group Inc | 100
Tomahawk | 4075_G_1 | 4075 | G | 1 |  | Hydro |  | MIS_WUMS | Wisconsin | 55 | Lincoln | 69 | 55069 | 1.2 | 0 | 1938 | 9999 |  |  | N | Hydro | [13 empty] | 0 | 0 | 0 | 0 | [11 empty] | Wisconsin Public Service Corp | 100 | WEC Energy Group Inc | 100
Tomahawk | 4075_G_2 | 4075 | G | 2 |  | Hydro |  | MIS_WUMS | Wisconsin | 55 | Lincoln | 69 | 55069 | 1.2 | 0 | 1938 | 9999 |  |  | N | Hydro | [13 empty] | 0 | 0 | 0 | 0 | [11 empty] | Wisconsin Public Service Corp | 100 | WEC Energy Group Inc | 100
West Marinette | 4076_G_33 | 4076 | G | 33 | 2611 | Combustion Turbine |  | MIS_WUMS | Wisconsin | 55 | Marinette | 75 | 55075 | 82.9 | 15549 | 1993 | 9999 |  |  | N | Natural Gas, Distillate Fuel Oil |  |  |  | H2O | [9 empty] | 0.12722 | 0.12722 | 0.12722 | 0.12722 | [11 empty] | Wisconsin Public Service Corp | 68 | WEC Energy Group Inc | 68
Wausau | 4077_G_1 | 4077 | G | 1 |  | Hydro |  | MIS_WUMS | Wisconsin | 55 | Marathon | 73 | 55073 | 1 | 0 | 1921 | 9999 |  |  | N | Hydro | [13 empty] | 0 | 0 | 0 | 0 | [11 empty] | Wisconsin Public Service Corp | 100 | WEC Energy Group Inc | 100
Wausau | 4077_G_2 | 4077 | G | 2 |  | Hydro |  | MIS_WUMS | Wisconsin | 55 | Marathon | 73 | 55073 | 1 | 0 | 1921 | 9999 |  |  | N | Hydro | [13 empty] | 0 | 0 | 0 | 0 | [11 empty] | Wisconsin Public Service Corp | 100 | WEC Energy Group Inc | 100
Wausau | 4077_G_3 | 4077 | G | 3 |  | Hydro |  | MIS_WUMS | Wisconsin | 55 | Marathon | 73 | 55073 | 1 | 0 | 1924 | 9999 |  |  | N | Hydro | [13 empty] | 0 | 0 | 0 | 0 | [11 empty] | Wisconsin Public Service Corp | 100 | WEC Energy Group Inc | 100
Weston | 4078_B_3 | 4078 | B | 3 | 2615 | Coal Steam |  | MIS_WUMS | Wisconsin | 55 | Marathon | 73 | 55073 | 327 | 9994 | 1981 | 9999 | tangential | dry | N | Subbituminous |  |  | 0.9916 | LNC2 + LNC1 | ReACT |  |  | B | NA | ACI | 2009 |  | 0.08 | 0.05653 | 0.05653 | 0.05653 | 0.05653 | 0.1 | 0.1 | 0.1 | 0.98 | Yes | 2016 | [5 empty] | Wisconsin Public Service Corp | 100 | WEC Energy Group Inc | 100
Weston | 4078_B_4 | 4078 | B | 4 | 89565 | Coal Steam |  | MIS_WUMS | Wisconsin | 55 | Marathon | 73 | 55073 | 550 | 9679 | 2008 | 9999 | wall | dry | N | Subbituminous | Dry Scrubber | 2008 | 0.9 | LNB + OFA | SCR | 2008 |  | B | NA | ACI | 2008 |  | 0.08 | 0.05377 | 0.05377 | 0.05377 | 0.05377 | 0.1 | 0.1 | 0.1 | 0.95 | [7 empty] | Wisconsin Public Service Corp | 70 | WEC Energy Group Inc | 70
Castle Rock | 4079_G_2 | 4079 | G | 2 |  | Hydro |  | MIS_WUMS | Wisconsin | 55 | Adams | 1 | 55001 | 3.3 | 0 | 1950 | 9999 |  |  | N | Hydro | [13 empty] | 0 | 0 | 0 | 0 | [11 empty] | Wisconsin River Power Co | 100 | Alliant Energy Corp | 100
Castle Rock | 4079_G_3 | 4079 | G | 3 |  | Hydro |  | MIS_WUMS | Wisconsin | 55 | Adams | 1 | 55001 | 3.3 | 0 | 1950 | 9999 |  |  | N | Hydro | [13 empty] | 0 | 0 | 0 | 0 | [11 empty] | Wisconsin River Power Co | 100 | Alliant Energy Corp | 100
Castle Rock | 4079_G_4 | 4079 | G | 4 |  | Hydro |  | MIS_WUMS | Wisconsin | 55 | Adams | 1 | 55001 | 3.4 | 0 | 1950 | 9999 |  |  | N | Hydro | [13 empty] | 0 | 0 | 0 | 0 | [11 empty] | Wisconsin River Power Co | 100 | Alliant Energy Corp | 100
Castle Rock | 4079_G_5 | 4079 | G | 5 |  | Hydro |  | MIS_WUMS | Wisconsin | 55 | Adams | 1 | 55001 | 3.4 | 0 | 1950 | 9999 |  |  | N | Hydro | [13 empty] | 0 | 0 | 0 | 0 | [11 empty] | Wisconsin River Power Co | 100 | Alliant Energy Corp | 100
Castle Rock | 4079_G_1 | 4079 | G | 1 |  | Hydro |  | MIS_WUMS | Wisconsin | 55 | Adams | 1 | 55001 | 3.3 | 0 | 1951 | 9999 |  |  | N | Hydro | [13 empty] | 0 | 0 | 0 | 0 | [11 empty] | Wisconsin River Power Co | 100 | Alliant Energy Corp | 100
Petenwell | 4080_G_1 | 4080 | G | 1 |  | Hydro |  | MIS_WUMS | Wisconsin | 55 | Juneau | 57 | 55057 | 5.1 | 0 | 1949 | 9999 |  |  | N | Hydro | [13 empty] | 0 | 0 | 0 | 0 | [11 empty] | Wisconsin River Power Co | 100 | Alliant Energy Corp | 100
Petenwell | 4080_G_2 | 4080 | G | 2 |  | Hydro |  | MIS_WUMS | Wisconsin | 55 | Juneau | 57 | 55057 | 5.1 | 0 | 1949 | 9999 |  |  | N | Hydro | [13 empty] | 0 | 0 | 0 | 0 | [11 empty] | Wisconsin River Power Co | 100 | Alliant Energy Corp | 100
Petenwell | 4080_G_3 | 4080 | G | 3 |  | Hydro |  | MIS_WUMS | Wisconsin | 55 | Juneau | 57 | 55057 | 5.1 | 0 | 1949 | 9999 |  |  | N | Hydro | [13 empty] | 0 | 0 | 0 | 0 | [11 empty] | Wisconsin River Power Co | 100 | Alliant Energy Corp | 100
Petenwell | 4080_G_4 | 4080 | G | 4 |  | Hydro |  | MIS_WUMS | Wisconsin | 55 | Juneau | 57 | 55057 | 5 | 0 | 1950 | 9999 |  |  | N | Hydro | [13 empty] | 0 | 0 | 0 | 0 | [11 empty] | Wisconsin River Power Co | 100 | Alliant Energy Corp | 100
Arcadia Electric | 4100_G_4 | 4100 | G | 4 |  | Combustion Turbine | IC Engine | MIS_MNWI | Wisconsin | 55 | Trempealeau | 121 | 55121 | 0.2 | 25000 | 1930 | 9999 |  |  | N | Distillate Fuel Oil | [12 empty] | 3 | 1.6498 | 1.6498 | 1.6498 | 1.6498 | [11 empty] | Arcadia Electric Utility | 100 | Arcadia Electric Utility | 100
Arcadia Electric | 4100_G_3 | 4100 | G | 3 |  | Combustion Turbine | IC Engine | MIS_MNWI | Wisconsin | 55 | Trempealeau | 121 | 55121 | 0.4 | 25000 | 1940 | 9999 |  |  | N | Distillate Fuel Oil | [12 empty] | 3 | 1.6498 | 1.6498 | 1.6498 | 1.6498 | [11 empty] | Arcadia Electric Utility | 100 | Arcadia Electric Utility | 100
Arcadia Electric | 4100_G_2 | 4100 | G | 2 |  | Combustion Turbine | IC Engine | MIS_MNWI | Wisconsin | 55 | Trempealeau | 121 | 55121 | 1 | 25000 | 1947 | 9999 |  |  | N | Distillate Fuel Oil | [12 empty] | 3 | 1.6498 | 1.6498 | 1.6498 | 1.6498 | [11 empty] | Arcadia Electric Utility | 100 | Arcadia Electric Utility | 100
Arcadia Electric | 4100_G_1 | 4100 | G | 1 |  | Combustion Turbine | IC Engine | MIS_MNWI | Wisconsin | 55 | Trempealeau | 121 | 55121 | 1.3 | 25000 | 1956 | 9999 |  |  | N | Distillate Fuel Oil | [12 empty] | 3 | 1.6498 | 1.6498 | 1.6498 | 1.6498 | [11 empty] | Arcadia Electric Utility | 100 | Arcadia Electric Utility | 100
Arcadia Electric | 4100_G_5 | 4100 | G | 5 |  | Combustion Turbine | IC Engine | MIS_MNWI | Wisconsin | 55 | Trempealeau | 121 | 55121 | 3 | 18000 | 1972 | 9999 |  |  | N | Natural Gas, Distillate Fuel Oil | [12 empty] | 3 | 1.061 | 1.061 | 1.061 | 1.061 | [11 empty] | Arcadia Electric Utility | 100 | Arcadia Electric Utility | 100
Arcadia Electric | 4100_G_6 | 4100 | G | 6 |  | Combustion Turbine | IC Engine | MIS_MNWI | Wisconsin | 55 | Trempealeau | 121 | 55121 | 3 | 18000 | 1987 | 9999 |  |  | N | Natural Gas, Distillate Fuel Oil | [12 empty] | 3 | 1.061 | 1.061 | 1.061 | 1.061 | [11 empty] | Arcadia Electric Utility | 100 | Arcadia Electric Utility | 100
Arcadia Electric | 4100_G_7 | 4100 | G | 7 |  | Combustion Turbine | IC Engine | MIS_MNWI | Wisconsin | 55 | Trempealeau | 121 | 55121 | 2 | 25000 | 2002 | 9999 |  |  | N | Distillate Fuel Oil | [12 empty] | 3 | 1.6498 | 1.6498 | 1.6498 | 1.6498 | [11 empty] | Arcadia Electric Utility | 100 | Arcadia Electric Utility | 100
Arcadia Electric | 4100_G_8 | 4100 | G | 8 |  | Combustion Turbine | IC Engine | MIS_MNWI | Wisconsin | 55 | Trempealeau | 121 | 55121 | 2 | 25000 | 2002 | 9999 |  |  | N | Distillate Fuel Oil | [12 empty] | 3 | 1.6498 | 1.6498 | 1.6498 | 1.6498 | [11 empty] | Arcadia Electric Utility | 100 | Arcadia Electric Utility | 100
Arcadia Electric | 4100_G_9 | 4100 | G | 9 |  | Combustion Turbine | IC Engine | MIS_MNWI | Wisconsin | 55 | Trempealeau | 121 | 55121 | 2 | 25000 | 2002 | 9999 |  |  | N | Distillate Fuel Oil | [12 empty] | 3 | 1.6498 | 1.6498 | 1.6498 | 1.6498 | [11 empty] | Arcadia Electric Utility | 100 | Arcadia Electric Utility | 100
Arcadia Electric | 4100_G_10 | 4100 | G | 10 |  | Combustion Turbine | IC Engine | MIS_MNWI | Wisconsin | 55 | Trempealeau | 121 | 55121 | 2 | 25000 | 2007 | 9999 |  |  | N | Distillate Fuel Oil | [13 empty] | 1.6498 | 1.6498 | 1.6498 | 1.6498 | [11 empty] | Arcadia Electric Utility | 100 | Arcadia Electric Utility | 100
Barron | 4102_G_H2 | 4102 | G | H2 |  | Hydro |  | MIS_MNWI | Wisconsin | 55 | Barron | 5 | 55005 | 0.1 | 0 | 1923 | 9999 |  |  | N | Hydro | [13 empty] | 0 | 0 | 0 | 0 | [11 empty] | Barron WI (City of) | 100 | Barron WI (City of) | 100
Barron | 4102_G_8 | 4102 | G | 8 |  | Combustion Turbine | IC Engine | MIS_MNWI | Wisconsin | 55 | Barron | 5 | 55005 | 1.3 | 12283 | 1954 | 9999 |  |  | N | Distillate Fuel Oil | [12 empty] | 3 | 1.6498 | 1.6498 | 1.6498 | 1.6498 | [11 empty] | Barron WI (City of) | 100 | Barron WI (City of) | 100
Barron | 4102_G_9 | 4102 | G | 9 |  | Combustion Turbine | IC Engine | MIS_MNWI | Wisconsin | 55 | Barron | 5 | 55005 | 2 | 12283 | 1960 | 9999 |  |  | N | Distillate Fuel Oil | [12 empty] | 3 | 1.6498 | 1.6498 | 1.6498 | 1.6498 | [11 empty] | Barron WI (City of) | 100 | Barron WI (City of) | 100
Barron | 4102_G_1A | 4102 | G | 1A |  | Combustion Turbine | IC Engine | MIS_MNWI | Wisconsin | 55 | Barron | 5 | 55005 | 1.1 | 12283 | 1998 | 9999 |  |  | N | Distillate Fuel Oil | [12 empty] | 3 | 1.6498 | 1.6498 | 1.6498 | 1.6498 | [11 empty] | Barron WI (City of) | 100 | Barron WI (City of) | 100
Barron | 4102_G_2A | 4102 | G | 2A |  | Combustion Turbine | IC Engine | MIS_MNWI | Wisconsin | 55 | Barron | 5 | 55005 | 1.1 | 12283 | 1998 | 9999 |  |  | N | Distillate Fuel Oil | [12 empty] | 3 | 1.6498 | 1.6498 | 1.6498 | 1.6498 | [11 empty] | Barron WI (City of) | 100 | Barron WI (City of) | 100
Barron | 4102_G_3A | 4102 | G | 3A |  | Combustion Turbine | IC Engine | MIS_MNWI | Wisconsin | 55 | Barron | 5 | 55005 | 1.1 | 12283 | 1998 | 9999 |  |  | N | Distillate Fuel Oil | [12 empty] | 3 | 1.6498 | 1.6498 | 1.6498 | 1.6498 | [11 empty] | Barron WI (City of) | 100 | Barron WI (City of) | 100
Barron | 4102_G_4 | 4102 | G | 4 |  | Combustion Turbine | IC Engine | MIS_MNWI | Wisconsin | 55 | Barron | 5 | 55005 | 1.1 | 12283 | 1998 | 9999 |  |  | N | Distillate Fuel Oil | [12 empty] | 3 | 1.6498 | 1.6498 | 1.6498 | 1.6498 | [11 empty] | Barron WI (City of) | 100 | Barron WI (City of) | 100
Cashton | 4107_G_3 | 4107 | G | 3 |  | Combustion Turbine | IC Engine | MIS_WUMS | Wisconsin | 55 | Monroe | 81 | 55081 | 0.4 | 11874 | 1932 | 9999 |  |  | N | Distillate Fuel Oil | [12 empty] | 3 | 1.6498 | 1.6498 | 1.6498 | 1.6498 | [11 empty] | Cashton WI (Village of) | 100 | Cashton WI (Village of) | 100
Cashton | 4107_G_5 | 4107 | G | 5 |  | Combustion Turbine | IC Engine | MIS_WUMS | Wisconsin | 55 | Monroe | 81 | 55081 | 1.1 | 12035 | 1970 | 9999 |  |  | N | Natural Gas, Distillate Fuel Oil | [12 empty] | 3 | 1.061 | 1.061 | 1.061 | 1.061 | [11 empty] | Cashton WI (Village of) | 100 | Cashton WI (Village of) | 100
Cashton | 4107_G_6 | 4107 | G | 6 |  | Combustion Turbine | IC Engine | MIS_WUMS | Wisconsin | 55 | Monroe | 81 | 55081 | 2 | 13680 | 2002 | 9999 |  |  | N | Distillate Fuel Oil | [12 empty] | 3 | 1.6498 | 1.6498 | 1.6498 | 1.6498 | [11 empty] | Cashton WI (Village of) | 100 | Cashton WI (Village of) | 100
Cumberland (WI) | 4112_G_2 | 4112 | G | 2 |  | Combustion Turbine | IC Engine | MIS_MNWI | Wisconsin | 55 | Barron | 5 | 55005 | 0.3 | 12418 | 1939 | 9999 |  |  | N | Distillate Fuel Oil | [12 empty] | 3 | 1.6498 | 1.6498 | 1.6498 | 1.6498 | [11 empty] | Cumberland Utility WI (City of) | 100 | Cumberland Utility WI (City of) | 100
Cumberland (WI) | 4112_G_3 | 4112 | G | 3 |  | Combustion Turbine | IC Engine | MIS_MNWI | Wisconsin | 55 | Barron | 5 | 55005 | 0.3 | 12418 | 1939 | 9999 |  |  | N | Distillate Fuel Oil | [12 empty] | 3 | 1.6498 | 1.6498 | 1.6498 | 1.6498 | [11 empty] | Cumberland Utility WI (City of) | 100 | Cumberland Utility WI (City of) | 100
Cumberland (WI) | 4112_G_1 | 4112 | G | 1 |  | Combustion Turbine | IC Engine | MIS_MNWI | Wisconsin | 55 | Barron | 5 | 55005 | 0.7 | 11957 | 1945 | 9999 |  |  | N | Distillate Fuel Oil | [12 empty] | 3 | 1.6498 | 1.6498 | 1.6498 | 1.6498 | [11 empty] | Cumberland Utility WI (City of) | 100 | Cumberland Utility WI (City of) | 100
Cumberland (WI) | 4112_G_4 | 4112 | G | 4 |  | Combustion Turbine | IC Engine | MIS_MNWI | Wisconsin | 55 | Barron | 5 | 55005 | 1.2 | 12042 | 1954 | 9999 |  |  | N | Distillate Fuel Oil | [12 empty] | 3 | 1.6498 | 1.6498 | 1.6498 | 1.6498 | [11 empty] | Cumberland Utility WI (City of) | 100 | Cumberland Utility WI (City of) | 100
Cumberland (WI) | 4112_G_5 | 4112 | G | 5 |  | Combustion Turbine | IC Engine | MIS_MNWI | Wisconsin | 55 | Barron | 5 | 55005 | 2.1 | 11939 | 1966 | 9999 |  |  | N | Natural Gas, Distillate Fuel Oil | [12 empty] | 3 | 1.061 | 1.061 | 1.061 | 1.061 | [11 empty] | Cumberland Utility WI (City of) | 100 | Cumberland Utility WI (City of) | 100
Cumberland (WI) | 4112_G_6 | 4112 | G | 6 |  | Combustion Turbine | IC Engine | MIS_MNWI | Wisconsin | 55 | Barron | 5 | 55005 | 6.7 | 11930 | 1979 | 9999 |  |  | N | Distillate Fuel Oil | [12 empty] | 3 | 1.6498 | 1.6498 | 1.6498 | 1.6498 | [11 empty] | Cumberland Utility WI (City of) | 100 | Cumberland Utility WI (City of) | 100
Cumberland (WI) | 4112_G_7 | 4112 | G | 7 |  | Combustion Turbine | IC Engine | MIS_MNWI | Wisconsin | 55 | Barron | 5 | 55005 | 6.2 | 11977 | 2001 | 9999 |  |  | N | Natural Gas, Distillate Fuel Oil | [12 empty] | 3 | 1.061 | 1.061 | 1.061 | 1.061 | [11 empty] | Cumberland Utility WI (City of) | 100 | Cumberland Utility WI (City of) | 100
Cumberland (WI) | 4112_G_8 | 4112 | G | 8 |  | Combustion Turbine | IC Engine | MIS_MNWI | Wisconsin | 55 | Barron | 5 | 55005 | 3.5 | 11994 | 2001 | 9999 |  |  | N | Natural Gas, Distillate Fuel Oil | [12 empty] | 3 | 1.061 | 1.061 | 1.061 | 1.061 | [11 empty] | Cumberland Utility WI (City of) | 100 | Cumberland Utility WI (City of) | 100
Elroy | 4113_G_5 | 4113 | G | 5 |  | Combustion Turbine | IC Engine | MIS_MNWI | Wisconsin | 55 | Juneau | 57 | 55057 | 2.2 | 10745 | 1973 | 9999 |  |  | N | Natural Gas, Distillate Fuel Oil | [12 empty] | 5.5 | 1.6498 | 1.6498 | 1.6498 | 1.6498 | [11 empty] | Elroy Municipal Electric Utility | 100 | Elroy Municipal Electric Utility | 100
Elroy | 4113_G_1A | 4113 | G | 1A |  | Combustion Turbine | IC Engine | MIS_MNWI | Wisconsin | 55 | Juneau | 57 | 55057 | 2.2 | 10745 | 2005 | 9999 |  |  | N | Distillate Fuel Oil | [12 empty] | 5.5 | 1.6498 | 1.6498 | 1.6498 | 1.6498 | [11 empty] | Elroy Municipal Electric Utility | 100 | Elroy Municipal Electric Utility | 100
Elroy | 4113_G_2A | 4113 | G | 2A |  | Combustion Turbine | IC Engine | MIS_MNWI | Wisconsin | 55 | Juneau | 57 | 55057 | 2.2 | 10745 | 2005 | 9999 |  |  | N | Distillate Fuel Oil | [12 empty] | 5.5 | 1.6498 | 1.6498 | 1.6498 | 1.6498 | [11 empty] | Elroy Municipal Electric Utility | 100 | Elroy Municipal Electric Utility | 100
Fennimore | 4114_G_5 | 4114 | G | 5 |  | Combustion Turbine | IC Engine | MIS_MNWI | Wisconsin | 55 | Grant | 43 | 55043 | 0.9 | 12931 | 1952 | 9999 |  |  | N | Distillate Fuel Oil | [12 empty] | 3 | 1.6498 | 1.6498 | 1.6498 | 1.6498 | [11 empty] | Fennimore Water & Light | 100 | Fennimore Water & Light | 100
Fennimore | 4114_G_4 | 4114 | G | 4 |  | Combustion Turbine | IC Engine | MIS_MNWI | Wisconsin | 55 | Grant | 43 | 55043 | 1.1 | 13554 | 1964 | 9999 |  |  | N | Distillate Fuel Oil | [12 empty] | 3 | 1.6498 | 1.6498 | 1.6498 | 1.6498 | [11 empty] | Fennimore Water & Light | 100 | Fennimore Water & Light | 100
Fennimore | 4114_G_6 | 4114 | G | 6 |  | Combustion Turbine | IC Engine | MIS_MNWI | Wisconsin | 55 | Grant | 43 | 55043 | 2 | 13052 | 1999 | 9999 |  |  | N | Distillate Fuel Oil | [12 empty] | 3 | 1.6498 | 1.6498 | 1.6498 | 1.6498 | [11 empty] | Fennimore Water & Light | 100 | Fennimore Water & Light | 100
Fennimore | 4114_G_7 | 4114 | G | 7 |  | Combustion Turbine | IC Engine | MIS_MNWI | Wisconsin | 55 | Grant | 43 | 55043 | 2 | 13582 | 1999 | 9999 |  |  | N | Distillate Fuel Oil | [12 empty] | 3 | 1.6498 | 1.6498 | 1.6498 | 1.6498 | [11 empty] | Fennimore Water & Light | 100 | Fennimore Water & Light | 100
Fennimore | 4114_G_8 | 4114 | G | 8 |  | Combustion Turbine | IC Engine | MIS_MNWI | Wisconsin | 55 | Grant | 43 | 55043 | 2 | 13582 | 1999 | 9999 |  |  | N | Distillate Fuel Oil | [12 empty] | 3 | 1.6498 | 1.6498 | 1.6498 | 1.6498 | [11 empty] | Fennimore Water & Light | 100 | Fennimore Water & Light | 100
Kaukauna Gas Turbine | 4118_G_GT1 | 4118 | G | GT1 |  | Combustion Turbine |  | MIS_WUMS | Wisconsin | 55 | Outagamie | 87 | 55087 | 15.8 | 13741 | 1969 | 9999 |  |  | N | Natural Gas | [12 empty] | 3 | 0.35529 | 0.35529 | 0.35529 | 0.35529 | [11 empty] | Kaukauna WI (City of) | 100 | Kaukauna WI (City of) | 100
Little Chute | 4119_G_1 | 4119 | G | 1 |  | Hydro |  | MIS_WUMS | Wisconsin | 55 | Outagamie | 87 | 55087 | 1.1 | 0 | 1948 | 9999 |  |  | N | Hydro | [13 empty] | 0 | 0 | 0 | 0 | [11 empty] | Kaukauna WI (City of) | 100 | Kaukauna WI (City of) | 100
Little Chute | 4119_G_2 | 4119 | G | 2 |  | Hydro |  | MIS_WUMS | Wisconsin | 55 | Outagamie | 87 | 55087 | 1.1 | 0 | 1948 | 9999 |  |  | N | Hydro | [13 empty] | 0 | 0 | 0 | 0 | [11 empty] | Kaukauna WI (City of) | 100 | Kaukauna WI (City of) | 100
Little Chute | 4119_G_3 | 4119 | G | 3 |  | Hydro |  | MIS_WUMS | Wisconsin | 55 | Outagamie | 87 | 55087 | 1.1 | 0 | 1948 | 9999 |  |  | N | Hydro | [13 empty] | 0 | 0 | 0 | 0 | [11 empty] | Kaukauna WI (City of) | 100 | Kaukauna WI (City of) | 100
New Badger | 4120_G_3 | 4120 | G | 3 |  | Hydro |  | MIS_WUMS | Wisconsin | 55 | Outagamie | 87 | 55087 | 4 | 0 | 2014 | 9999 |  |  | N | Hydro | [13 empty] | 0 | 0 | 0 | 0 | [11 empty] | Kaukauna WI (City of) | 100 | Kaukauna WI (City of) | 100
New Badger | 4120_G_4 | 4120 | G | 4 |  | Hydro |  | MIS_WUMS | Wisconsin | 55 | Outagamie | 87 | 55087 | 4 | 0 | 2014 | 9999 |  |  | N | Hydro | [13 empty] | 0 | 0 | 0 | 0 | [11 empty] | Kaukauna WI (City of) | 100 | Kaukauna WI (City of) | 100
Rapide Croche | 4122_G_1 | 4122 | G | 1 |  | Hydro |  | MIS_WUMS | Wisconsin | 55 | Outagamie | 87 | 55087 | 0.6 | 0 | 1926 | 9999 |  |  | N | Hydro | [13 empty] | 0 | 0 | 0 | 0 | [11 empty] | Kaukauna WI (City of) | 100 | Kaukauna WI (City of) | 100
Rapide Croche | 4122_G_2 | 4122 | G | 2 |  | Hydro |  | MIS_WUMS | Wisconsin | 55 | Outagamie | 87 | 55087 | 0.6 | 0 | 1926 | 9999 |  |  | N | Hydro | [13 empty] | 0 | 0 | 0 | 0 | [11 empty] | Kaukauna WI (City of) | 100 | Kaukauna WI (City of) | 100
Rapide Croche | 4122_G_3 | 4122 | G | 3 |  | Hydro |  | MIS_WUMS | Wisconsin | 55 | Outagamie | 87 | 55087 | 0.6 | 0 | 1926 | 9999 |  |  | N | Hydro | [13 empty] | 0 | 0 | 0 | 0 | [11 empty] | Kaukauna WI (City of) | 100 | Kaukauna WI (City of) | 100
Rapide Croche | 4122_G_4 | 4122 | G | 4 |  | Hydro |  | MIS_WUMS | Wisconsin | 55 | Outagamie | 87 | 55087 | 0.6 | 0 | 1926 | 9999 |  |  | N | Hydro | [13 empty] | 0 | 0 | 0 | 0 | [11 empty] | Kaukauna WI (City of) | 100 | Kaukauna WI (City of) | 100
La Farge | 4124_G_2A | 4124 | G | 2A |  | Combustion Turbine | IC Engine | MIS_MNWI | Wisconsin | 55 | Vernon | 123 | 55123 | 1.5 | 13273 | 1990 | 9999 |  |  | N | Distillate Fuel Oil | [12 empty] | 3 | 1.6498 | 1.6498 | 1.6498 | 1.6498 | [11 empty] | La Farge Municipal Electric Co | 100 | La Farge Municipal Electric Co | 100
Manitowoc | 4125_B_8 | 4125 | B | 8 | 2621 | Biomass |  | MIS_WUMS | Wisconsin | 55 | Manitowoc | 71 | 55071 | 44 | 13500 | 1990 | 9999 | FBC | dry | N | Biomass | Reagent Injection | 1990 | 0.75 | CF |  |  |  | B | NA |  |  |  | 0.89 | 0.08849 | 0.08849 | 0.08849 | 0.08849 | 0.05 | 0.43 | 0.43 |  | Yes | 2016 | [5 empty] | Manitowoc Public Utilities | 100 | Manitowoc Public Utilities | 100
Manitowoc | 4125_B_9 | 4125 | B | 9 | 2622 | Coal Steam |  | MIS_WUMS | Wisconsin | 55 | Manitowoc | 71 | 55071 | 58 | 12066 | 2005 | 9999 | FBC | dry | Y | Bituminous, Subbituminous, Petroleum Coke | Reagent Injection | 2007 | 0.893 | CF | SNCR |  | 2005 | B + C | NA |  |  |  | 0.3 | 0.04644 | 0.04644 | 0.04644 | 0.04644 | 0.05 | 0.1 | 0.43 | 0.98 | Yes | 2016 | [5 empty] | Manitowoc Public Utilities | 100 | Manitowoc Public Utilities | 100
New Lisbon | 4130_G_2 | 4130 | G | 2 |  | Combustion Turbine | IC Engine | MIS_MNWI | Wisconsin | 55 | Juneau | 57 | 55057 | 1.2 | 10852 | 1966 | 9999 |  |  | N | Distillate Fuel Oil | [12 empty] | 5.5 | 1.6498 | 1.6498 | 1.6498 | 1.6498 | [11 empty] | New Lisbon WI (City of) | 100 | New Lisbon WI (City of) | 100
New Lisbon | 4130_G_5 | 4130 | G | 5 |  | Combustion Turbine | IC Engine | MIS_MNWI | Wisconsin | 55 | Juneau | 57 | 55057 | 2.4 | 10745 | 1977 | 9999 |  |  | N | Distillate Fuel Oil | [12 empty] | 5.5 | 1.6498 | 1.6498 | 1.6498 | 1.6498 | [11 empty] | New Lisbon WI (City of) | 100 | New Lisbon WI (City of) | 100
New Lisbon | 4130_G_6 | 4130 | G | 6 |  | Combustion Turbine | IC Engine | MIS_MNWI | Wisconsin | 55 | Juneau | 57 | 55057 | 2 | 10745 | 2005 | 9999 |  |  | N | Distillate Fuel Oil | [12 empty] | 5.5 | 1.6498 | 1.6498 | 1.6498 | 1.6498 | [11 empty] | New Lisbon WI (City of) | 100 | New Lisbon WI (City of) | 100
New Lisbon | 4130_G_7 | 4130 | G | 7 |  | Combustion Turbine | IC Engine | MIS_MNWI | Wisconsin | 55 | Juneau | 57 | 55057 | 2 | 10745 | 2005 | 9999 |  |  | N | Distillate Fuel Oil | [12 empty] | 5.5 | 1.6498 | 1.6498 | 1.6498 | 1.6498 | [11 empty] | New Lisbon WI (City of) | 100 | New Lisbon WI (City of) | 100
Viola | 4139_G_3 | 4139 | G | 3 |  | Combustion Turbine | IC Engine | MIS_MNWI | Wisconsin | 55 | Richland | 103 | 55103 | 1.8 | 10745 | 2002 | 9999 |  |  | N | Distillate Fuel Oil | [12 empty] | 3 | 1.6498 | 1.6498 | 1.6498 | 1.6498 | [11 empty] | Viola Municipal Electric Utility | 100 | Viola Municipal Electric Utility | 100
Flambeau Hydroelectric Station | 4142_G_1 | 4142 | G | 1 |  | Hydro |  | MIS_MNWI | Wisconsin | 55 | Rusk | 107 | 55107 | 8.1 | 0 | 1951 | 9999 |  |  | N | Hydro | [13 empty] | 0 | 0 | 0 | 0 | [11 empty] | Dairyland Power Coop | 100 | Dairyland Power Coop | 100
Flambeau Hydroelectric Station | 4142_G_2 | 4142 | G | 2 |  | Hydro |  | MIS_MNWI | Wisconsin | 55 | Rusk | 107 | 55107 | 8 | 0 | 1951 | 9999 |  |  | N | Hydro | [13 empty] | 0 | 0 | 0 | 0 | [11 empty] | Dairyland Power Coop | 100 | Dairyland Power Coop | 100
Flambeau Hydroelectric Station | 4142_G_3 | 4142 | G | 3 |  | Hydro |  | MIS_MNWI | Wisconsin | 55 | Rusk | 107 | 55107 | 8 | 0 | 1951 | 9999 |  |  | N | Hydro | [13 empty] | 0 | 0 | 0 | 0 | [11 empty] | Dairyland Power Coop | 100 | Dairyland Power Coop | 100
Stiles | 4147_G_1 | 4147 | G | 1 |  | Hydro |  | MIS_WUMS | Wisconsin | 55 | Oconto | 83 | 55083 | 0.3 | 0 | 1949 | 9999 |  |  | N | Hydro | [13 empty] | 0 | 0 | 0 | 0 | [11 empty] | Oconto Electric Coop | 100 | Oconto Electric Coop | 100
Stiles | 4147_G_2 | 4147 | G | 2 |  | Hydro |  | MIS_WUMS | Wisconsin | 55 | Oconto | 83 | 55083 | 0.3 | 0 | 1949 | 9999 |  |  | N | Hydro | [13 empty] | 0 | 0 | 0 | 0 | [11 empty] | Oconto Electric Coop | 100 | Oconto Electric Coop | 100
Washington Island | 4148_G_3 | 4148 | G | 3 |  | Combustion Turbine | IC Engine | MIS_WUMS | Wisconsin | 55 | Door | 29 | 55029 | 0.1 | 10745 | 1945 | 9999 |  |  | N | Distillate Fuel Oil | [12 empty] | 3 | 1.6498 | 1.6498 | 1.6498 | 1.6498 | [11 empty] | Washington Island Electric Coop Inc | 100 | Washington Island Electric Coop Inc | 100
Washington Island | 4148_G_4 | 4148 | G | 4 |  | Combustion Turbine | IC Engine | MIS_WUMS | Wisconsin | 55 | Door | 29 | 55029 | 0.2 | 10967 | 1951 | 9999 |  |  | N | Distillate Fuel Oil | [12 empty] | 3 | 1.6498 | 1.6498 | 1.6498 | 1.6498 | [11 empty] | Washington Island Electric Coop Inc | 100 | Washington Island Electric Coop Inc | 100
Washington Island | 4148_G_2 | 4148 | G | 2 |  | Combustion Turbine | IC Engine | MIS_WUMS | Wisconsin | 55 | Door | 29 | 55029 | 0.1 | 10745 | 1952 | 9999 |  |  | N | Distillate Fuel Oil | [12 empty] | 3 | 1.6498 | 1.6498 | 1.6498 | 1.6498 | [11 empty] | Washington Island Electric Coop Inc | 100 | Washington Island Electric Coop Inc | 100
Washington Island | 4148_G_5 | 4148 | G | 5 |  | Combustion Turbine | IC Engine | MIS_WUMS | Wisconsin | 55 | Door | 29 | 55029 | 0.5 | 10889 | 1968 | 9999 |  |  | N | Distillate Fuel Oil | [12 empty] | 3 | 1.6498 | 1.6498 | 1.6498 | 1.6498 | [11 empty] | Washington Island Electric Coop Inc | 100 | Washington Island Electric Coop Inc | 100
Washington Island | 4148_G_6 | 4148 | G | 6 |  | Combustion Turbine | IC Engine | MIS_WUMS | Wisconsin | 55 | Door | 29 | 55029 | 0.9 | 10924 | 1972 | 9999 |  |  | N | Distillate Fuel Oil | [12 empty] | 3 | 1.6498 | 1.6498 | 1.6498 | 1.6498 | [11 empty] | Washington Island Electric Coop Inc | 100 | Washington Island Electric Coop Inc | 100
Washington Island | 4148_G_7 | 4148 | G | 7 |  | Combustion Turbine | IC Engine | MIS_WUMS | Wisconsin | 55 | Door | 29 | 55029 | 1.6 | 11019 | 1997 | 9999 |  |  | N | Distillate Fuel Oil | [12 empty] | 3 | 1.6498 | 1.6498 | 1.6498 | 1.6498 | [11 empty] | Washington Island Electric Coop Inc | 100 | Washington Island Electric Coop Inc | 100
Washington Island | 4148_G_8 | 4148 | G | 8 |  | Combustion Turbine | IC Engine | MIS_WUMS | Wisconsin | 55 | Door | 29 | 55029 | 1.6 | 10891 | 1997 | 9999 |  |  | N | Distillate Fuel Oil | [12 empty] | 3 | 1.6498 | 1.6498 | 1.6498 | 1.6498 | [11 empty] | Washington Island Electric Coop Inc | 100 | Washington Island Electric Coop Inc | 100
Dave Johnston | 4158_B_BW41 | 4158 | B | BW41 | 2633 | Coal Steam |  | WECC_WY | Wyoming | 56 | Converse | 9 | 56009 | 93 | 11001 | 1959 | 2029 | wall | dry | N | Subbituminous |  |  |  | LNB |  |  |  | ESPC | No | ACI | 2015 |  | 1.2 | 0.37118 | 0.37118 | 0.1987 | 0.1987 | 0.1 | 0.1 | 0.1 | 0 | [7 empty] | PacifiCorp | 100 | Berkshire Hathaway Inc | 100
Dave Johnston | 4158_B_BW44 | 4158 | B | BW44 | 2636 | Coal Steam |  | WECC_WY | Wyoming | 56 | Converse | 9 | 56009 | 330 | 11341 | 1959 | 2039 | tangential | dry | N | Subbituminous | Dry Scrubber | 2012 | 0.907 | LNC2 |  |  |  | B | NA | ACI | 2015 |  | 0.15 | 0.13319 | 0.13319 | 0.13319 | 0.13319 | 0.1 | 0.1 | 0.1 | 0.957 | [6 empty] | Yes | PacifiCorp | 100 | Berkshire Hathaway Inc | 100
Dave Johnston | 4158_B_BW42 | 4158 | B | BW42 | 2634 | Coal Steam |  | WECC_WY | Wyoming | 56 | Converse | 9 | 56009 | 105 | 10996 | 1961 | 2029 | wall | dry | N | Subbituminous |  |  |  | LNB |  |  |  | ESPC | No | ACI | 2015 |  | 1.2 | 0.39384 | 0.39384 | 0.1987 | 0.1987 | 0.1 | 0.1 | 0.1 | 0 | [7 empty] | PacifiCorp | 100 | Berkshire Hathaway Inc | 100
Naughton | 4162_B_3 | 4162 | B | 3 | 2639 | Coal Steam |  | WECC_WY | Wyoming | 56 | Lincoln | 23 | 56023 | 330 | 10804 | 1963 | 2029 | tangential | dry | N | Subbituminous |  |  |  | LNC2 |  |  |  | ESPC | Yes |  |  |  | 0.5 | 0.24287 | 0.24287 | 0.1469 | 0.1469 | 0.64 | 0.1 | 1 | 0 |  |  |  |  | C2G | 2019 | Yes | PacifiCorp | 100 | Berkshire Hathaway Inc | 100
Fremont Canyon | 4176_G_2 | 4176 | G | 2 |  | Hydro |  | WECC_WY | Wyoming | 56 | Natrona | 25 | 56025 | 33.4 | 0 | 1960 | 9999 |  |  | N | Hydro | [13 empty] | 0 | 0 | 0 | 0 | [11 empty] | U S Bureau of Reclamation | 100 | U S Bureau of Reclamation | 100
Fremont Canyon | 4176_G_1 | 4176 | G | 1 |  | Hydro |  | WECC_WY | Wyoming | 56 | Natrona | 25 | 56025 | 33.4 | 0 | 1961 | 9999 |  |  | N | Hydro | [13 empty] | 0 | 0 | 0 | 0 | [11 empty] | U S Bureau of Reclamation | 100 | U S Bureau of Reclamation | 100
Glendo | 4177_G_1 | 4177 | G | 1 |  | Hydro |  | WECC_WY | Wyoming | 56 | Platte | 31 | 56031 | 19 | 0 | 1958 | 9999 |  |  | N | Hydro | [13 empty] | 0 | 0 | 0 | 0 | [11 empty] | U S Bureau of Reclamation | 100 | U S Bureau of Reclamation | 100
Glendo | 4177_G_2 | 4177 | G | 2 |  | Hydro |  | WECC_WY | Wyoming | 56 | Platte | 31 | 56031 | 19 | 0 | 1959 | 9999 |  |  | N | Hydro | [13 empty] | 0 | 0 | 0 | 0 | [11 empty] | U S Bureau of Reclamation | 100 | U S Bureau of Reclamation | 100
Guernsey | 4178_G_1 | 4178 | G | 1 |  | Hydro |  | WECC_WY | Wyoming | 56 | Platte | 31 | 56031 | 3.2 | 0 | 1927 | 9999 |  |  | N | Hydro | [13 empty] | 0 | 0 | 0 | 0 | [11 empty] | U S Bureau of Reclamation | 100 | U S Bureau of Reclamation | 100
Guernsey | 4178_G_2 | 4178 | G | 2 |  | Hydro |  | WECC_WY | Wyoming | 56 | Platte | 31 | 56031 | 3.2 | 0 | 1928 | 9999 |  |  | N | Hydro | [13 empty] | 0 | 0 | 0 | 0 | [11 empty] | U S Bureau of Reclamation | 100 | U S Bureau of Reclamation | 100
Kortes | 4180_G_2 | 4180 | G | 2 |  | Hydro |  | WECC_WY | Wyoming | 56 | Carbon | 7 | 56007 | 12.2 | 0 | 1950 | 9999 |  |  | N | Hydro | [13 empty] | 0 | 0 | 0 | 0 | [11 empty] | U S Bureau of Reclamation | 100 | U S Bureau of Reclamation | 100
Kortes | 4180_G_3 | 4180 | G | 3 |  | Hydro |  | WECC_WY | Wyoming | 56 | Carbon | 7 | 56007 | 12.2 | 0 | 1950 | 9999 |  |  | N | Hydro | [13 empty] | 0 | 0 | 0 | 0 | [11 empty] | U S Bureau of Reclamation | 100 | U S Bureau of Reclamation | 100
Kortes | 4180_G_1 | 4180 | G | 1 |  | Hydro |  | WECC_WY | Wyoming | 56 | Carbon | 7 | 56007 | 12.2 | 0 | 1951 | 9999 |  |  | N | Hydro | [13 empty] | 0 | 0 | 0 | 0 | [11 empty] | U S Bureau of Reclamation | 100 | U S Bureau of Reclamation | 100
Seminoe | 4182_G_1 | 4182 | G | 1 |  | Hydro |  | WECC_WY | Wyoming | 56 | Carbon | 7 | 56007 | 17.2 | 0 | 1939 | 9999 |  |  | N | Hydro | [13 empty] | 0 | 0 | 0 | 0 | [11 empty] | U S Bureau of Reclamation | 100 | U S Bureau of Reclamation | 100
Seminoe | 4182_G_2 | 4182 | G | 2 |  | Hydro |  | WECC_WY | Wyoming | 56 | Carbon | 7 | 56007 | 17.2 | 0 | 1939 | 9999 |  |  | N | Hydro | [13 empty] | 0 | 0 | 0 | 0 | [11 empty] | U S Bureau of Reclamation | 100 | U S Bureau of Reclamation | 100
Seminoe | 4182_G_3 | 4182 | G | 3 |  | Hydro |  | WECC_WY | Wyoming | 56 | Carbon | 7 | 56007 | 17.2 | 0 | 1939 | 9999 |  |  | N | Hydro | [13 empty] | 0 | 0 | 0 | 0 | [11 empty] | U S Bureau of Reclamation | 100 | U S Bureau of Reclamation | 100
Shoshone (WY) | 4183_G_1 | 4183 | G | 1 |  | Hydro |  | WECC_WY | Wyoming | 56 | Park | 29 | 56029 | 3 | 0 | 1922 | 9999 |  |  | N | Hydro | [13 empty] | 0 | 0 | 0 | 0 | [11 empty] | U S Bureau of Reclamation | 100 | U S Bureau of Reclamation | 100
Fontenelle | 4185_G_1 | 4185 | G | 1 |  | Hydro |  | WECC_WY | Wyoming | 56 | Lincoln | 23 | 56023 | 11.2 | 0 | 1968 | 9999 |  |  | N | Hydro | [13 empty] | 0 | 0 | 0 | 0 | [11 empty] | U S Bureau of Reclamation | 100 | U S Bureau of Reclamation | 100
Powerlane Plant | 4195_B_1 | 4195 | B | 1 |  | O/G Steam |  | ERC_REST | Texas | 48 | Hunt | 231 | 48231 | 17.5 | 14500 | 1965 | 9999 |  |  | N | Natural Gas | [12 empty] | 1.157 | 0.21238 | 0.21238 | 0.21238 | 0.21238 | [11 empty] | Greenville Electric Utility System | 100 | Greenville Electric Utility System | 100
Powerlane Plant | 4195_B_2 | 4195 | B | 2 | 2640 | O/G Steam |  | ERC_REST | Texas | 48 | Hunt | 231 | 48231 | 24 | 14500 | 1967 | 9999 | wall | dry | N | Natural Gas |  |  |  | OFA | [8 empty] | 1.157 | 0.1983 | 0.1983 | 0.1983 | 0.1983 | [11 empty] | Greenville Electric Utility System | 100 | Greenville Electric Utility System | 100
Powerlane Plant | 4195_B_3 | 4195 | B | 3 | 2641 | O/G Steam |  | ERC_REST | Texas | 48 | Hunt | 231 | 48231 | 41 | 14500 | 1977 | 9999 | wall | dry | N | Natural Gas |  |  |  | OFA | [8 empty] | 1.157 | 0.19927 | 0.19927 | 0.19927 | 0.19927 | [11 empty] | Greenville Electric Utility System | 100 | Greenville Electric Utility System | 100
Powerlane Plant | 4195_G_EP | 4195 | G | EP |  | Combustion Turbine | IC Engine | ERC_REST | Texas | 48 | Hunt | 231 | 48231 | 8.2 | 12400 | 2010 | 9999 |  |  | N | Natural Gas | [13 empty] | 0.06938 | 0.06938 | 0.06938 | 0.06938 | [11 empty] | Greenville Electric Utility System | 100 | Greenville Electric Utility System | 100
Powerlane Plant | 4195_G_EP2 | 4195 | G | EP2 |  | Combustion Turbine | IC Engine | ERC_REST | Texas | 48 | Hunt | 231 | 48231 | 8.2 | 12399 | 2010 | 9999 |  |  | N | Natural Gas | [13 empty] | 0.06553 | 0.06553 | 0.06553 | 0.06553 | [11 empty] | Greenville Electric Utility System | 100 | Greenville Electric Utility System | 100
Powerlane Plant | 4195_G_EP3 | 4195 | G | EP3 |  | Combustion Turbine | IC Engine | ERC_REST | Texas | 48 | Hunt | 231 | 48231 | 8.2 | 12399 | 2010 | 9999 |  |  | N | Natural Gas | [13 empty] | 0.06728 | 0.06728 | 0.06728 | 0.06728 | [11 empty] | Greenville Electric Utility System | 100 | Greenville Electric Utility System | 100
Combined Locks | 4201_G_HC1 | 4201 | G | HC1 |  | Hydro |  | MIS_WUMS | Wisconsin | 55 | Outagamie | 87 | 55087 | 3.1 | 0 | 1988 | 9999 |  |  | N | Hydro | [13 empty] | 0 | 0 | 0 | 0 | [11 empty] | Kaukauna WI (City of) | 100 | Kaukauna WI (City of) | 100
Combined Locks | 4201_G_HC2 | 4201 | G | HC2 |  | Hydro |  | MIS_WUMS | Wisconsin | 55 | Outagamie | 87 | 55087 | 3.1 | 0 | 1988 | 9999 |  |  | N | Hydro | [13 empty] | 0 | 0 | 0 | 0 | [11 empty] | Kaukauna WI (City of) | 100 | Kaukauna WI (City of) | 100
Island Park | 4204_G_HY1 | 4204 | G | HY1 |  | Hydro |  | WECC_ID | Idaho | 16 | Fremont | 43 | 16043 | 2.4 | 0 | 1994 | 9999 |  |  | N | Hydro | [13 empty] | 0 | 0 | 0 | 0 | [11 empty] | Fall River Rural Electric Coop Inc | 100 | Fall River Rural Electric Coop Inc | 100
Island Park | 4204_G_HY2 | 4204 | G | HY2 |  | Hydro |  | WECC_ID | Idaho | 16 | Fremont | 43 | 16043 | 2.4 | 0 | 1994 | 9999 |  |  | N | Hydro | [13 empty] | 0 | 0 | 0 | 0 | [11 empty] | Fall River Rural Electric Coop Inc | 100 | Fall River Rural Electric Coop Inc | 100
PHP 1 | 4213_G_1 | 4213 | G | 1 |  | Hydro |  | WECC_PNW | Oregon | 41 | Multnomah | 51 | 41051 | 24 | 0 | 1982 | 9999 |  |  | N | Hydro | [13 empty] | 0 | 0 | 0 | 0 | [11 empty] | Portland OR (City of) | 100 | Portland (City of) | 100
PHP 2 | 4214_G_2 | 4214 | G | 2 |  | Hydro |  | WECC_PNW | Oregon | 41 | Clackamas | 5 | 41005 | 13.5 | 0 | 1982 | 9999 |  |  | N | Hydro | [13 empty] | 0 | 0 | 0 | 0 | [11 empty] | Portland OR (City of) | 100 | Portland (City of) | 100
Logan City | 4251_G_1 | 4251 | G | 1 |  | Combustion Turbine |  | WECC_UT | Utah | 49 | Cache | 5 | 49005 | 4.5 | 25000 | 2002 | 9999 |  |  | N | Natural Gas | [12 empty] | 0.85 | 0.23894 | 0.23894 | 0.23894 | 0.23894 | [11 empty] | Logan City Light & Power | 100 | Logan City Light & Power | 100
Logan City | 4251_G_2 | 4251 | G | 2 |  | Combustion Turbine |  | WECC_UT | Utah | 49 | Cache | 5 | 49005 | 4.5 | 25000 | 2002 | 9999 |  |  | N | Natural Gas | [12 empty] | 0.85 | 0.23894 | 0.23894 | 0.23894 | 0.23894 | [11 empty] | Logan City Light & Power | 100 | Logan City Light & Power | 100
Logan City | 4251_G_3 | 4251 | G | 3 |  | Combustion Turbine |  | WECC_UT | Utah | 49 | Cache | 5 | 49005 | 4.5 | 25000 | 2002 | 9999 |  |  | N | Natural Gas | [12 empty] | 0.85 | 0.23894 | 0.23894 | 0.23894 | 0.23894 | [11 empty] | Logan City Light & Power | 100 | Logan City Light & Power | 100
Walnut | 4256_G_1 | 4256 | G | 1 |  | Combustion Turbine |  | WEC_CALN | California | 6 | Stanislaus | 99 | 06099 | 23.5 | 25000 | 1986 | 9999 |  |  | N | Natural Gas, Distillate Fuel Oil | [12 empty] | 0.74 | 0.14108 | 0.14108 | 0.14108 | 0.14108 | [11 empty] | Turlock Irrigation District | 100 | Turlock Irrigation District | 100
Walnut | 4256_G_2 | 4256 | G | 2 |  | Combustion Turbine |  | WEC_CALN | California | 6 | Stanislaus | 99 | 06099 | 23.5 | 25000 | 1986 | 9999 |  |  | N | Natural Gas, Distillate Fuel Oil | [12 empty] | 0.74 | 0.03189 | 0.03189 | 0.03189 | 0.03189 | [11 empty] | Turlock Irrigation District | 100 | Turlock Irrigation District | 100
Easton 2 | 4257_G_21 | 4257 | G | 21 |  | Combustion Turbine | IC Engine | PJM_EMAC | Maryland | 24 | Talbot | 41 | 24041 | 6.2 | 12656 | 1978 | 9999 |  |  | N | Distillate Fuel Oil | [12 empty] | 2.106 | 2.9151 | 2.9151 | 2.9151 | 2.9151 | [11 empty] | Easton Utilities Commission | 100 | Easton Utilities | 100
Easton 2 | 4257_G_22 | 4257 | G | 22 |  | Combustion Turbine | IC Engine | PJM_EMAC | Maryland | 24 | Talbot | 41 | 24041 | 6.2 | 12656 | 1978 | 9999 |  |  | N | Distillate Fuel Oil | [12 empty] | 2.106 | 3.0907 | 3.0907 | 3.0907 | 3.0907 | [11 empty] | Easton Utilities Commission | 100 | Easton Utilities | 100
Easton 2 | 4257_G_23 | 4257 | G | 23 |  | Combustion Turbine | IC Engine | PJM_EMAC | Maryland | 24 | Talbot | 41 | 24041 | 6.3 | 12655 | 1989 | 9999 |  |  | N | Distillate Fuel Oil | [12 empty] | 2.106 | 3.0374 | 3.0374 | 3.0374 | 3.0374 | [11 empty] | Easton Utilities Commission | 100 | Easton Utilities | 100
Easton 2 | 4257_G_24 | 4257 | G | 24 |  | Combustion Turbine | IC Engine | PJM_EMAC | Maryland | 24 | Talbot | 41 | 24041 | 6.3 | 12656 | 1989 | 9999 |  |  | N | Distillate Fuel Oil | [12 empty] | 2.106 | 3.0374 | 3.0374 | 3.0374 | 3.0374 | [11 empty] | Easton Utilities Commission | 100 | Easton Utilities | 100
Easton 2 | 4257_G_201 | 4257 | G | 201 |  | Combustion Turbine | IC Engine | PJM_EMAC | Maryland | 24 | Talbot | 41 | 24041 | 1.5 | 12658 | 1995 | 9999 |  |  | N | Distillate Fuel Oil | [12 empty] | 0.3 | 2.3378 | 2.3378 | 2.3378 | 2.3378 | [11 empty] | Easton Utilities Commission | 100 | Easton Utilities | 100
Easton 2 | 4257_G_202 | 4257 | G | 202 |  | Combustion Turbine | IC Engine | PJM_EMAC | Maryland | 24 | Talbot | 41 | 24041 | 1.5 | 12658 | 1995 | 9999 |  |  | N | Distillate Fuel Oil | [12 empty] | 0.3 | 2.5367 | 2.5367 | 2.5367 | 2.5367 | [11 empty] | Easton Utilities Commission | 100 | Easton Utilities | 100
Easton 2 | 4257_G_203 | 4257 | G | 203 |  | Combustion Turbine |  | PJM_EMAC | Maryland | 24 | Talbot | 41 | 24041 | 4.5 | 13367 | 2004 | 9999 |  |  | N | Distillate Fuel Oil | [12 empty] | 0.3 | 0.10188 | 0.10188 | 0.10188 | 0.10188 | [11 empty] | Easton Utilities Commission | 100 | Easton Utilities | 100
Easton 2 | 4257_G_204 | 4257 | G | 204 |  | Combustion Turbine |  | PJM_EMAC | Maryland | 24 | Talbot | 41 | 24041 | 4.5 | 13382 | 2004 | 9999 |  |  | N | Distillate Fuel Oil | [12 empty] | 0.3 | 0.11883 | 0.11883 | 0.11883 | 0.11883 | [11 empty] | Easton Utilities Commission | 100 | Easton Utilities | 100
Greenup Hydro | 4258_G_1 | 4258 | G | 1 |  | Hydro |  | PJM_West | Ohio | 39 | Scioto | 145 | 39145 | 23.4 | 0 | 1982 | 9999 |  |  | N | Hydro | [13 empty] | 0 | 0 | 0 | 0 | [11 empty] | Hamilton Dept of Public Utilities | 100 | Hamilton Dept of Public Utilities | 100
Greenup Hydro | 4258_G_2 | 4258 | G | 2 |  | Hydro |  | PJM_West | Ohio | 39 | Scioto | 145 | 39145 | 23.4 | 0 | 1982 | 9999 |  |  | N | Hydro | [13 empty] | 0 | 0 | 0 | 0 | [11 empty] | Hamilton Dept of Public Utilities | 100 | Hamilton Dept of Public Utilities | 100
Greenup Hydro | 4258_G_3 | 4258 | G | 3 |  | Hydro |  | PJM_West | Ohio | 39 | Scioto | 145 | 39145 | 23.4 | 0 | 1982 | 9999 |  |  | N | Hydro | [13 empty] | 0 | 0 | 0 | 0 | [11 empty] | Hamilton Dept of Public Utilities | 100 | Hamilton Dept of Public Utilities | 100
Echo Dam | 4263_G_3 | 4263 | G | 3 |  | Hydro |  | WECC_UT | Utah | 49 | Summit | 43 | 49043 | 1 | 0 | 1987 | 9999 |  |  | N | Hydro | [13 empty] | 0 | 0 | 0 | 0 | [11 empty] | Bountiful City Light & Power | 100 | Bountiful City Light & Power | 100
Echo Dam | 4263_G_NA1 | 4263 | G | NA1 |  | Hydro |  | WECC_UT | Utah | 49 | Summit | 43 | 49043 | 1.7 | 0 | 1987 | 9999 |  |  | N | Hydro | [13 empty] | 0 | 0 | 0 | 0 | [11 empty] | Bountiful City Light & Power | 100 | Bountiful City Light & Power | 100
Echo Dam | 4263_G_NA2 | 4263 | G | NA2 |  | Hydro |  | WECC_UT | Utah | 49 | Summit | 43 | 49043 | 1.7 | 0 | 1987 | 9999 |  |  | N | Hydro | [13 empty] | 0 | 0 | 0 | 0 | [11 empty] | Bountiful City Light & Power | 100 | Bountiful City Light & Power | 100
Spencer | 4266_B_4 | 4266 | B | 4 | 2651 | O/G Steam |  | ERC_REST | Texas | 48 | Denton | 121 | 48121 | 61 | 11615 | 1966 | 9999 | wall | dry | N | Natural Gas |  |  |  | FR + LNB | [8 empty] | 0.006 | 0.05472 | 0.05472 | 0.05472 | 0.05472 | [11 empty] | Garland Power & Light | 100 | Garland Power & Light | 100
Spencer | 4266_B_5 | 4266 | B | 5 | 2652 | O/G Steam |  | ERC_REST | Texas | 48 | Denton | 121 | 48121 | 61 | 11615 | 1973 | 9999 | wall | dry | N | Natural Gas |  |  |  | FR + LNB | [8 empty] | 0.006 | 0.05744 | 0.05744 | 0.05744 | 0.05744 | [11 empty] | Garland Power & Light | 100 | Garland Power & Light | 100
Waterford 3 | 4270_G_3 | 4270 | G | 3 |  | Nuclear |  | MIS_AMSO | Louisiana | 22 | St Charles | 89 | 22089 | 1165.4 | 10456 | 1985 | 9999 |  |  | N | Nuclear Fuel | [13 empty] | 0 | 0 | 0 | 0 | [11 empty] | Entergy Louisiana LLC | 100 | Entergy Corp | 100
John P Madgett | 4271_B_B1 | 4271 | B | B1 | 2653 | Coal Steam |  | MIS_MNWI | Wisconsin | 55 | Buffalo | 11 | 55011 | 390 | 11241 | 1979 | 9999 | wall | dry | N | Subbituminous |  |  | 0.8385 | LNB | SCR | 2016 |  | ESPH + B | No | ACI | 2015 |  | 0.09 | 0.22684 | 0.07598 | 0.22684 | 0.07598 | 0.1 | 0.1 | 0.1 | 0.98 | Yes | 2015 | [5 empty] | Dairyland Power Coop | 100 | Dairyland Power Coop | 100
Thomas C Ferguson | 4937_G_CT-1 | 4937 | G | CT-1 | 90812 | Combined Cycle |  | ERC_REST | Texas | 48 | Llano | 299 | 48299 | 168 | 7050 | 2014 | 9999 |  |  | N | Natural Gas |  |  |  | DLNB + NH3 | SCR | [8 empty] | 0.0061904 | 0.0061904 | 0.0061904 | 0.0061904 | [11 empty] | Lower Colorado River Authority | 96.48 | Lower Colorado River Authority | 96.48
Thomas C Ferguson | 4937_G_CT-2 | 4937 | G | CT-2 | 90813 | Combined Cycle |  | ERC_REST | Texas | 48 | Llano | 299 | 48299 | 168 | 7050 | 2014 | 9999 |  |  | N | Natural Gas |  |  |  | DLNB + NH3 | SCR | [8 empty] | 0.0061904 | 0.0061904 | 0.0061904 | 0.0061904 | [11 empty] | Lower Colorado River Authority | 96.48 | Lower Colorado River Authority | 96.48
Thomas C Ferguson | 4937_G_STG | 4937 | G | STG | 90812 | Combined Cycle |  | ERC_REST | Texas | 48 | Llano | 299 | 48299 | 180 | 7050 | 2014 | 9999 | other |  | N | Natural Gas |  |  |  | NH3 | SCR | [8 empty] | 0.0061904 | 0.0061904 | 0.0061904 | 0.0061904 | [11 empty] | Lower Colorado River Authority | 96.48 | Lower Colorado River Authority | 96.48
Barney M Davis | 4939_B_1 | 4939 | B | 1 | 2658 | O/G Steam |  | ERC_REST | Texas | 48 | Nueces | 355 | 48355 | 300 | 11615 | 1974 | 9999 | tangential |  | N | Natural Gas | [12 empty] | 1.157 | 0.14328 | 0.14328 | 0.14328 | 0.14328 | [11 empty] | Topaz Power Group LLC | 100 | Carlyle Group (The) | 100
Barney M Davis | 4939_G_2 | 4939 | G | 2 | 90244 | Combined Cycle |  | ERC_REST | Texas | 48 | Nueces | 355 | 48355 | 319 | 7722 | 1976 | 9999 | tangential |  | N | Natural Gas |  |  |  |  | SCR | [8 empty] | 0.016704 | 0.016704 | 0.016704 | 0.016704 | [11 empty] | Topaz Power Group LLC | 100 | Carlyle Group (The) | 100
Barney M Davis | 4939_G_3 | 4939 | G | 3 | 90244 | Combined Cycle |  | ERC_REST | Texas | 48 | Nueces | 355 | 48355 | 157 | 7722 | 2010 | 9999 |  |  | N | Natural Gas |  |  |  | NH3 | SCR | [7 empty] | 0.06 | 0.016704 | 0.016704 | 0.016704 | 0.016704 | [11 empty] | Topaz Power Group LLC | 100 | Carlyle Group (The) | 100
Barney M Davis | 4939_G_4 | 4939 | G | 4 | 90245 | Combined Cycle |  | ERC_REST | Texas | 48 | Nueces | 355 | 48355 | 157 | 7722 | 2010 | 9999 |  |  | N | Natural Gas |  |  |  | NH3 | SCR | [7 empty] | 0.06 | 0.016704 | 0.016704 | 0.016704 | 0.016704 | [11 empty] | Topaz Power Group LLC | 100 | Carlyle Group (The) | 100
Riverside (OK) | 4940_B_1501 | 4940 | B | 1501 | 2660 | O/G Steam |  | SPP_WEST | Oklahoma | 40 | Tulsa | 143 | 40143 | 454 | 12031 | 1974 | 9999 | wall | dry | N | Natural Gas |  |  |  | LNB + OFA | [8 empty] | 0.52 | 0.23602 | 0.23602 | 0.23602 | 0.23602 | [11 empty] | Public Service Co of Oklahoma | 100 | American Electric Power Co Inc | 100
Riverside (OK) | 4940_B_1502 | 4940 | B | 1502 | 2661 | O/G Steam |  | SPP_WEST | Oklahoma | 40 | Tulsa | 143 | 40143 | 455 | 11920 | 1976 | 9999 | wall | dry | N | Natural Gas |  |  |  | LNB + OFA | [8 empty] | 0.52 | 0.25459 | 0.25459 | 0.25459 | 0.25459 | [11 empty] | Public Service Co of Oklahoma | 100 | American Electric Power Co Inc | 100
Riverside (OK) | 4940_G_IC1 | 4940 | G | IC1 |  | Combustion Turbine | IC Engine | SPP_WEST | Oklahoma | 40 | Tulsa | 143 | 40143 | 2.8 | 12283 | 1976 | 9999 |  |  | N | Distillate Fuel Oil | [12 empty] | 0.8 | 1.6498 | 1.6498 | 1.6498 | 1.6498 | [11 empty] | Public Service Co of Oklahoma | 100 | American Electric Power Co Inc | 100
Riverside (OK) | 4940_G_3 | 4940 | G | 3 | 91251 | Combustion Turbine |  | SPP_WEST | Oklahoma | 40 | Tulsa | 143 | 40143 | 79 | 12093 | 2008 | 9999 |  |  | N | Natural Gas |  |  |  | CM | [9 empty] | 0.12796 | 0.12796 | 0.12796 | 0.12796 | [11 empty] | Public Service Co of Oklahoma | 100 | American Electric Power Co Inc | 100
Riverside (OK) | 4940_G_4 | 4940 | G | 4 | 91252 | Combustion Turbine |  | SPP_WEST | Oklahoma | 40 | Tulsa | 143 | 40143 | 79 | 12094 | 2008 | 9999 |  |  | N | Natural Gas |  |  |  | CM | [9 empty] | 0.10776 | 0.10776 | 0.10776 | 0.10776 | [11 empty] | Public Service Co of Oklahoma | 100 | American Electric Power Co Inc | 100
Cumberland (NJ) | 5083_G_CUMB | 5083 | G | CUMB | 2668 | Combustion Turbine |  | PJM_EMAC | New Jersey | 34 | Cumberland | 11 | 34011 | 86.6 | 10745 | 1990 | 9999 |  |  | N | Natural Gas, Distillate Fuel Oil |  |  |  | H2O | [8 empty] | 0.21 | 0.08341 | 0.08341 | 0.08341 | 0.08341 | [11 empty] | Calpine New Jersey Generation LLC | 100 | Energy Capital Partners | 100
Cumberland (NJ) | 5083_G_CUMB2 | 5083 | G | CUMB2 | 90246 | Combustion Turbine |  | PJM_EMAC | New Jersey | 34 | Cumberland | 11 | 34011 | 96.5 | 10745 | 2009 | 9999 |  |  | N | Natural Gas, Distillate Fuel Oil |  |  |  | H2O | SCR | [8 empty] | 0.00934 | 0.00883 | 0.00934 | 0.00883 | [11 empty] | Calpine New Jersey Generation LLC | 100 | Energy Capital Partners | 100
Donald C Cook | 6000_G_1 | 6000 | G | 1 |  | Nuclear |  | PJM_West | Michigan | 26 | Berrien | 21 | 26021 | 1009 | 10456 | 1975 | 9999 |  |  | N | Nuclear Fuel | [13 empty] | 0 | 0 | 0 | 0 | [11 empty] | Indiana Michigan Power Co | 100 | American Electric Power Co Inc | 100
Donald C Cook | 6000_G_2 | 6000 | G | 2 |  | Nuclear |  | PJM_West | Michigan | 26 | Berrien | 21 | 26021 | 1168 | 10456 | 1978 | 9999 |  |  | N | Nuclear Fuel | [13 empty] | 0 | 0 | 0 | 0 | [11 empty] | Indiana Michigan Power Co | 100 | American Electric Power Co Inc | 100
Joseph M Farley | 6001_G_1 | 6001 | G | 1 |  | Nuclear |  | S_SOU | Alabama | 1 | Houston | 69 | 01069 | 908 | 10456 | 1977 | 9999 |  |  | N | Nuclear Fuel | [13 empty] | 0 | 0 | 0 | 0 | [11 empty] | Alabama Power Co | 100 | Southern Co | 100
Joseph M Farley | 6001_G_2 | 6001 | G | 2 |  | Nuclear |  | S_SOU | Alabama | 1 | Houston | 69 | 01069 | 920 | 10456 | 1981 | 9999 |  |  | N | Nuclear Fuel | [13 empty] | 0 | 0 | 0 | 0 | [11 empty] | Alabama Power Co | 100 | Southern Co | 100
James H Miller Jr | 6002_B_1 | 6002 | B | 1 | 2669 | Coal Steam |  | S_SOU | Alabama | 1 | Jefferson | 73 | 01073 | 688 | 10102 | 1978 | 9999 | wall | dry | N | Subbituminous | Wet Scrubber | 2011 | 0.95 | LNB | SCR | 2005 |  | ESPC + WS | No | ACI | 2016 |  | 1.2 | 0.2653 | 0.06354 | 0.2653 | 0.06354 | 0.1 | 0.1 | 0.1 | 0.99 | [7 empty] | Alabama Power Co | 91.84 | Southern Co | 91.84
James H Miller Jr | 6002_B_2 | 6002 | B | 2 | 2670 | Coal Steam |  | S_SOU | Alabama | 1 | Jefferson | 73 | 01073 | 695 | 10098 | 1985 | 9999 | wall | dry | N | Subbituminous | Wet Scrubber | 2010 | 0.95 | LNB | SCR | 2005 |  | ESPC + WS | No | ACI | 2016 |  | 1.2 | 0.2713 | 0.06641 | 0.2713 | 0.06641 | 0.1 | 0.1 | 0.1 | 0.99 | [7 empty] | Alabama Power Co | 91.84 | Southern Co | 91.84
James H Miller Jr | 6002_B_3 | 6002 | B | 3 | 2671 | Coal Steam |  | S_SOU | Alabama | 1 | Jefferson | 73 | 01073 | 687 | 10001 | 1989 | 9999 | wall | dry | N | Subbituminous | Wet Scrubber | 2009 | 0.95 | LNB | SCR | 2003 |  | ESPC + WS | No | ACI | 2016 |  | 1.2 | 0.3303 | 0.07753 | 0.3303 | 0.07753 | 0.1 | 0.1 | 0.1 | 0.99 | [7 empty] | Alabama Power Co | 100 | Southern Co | 100
James H Miller Jr | 6002_B_4 | 6002 | B | 4 | 2672 | Coal Steam |  | S_SOU | Alabama | 1 | Jefferson | 73 | 01073 | 699 | 10011 | 1991 | 9999 | wall | dry | N | Subbituminous | Wet Scrubber | 2010 | 0.95 | LNB | SCR | 2003 |  | ESPC + WS | No | ACI | 2016 |  | 1.2 | 0.3166 | 0.06564 | 0.3166 | 0.06564 | 0.1 | 0.1 | 0.1 | 0.99 | [7 empty] | Alabama Power Co | 100 | Southern Co | 100
Racine | 6006_G_2 | 6006 | G | 2 |  | Hydro |  | PJM_West | Ohio | 39 | Meigs | 105 | 39105 | 10 | 0 | 1982 | 9999 |  |  | N | Hydro | [13 empty] | 0 | 0 | 0 | 0 | [11 empty] | Eagle Creek Racine Hydro LLC | 100 | Ontario Power Generation Inc | 100
Racine | 6006_G_1 | 6006 | G | 1 |  | Hydro |  | PJM_West | Ohio | 39 | Meigs | 105 | 39105 | 10 | 0 | 1983 | 9999 |  |  | N | Hydro | [13 empty] | 0 | 0 | 0 | 0 | [11 empty] | Eagle Creek Racine Hydro LLC | 100 | Ontario Power Generation Inc | 100
Palo Verde | 6008_G_1 | 6008 | G | 1 |  | Nuclear |  | WECC_AZ | Arizona | 4 | Maricopa | 13 | 04013 | 1311 | 10456 | 1986 | 9999 |  |  | N | Nuclear Fuel | [13 empty] | 0 | 0 | 0 | 0 | [11 empty] | Arizona Public Service Co | 29.1 | Pinnacle West Capital Corp | 29.1
Palo Verde | 6008_G_2 | 6008 | G | 2 |  | Nuclear |  | WECC_AZ | Arizona | 4 | Maricopa | 13 | 04013 | 1314 | 10456 | 1986 | 9999 |  |  | N | Nuclear Fuel | [13 empty] | 0 | 0 | 0 | 0 | [11 empty] | Arizona Public Service Co | 29.1 | Pinnacle West Capital Corp | 29.1
Palo Verde | 6008_G_3 | 6008 | G | 3 |  | Nuclear |  | WECC_AZ | Arizona | 4 | Maricopa | 13 | 04013 | 1312 | 10456 | 1988 | 9999 |  |  | N | Nuclear Fuel | [13 empty] | 0 | 0 | 0 | 0 | [11 empty] | Arizona Public Service Co | 29.1 | Pinnacle West Capital Corp | 29.1
White Bluff | 6009_B_1 | 6009 | B | 1 | 2675 | Coal Steam |  | MIS_AR | Arkansas | 5 | Jefferson | 69 | 05069 | 818 | 10338 | 1980 | 9999 | tangential | dry | N | Subbituminous |  |  |  | LNC2 |  |  |  | ESPC | No | ACI | 2016 |  | 1.2 | 0.14692 | 0.14692 | 0.1469 | 0.1469 | 0.1 | 0.1 | 0.1 | 0 |  |  |  |  | C2G/Retire | 2029 | Yes | Entergy Arkansas LLC | 57 | Entergy Corp | 57
White Bluff | 6009_B_2 | 6009 | B | 2 | 2676 | Coal Steam |  | MIS_AR | Arkansas | 5 | Jefferson | 69 | 05069 | 819 | 10206 | 1981 | 9999 | tangential | dry | N | Subbituminous |  |  |  | LNC2 |  |  |  | ESPC | No | ACI | 2016 |  | 1.2 | 0.15145 | 0.15145 | 0.1469 | 0.1469 | 0.1 | 0.1 | 0.1 | 0 |  |  |  |  | C2G/Retire | 2029 | Yes | Entergy Arkansas LLC | 57 | Entergy Corp | 57
Calvert Cliffs Nuclear Power Plant | 6011_G_1 | 6011 | G | 1 |  | Nuclear |  | PJM_SMAC | Maryland | 24 | Calvert | 9 | 24009 | 872 | 10456 | 1975 | 9999 |  |  | N | Nuclear Fuel | [13 empty] | 0 | 0 | 0 | 0 | [11 empty] | Calvert Cliffs Nuclear Power Plant Inc | 100 | Exelon Corp | 100
Calvert Cliffs Nuclear Power Plant | 6011_G_2 | 6011 | G | 2 |  | Nuclear |  | PJM_SMAC | Maryland | 24 | Calvert | 9 | 24009 | 853.8 | 10456 | 1977 | 9999 |  |  | N | Nuclear Fuel | [13 empty] | 0 | 0 | 0 | 0 | [11 empty] | Calvert Cliffs Nuclear Power Plant Inc | 100 | Exelon Corp | 100
Sherman | 6012_G_GEN1 | 6012 | G | GEN1 |  | Hydro |  | NENGREST | Massachusetts | 25 | Franklin | 11 | 25011 | 6.1 | 0 | 1926 | 9999 |  |  | N | Hydro | [13 empty] | 0 | 0 | 0 | 0 | [11 empty] | Great River Hydro LLC | 100 | ArcLight Capital Partners LLC | 100
Olive | 6013_G_O1 | 6013 | G | O1 | 2677 | O/G Steam |  | WEC_LADW | California | 6 | Los Angeles | 37 | 06037 | 44 | 14500 | 1959 | 9999 | wall | dry | N | Natural Gas |  |  |  | NH3 | SCR | [8 empty] | 0.13345 | 0.02669 | 0.13345 | 0.02669 | [11 empty] | Burbank Water & Power | 100 | Burbank Water & Power | 100
Olive | 6013_G_O2 | 6013 | G | O2 | 2678 | O/G Steam |  | WEC_LADW | California | 6 | Los Angeles | 37 | 06037 | 55 | 13587 | 1964 | 9999 | wall | dry | N | Natural Gas |  |  |  | NH3 | SCR | [8 empty] | 0.00212 | 0.00212 | 0.00212 | 0.00212 | [11 empty] | Burbank Water & Power | 100 | Burbank Water & Power | 100
Brunswick Nuclear | 6014_G_2 | 6014 | G | 2 |  | Nuclear |  | S_VACA | North Carolina | 37 | Brunswick | 19 | 37019 | 932 | 10456 | 1975 | 9999 |  |  | N | Nuclear Fuel | [13 empty] | 0 | 0 | 0 | 0 | [11 empty] | Duke Energy Progress | 100 | Duke Energy Corp | 100
Brunswick Nuclear | 6014_G_1 | 6014 | G | 1 |  | Nuclear |  | S_VACA | North Carolina | 37 | Brunswick | 19 | 37019 | 938 | 10456 | 1977 | 9999 |  |  | N | Nuclear Fuel | [13 empty] | 0 | 0 | 0 | 0 | [11 empty] | Duke Energy Progress | 100 | Duke Energy Corp | 100
Harris | 6015_G_1 | 6015 | G | 1 |  | Nuclear |  | S_VACA | North Carolina | 37 | Wake | 183 | 37183 | 968 | 10456 | 1987 | 9999 |  |  | N | Nuclear Fuel | [13 empty] | 0 | 0 | 0 | 0 | [11 empty] | Duke Energy Progress | 100 | Duke Energy Corp | 100
East Bend | 6018_B_2 | 6018 | B | 2 | 2682 | Coal Steam |  | PJM_West | Kentucky | 21 | Boone | 15 | 21015 | 600 | 10919 | 1981 | 2041 | wall | dry | N | Bituminous | Wet Scrubber | 1981 | 0.983 | LNB + OFA | SCR | 2002 |  | ESPH | No |  |  |  | 1.2 | 0.21412 | 0.09712 | 0.21412 | 0.09712 | 0.05 | 0.1 | 1 | 0.99 | [7 empty] | Duke Energy Kentucky | 100 | Duke Energy Corp | 100
Craig (CO) | 6021_B_C2 | 6021 | B | C2 | 2685 | Coal Steam |  | WECC_CO | Colorado | 8 | Moffat | 81 | 08081 | 410 | 10240 | 1979 | 2029 | wall | dry | N | Subbituminous | Wet Scrubber | 1979 | 0.95 | LNBO | SCR | 2017 |  | B | NA |  |  |  | 0.11 | 0.24781 | 0.06288 | 0.24781 | 0.06288 | 0.1 | 0.1 | 0.56 | 0.99 | [6 empty] | Yes | Salt River Project | 29 | Salt River Project | 29
Craig (CO) | 6021_B_C3 | 6021 | B | C3 | 2686 | Coal Steam |  | WECC_CO | Colorado | 8 | Moffat | 81 | 08081 | 448 | 10014 | 1984 | 2030 | wall | dry | N | Subbituminous | Dry Scrubber | 1984 | 0.85 | LNBO | SNCR |  | 2017 | B | NA | ACI | 2015 |  | 0.15 | 0.3241 | 0.2322 | 0.3241 | 0.2322 | 0.1 | 0.1 | 0.1 | 0.9 | [7 empty] | Tri State Generation & Transmission Association Inc | 100 | Tri State Generation & Transmission Association Inc | 100
Braidwood Generation Station | 6022_G_1 | 6022 | G | 1 |  | Nuclear |  | PJM_COMD | Illinois | 17 | Will | 197 | 17197 | 1183 | 10456 | 1988 | 9999 |  |  | N | Nuclear Fuel | [13 empty] | 0 | 0 | 0 | 0 | [11 empty] | Exelon Generation Supply LLC | 100 | Exelon Corp | 100
Braidwood Generation Station | 6022_G_2 | 6022 | G | 2 |  | Nuclear |  | PJM_COMD | Illinois | 17 | Will | 197 | 17197 | 1154 | 10456 | 1988 | 9999 |  |  | N | Nuclear Fuel | [13 empty] | 0 | 0 | 0 | 0 | [11 empty] | Exelon Generation Supply LLC | 100 | Exelon Corp | 100
Byron Generating Station | 6023_G_1 | 6023 | G | 1 |  | Nuclear |  | PJM_COMD | Illinois | 17 | Ogle | 141 | 17141 | 1164 | 10456 | 1985 | 9999 |  |  | N | Nuclear Fuel | [13 empty] | 0 | 0 | 0 | 0 | [11 empty] | Exelon Generation Supply LLC | 100 | Exelon Corp | 100
Byron Generating Station | 6023_G_2 | 6023 | G | 2 |  | Nuclear |  | PJM_COMD | Illinois | 17 | Ogle | 141 | 17141 | 1136 | 10456 | 1987 | 9999 |  |  | N | Nuclear Fuel | [13 empty] | 0 | 0 | 0 | 0 | [11 empty] | Exelon Generation Supply LLC | 100 | Exelon Corp | 100
LaSalle Generating Station | 6026_G_1 | 6026 | G | 1 |  | Nuclear |  | PJM_COMD | Illinois | 17 | LaSalle | 99 | 17099 | 1130.5 | 10456 | 1984 | 9999 |  |  | N | Nuclear Fuel | [13 empty] | 0 | 0 | 0 | 0 | [11 empty] | Exelon Generation Supply LLC | 100 | Exelon Corp | 100
LaSalle Generating Station | 6026_G_2 | 6026 | G | 2 |  | Nuclear |  | PJM_COMD | Illinois | 17 | LaSalle | 99 | 17099 | 1133.9 | 10456 | 1984 | 9999 |  |  | N | Nuclear Fuel | [13 empty] | 0 | 0 | 0 | 0 | [11 empty] | Exelon Generation Supply LLC | 100 | Exelon Corp | 100
Coal Creek | 6030_B_1 | 6030 | B | 1 | 2692 | Coal Steam |  | MIS_MNWI | North Dakota | 38 | McLean | 55 | 38055 | 574 | 9950 | 1979 | 9999 | tangential | dry | Y | Lignite | Wet Scrubber | 1979 | 0.94 | LNC3 |  |  |  | ESPC | No | ACI | 2015 |  | 1.2 | 0.16493 | 0.16493 | 0.16493 | 0.16493 | 0.1 | 0.1 | 0.1 | 0.99 | [6 empty] | Yes | Great River Energy | 100 | Great River Energy | 100
Coal Creek | 6030_B_2 | 6030 | B | 2 | 2693 | Coal Steam |  | MIS_MNWI | North Dakota | 38 | McLean | 55 | 38055 | 573 | 9950 | 1981 | 9999 | tangential | dry | Y | Lignite | Wet Scrubber | 1981 | 0.94 | LNC3 + OFA |  |  |  | ESPC | No | ACI | 2015 |  | 1.2 | 0.13067 | 0.13067 | 0.13067 | 0.13067 | 0.1 | 0.1 | 0.1 | 0.99 | [6 empty] | Yes | Great River Energy | 100 | Great River Energy | 100
Coal Creek | 6030_G_4 | 6030 | G | 4 |  | Combustion Turbine | IC Engine | MIS_MNWI | North Dakota | 38 | McLean | 55 | 38055 | 3 | 12283 | 2016 | 9999 |  |  | N | Distillate Fuel Oil | [13 empty] | 1.6498 | 1.6498 | 1.6498 | 1.6498 | [11 empty] | Great River Energy | 100 | Great River Energy | 100
Coal Creek | 6030_G_5 | 6030 | G | 5 |  | Combustion Turbine | IC Engine | MIS_MNWI | North Dakota | 38 | McLean | 55 | 38055 | 3 | 12283 | 2016 | 9999 |  |  | N | Distillate Fuel Oil | [13 empty] | 1.6498 | 1.6498 | 1.6498 | 1.6498 | [11 empty] | Great River Energy | 100 | Great River Energy | 100
Belle River | 6034_G_3 | 6034 | G | 3 |  | Combustion Turbine | IC Engine | MIS_LMI | Michigan | 26 | St Clair | 147 | 26147 | 3 | 15819 | 1981 | 9999 |  |  | N | Distillate Fuel Oil | [12 empty] | 1.67 | 1.6498 | 1.6498 | 1.6498 | 1.6498 | [11 empty] | DTE Electric Co | 100 | DTE Energy Co | 100
Belle River | 6034_G_4 | 6034 | G | 4 |  | Combustion Turbine | IC Engine | MIS_LMI | Michigan | 26 | St Clair | 147 | 26147 | 3 | 15947 | 1981 | 9999 |  |  | N | Distillate Fuel Oil | [12 empty] | 1.67 | 1.6498 | 1.6498 | 1.6498 | 1.6498 | [11 empty] | DTE Electric Co | 100 | DTE Energy Co | 100
Belle River | 6034_G_5 | 6034 | G | 5 |  | Combustion Turbine | IC Engine | MIS_LMI | Michigan | 26 | St Clair | 147 | 26147 | 3 | 15958 | 1981 | 9999 |  |  | N | Distillate Fuel Oil | [12 empty] | 1.67 | 1.6498 | 1.6498 | 1.6498 | 1.6498 | [11 empty] | DTE Electric Co | 100 | DTE Energy Co | 100
Belle River | 6034_G_IC1 | 6034 | G | IC1 |  | Combustion Turbine | IC Engine | MIS_LMI | Michigan | 26 | St Clair | 147 | 26147 | 2 | 15958 | 1981 | 9999 |  |  | N | Distillate Fuel Oil | [12 empty] | 1.67 | 1.6498 | 1.6498 | 1.6498 | 1.6498 | [11 empty] | DTE Electric Co | 100 | DTE Energy Co | 100
Belle River | 6034_G_IC2 | 6034 | G | IC2 |  | Combustion Turbine | IC Engine | MIS_LMI | Michigan | 26 | St Clair | 147 | 26147 | 3 | 15786 | 1981 | 9999 |  |  | N | Distillate Fuel Oil | [12 empty] | 1.67 | 1.6498 | 1.6498 | 1.6498 | 1.6498 | [11 empty] | DTE Electric Co | 100 | DTE Energy Co | 100
Belle River | 6034_B_1 | 6034 | B | 1 | 2695 | Coal Steam |  | MIS_LMI | Michigan | 26 | St Clair | 147 | 26147 | 635 | 10336 | 1984 | 9999 | wall | dry | N | Subbituminous |  |  | 0.1981 | LNB |  |  |  | ESPC | No | ACI | 2015 |  | 1.2 | 0.18291 | 0.18291 | 0.18291 | 0.18291 | 0.1 | 0.1 | 0.1 | 0.98 | Yes | 2015 |  |  | C2G | 2026 |  | DTE Electric Co | 81.39 | DTE Energy Co | 81.39
Belle River | 6034_B_2 | 6034 | B | 2 | 2696 | Coal Steam |  | MIS_LMI | Michigan | 26 | St Clair | 147 | 26147 | 635 | 10284 | 1985 | 9999 | wall | dry | N | Subbituminous |  |  | 0.1943 | LNB |  |  |  | ESPC | No | ACI | 2015 |  | 1.2 | 0.19163 | 0.19163 | 0.19163 | 0.19163 | 0.1 | 0.1 | 0.1 | 0.98 | Yes | 2015 |  |  | C2G | 2025 |  | DTE Electric Co | 81.39 | DTE Energy Co | 81.39
Belle River | 6034_G_12-1 | 6034 | G | 12-1 | 2697 | Combustion Turbine |  | MIS_LMI | Michigan | 26 | St Clair | 147 | 26147 | 75 | 12234 | 1999 | 9999 |  |  | N | Natural Gas |  |  |  | other | [8 empty] | 1.67 | 0.02801 | 0.02801 | 0.02801 | 0.02801 | [11 empty] | DTE Electric Co | 100 | DTE Energy Co | 100
Belle River | 6034_G_12-2 | 6034 | G | 12-2 | 2698 | Combustion Turbine |  | MIS_LMI | Michigan | 26 | St Clair | 147 | 26147 | 75 | 12234 | 1999 | 9999 |  |  | N | Natural Gas |  |  |  | other | [8 empty] | 1.67 | 0.03045 | 0.03045 | 0.03045 | 0.03045 | [11 empty] | DTE Electric Co | 100 | DTE Energy Co | 100
Belle River | 6034_G_13-1 | 6034 | G | 13-1 | 2699 | Combustion Turbine |  | MIS_LMI | Michigan | 26 | St Clair | 147 | 26147 | 74 | 12234 | 1999 | 9999 |  |  | N | Natural Gas |  |  |  | other | [8 empty] | 1.67 | 0.03242 | 0.03242 | 0.03242 | 0.03242 | [11 empty] | DTE Electric Co | 100 | DTE Energy Co | 100
Greenwood (MI) | 6035_B_1 | 6035 | B | 1 | 2700 | O/G Steam |  | MIS_LMI | Michigan | 26 | St Clair | 147 | 26147 | 785 | 10625 | 1979 | 9999 | wall | dry | N | Natural Gas, Distillate Fuel Oil |  |  |  | LNB | [8 empty] | 0.8 | 0.12916 | 0.12916 | 0.12916 | 0.12916 | [11 empty] | DTE Electric Co | 100 | DTE Energy Co | 100
Greenwood (MI) | 6035_G_11-1 | 6035 | G | 11-1 | 2701 | Combustion Turbine |  | MIS_LMI | Michigan | 26 | St Clair | 147 | 26147 | 75 | 12084 | 1999 | 9999 |  |  | N | Natural Gas | [12 empty] | 1.67 | 0.0301 | 0.0301 | 0.0301 | 0.0301 | [11 empty] | DTE Electric Co | 100 | DTE Energy Co | 100
Greenwood (MI) | 6035_G_11-2 | 6035 | G | 11-2 | 2702 | Combustion Turbine |  | MIS_LMI | Michigan | 26 | St Clair | 147 | 26147 | 75 | 12084 | 1999 | 9999 |  |  | N | Natural Gas | [12 empty] | 1.67 | 0.02951 | 0.02951 | 0.02951 | 0.02951 | [11 empty] | DTE Electric Co | 100 | DTE Energy Co | 100
Greenwood (MI) | 6035_G_11-3 | 6035 | G | 11-3 | 2703 | Combustion Turbine |  | MIS_LMI | Michigan | 26 | St Clair | 147 | 26147 | 74 | 12084 | 1999 | 9999 |  |  | N | Natural Gas | [12 empty] | 1.67 | 0.02593 | 0.02593 | 0.02593 | 0.02593 | [11 empty] | DTE Electric Co | 100 | DTE Energy Co | 100
Catawba | 6036_G_1 | 6036 | G | 1 |  | Nuclear |  | S_VACA | South Carolina | 45 | York | 91 | 45091 | 1160.1 | 10456 | 1985 | 9999 |  |  | N | Nuclear Fuel | [13 empty] | 0 | 0 | 0 | 0 | [11 empty] | North Carolina Electric Membership Corp | 61.51 | North Carolina Electric Membership Corp | 61.51
Catawba | 6036_G_2 | 6036 | G | 2 |  | Nuclear |  | S_VACA | South Carolina | 45 | York | 91 | 45091 | 1150.1 | 10456 | 1986 | 9999 |  |  | N | Nuclear Fuel | [13 empty] | 0 | 0 | 0 | 0 | [11 empty] | North Carolina Municipal Power Agency No 1 | 75 | North Carolina Municipal Power Agency No 1 | 75
McGuire | 6038_G_1 | 6038 | G | 1 |  | Nuclear |  | S_VACA | North Carolina | 37 | Mecklenburg | 119 | 37119 | 1158 | 10456 | 1981 | 9999 |  |  | N | Nuclear Fuel | [13 empty] | 0 | 0 | 0 | 0 | [11 empty] | Duke Energy Carolinas | 100 | Duke Energy Corp | 100
McGuire | 6038_G_2 | 6038 | G | 2 |  | Nuclear |  | S_VACA | North Carolina | 37 | Mecklenburg | 119 | 37119 | 1157.6 | 10456 | 1984 | 9999 |  |  | N | Nuclear Fuel | [13 empty] | 0 | 0 | 0 | 0 | [11 empty] | Duke Energy Carolinas | 100 | Duke Energy Corp | 100
Beaver Valley | 6040_G_1 | 6040 | G | 1 |  | Nuclear |  | PJM_West | Pennsylvania | 42 | Beaver | 7 | 42007 | 907 | 10456 | 1976 | 9999 |  |  | N | Nuclear Fuel | [13 empty] | 0 | 0 | 0 | 0 | [11 empty] | Energy Harbor Nuclear Generation LLC | 100 | FirstEnergy Corp | 100
Beaver Valley | 6040_G_2 | 6040 | G | 2 |  | Nuclear |  | PJM_West | Pennsylvania | 42 | Beaver | 7 | 42007 | 901 | 10456 | 1987 | 9999 |  |  | N | Nuclear Fuel | [13 empty] | 0 | 0 | 0 | 0 | [11 empty] | Energy Harbor Nuclear Generation LLC | 60.08 | FirstEnergy Corp | 100
H L Spurlock | 6041_B_1 | 6041 | B | 1 | 2704 | Coal Steam |  | PJM_West | Kentucky | 21 | Mason | 161 | 21161 | 300 | 10121 | 1977 | 9999 | wall | dry | Y | Bituminous | Wet Scrubber | 2008 | 0.98 | LNB | SCR | 2008 |  | ESPC + WESP | No |  |  |  | 3 | 0.3723 | 0.08961 | 0.3723 | 0.08961 | 0.05 | 0.1 | 0.56 | 0.99 | [6 empty] | Yes | East Kentucky Power Coop | 100 | East Kentucky Power Coop | 100
H L Spurlock | 6041_B_2 | 6041 | B | 2 | 2705 | Coal Steam |  | PJM_West | Kentucky | 21 | Mason | 161 | 21161 | 510 | 10048 | 1981 | 9999 | tangential | dry | Y | Bituminous | Wet Scrubber | 2008 | 0.95 | LNC1 | SCR | 2008 |  | ESPH + WESP | No |  |  |  | 1.2 | 0.2386 | 0.09032 | 0.2386 | 0.09032 | 0.05 | 0.1 | 1 | 0.99 | [6 empty] | Yes | East Kentucky Power Coop | 100 | East Kentucky Power Coop | 100
H L Spurlock | 6041_B_3 | 6041 | B | 3 | 89571 | Coal Steam |  | PJM_West | Kentucky | 21 | Mason | 161 | 21161 | 268 | 10121 | 2005 | 9999 | FBC | dry | Y | Bituminous | Dry Scrubber | 2005 | 0.712 | CF | SNCR |  | 2005 | B | NA |  |  |  | 0.2 | 0.06645 | 0.06645 | 0.06645 | 0.06645 | 0.05 | 0.1 | 0.43 | 0.9782 | [7 empty] | East Kentucky Power Coop | 100 | East Kentucky Power Coop | 100
H L Spurlock | 6041_B_4 | 6041 | B | 4 | 90241 | Coal Steam |  | PJM_West | Kentucky | 21 | Mason | 161 | 21161 | 268 | 10121 | 2009 | 9999 | FBC | dry | Y | Bituminous | Dry Scrubber | 2009 | 0.87 | CF | SNCR |  | 2009 | B | NA |  |  |  | 0.15 | 0.06234 | 0.06234 | 0.06234 | 0.06234 | 0.05 | 0.1 | 0.43 | 0.979 | [7 empty] | East Kentucky Power Coop | 100 | East Kentucky Power Coop | 100
Manatee | 6042_B_PMT1 | 6042 | B | PMT1 | 2706 | O/G Steam |  | FRCC | Florida | 12 | Manatee | 81 | 12081 | 809 | 11861 | 1976 | 9999 | wall | dry | N | Natural Gas, Residual Fuel Oil |  |  |  | FU + LNB + OFA | [8 empty] | 0.8 | 0.05722 | 0.05722 | 0.05722 | 0.05722 | [11 empty] | Florida Power & Light Co | 100 | NextEra Energy Inc | 100
Manatee | 6042_B_PMT2 | 6042 | B | PMT2 | 2707 | O/G Steam |  | FRCC | Florida | 12 | Manatee | 81 | 12081 | 809 | 11770 | 1977 | 9999 | wall | dry | N | Natural Gas, Residual Fuel Oil |  |  |  | FU + LNB + OFA | [8 empty] | 0.8 | 0.05297 | 0.05297 | 0.05297 | 0.05297 | [11 empty] | Florida Power & Light Co | 100 | NextEra Energy Inc | 100
Manatee | 6042_G_3 | 6042 | G | 3 | 88110 | Combined Cycle |  | FRCC | Florida | 12 | Manatee | 81 | 12081 | 453 | 7050 | 2005 | 9999 |  |  | N | Natural Gas |  |  |  | DLNB | SCR | [7 empty] | 0.001 | 0.0083838 | 0.0083838 | 0.0083838 | 0.0083838 | [11 empty] | Florida Power & Light Co | 100 | NextEra Energy Inc | 100
Manatee | 6042_G_A | 6042 | G | A | 88110 | Combined Cycle |  | FRCC | Florida | 12 | Manatee | 81 | 12081 | 199 | 7050 | 2005 | 9999 |  |  | N | Natural Gas |  |  |  | DLNB | SCR | [7 empty] | 0.001 | 0.0083838 | 0.0083838 | 0.0083838 | 0.0083838 | [11 empty] | Florida Power & Light Co | 100 | NextEra Energy Inc | 100
Manatee | 6042_G_B | 6042 | G | B | 88111 | Combined Cycle |  | FRCC | Florida | 12 | Manatee | 81 | 12081 | 199 | 7050 | 2005 | 9999 |  |  | N | Natural Gas |  |  |  | DLNB | SCR | [7 empty] | 0.001 | 0.0083838 | 0.0083838 | 0.0083838 | 0.0083838 | [11 empty] | Florida Power & Light Co | 100 | NextEra Energy Inc | 100
Manatee | 6042_G_C | 6042 | G | C | 88112 | Combined Cycle |  | FRCC | Florida | 12 | Manatee | 81 | 12081 | 199 | 7050 | 2005 | 9999 |  |  | N | Natural Gas |  |  |  | DLNB | SCR | [7 empty] | 0.001 | 0.0083838 | 0.0083838 | 0.0083838 | 0.0083838 | [11 empty] | Florida Power & Light Co | 100 | NextEra Energy Inc | 100
Manatee | 6042_G_D | 6042 | G | D | 88113 | Combined Cycle |  | FRCC | Florida | 12 | Manatee | 81 | 12081 | 173.5 | 7050 | 2005 | 9999 |  |  | N | Natural Gas |  |  |  | DLNB | SCR | [7 empty] | 0.001 | 0.0083838 | 0.0083838 | 0.0083838 | 0.0083838 | [11 empty] | Florida Power & Light Co | 100 | NextEra Energy Inc | 100
Martin | 6043_G_3GT1 | 6043 | G | 3GT1 | 2710 | Combined Cycle |  | FRCC | Florida | 12 | Martin | 85 | 12085 | 165 | 7230 | 1994 | 9999 |  |  | N | Natural Gas |  |  |  | DLNB | SCR | [7 empty] | 0.001 | 0.026791 | 0.026791 | 0.026791 | 0.026791 | [11 empty] | Florida Power & Light Co | 100 | NextEra Energy Inc | 100
Martin | 6043_G_3GT2 | 6043 | G | 3GT2 | 2711 | Combined Cycle |  | FRCC | Florida | 12 | Martin | 85 | 12085 | 165 | 7230 | 1994 | 9999 |  |  | N | Natural Gas |  |  |  | DLNB | SCR | [7 empty] | 0.001 | 0.026791 | 0.026791 | 0.026791 | 0.026791 | [11 empty] | Florida Power & Light Co | 100 | NextEra Energy Inc | 100
Martin | 6043_G_3ST | 6043 | G | 3ST | 2710 | Combined Cycle |  | FRCC | Florida | 12 | Martin | 85 | 12085 | 157 | 7230 | 1994 | 9999 | other |  | N | Natural Gas |  |  |  | DLNB | SCR | [7 empty] | 0.001 | 0.026791 | 0.026791 | 0.026791 | 0.026791 | [11 empty] | Florida Power & Light Co | 100 | NextEra Energy Inc | 100
Martin | 6043_G_4GT1 | 6043 | G | 4GT1 | 2712 | Combined Cycle |  | FRCC | Florida | 12 | Martin | 85 | 12085 | 165 | 7230 | 1994 | 9999 |  |  | N | Natural Gas |  |  |  | DLNB | SCR | [7 empty] | 0.001 | 0.026177 | 0.026177 | 0.026177 | 0.026177 | [11 empty] | Florida Power & Light Co | 100 | NextEra Energy Inc | 100
Martin | 6043_G_4GT2 | 6043 | G | 4GT2 | 2713 | Combined Cycle |  | FRCC | Florida | 12 | Martin | 85 | 12085 | 165 | 7230 | 1994 | 9999 |  |  | N | Natural Gas |  |  |  | DLNB | SCR | [7 empty] | 0.001 | 0.026177 | 0.026177 | 0.026177 | 0.026177 | [11 empty] | Florida Power & Light Co | 100 | NextEra Energy Inc | 100
Martin | 6043_G_4ST | 6043 | G | 4ST | 2712 | Combined Cycle |  | FRCC | Florida | 12 | Martin | 85 | 12085 | 157 | 7230 | 1994 | 9999 | other |  | N | Natural Gas |  |  |  | DLNB | SCR | [7 empty] | 0.001 | 0.026177 | 0.026177 | 0.026177 | 0.026177 | [11 empty] | Florida Power & Light Co | 100 | NextEra Energy Inc | 100
Martin | 6043_G_8A | 6043 | G | 8A | 2716 | Combined Cycle |  | FRCC | Florida | 12 | Martin | 85 | 12085 | 196.8 | 7230 | 2001 | 9999 |  |  | N | Natural Gas, Distillate Fuel Oil |  |  |  | DLNB + H2O | SCR | [8 empty] | 0.0073332 | 0.0073332 | 0.0073332 | 0.0073332 | [11 empty] | Florida Power & Light Co | 100 | NextEra Energy Inc | 100
Martin | 6043_G_8B | 6043 | G | 8B | 2717 | Combined Cycle |  | FRCC | Florida | 12 | Martin | 85 | 12085 | 196.8 | 7230 | 2001 | 9999 |  |  | N | Natural Gas, Distillate Fuel Oil |  |  |  | DLNB + H2O | SCR | [8 empty] | 0.0073332 | 0.0073332 | 0.0073332 | 0.0073332 | [11 empty] | Florida Power & Light Co | 100 | NextEra Energy Inc | 100
Martin | 6043_G_8 | 6043 | G | 8 | 2716 | Combined Cycle |  | FRCC | Florida | 12 | Martin | 85 | 12085 | 447.8 | 7230 | 2005 | 9999 |  |  | N | Natural Gas, Distillate Fuel Oil |  |  |  | LNB + NH3 | SCR | [7 empty] | 0.001 | 0.0073332 | 0.0073332 | 0.0073332 | 0.0073332 | [11 empty] | Florida Power & Light Co | 100 | NextEra Energy Inc | 100
Martin | 6043_G_8C | 6043 | G | 8C | 88114 | Combined Cycle |  | FRCC | Florida | 12 | Martin | 85 | 12085 | 196.8 | 7230 | 2005 | 9999 |  |  | N | Natural Gas, Distillate Fuel Oil |  |  |  | DLNB + H2O | SCR | [7 empty] | 0.001 | 0.0073332 | 0.0073332 | 0.0073332 | 0.0073332 | [11 empty] | Florida Power & Light Co | 100 | NextEra Energy Inc | 100
Martin | 6043_G_8D | 6043 | G | 8D | 88115 | Combined Cycle |  | FRCC | Florida | 12 | Martin | 85 | 12085 | 196.8 | 7230 | 2005 | 9999 |  |  | N | Natural Gas, Distillate Fuel Oil |  |  |  | DLNB + H2O | SCR | [7 empty] | 0.001 | 0.0073332 | 0.0073332 | 0.0073332 | 0.0073332 | [11 empty] | Florida Power & Light Co | 100 | NextEra Energy Inc | 100
St Lucie | 6045_G_1 | 6045 | G | 1 |  | Nuclear |  | FRCC | Florida | 12 | St Lucie | 111 | 12111 | 981 | 10456 | 1976 | 9999 |  |  | N | Nuclear Fuel | [13 empty] | 0 | 0 | 0 | 0 | [11 empty] | Florida Power & Light Co | 100 | NextEra Energy Inc | 100
St Lucie | 6045_G_2 | 6045 | G | 2 |  | Nuclear |  | FRCC | Florida | 12 | St Lucie | 111 | 12111 | 987 | 10456 | 1983 | 9999 |  |  | N | Nuclear Fuel | [13 empty] | 0 | 0 | 0 | 0 | [11 empty] | Florida Power & Light Co | 85.11 | NextEra Energy Inc | 85.11
DeBary | 6046_G_3 | 6046 | G | 3 |  | Combustion Turbine |  | FRCC | Florida | 12 | Volusia | 127 | 12127 | 50 | 13804 | 1975 | 9999 |  |  | N | Distillate Fuel Oil | [12 empty] | 0.501 | 0.46023 | 0.46023 | 0.46023 | 0.46023 | [11 empty] | Duke Energy Florida | 100 | Duke Energy Corp | 100
DeBary | 6046_G_5 | 6046 | G | 5 |  | Combustion Turbine |  | FRCC | Florida | 12 | Volusia | 127 | 12127 | 50 | 13800 | 1975 | 9999 |  |  | N | Distillate Fuel Oil | [12 empty] | 0.501 | 0.42462 | 0.42462 | 0.42462 | 0.42462 | [11 empty] | Duke Energy Florida | 100 | Duke Energy Corp | 100
DeBary | 6046_G_2 | 6046 | G | 2 |  | Combustion Turbine |  | FRCC | Florida | 12 | Volusia | 127 | 12127 | 48 | 13806 | 1976 | 9999 |  |  | N | Distillate Fuel Oil | [12 empty] | 0.501 | 0.46332 | 0.46332 | 0.46332 | 0.46332 | [11 empty] | Duke Energy Florida | 100 | Duke Energy Corp | 100
DeBary | 6046_G_4 | 6046 | G | 4 |  | Combustion Turbine |  | FRCC | Florida | 12 | Volusia | 127 | 12127 | 50 | 13802 | 1976 | 9999 |  |  | N | Distillate Fuel Oil | [12 empty] | 0.501 | 0.46873 | 0.46873 | 0.46873 | 0.46873 | [11 empty] | Duke Energy Florida | 100 | Duke Energy Corp | 100
DeBary | 6046_G_6 | 6046 | G | 6 |  | Combustion Turbine |  | FRCC | Florida | 12 | Volusia | 127 | 12127 | 51 | 13802 | 1976 | 9999 |  |  | N | Distillate Fuel Oil | [12 empty] | 0.501 | 0.40136 | 0.40136 | 0.40136 | 0.40136 | [11 empty] | Duke Energy Florida | 100 | Duke Energy Corp | 100
DeBary | 6046_G_10 | 6046 | G | 10 | 2718 | Combustion Turbine |  | FRCC | Florida | 12 | Volusia | 127 | 12127 | 75 | 13806 | 1992 | 9999 |  |  | N | Distillate Fuel Oil |  |  |  | H2O | [8 empty] | 0.301 | 0.13138 | 0.13138 | 0.13138 | 0.13138 | [11 empty] | Duke Energy Florida | 100 | Duke Energy Corp | 100
DeBary | 6046_G_7 | 6046 | G | 7 | 2719 | Combustion Turbine |  | FRCC | Florida | 12 | Volusia | 127 | 12127 | 79 | 13805 | 1992 | 9999 |  |  | N | Natural Gas, Distillate Fuel Oil |  |  |  | H2O | [8 empty] | 0.301 | 0.07673 | 0.07673 | 0.07673 | 0.07673 | [11 empty] | Duke Energy Florida | 100 | Duke Energy Corp | 100
DeBary | 6046_G_8 | 6046 | G | 8 | 2720 | Combustion Turbine |  | FRCC | Florida | 12 | Volusia | 127 | 12127 | 78 | 13806 | 1992 | 9999 |  |  | N | Natural Gas, Distillate Fuel Oil |  |  |  | H2O | [8 empty] | 0.301 | 0.07843 | 0.07843 | 0.07843 | 0.07843 | [11 empty] | Duke Energy Florida | 100 | Duke Energy Corp | 100
DeBary | 6046_G_9 | 6046 | G | 9 | 2721 | Combustion Turbine |  | FRCC | Florida | 12 | Volusia | 127 | 12127 | 80 | 13801 | 1992 | 9999 |  |  | N | Natural Gas, Distillate Fuel Oil |  |  |  | H2O | [8 empty] | 0.301 | 0.0758 | 0.0758 | 0.0758 | 0.0758 | [11 empty] | Duke Energy Florida | 100 | Duke Energy Corp | 100
Deerfield 2 | 6047_G_GEN1 | 6047 | G | GEN1 |  | Hydro |  | NENGREST | Massachusetts | 25 | Franklin | 11 | 25011 | 2.2 | 0 | 1913 | 9999 |  |  | N | Hydro | [13 empty] | 0 | 0 | 0 | 0 | [11 empty] | Great River Hydro LLC | 100 | ArcLight Capital Partners LLC | 100
Deerfield 2 | 6047_G_GEN2 | 6047 | G | GEN2 |  | Hydro |  | NENGREST | Massachusetts | 25 | Franklin | 11 | 25011 | 2.2 | 0 | 1913 | 9999 |  |  | N | Hydro | [13 empty] | 0 | 0 | 0 | 0 | [11 empty] | Great River Hydro LLC | 100 | ArcLight Capital Partners LLC | 100
Deerfield 2 | 6047_G_GEN3 | 6047 | G | GEN3 |  | Hydro |  | NENGREST | Massachusetts | 25 | Franklin | 11 | 25011 | 2.2 | 0 | 1913 | 9999 |  |  | N | Hydro | [13 empty] | 0 | 0 | 0 | 0 | [11 empty] | Great River Hydro LLC | 100 | ArcLight Capital Partners LLC | 100
West Tisbury Generating Facility | 6049_G_UN1 | 6049 | G | UN1 |  | Combustion Turbine | IC Engine | NENGREST | Massachusetts | 25 | Dukes | 7 | 25007 | 2.8 | 12153 | 1975 | 9999 |  |  | N | Distillate Fuel Oil | [12 empty] | 0.789 | 2.038 | 2.038 | 2.038 | 2.038 | [11 empty] | Stonepeak Kestrel Holdings LLC | 100 | Stonepeak Infrastructure Partners | 100
West Tisbury Generating Facility | 6049_G_UN2 | 6049 | G | UN2 |  | Combustion Turbine | IC Engine | NENGREST | Massachusetts | 25 | Dukes | 7 | 25007 | 2.8 | 12186 | 1975 | 9999 |  |  | N | Distillate Fuel Oil | [12 empty] | 0.789 | 2.7639 | 2.7639 | 2.7639 | 2.7639 | [11 empty] | Stonepeak Kestrel Holdings LLC | 100 | Stonepeak Infrastructure Partners | 100
Edwin I Hatch | 6051_G_1 | 6051 | G | 1 |  | Nuclear |  | S_SOU | Georgia | 13 | Appling | 1 | 13001 | 876 | 10456 | 1975 | 9999 |  |  | N | Nuclear Fuel | [13 empty] | 0 | 0 | 0 | 0 | [11 empty] | Georgia Power Co | 50.1 | Southern Co | 50.1
Edwin I Hatch | 6051_G_2 | 6051 | G | 2 |  | Nuclear |  | S_SOU | Georgia | 13 | Appling | 1 | 13001 | 883 | 10456 | 1979 | 9999 |  |  | N | Nuclear Fuel | [13 empty] | 0 | 0 | 0 | 0 | [11 empty] | Georgia Power Co | 50.1 | Southern Co | 50.1
Wansley | 6052_G_5A | 6052 | G | 5A | 90257 | Combustion Turbine |  | S_SOU | Georgia | 13 | Heard | 149 | 13149 | 49 | 25000 | 1980 | 9999 |  |  | N | Distillate Fuel Oil |  |  |  | H2O | [8 empty] | 0.052 | 1.1995 | 1.1995 | 1.1995 | 1.1995 | [11 empty] | Georgia Power Co | 53.5 | Southern Co | 53.5
Big Cajun 2 | 6055_B_2B1 | 6055 | B | 2B1 | 2724 | Coal Steam |  | MIS_LA | Louisiana | 22 | Pointe Coupee | 77 | 22077 | 568 | 10438 | 1981 | 9999 | wall | dry | N | Subbituminous |  |  | 0.5237 | LNBO | SNCR |  | 2014 | ESPC | No | ACI | 2015 |  | 0.38 | 0.12481 | 0.12481 | 0.12481 | 0.12481 | 0.1 | 0.1 | 0.1 | 0.98 | Yes | 2015 |  |  |  |  | Yes | Louisiana Generating LLC | 100 | Cleco Corp | 100
Big Cajun 2 | 6055_B_2B3 | 6055 | B | 2B3 | 2726 | Coal Steam |  | MIS_LA | Louisiana | 22 | Pointe Coupee | 77 | 22077 | 580 | 10438 | 1981 | 2032 | wall | dry | N | Subbituminous |  |  | 0.14 | LNBO | SNCR |  | 2014 | ESPC | No | ACI | 2015 |  | 0.45 | 0.12215 | 0.12215 | 0.12215 | 0.12215 | 0.1 | 0.1 | 0.1 | 0 | [7 empty] | Louisiana Generating LLC | 58 | Cleco Corp | 58
Big Cajun 2 | 6055_B_2B2 | 6055 | B | 2B2 | 2725 | O/G Steam |  | MIS_LA | Louisiana | 22 | Pointe Coupee | 77 | 22077 | 575 | 11615 | 1982 | 2032 | wall | dry | N | Natural Gas |  |  |  | LNBO + other | SNCR | [7 empty] | 1.2 | 0.08393 | 0.08393 | 0.08393 | 0.08393 | [11 empty] | Louisiana Generating LLC | 100 | Cleco Corp | 100
Cascade Creek | 6058_G_1 | 6058 | G | 1 | 90209 | Combustion Turbine |  | MIS_MNWI | Minnesota | 27 | Olmsted | 109 | 27109 | 27.9 | 10745 | 1975 | 9999 |  |  | N | Natural Gas, Distillate Fuel Oil |  |  |  | H2O | [9 empty] | 0.71728 | 0.71728 | 0.71728 | 0.71728 | [11 empty] | Rochester Dept Public Utilities | 100 | Rochester Dept Public Utilities | 100
Cascade Creek | 6058_G_2 | 6058 | G | 2 | 2727 | Combustion Turbine |  | MIS_MNWI | Minnesota | 27 | Olmsted | 109 | 27109 | 49.5 | 10745 | 2002 | 9999 |  |  | N | Natural Gas, Distillate Fuel Oil |  |  |  | H2O | [9 empty] | 0.11042 | 0.11042 | 0.11042 | 0.11042 | [11 empty] | Rochester Dept Public Utilities | 100 | Rochester Dept Public Utilities | 100
Coachella | 6060_G_1 | 6060 | G | 1 |  | Combustion Turbine |  | WECC_IID | California | 6 | Riverside | 65 | 06065 | 20.1 | 20519 | 1973 | 9999 |  |  | N | Natural Gas, Distillate Fuel Oil | [12 empty] | 0.74 | 0.33954 | 0.33954 | 0.33954 | 0.33954 | [11 empty] | Imperial Irrigation District | 100 | Imperial Irrigation District | 100
Coachella | 6060_G_2 | 6060 | G | 2 |  | Combustion Turbine |  | WECC_IID | California | 6 | Riverside | 65 | 06065 | 20 | 20520 | 1973 | 9999 |  |  | N | Natural Gas, Distillate Fuel Oil | [12 empty] | 0.74 | 0.33954 | 0.33954 | 0.33954 | 0.33954 | [11 empty] | Imperial Irrigation District | 100 | Imperial Irrigation District | 100
Coachella | 6060_G_3 | 6060 | G | 3 |  | Combustion Turbine |  | WECC_IID | California | 6 | Riverside | 65 | 06065 | 20.7 | 20520 | 1974 | 9999 |  |  | N | Natural Gas, Distillate Fuel Oil | [12 empty] | 0.74 | 0.05668 | 0.05668 | 0.05668 | 0.05668 | [11 empty] | Imperial Irrigation District | 100 | Imperial Irrigation District | 100
Coachella | 6060_G_4 | 6060 | G | 4 |  | Combustion Turbine |  | WECC_IID | California | 6 | Riverside | 65 | 06065 | 20.8 | 20519 | 1976 | 9999 |  |  | N | Natural Gas, Distillate Fuel Oil | [12 empty] | 0.74 | 0.33954 | 0.33954 | 0.33954 | 0.33954 | [11 empty] | Imperial Irrigation District | 100 | Imperial Irrigation District | 100
Electrifarm | 6063_G_1 | 6063 | G | 1 | 90086 | Combustion Turbine |  | MIS_MIDA | Iowa | 19 | Black Hawk | 13 | 19013 | 56.4 | 19079 | 1975 | 9999 |  |  | N | Natural Gas, Distillate Fuel Oil | [12 empty] | 0.7 | 0.38604 | 0.38604 | 0.38604 | 0.38604 | [11 empty] | MidAmerican Energy Co | 100 | Berkshire Hathaway Inc | 100
Electrifarm | 6063_G_2 | 6063 | G | 2 | 90087 | Combustion Turbine |  | MIS_MIDA | Iowa | 19 | Black Hawk | 13 | 19013 | 65.6 | 19091 | 1978 | 9999 |  |  | N | Natural Gas, Distillate Fuel Oil |  |  |  | H2O | [8 empty] | 0.7 | 0.25499 | 0.25499 | 0.25499 | 0.25499 | [11 empty] | MidAmerican Energy Co | 100 | Berkshire Hathaway Inc | 100
Electrifarm | 6063_G_3 | 6063 | G | 3 | 90088 | Combustion Turbine |  | MIS_MIDA | Iowa | 19 | Black Hawk | 13 | 19013 | 67.8 | 19087 | 1978 | 9999 |  |  | N | Natural Gas, Distillate Fuel Oil |  |  |  | H2O | [8 empty] | 0.7 | 0.26991 | 0.26991 | 0.26991 | 0.26991 | [11 empty] | MidAmerican Energy Co | 100 | Berkshire Hathaway Inc | 100
Nearman Creek | 6064_B_N1 | 6064 | B | N1 | 2731 | Coal Steam |  | SPP_N | Kansas | 20 | Wyandotte | 209 | 20209 | 240 | 11426 | 1981 | 9999 | wall | dry | N | Subbituminous | Dry Scrubber | 2016 | 0.961 | LNBO | SCR | 2016 |  | ESPC + B | Yes | ACI | 2016 |  | 3 | 0.21735 | 0.05 | 0.21735 | 0.05 | 0.1 | 0.1 | 0.1 | 0.99 | Yes | 2016 | [5 empty] | Kansas City Board Public Utilities | 100 | Kansas City Board Public Utilities | 100
Nearman Creek | 6064_G_CT4 | 6064 | G | CT4 | 89528 | Combustion Turbine |  | SPP_N | Kansas | 20 | Wyandotte | 209 | 20209 | 76 | 15466 | 2006 | 9999 |  |  | N | Natural Gas, Distillate Fuel Oil |  |  |  | DLNB + H2O | [8 empty] | 3 | 0.08612 | 0.08612 | 0.08612 | 0.08612 | [11 empty] | Kansas City Board Public Utilities | 100 | Kansas City Board Public Utilities | 100
Iatan | 6065_B_1 | 6065 | B | 1 | 2733 | Coal Steam |  | SPP_N | Missouri | 29 | Platte | 165 | 29165 | 700 | 9632 | 1980 | 2039 | wall | dry | N | Subbituminous | Wet Scrubber | 2009 | 0.98 | LNB + OFA | SCR | 2009 |  | B | NA | ACI | 2009 |  | 0.07 | 0.3142 | 0.07154 | 0.3142 | 0.07154 | 0.1 | 0.1 | 0.1 | 0.99 | [7 empty] | Evergy Metro Inc | 70 | Evergy Inc | 88
Iatan | 6065_B_2 | 6065 | B | 2 | 2732 | Coal Steam |  | SPP_N | Missouri | 29 | Platte | 165 | 29165 | 882 | 9502 | 2010 | 9999 | wall | dry | N | Subbituminous | Wet Scrubber | 2010 | 0.98 | LNBO + OFA | SCR | 2010 |  | B | NA | ACI | 2010 |  | 0.06 | 0.05316 | 0.05316 | 0.05316 | 0.05316 | 0.1 | 0.1 | 0.1 | 0.99 | [7 empty] | Evergy Metro Inc | 54.71 | Evergy Inc | 72.71
Jeffrey Energy Center | 6068_B_1 | 6068 | B | 1 | 2734 | Coal Steam |  | SPP_N | Kansas | 20 | Pottawatomie | 149 | 20149 | 728 | 10990 | 1978 | 2039 | tangential | dry | N | Subbituminous | Wet Scrubber | 2008 | 0.983 | LNC3 | SCR | 2014 |  | ESPC | No | ACI | 2016 |  | 0.08 | 0.2287 | 0.03992 | 0.2287 | 0.03992 | 0.1 | 0.1 | 0.1 | 0.99 | [6 empty] | Yes | Evergy Kansas Central Inc | 72 | Evergy Inc | 100
Jeffrey Energy Center | 6068_B_2 | 6068 | B | 2 | 2735 | Coal Steam |  | SPP_N | Kansas | 20 | Pottawatomie | 149 | 20149 | 733 | 11132 | 1980 | 2039 | tangential | dry | N | Subbituminous | Wet Scrubber | 2009 | 0.983 | LNC3 | SNCR |  | 2015 | ESPC | No | ACI | 2016 |  | 0.08 | 0.3597 | 0.11995 | 0.3597 | 0.11995 | 0.1 | 0.1 | 0.1 | 0.99 | [6 empty] | Yes | Evergy Kansas Central Inc | 72 | Evergy Inc | 100
Jeffrey Energy Center | 6068_B_3 | 6068 | B | 3 | 2736 | Coal Steam |  | SPP_N | Kansas | 20 | Pottawatomie | 149 | 20149 | 728 | 11180 | 1983 | 2030 | tangential | dry | N | Subbituminous | Wet Scrubber | 2008 | 0.983 | LNC3 | SNCR |  | 2015 | ESPC | No | ACI | 2016 |  | 0.08 | 0.12395 | 0.12395 | 0.12395 | 0.12395 | 0.1 | 0.1 | 0.1 | 0.99 | [7 empty] | Evergy Kansas Central Inc | 72 | Evergy Inc | 100
Trimble County | 6071_B_1 | 6071 | B | 1 | 2737 | Coal Steam |  | S_C_KY | Kentucky | 21 | Trimble | 223 | 21223 | 511 | 10039 | 1990 | 2045 | tangential | dry | N | Bituminous | Wet Scrubber | 1990 | 0.98 | LNC1 | SCR | 2002 |  | ESPC + B | No | ACI | 2015 |  | 0.84 | 0.3445 | 0.09253 | 0.3445 | 0.09253 | 0.05 | 0.1 | 0.1 | 0.99 | Yes | 2015 | [5 empty] | Louisville Gas & Electric Co | 75 | PPL Corp | 75
Trimble County | 6071_G_5 | 6071 | G | 5 | 2739 | Combustion Turbine |  | S_C_KY | Kentucky | 21 | Trimble | 223 | 21223 | 159 | 11505 | 2002 | 9999 |  |  | N | Natural Gas |  |  |  | DLNB | [8 empty] | 4 | 0.03438 | 0.03438 | 0.03438 | 0.03438 | [11 empty] | Kentucky Utilities Co | 71 | PPL Corp | 100
Trimble County | 6071_G_6 | 6071 | G | 6 | 2740 | Combustion Turbine |  | S_C_KY | Kentucky | 21 | Trimble | 223 | 21223 | 159 | 11505 | 2002 | 9999 |  |  | N | Natural Gas |  |  |  | DLNB | [8 empty] | 4 | 0.03357 | 0.03357 | 0.03357 | 0.03357 | [11 empty] | Kentucky Utilities Co | 71 | PPL Corp | 100
Trimble County | 6071_G_10 | 6071 | G | 10 | 2738 | Combustion Turbine |  | S_C_KY | Kentucky | 21 | Trimble | 223 | 21223 | 159 | 11505 | 2004 | 9999 |  |  | N | Natural Gas |  |  |  | DLNB | [8 empty] | 4 | 0.03286 | 0.03286 | 0.03286 | 0.03286 | [11 empty] | Kentucky Utilities Co | 63 | PPL Corp | 100
Trimble County | 6071_G_7 | 6071 | G | 7 | 2741 | Combustion Turbine |  | S_C_KY | Kentucky | 21 | Trimble | 223 | 21223 | 159 | 11505 | 2004 | 9999 |  |  | N | Natural Gas |  |  |  | DLNB | [8 empty] | 4 | 0.03617 | 0.03617 | 0.03617 | 0.03617 | [11 empty] | Kentucky Utilities Co | 63 | PPL Corp | 100
Trimble County | 6071_G_8 | 6071 | G | 8 | 2742 | Combustion Turbine |  | S_C_KY | Kentucky | 21 | Trimble | 223 | 21223 | 159 | 11505 | 2004 | 9999 |  |  | N | Natural Gas |  |  |  | DLNB | [8 empty] | 4 | 0.03176 | 0.03176 | 0.03176 | 0.03176 | [11 empty] | Kentucky Utilities Co | 63 | PPL Corp | 100
Trimble County | 6071_G_9 | 6071 | G | 9 | 2743 | Combustion Turbine |  | S_C_KY | Kentucky | 21 | Trimble | 223 | 21223 | 159 | 11505 | 2004 | 9999 |  |  | N | Natural Gas |  |  |  | DLNB | [8 empty] | 4 | 0.03259 | 0.03259 | 0.03259 | 0.03259 | [11 empty] | Kentucky Utilities Co | 63 | PPL Corp | 100
Trimble County | 6071_B_2 | 6071 | B | 2 | 90433 | Coal Steam |  | S_C_KY | Kentucky | 21 | Trimble | 223 | 21223 | 732 | 9716 | 2011 | 2066 | wall | dry | N | Bituminous, Subbituminous | Wet Scrubber | 2011 | 0.98 | LNB + OFA | SCR | 2011 |  | ESPC + B | No | ACI | 2011 |  | 1.2 | 0.04198 | 0.04198 | 0.04198 | 0.04198 | 0.05 | 0.1 | 0.1 | 0.99 | Yes | 2011 | [5 empty] | Kentucky Utilities Co | 60.75 | PPL Corp | 75
Grand Gulf | 6072_G_1 | 6072 | G | 1 |  | Nuclear |  | MIS_MS | Mississippi | 28 | Claiborne | 21 | 28021 | 1401 | 10456 | 1985 | 9999 |  |  | N | Nuclear Fuel | [13 empty] | 0 | 0 | 0 | 0 | [11 empty] | System Energy Resources Inc | 90 | Entergy Corp | 90
Victor J Daniel Jr | 6073_G_3 | 6073 | G | 3 | 2746 | Combined Cycle |  | S_SOU | Mississippi | 28 | Jackson | 59 | 28059 | 177.2 | 7065 | 2001 | 9999 |  |  | N | Natural Gas |  |  |  | DLNB | SCR | [7 empty] | 0.001 | 0.0079037 | 0.0079037 | 0.0079037 | 0.0079037 | [11 empty] | Mississippi Power Co | 100 | Southern Co | 100
Victor J Daniel Jr | 6073_G_3CT | 6073 | G | 3CT | 2747 | Combined Cycle |  | S_SOU | Mississippi | 28 | Jackson | 59 | 28059 | 177.2 | 7065 | 2001 | 9999 |  |  | N | Natural Gas |  |  |  | DLNB | SCR | [7 empty] | 0.001 | 0.0079037 | 0.0079037 | 0.0079037 | 0.0079037 | [11 empty] | Mississippi Power Co | 100 | Southern Co | 100
Victor J Daniel Jr | 6073_G_3ST | 6073 | G | 3ST | 2746 | Combined Cycle |  | S_SOU | Mississippi | 28 | Jackson | 59 | 28059 | 186.5 | 7065 | 2001 | 9999 |  |  | N | Natural Gas |  |  |  | DLNB | SCR | [7 empty] | 0.001 | 0.0079037 | 0.0079037 | 0.0079037 | 0.0079037 | [11 empty] | Mississippi Power Co | 100 | Southern Co | 100
Victor J Daniel Jr | 6073_G_4 | 6073 | G | 4 | 2748 | Combined Cycle |  | S_SOU | Mississippi | 28 | Jackson | 59 | 28059 | 176.9 | 7065 | 2001 | 9999 |  |  | N | Natural Gas |  |  |  | DLNB | SCR | [7 empty] | 0.001 | 0.0070583 | 0.0070583 | 0.0070583 | 0.0070583 | [11 empty] | Mississippi Power Co | 100 | Southern Co | 100
Victor J Daniel Jr | 6073_G_4CT | 6073 | G | 4CT | 2749 | Combined Cycle |  | S_SOU | Mississippi | 28 | Jackson | 59 | 28059 | 176.9 | 7065 | 2001 | 9999 |  |  | N | Natural Gas |  |  |  | DLNB | SCR | [7 empty] | 0.001 | 0.0070583 | 0.0070583 | 0.0070583 | 0.0070583 | [11 empty] | Mississippi Power Co | 100 | Southern Co | 100
Victor J Daniel Jr | 6073_G_4ST | 6073 | G | 4ST | 2748 | Combined Cycle |  | S_SOU | Mississippi | 28 | Jackson | 59 | 28059 | 186.2 | 7065 | 2001 | 9999 |  |  | N | Natural Gas |  |  |  | DLNB | SCR | [7 empty] | 0.001 | 0.0070583 | 0.0070583 | 0.0070583 | 0.0070583 | [11 empty] | Mississippi Power Co | 100 | Southern Co | 100
Greenwood (MO) | 6074_G_1 | 6074 | G | 1 | 90007 | Combustion Turbine |  | SPP_N | Missouri | 29 | Jackson | 95 | 29095 | 61.2 | 25000 | 1975 | 9999 |  |  | N | Natural Gas | [12 empty] | 2.3 | 0.18124 | 0.18124 | 0.18124 | 0.18124 | [11 empty] | Evergy Missouri West Inc | 100 | Evergy Inc | 100
Greenwood (MO) | 6074_G_2 | 6074 | G | 2 | 90008 | Combustion Turbine |  | SPP_N | Missouri | 29 | Jackson | 95 | 29095 | 59.7 | 25000 | 1975 | 9999 |  |  | N | Natural Gas | [12 empty] | 2.3 | 0.1484 | 0.1484 | 0.1484 | 0.1484 | [11 empty] | Evergy Missouri West Inc | 100 | Evergy Inc | 100
Greenwood (MO) | 6074_G_3 | 6074 | G | 3 | 90009 | Combustion Turbine |  | SPP_N | Missouri | 29 | Jackson | 95 | 29095 | 62.9 | 25000 | 1977 | 9999 |  |  | N | Natural Gas | [12 empty] | 2.3 | 0.1521 | 0.1521 | 0.1521 | 0.1521 | [11 empty] | Evergy Missouri West Inc | 100 | Evergy Inc | 100
Greenwood (MO) | 6074_G_4 | 6074 | G | 4 | 90010 | Combustion Turbine |  | SPP_N | Missouri | 29 | Jackson | 95 | 29095 | 58.3 | 25000 | 1979 | 9999 |  |  | N | Natural Gas | [12 empty] | 2.3 | 0.14049 | 0.14049 | 0.14049 | 0.14049 | [11 empty] | Evergy Missouri West Inc | 100 | Evergy Inc | 100
Greenwood (MO) | 6074_G_5 | 6074 | G | 5 |  | Solar PV |  | SPP_N | Missouri | 29 | Jackson | 95 | 29095 | 3 | 0 | 2016 | 9999 |  |  | N | Solar | [13 empty] | 0 | 0 | 0 | 0 | [11 empty] | Evergy Missouri West Inc | 100 | Evergy Inc | 100
Colstrip | 6076_B_3 | 6076 | B | 3 | 2752 | Coal Steam |  | WECC_MT | Montana | 30 | Rosebud | 87 | 30087 | 740 | 10791 | 1984 | 9999 | tangential | dry | N | Subbituminous | Wet Scrubber | 1984 | 0.95 | LNC3 |  |  |  | WS | NA | ACI | 2010 |  | 0.1 | 0.15308 | 0.15308 | 0.15308 | 0.15308 | 0.1 | 0.1 | 0.1 | 0.99 | [7 empty] | Talen Montana LLC | 30 | Riverstone Holdings LLC | 30
Colstrip | 6076_B_4 | 6076 | B | 4 | 2753 | Coal Steam |  | WECC_MT | Montana | 30 | Rosebud | 87 | 30087 | 740 | 10803 | 1986 | 9999 | tangential | dry | N | Subbituminous | Wet Scrubber | 1986 | 0.95 | LNC3 |  |  |  | WS | NA | ACI | 2010 |  | 0.1 | 0.14912 | 0.14912 | 0.14912 | 0.14912 | 0.1 | 0.1 | 0.1 | 0.99 | [7 empty] | NorthWestern Corp | 30 | NorthWestern Corp | 30
Gerald Gentleman | 6077_B_1 | 6077 | B | 1 | 2754 | Coal Steam |  | SPP_NEBR | Nebraska | 31 | Lincoln | 111 | 31111 | 665 | 10041 | 1979 | 9999 | wall | dry | N | Subbituminous |  |  |  | LNBO |  |  |  | B | NA | ACI | 2016 |  | 0.615 | 0.20599 | 0.20599 | 0.20599 | 0.20599 | 0.1 | 0.1 | 0.1 | 0 | [6 empty] | Yes | Nebraska Public Power District | 100 | Nebraska Public Power District | 100
Gerald Gentleman | 6077_B_2 | 6077 | B | 2 | 2755 | Coal Steam |  | SPP_NEBR | Nebraska | 31 | Lincoln | 111 | 31111 | 700 | 10068 | 1982 | 9999 | wall | dry | N | Subbituminous |  |  |  | LNBO |  |  |  | B | NA | ACI | 2016 |  | 0.601 | 0.1577 | 0.1577 | 0.1577 | 0.1577 | 0.1 | 0.1 | 0.1 | 0 | [6 empty] | Yes | Nebraska Public Power District | 100 | Nebraska Public Power District | 100
Stony Brook | 6081_G_CA1 | 6081 | G | CA1 | 2756 | Combined Cycle |  | NENGREST | Massachusetts | 25 | Hampden | 13 | 25013 | 96 | 9451 | 1981 | 9999 |  |  | N | Natural Gas, Distillate Fuel Oil |  |  |  | STM | [8 empty] | 1.2 | 0.20444 | 0.20444 | 0.20444 | 0.20444 | [11 empty] | Massachusetts Municipal Wholesale Electric Co | 88.44 | Massachusetts Municipal Wholesale Electric Co | 88.44
Stony Brook | 6081_G_CT1 | 6081 | G | CT1 | 2756 | Combined Cycle |  | NENGREST | Massachusetts | 25 | Hampden | 13 | 25013 | 69.7 | 9451 | 1981 | 9999 |  |  | N | Natural Gas, Distillate Fuel Oil |  |  |  | STM | [8 empty] | 1.2 | 0.20444 | 0.20444 | 0.20444 | 0.20444 | [11 empty] | Massachusetts Municipal Wholesale Electric Co | 88.44 | Massachusetts Municipal Wholesale Electric Co | 88.44
Stony Brook | 6081_G_CT2 | 6081 | G | CT2 | 2757 | Combined Cycle |  | NENGREST | Massachusetts | 25 | Hampden | 13 | 25013 | 69.7 | 9451 | 1981 | 9999 |  |  | N | Natural Gas, Distillate Fuel Oil |  |  |  | DLNB + H2O + STM | [8 empty] | 1.2 | 0.20444 | 0.20444 | 0.20444 | 0.20444 | [11 empty] | Massachusetts Municipal Wholesale Electric Co | 88.44 | Massachusetts Municipal Wholesale Electric Co | 88.44
Stony Brook | 6081_G_CT3 | 6081 | G | CT3 | 2758 | Combined Cycle |  | NENGREST | Massachusetts | 25 | Hampden | 13 | 25013 | 69.7 | 9451 | 1981 | 9999 |  |  | N | Natural Gas, Distillate Fuel Oil |  |  |  | DLNB + H2O + STM | [8 empty] | 1.2 | 0.20444 | 0.20444 | 0.20444 | 0.20444 | [11 empty] | Massachusetts Municipal Wholesale Electric Co | 88.44 | Massachusetts Municipal Wholesale Electric Co | 88.44
Stony Brook | 6081_G_EDSI | 6081 | G | EDSI |  | Combustion Turbine | IC Engine | NENGREST | Massachusetts | 25 | Hampden | 13 | 25013 | 0.6 | 12283 | 1981 | 9999 |  |  | N | Distillate Fuel Oil |  |  |  | STM | [8 empty] | 0.789 | 1.6498 | 1.6498 | 1.6498 | 1.6498 | [11 empty] | Massachusetts Municipal Wholesale Electric Co | 83.32 | Massachusetts Municipal Wholesale Electric Co | 83.32
Stony Brook | 6081_G_1 | 6081 | G | 1 | 2759 | Combustion Turbine |  | NENGREST | Massachusetts | 25 | Hampden | 13 | 25013 | 65 | 19139 | 1982 | 9999 |  |  | N | Distillate Fuel Oil |  |  |  | STM | [8 empty] | 1.2 | 1.2 | 1.2 | 1.2 | 1.2 | [11 empty] | Massachusetts Municipal Wholesale Electric Co | 100 | Massachusetts Municipal Wholesale Electric Co | 100
Stony Brook | 6081_G_2 | 6081 | G | 2 | 2760 | Combustion Turbine |  | NENGREST | Massachusetts | 25 | Hampden | 13 | 25013 | 65 | 19141 | 1982 | 9999 |  |  | N | Distillate Fuel Oil |  |  |  | DLNB + H2O | [8 empty] | 1.2 | 1.2001 | 1.2001 | 1.2001 | 1.2001 | [11 empty] | Massachusetts Municipal Wholesale Electric Co | 100 | Massachusetts Municipal Wholesale Electric Co | 100
Stony Brook | 6081_G_BS#1 | 6081 | G | BS#1 |  | Combustion Turbine | IC Engine | NENGREST | Massachusetts | 25 | Hampden | 13 | 25013 | 2 | 12283 | 2007 | 9999 |  |  | N | Distillate Fuel Oil | [13 empty] | 1.6498 | 1.6498 | 1.6498 | 1.6498 | [11 empty] | Massachusetts Municipal Wholesale Electric Co | 100 | Massachusetts Municipal Wholesale Electric Co | 100
Stony Brook | 6081_G_BS#2 | 6081 | G | BS#2 |  | Combustion Turbine | IC Engine | NENGREST | Massachusetts | 25 | Hampden | 13 | 25013 | 2 | 12283 | 2007 | 9999 |  |  | N | Distillate Fuel Oil | [13 empty] | 1.6498 | 1.6498 | 1.6498 | 1.6498 | [11 empty] | Massachusetts Municipal Wholesale Electric Co | 100 | Massachusetts Municipal Wholesale Electric Co | 100
Deerfield 3 | 6083_G_GEN1 | 6083 | G | GEN1 |  | Hydro |  | NENGREST | Massachusetts | 25 | Franklin | 11 | 25011 | 2 | 0 | 1912 | 9999 |  |  | N | Hydro | [13 empty] | 0 | 0 | 0 | 0 | [11 empty] | Great River Hydro LLC | 100 | ArcLight Capital Partners LLC | 100
Deerfield 3 | 6083_G_GEN2 | 6083 | G | GEN2 |  | Hydro |  | NENGREST | Massachusetts | 25 | Franklin | 11 | 25011 | 2 | 0 | 1912 | 9999 |  |  | N | Hydro | [13 empty] | 0 | 0 | 0 | 0 | [11 empty] | Great River Hydro LLC | 100 | ArcLight Capital Partners LLC | 100
Deerfield 3 | 6083_G_GEN3 | 6083 | G | GEN3 |  | Hydro |  | NENGREST | Massachusetts | 25 | Franklin | 11 | 25011 | 2 | 0 | 1912 | 9999 |  |  | N | Hydro | [13 empty] | 0 | 0 | 0 | 0 | [11 empty] | Great River Hydro LLC | 100 | ArcLight Capital Partners LLC | 100
R M Schahfer | 6085_G_16A | 6085 | G | 16A | 9095 | Combustion Turbine |  | MIS_INKY | Indiana | 18 | Jasper | 73 | 18073 | 78 | 16270 | 1979 | 9999 |  |  | N | Natural Gas | [12 empty] | 1.6 | 0.21918 | 0.21918 | 0.21918 | 0.21918 | [11 empty] | Northern Indiana Public Service Co LLC | 100 | NiSource Inc | 100
R M Schahfer | 6085_G_16B | 6085 | G | 16B | 9096 | Combustion Turbine |  | MIS_INKY | Indiana | 18 | Jasper | 73 | 18073 | 77 | 16270 | 1979 | 9999 |  |  | N | Natural Gas | [12 empty] | 1.6 | 0.2298 | 0.2298 | 0.2298 | 0.2298 | [11 empty] | Northern Indiana Public Service Co LLC | 100 | NiSource Inc | 100
Cornell | 6086_G_1 | 6086 | G | 1 |  | Hydro |  | MIS_MNWI | Wisconsin | 55 | Chippewa | 17 | 55017 | 6.2 | 0 | 1976 | 9999 |  |  | N | Hydro | [13 empty] | 0 | 0 | 0 | 0 | [11 empty] | Northern States Power Co (Wisconsin) | 100 | Xcel Energy Inc | 100
Cornell | 6086_G_2 | 6086 | G | 2 |  | Hydro |  | MIS_MNWI | Wisconsin | 55 | Chippewa | 17 | 55017 | 6.4 | 0 | 1976 | 9999 |  |  | N | Hydro | [13 empty] | 0 | 0 | 0 | 0 | [11 empty] | Northern States Power Co (Wisconsin) | 100 | Xcel Energy Inc | 100
Cornell | 6086_G_3 | 6086 | G | 3 |  | Hydro |  | MIS_MNWI | Wisconsin | 55 | Chippewa | 17 | 55017 | 6.9 | 0 | 1976 | 9999 |  |  | N | Hydro | [13 empty] | 0 | 0 | 0 | 0 | [11 empty] | Northern States Power Co (Wisconsin) | 100 | Xcel Energy Inc | 100
Cornell | 6086_G_4 | 6086 | G | 4 |  | Hydro |  | MIS_MNWI | Wisconsin | 55 | Chippewa | 17 | 55017 | 0.4 | 0 | 1977 | 9999 |  |  | N | Hydro | [13 empty] | 0 | 0 | 0 | 0 | [11 empty] | Northern States Power Co (Wisconsin) | 100 | Xcel Energy Inc | 100
Wallace Dam | 6087_G_6 | 6087 | G | 6 |  | Pumped Storage |  | S_SOU | Georgia | 13 | Hancock | 141 | 13141 | 53.3 | 0 | 1979 | 9999 |  |  | N | Pumped Storage | [13 empty] | 0 | 0 | 0 | 0 | [11 empty] | Georgia Power Co | 100 | Southern Co | 100
Wallace Dam | 6087_G_1 | 6087 | G | 1 |  | Pumped Storage |  | S_SOU | Georgia | 13 | Hancock | 141 | 13141 | 53.3 | 0 | 1980 | 9999 |  |  | N | Pumped Storage | [13 empty] | 0 | 0 | 0 | 0 | [11 empty] | Georgia Power Co | 100 | Southern Co | 100
Wallace Dam | 6087_G_2 | 6087 | G | 2 |  | Pumped Storage |  | S_SOU | Georgia | 13 | Hancock | 141 | 13141 | 53.3 | 0 | 1980 | 9999 |  |  | N | Pumped Storage | [13 empty] | 0 | 0 | 0 | 0 | [11 empty] | Georgia Power Co | 100 | Southern Co | 100
Wallace Dam | 6087_G_3 | 6087 | G | 3 |  | Hydro |  | S_SOU | Georgia | 13 | Hancock | 141 | 13141 | 57.4 | 0 | 1980 | 9999 |  |  | N | Hydro | [13 empty] | 0 | 0 | 0 | 0 | [11 empty] | Georgia Power Co | 100 | Southern Co | 100
Wallace Dam | 6087_G_4 | 6087 | G | 4 |  | Hydro |  | S_SOU | Georgia | 13 | Hancock | 141 | 13141 | 57.4 | 0 | 1980 | 9999 |  |  | N | Hydro | [13 empty] | 0 | 0 | 0 | 0 | [11 empty] | Georgia Power Co | 100 | Southern Co | 100
Wallace Dam | 6087_G_5 | 6087 | G | 5 |  | Pumped Storage |  | S_SOU | Georgia | 13 | Hancock | 141 | 13141 | 53.3 | 0 | 1980 | 9999 |  |  | N | Pumped Storage | [13 empty] | 0 | 0 | 0 | 0 | [11 empty] | Georgia Power Co | 100 | Southern Co | 100
North Loop | 6088_G_1 | 6088 | G | 1 |  | Combustion Turbine |  | WECC_AZ | Arizona | 4 | Pima | 19 | 04019 | 25 | 10745 | 1972 | 9999 |  |  | N | Natural Gas, Distillate Fuel Oil | [12 empty] | 0.8 | 0.06357 | 0.06357 | 0.06357 | 0.06357 | [11 empty] | Tucson Electric Power Co | 100 | Uns Energy Corp | 100
North Loop | 6088_G_2 | 6088 | G | 2 |  | Combustion Turbine |  | WECC_AZ | Arizona | 4 | Pima | 19 | 04019 | 25 | 16189 | 1972 | 9999 |  |  | N | Natural Gas, Distillate Fuel Oil | [12 empty] | 0.8 | 0.06357 | 0.06357 | 0.06357 | 0.06357 | [11 empty] | Tucson Electric Power Co | 100 | Uns Energy Corp | 100
North Loop | 6088_G_3 | 6088 | G | 3 |  | Combustion Turbine |  | WECC_AZ | Arizona | 4 | Pima | 19 | 04019 | 25 | 16189 | 1972 | 9999 |  |  | N | Natural Gas, Distillate Fuel Oil | [12 empty] | 0.8 | 0.06357 | 0.06357 | 0.06357 | 0.06357 | [11 empty] | Tucson Electric Power Co | 100 | Uns Energy Corp | 100
North Loop | 6088_G_4 | 6088 | G | 4 |  | Combustion Turbine |  | WECC_AZ | Arizona | 4 | Pima | 19 | 04019 | 20 | 16187 | 2001 | 9999 |  |  | N | Natural Gas | [13 empty] | 0.23894 | 0.23894 | 0.23894 | 0.23894 | [11 empty] | Tucson Electric Power Co | 100 | Uns Energy Corp | 100
Lewis & Clark | 6089_G_2 | 6089 | G | 2 |  | Combustion Turbine | IC Engine | MIS_MAPP | Montana | 30 | Richland | 83 | 30083 | 9.1 | 10745 | 2016 | 9999 |  |  | N | Natural Gas | [13 empty] | 1.061 | 1.061 | 1.061 | 1.061 | [11 empty] | MDU Resources Group Inc | 100 | MDU Resources Group Inc | 100
Lewis & Clark | 6089_G_3 | 6089 | G | 3 |  | Combustion Turbine | IC Engine | MIS_MAPP | Montana | 30 | Richland | 83 | 30083 | 9.1 | 10745 | 2016 | 9999 |  |  | N | Natural Gas | [13 empty] | 0.00501 | 0.00501 | 0.00501 | 0.00501 | [11 empty] | MDU Resources Group Inc | 100 | MDU Resources Group Inc | 100
Sherburne County | 6090_B_3 | 6090 | B | 3 | 2769 | Coal Steam |  | MIS_MNWI | Minnesota | 27 | Sherburne | 141 | 27141 | 876 | 10018 | 1987 | 2030 | wall | dry | N | Subbituminous | Dry Scrubber | 1987 | 0.723 | LNB |  |  |  | B | NA | ACI | 2009 |  | 0.29 | 0.12257 | 0.12257 | 0.12257 | 0.12257 | 0.1 | 0.1 | 0.1 | 0.773 | [6 empty] | Yes | Northern States Power Co (Minnesota) | 59 | Xcel Energy Inc | 59
Spirit Mound | 6092_G_1 | 6092 | G | 1 |  | Combustion Turbine |  | SPP_WAUE | South Dakota | 46 | Clay | 27 | 46027 | 54.6 | 15525 | 1978 | 9999 |  |  | N | Distillate Fuel Oil | [12 empty] | 3 | 1.0529 | 1.0529 | 1.0529 | 1.0529 | [11 empty] | Basin Electric Power Coop | 100 | Basin Electric Power Coop | 100
Spirit Mound | 6092_G_2 | 6092 | G | 2 |  | Combustion Turbine |  | SPP_WAUE | South Dakota | 46 | Clay | 27 | 46027 | 45.5 | 15524 | 1978 | 9999 |  |  | N | Distillate Fuel Oil | [12 empty] | 3 | 1.01 | 1.01 | 1.01 | 1.01 | [11 empty] | Basin Electric Power Coop | 100 | Basin Electric Power Coop | 100
Sooner | 6095_B_1 | 6095 | B | 1 | 2773 | Coal Steam |  | SPP_WEST | Oklahoma | 40 | Noble | 103 | 40103 | 520 | 10621 | 1979 | 2044 | tangential | dry | N | Subbituminous | Dry Scrubber | 2019 | 0.95 | LNC3 + OFA |  |  |  | ESPC | No | ACI | 2016 |  | 1.2 | 0.12322 | 0.12322 | 0.12322 | 0.12322 | 0.1 | 0.1 | 0.1 | 0.99 | [6 empty] | Yes | Oklahoma Gas & Electric Co | 100 | OGE Energy Corp | 100
Sooner | 6095_B_2 | 6095 | B | 2 | 2774 | Coal Steam |  | SPP_WEST | Oklahoma | 40 | Noble | 103 | 40103 | 520 | 10479 | 1980 | 2045 | tangential | dry | N | Subbituminous | Dry Scrubber | 2019 | 0.95 | LNC3 + OFA |  |  |  | ESPC | No | ACI | 2016 |  | 1.2 | 0.12938 | 0.12938 | 0.12938 | 0.12938 | 0.1 | 0.1 | 0.1 | 0.99 | [6 empty] | Yes | Oklahoma Gas & Electric Co | 100 | OGE Energy Corp | 100
Nebraska City | 6096_B_1 | 6096 | B | 1 | 2775 | Coal Steam |  | SPP_NEBR | Nebraska | 31 | Otoe | 131 | 31131 | 654 | 9818 | 1979 | 9999 | wall | dry | N | Subbituminous |  |  |  | LNBO |  |  |  | ESPC | Yes | ACI | 2016 |  | 0.727 | 0.1874 | 0.1874 | 0.1874 | 0.1874 | 0.1 | 0.1 | 0.1 | 0.98 | Yes | 2016 |  |  |  |  | Yes | Omaha Public Power District | 100 | Omaha Public Power District | 100
Nebraska City | 6096_B_2 | 6096 | B | 2 | 90278 | Coal Steam |  | SPP_NEBR | Nebraska | 31 | Otoe | 131 | 31131 | 691 | 10016 | 2009 | 9999 | wall | dry | N | Subbituminous | Dry Scrubber | 2009 | 0.95 | LNB + OFA | SCR | 2009 |  | B | NA | ACI | 2009 |  | 0.095 | 0.5446 | 0.05884 | 0.5446 | 0.05884 | 0.1 | 0.1 | 0.1 | 0.99 | Yes | 2016 | [5 empty] | Omaha Public Power District | 100 | Omaha Public Power District | 100
Big Stone | 6098_B_1 | 6098 | B | 1 | 2776 | Coal Steam |  | MIS_MAPP | South Dakota | 46 | Grant | 51 | 46051 | 474 | 10230 | 1975 | 9999 | cyclone | wet | Y | Subbituminous | Dry Scrubber | 2015 | 0.94 | OFA | SCR | 2015 |  | B | NA | ACI | 2015 |  | 3 | 0.38882 | 0.07343 | 0.38882 | 0.07343 | 0.1 | 0.1 | 0.1 | 0.99 | [6 empty] | Yes | Otter Tail Power Co | 53.9 | Otter Tail Corp | 53.9
Big Stone | 6098_G_D1 | 6098 | G | D1 |  | Combustion Turbine | IC Engine | MIS_MAPP | South Dakota | 46 | Grant | 51 | 46051 | 0.6 | 12283 | 1975 | 9999 |  |  | N | Distillate Fuel Oil | [12 empty] | 3 | 1.6498 | 1.6498 | 1.6498 | 1.6498 | [11 empty] | Otter Tail Power Co | 53.9 | Otter Tail Corp | 53.9
Helms Pumped Storage | 6100_G_2 | 6100 | G | 2 |  | Pumped Storage |  | WEC_CALN | California | 6 | Fresno | 19 | 06019 | 404 | 0 | 1984 | 9999 |  |  | N | Pumped Storage | [13 empty] | 0 | 0 | 0 | 0 | [11 empty] | Pacific Gas & Electric Co | 100 | PG&E Corp | 100
Helms Pumped Storage | 6100_G_3 | 6100 | G | 3 |  | Pumped Storage |  | WEC_CALN | California | 6 | Fresno | 19 | 06019 | 404 | 0 | 1984 | 9999 |  |  | N | Pumped Storage | [13 empty] | 0 | 0 | 0 | 0 | [11 empty] | Pacific Gas & Electric Co | 100 | PG&E Corp | 100
Wyodak | 6101_B_BW91 | 6101 | B | BW91 | 2777 | Coal Steam |  | WECC_WY | Wyoming | 56 | Campbell | 5 | 56005 | 332 | 12221 | 1978 | 2039 | wall | dry | N | Subbituminous | Dry Scrubber | 1986 | 0.83 | LNBO |  |  |  | B | NA | ACI | 2015 |  | 0.16 | 0.22628 | 0.22628 | 0.22628 | 0.22628 | 0.1 | 0.1 | 0.1 | 0.802 | [7 empty] | PacifiCorp | 80 | Berkshire Hathaway Inc | 80
TalenEnergy Susquehanna | 6103_G_1 | 6103 | G | 1 |  | Nuclear |  | PJM_WMAC | Pennsylvania | 42 | Luzerne | 79 | 42079 | 1247 | 10456 | 1983 | 9999 |  |  | N | Nuclear Fuel | [13 empty] | 0 | 0 | 0 | 0 | [11 empty] | Susquehanna Nuclear LLC | 90 | Riverstone Holdings LLC | 90
TalenEnergy Susquehanna | 6103_G_2 | 6103 | G | 2 |  | Nuclear |  | PJM_WMAC | Pennsylvania | 42 | Luzerne | 79 | 42079 | 1247 | 10456 | 1985 | 9999 |  |  | N | Nuclear Fuel | [13 empty] | 0 | 0 | 0 | 0 | [11 empty] | Susquehanna Nuclear LLC | 90 | Riverstone Holdings LLC | 90
Limerick | 6105_G_1 | 6105 | G | 1 |  | Nuclear |  | PJM_EMAC | Pennsylvania | 42 | Montgomery | 91 | 42091 | 1119.7 | 10456 | 1986 | 9999 |  |  | N | Nuclear Fuel | [13 empty] | 0 | 0 | 0 | 0 | [11 empty] | Exelon Generation Supply LLC | 100 | Exelon Corp | 100
Limerick | 6105_G_2 | 6105 | G | 2 |  | Nuclear |  | PJM_EMAC | Pennsylvania | 42 | Montgomery | 91 | 42091 | 1122.1 | 10456 | 1990 | 9999 |  |  | N | Nuclear Fuel | [13 empty] | 0 | 0 | 0 | 0 | [11 empty] | Exelon Generation Supply LLC | 100 | Exelon Corp | 100
James A Fitzpatrick | 6110_G_1 | 6110 | G | 1 |  | Nuclear |  | NY_Z_C&E | New York | 36 | Oswego | 75 | 36075 | 848.1 | 10456 | 1976 | 9999 |  |  | N | Nuclear Fuel | [13 empty] | 0 | 0 | 0 | 0 | [11 empty] | Exelon Generation Supply LLC | 100 | Exelon Corp | 100
Fort St Vrain | 6112_G_2 | 6112 | G | 2 | 2779 | Combined Cycle |  | WECC_CO | Colorado | 8 | Weld | 123 | 08123 | 123 | 7735 | 1996 | 9999 |  |  | N | Natural Gas |  |  |  | DLNB | SCR | [7 empty] | 0.06 | 0.028969 | 0.028969 | 0.028969 | 0.028969 | [11 empty] | Public Service Co of Colorado | 100 | Xcel Energy Inc | 100
Fort St Vrain | 6112_G_1 | 6112 | G | 1 | 2779 | Combined Cycle |  | WECC_CO | Colorado | 8 | Weld | 123 | 08123 | 301 | 7735 | 1998 | 9999 |  |  | N | Natural Gas |  |  |  | LNB | SCR | [7 empty] | 0.06 | 0.028969 | 0.028969 | 0.028969 | 0.028969 | [11 empty] | Public Service Co of Colorado | 100 | Xcel Energy Inc | 100
Fort St Vrain | 6112_G_3 | 6112 | G | 3 | 2780 | Combined Cycle |  | WECC_CO | Colorado | 8 | Weld | 123 | 08123 | 128 | 7735 | 1999 | 9999 |  |  | N | Natural Gas |  |  |  | DLNB | SCR | [7 empty] | 0.06 | 0.028969 | 0.028969 | 0.028969 | 0.028969 | [11 empty] | Public Service Co of Colorado | 100 | Xcel Energy Inc | 100
Fort St Vrain | 6112_G_4 | 6112 | G | 4 | 2781 | Combined Cycle |  | WECC_CO | Colorado | 8 | Weld | 123 | 08123 | 128 | 7735 | 2001 | 9999 |  |  | N | Natural Gas |  |  |  | DLNB | SCR | [7 empty] | 0.06 | 0.028969 | 0.028969 | 0.028969 | 0.028969 | [11 empty] | Public Service Co of Colorado | 100 | Xcel Energy Inc | 100
Fort St Vrain | 6112_G_5 | 6112 | G | 5 | 90254 | Combustion Turbine |  | WECC_CO | Colorado | 8 | Weld | 123 | 08123 | 144 | 11455 | 2009 | 9999 |  |  | N | Natural Gas |  |  |  | DLNB | [8 empty] | 0.06 | 0.03923 | 0.03923 | 0.03923 | 0.03923 | [11 empty] | Public Service Co of Colorado | 100 | Xcel Energy Inc | 100
Fort St Vrain | 6112_G_6 | 6112 | G | 6 | 90255 | Combustion Turbine |  | WECC_CO | Colorado | 8 | Weld | 123 | 08123 | 144 | 11455 | 2009 | 9999 |  |  | N | Natural Gas |  |  |  | DLNB | [8 empty] | 0.06 | 0.03366 | 0.03366 | 0.03366 | 0.03366 | [11 empty] | Public Service Co of Colorado | 100 | Xcel Energy Inc | 100
Gibson | 6113_B_1 | 6113 | B | 1 | 2782 | Coal Steam |  | MIS_INKY | Indiana | 18 | Gibson | 51 | 18051 | 630 | 10394 | 1975 | 2035 | wall | dry | N | Bituminous | Wet Scrubber | 2007 | 0.97 | LNBO | SCR | 2005 |  | ESPC | No | ACI | 2015 |  | 3.19 | 0.3884 | 0.15009 | 0.3884 | 0.15009 | 0.05 | 0.1 | 0.1 | 0.99 | [7 empty] | Duke Energy Indiana | 100 | Duke Energy Corp | 100
Gibson | 6113_B_2 | 6113 | B | 2 | 2783 | Coal Steam |  | MIS_INKY | Indiana | 18 | Gibson | 51 | 18051 | 630 | 10508 | 1975 | 2035 | wall | dry | N | Bituminous | Wet Scrubber | 2007 | 0.97 | LNBO | SCR | 2002 |  | ESPC | No | ACI | 2015 |  | 3.19 | 0.2389 | 0.10654 | 0.2389 | 0.10654 | 0.05 | 0.1 | 0.1 | 0.99 | [7 empty] | Duke Energy Indiana | 100 | Duke Energy Corp | 100
Gibson | 6113_B_3 | 6113 | B | 3 | 2784 | Coal Steam |  | MIS_INKY | Indiana | 18 | Gibson | 51 | 18051 | 630 | 10586 | 1978 | 2029 | wall | dry | N | Bituminous | Wet Scrubber | 2006 | 0.97 | LNBO | SCR | 2002 |  | ESPC | No | ACI | 2015 |  | 3.19 | 0.2244 | 0.12692 | 0.2244 | 0.12692 | 0.05 | 0.1 | 0.1 | 0.99 | [7 empty] | Duke Energy Indiana | 100 | Duke Energy Corp | 100
Gibson | 6113_B_4 | 6113 | B | 4 | 2785 | Coal Steam |  | MIS_INKY | Indiana | 18 | Gibson | 51 | 18051 | 622 | 10404 | 1979 | 2029 | wall | dry | N | Bituminous | Wet Scrubber | 1995 | 0.95 | LNBO | SCR | 2003 |  | ESPC | No | ACI | 2015 |  | 0.35 | 0.4303 | 0.15285 | 0.4303 | 0.15285 | 0.05 | 0.1 | 0.1 | 0.97 | [7 empty] | Duke Energy Indiana | 100 | Duke Energy Corp | 100
Seabrook | 6115_G_1 | 6115 | G | 1 |  | Nuclear |  | NENGREST | New Hampshire | 33 | Rockingham | 15 | 33015 | 1251.4 | 10456 | 1990 | 9999 |  |  | N | Nuclear Fuel | [13 empty] | 0 | 0 | 0 | 0 | [11 empty] | NextEra Energy Seabrook LLC | 88.23 | NextEra Energy Inc | 88.23
PSEG Hope Creek Generating Station | 6118_G_1 | 6118 | G | 1 |  | Nuclear |  | PJM_EMAC | New Jersey | 34 | Salem | 33 | 34033 | 1172 | 10456 | 1986 | 9999 |  |  | N | Nuclear Fuel | [13 empty] | 0 | 0 | 0 | 0 | [11 empty] | PSEG Nuclear LLC | 100 | Public Service Enterprise Group Inc | 100
Deerfield 4 | 6119_G_GEN1 | 6119 | G | GEN1 |  | Hydro |  | NENGREST | Massachusetts | 25 | Franklin | 11 | 25011 | 2 | 0 | 1912 | 9999 |  |  | N | Hydro | [13 empty] | 0 | 0 | 0 | 0 | [11 empty] | Great River Hydro LLC | 100 | ArcLight Capital Partners LLC | 100
Deerfield 4 | 6119_G_GEN2 | 6119 | G | GEN2 |  | Hydro |  | NENGREST | Massachusetts | 25 | Franklin | 11 | 25011 | 2 | 0 | 1912 | 9999 |  |  | N | Hydro | [13 empty] | 0 | 0 | 0 | 0 | [11 empty] | Great River Hydro LLC | 100 | ArcLight Capital Partners LLC | 100
Deerfield 4 | 6119_G_GEN3 | 6119 | G | GEN3 |  | Hydro |  | NENGREST | Massachusetts | 25 | Franklin | 11 | 25011 | 2 | 0 | 1912 | 9999 |  |  | N | Hydro | [13 empty] | 0 | 0 | 0 | 0 | [11 empty] | Great River Hydro LLC | 100 | ArcLight Capital Partners LLC | 100
Whitehorn | 6120_G_2 | 6120 | G | 2 |  | Combustion Turbine |  | WECC_PNW | Washington | 53 | Whatcom | 73 | 53073 | 67 | 25000 | 1981 | 9999 |  |  | N | Natural Gas, Distillate Fuel Oil | [12 empty] | 2.63 | 0.32698 | 0.32698 | 0.32698 | 0.32698 | [11 empty] | Puget Sound Energy Inc | 100 | Puget Energy Inc | 100
Whitehorn | 6120_G_3 | 6120 | G | 3 |  | Combustion Turbine |  | WECC_PNW | Washington | 53 | Whatcom | 73 | 53073 | 67 | 24565 | 1981 | 9999 |  |  | N | Natural Gas, Distillate Fuel Oil | [12 empty] | 2.63 | 0.31384 | 0.31384 | 0.31384 | 0.31384 | [11 empty] | Puget Sound Energy Inc | 100 | Puget Energy Inc | 100
R E Ginna Nuclear Power Plant | 6122_G_1 | 6122 | G | 1 |  | Nuclear |  | NY_Z_B | New York | 36 | Wayne | 117 | 36117 | 582 | 10456 | 1970 | 9999 |  |  | N | Nuclear Fuel | [13 empty] | 0 | 0 | 0 | 0 | [11 empty] | R E Ginna Nuclear Power Plant LLC | 100 | Exelon Corp | 100
McIntosh | 6124_G_CT3 | 6124 | G | CT3 | 2790 | Combustion Turbine |  | S_SOU | Georgia | 13 | Effingham | 103 | 13103 | 82.2 | 15981 | 1994 | 9999 |  |  | N | Natural Gas, Distillate Fuel Oil |  |  |  | H2O | [8 empty] | 0.052 | 0.80134 | 0.80134 | 0.80134 | 0.80134 | [11 empty] | Georgia Power Co | 100 | Southern Co | 100
McIntosh | 6124_G_CT4 | 6124 | G | CT4 | 2791 | Combustion Turbine |  | S_SOU | Georgia | 13 | Effingham | 103 | 13103 | 82.2 | 15981 | 1994 | 9999 |  |  | N | Natural Gas, Distillate Fuel Oil |  |  |  | H2O | [8 empty] | 0.052 | 0.73383 | 0.73383 | 0.73383 | 0.73383 | [11 empty] | Georgia Power Co | 100 | Southern Co | 100
McIntosh | 6124_G_CT5 | 6124 | G | CT5 | 2792 | Combustion Turbine |  | S_SOU | Georgia | 13 | Effingham | 103 | 13103 | 82.2 | 15981 | 1994 | 9999 |  |  | N | Natural Gas, Distillate Fuel Oil |  |  |  | H2O | [8 empty] | 0.052 | 0.73315 | 0.73315 | 0.73315 | 0.73315 | [11 empty] | Georgia Power Co | 100 | Southern Co | 100
McIntosh | 6124_G_CT6 | 6124 | G | CT6 | 2793 | Combustion Turbine |  | S_SOU | Georgia | 13 | Effingham | 103 | 13103 | 82.2 | 15981 | 1994 | 9999 |  |  | N | Natural Gas, Distillate Fuel Oil |  |  |  | H2O | [8 empty] | 0.052 | 0.74358 | 0.74358 | 0.74358 | 0.74358 | [11 empty] | Georgia Power Co | 100 | Southern Co | 100
McIntosh | 6124_G_CT7 | 6124 | G | CT7 | 2794 | Combustion Turbine |  | S_SOU | Georgia | 13 | Effingham | 103 | 13103 | 82.2 | 15981 | 1994 | 9999 |  |  | N | Natural Gas, Distillate Fuel Oil |  |  |  | H2O | [8 empty] | 0.052 | 0.76243 | 0.76243 | 0.76243 | 0.76243 | [11 empty] | Georgia Power Co | 100 | Southern Co | 100
McIntosh | 6124_G_CT8 | 6124 | G | CT8 | 2795 | Combustion Turbine |  | S_SOU | Georgia | 13 | Effingham | 103 | 13103 | 82.2 | 15981 | 1994 | 9999 |  |  | N | Natural Gas, Distillate Fuel Oil |  |  |  | H2O | [8 empty] | 0.052 | 0.79614 | 0.79614 | 0.79614 | 0.79614 | [11 empty] | Georgia Power Co | 100 | Southern Co | 100
McIntosh | 6124_G_CT1 | 6124 | G | CT1 | 2788 | Combustion Turbine |  | S_SOU | Georgia | 13 | Effingham | 103 | 13103 | 82.2 | 15980 | 1995 | 9999 |  |  | N | Natural Gas, Distillate Fuel Oil |  |  |  | H2O | [8 empty] | 0.052 | 0.76449 | 0.76449 | 0.76449 | 0.76449 | [11 empty] | Georgia Power Co | 100 | Southern Co | 100
McIntosh | 6124_G_CT2 | 6124 | G | CT2 | 2789 | Combustion Turbine |  | S_SOU | Georgia | 13 | Effingham | 103 | 13103 | 82.2 | 15981 | 1995 | 9999 |  |  | N | Natural Gas, Distillate Fuel Oil |  |  |  | H2O | [8 empty] | 0.052 | 0.74997 | 0.74997 | 0.74997 | 0.74997 | [11 empty] | Georgia Power Co | 100 | Southern Co | 100
Shrewsbury | 6125_G_1 | 6125 | G | 1 |  | Combustion Turbine | IC Engine | NENGREST | Massachusetts | 25 | Worcester | 27 | 25027 | 2.8 | 18506 | 1969 | 9999 |  |  | N | Distillate Fuel Oil | [12 empty] | 0.789 | 4.4459 | 4.4459 | 4.4459 | 4.4459 | [11 empty] | Shrewsbury Electric Lighting Plant | 100 | Shrewsbury Electric Lighting Plant | 100
Shrewsbury | 6125_G_2 | 6125 | G | 2 |  | Combustion Turbine | IC Engine | NENGREST | Massachusetts | 25 | Worcester | 27 | 25027 | 2.8 | 18500 | 1969 | 9999 |  |  | N | Distillate Fuel Oil | [12 empty] | 0.789 | 4.3145 | 4.3145 | 4.3145 | 4.3145 | [11 empty] | Shrewsbury Electric Lighting Plant | 100 | Shrewsbury Electric Lighting Plant | 100
Shrewsbury | 6125_G_3 | 6125 | G | 3 |  | Combustion Turbine | IC Engine | NENGREST | Massachusetts | 25 | Worcester | 27 | 25027 | 2.8 | 18500 | 1975 | 9999 |  |  | N | Distillate Fuel Oil | [12 empty] | 0.789 | 3.4866 | 3.4866 | 3.4866 | 3.4866 | [11 empty] | Shrewsbury Electric Lighting Plant | 100 | Shrewsbury Electric Lighting Plant | 100
Shrewsbury | 6125_G_4 | 6125 | G | 4 |  | Combustion Turbine | IC Engine | NENGREST | Massachusetts | 25 | Worcester | 27 | 25027 | 2.8 | 18500 | 1975 | 9999 |  |  | N | Distillate Fuel Oil | [12 empty] | 0.789 | 4.4388 | 4.4388 | 4.4388 | 4.4388 | [11 empty] | Shrewsbury Electric Lighting Plant | 100 | Shrewsbury Electric Lighting Plant | 100
Shrewsbury | 6125_G_5 | 6125 | G | 5 |  | Combustion Turbine | IC Engine | NENGREST | Massachusetts | 25 | Worcester | 27 | 25027 | 2.8 | 18500 | 1978 | 9999 |  |  | N | Distillate Fuel Oil | [12 empty] | 0.789 | 4.4337 | 4.4337 | 4.4337 | 4.4337 | [11 empty] | Shrewsbury Electric Lighting Plant | 100 | Shrewsbury Electric Lighting Plant | 100
Fairfield Pumped Storage | 6126_G_1 | 6126 | G | 1 |  | Pumped Storage |  | S_VACA | South Carolina | 45 | Fairfield | 39 | 45039 | 72 | 0 | 1978 | 9999 |  |  | N | Pumped Storage | [13 empty] | 0 | 0 | 0 | 0 | [11 empty] | Dominion Energy South Carolina | 100 | Dominion Energy Inc | 100
Fairfield Pumped Storage | 6126_G_2 | 6126 | G | 2 |  | Pumped Storage |  | S_VACA | South Carolina | 45 | Fairfield | 39 | 45039 | 72 | 0 | 1978 | 9999 |  |  | N | Pumped Storage | [13 empty] | 0 | 0 | 0 | 0 | [11 empty] | Dominion Energy South Carolina | 100 | Dominion Energy Inc | 100
Fairfield Pumped Storage | 6126_G_3 | 6126 | G | 3 |  | Pumped Storage |  | S_VACA | South Carolina | 45 | Fairfield | 39 | 45039 | 72 | 0 | 1978 | 9999 |  |  | N | Pumped Storage | [13 empty] | 0 | 0 | 0 | 0 | [11 empty] | Dominion Energy South Carolina | 100 | Dominion Energy Inc | 100
Fairfield Pumped Storage | 6126_G_4 | 6126 | G | 4 |  | Pumped Storage |  | S_VACA | South Carolina | 45 | Fairfield | 39 | 45039 | 72 | 0 | 1978 | 9999 |  |  | N | Pumped Storage | [13 empty] | 0 | 0 | 0 | 0 | [11 empty] | Dominion Energy South Carolina | 100 | Dominion Energy Inc | 100
Fairfield Pumped Storage | 6126_G_5 | 6126 | G | 5 |  | Pumped Storage |  | S_VACA | South Carolina | 45 | Fairfield | 39 | 45039 | 72 | 0 | 1978 | 9999 |  |  | N | Pumped Storage | [13 empty] | 0 | 0 | 0 | 0 | [11 empty] | Dominion Energy South Carolina | 100 | Dominion Energy Inc | 100
Fairfield Pumped Storage | 6126_G_6 | 6126 | G | 6 |  | Pumped Storage |  | S_VACA | South Carolina | 45 | Fairfield | 39 | 45039 | 72 | 0 | 1978 | 9999 |  |  | N | Pumped Storage | [13 empty] | 0 | 0 | 0 | 0 | [11 empty] | Dominion Energy South Carolina | 100 | Dominion Energy Inc | 100
Fairfield Pumped Storage | 6126_G_7 | 6126 | G | 7 |  | Pumped Storage |  | S_VACA | South Carolina | 45 | Fairfield | 39 | 45039 | 72 | 0 | 1978 | 9999 |  |  | N | Pumped Storage | [13 empty] | 0 | 0 | 0 | 0 | [11 empty] | Dominion Energy South Carolina | 100 | Dominion Energy Inc | 100
Fairfield Pumped Storage | 6126_G_8 | 6126 | G | 8 |  | Pumped Storage |  | S_VACA | South Carolina | 45 | Fairfield | 39 | 45039 | 72 | 0 | 1978 | 9999 |  |  | N | Pumped Storage | [13 empty] | 0 | 0 | 0 | 0 | [11 empty] | Dominion Energy South Carolina | 100 | Dominion Energy Inc | 100
V C Summer | 6127_G_1 | 6127 | G | 1 |  | Nuclear |  | S_VACA | South Carolina | 45 | Fairfield | 39 | 45039 | 971 | 10456 | 1984 | 9999 |  |  | N | Nuclear Fuel | [13 empty] | 0 | 0 | 0 | 0 | [11 empty] | Dominion Energy South Carolina | 66.67 | Dominion Energy Inc | 66.67
Amistad Dam & Power | 6128_G_1 | 6128 | G | 1 |  | Hydro |  | ERC_REST | Texas | 48 | Val Verde | 465 | 48465 | 29 | 0 | 1983 | 9999 |  |  | N | Hydro | [13 empty] | 0 | 0 | 0 | 0 | [11 empty] | International Boundary & Water Commission | 100 | Intl Boundary & Water Commission | 100
Amistad Dam & Power | 6128_G_2 | 6128 | G | 2 |  | Hydro |  | ERC_REST | Texas | 48 | Val Verde | 465 | 48465 | 29 | 0 | 1983 | 9999 |  |  | N | Hydro | [13 empty] | 0 | 0 | 0 | 0 | [11 empty] | International Boundary & Water Commission | 100 | Intl Boundary & Water Commission | 100
Carters | 6130_G_1 | 6130 | G | 1 |  | Hydro |  | S_SOU | Georgia | 13 | Murray | 213 | 13213 | 143 | 0 | 1975 | 9999 |  |  | N | Hydro | [13 empty] | 0 | 0 | 0 | 0 | [11 empty] | USACE Mobile District | 100 | U S Army Corps of Engineers | 100
Carters | 6130_G_2 | 6130 | G | 2 |  | Hydro |  | S_SOU | Georgia | 13 | Murray | 213 | 13213 | 143 | 0 | 1975 | 9999 |  |  | N | Hydro | [13 empty] | 0 | 0 | 0 | 0 | [11 empty] | USACE Mobile District | 100 | U S Army Corps of Engineers | 100
Carters | 6130_G_3 | 6130 | G | 3 |  | Pumped Storage |  | S_SOU | Georgia | 13 | Murray | 213 | 13213 | 143 | 0 | 1977 | 9999 |  |  | N | Pumped Storage | [13 empty] | 0 | 0 | 0 | 0 | [11 empty] | USACE Mobile District | 100 | U S Army Corps of Engineers | 100
Carters | 6130_G_4 | 6130 | G | 4 |  | Pumped Storage |  | S_SOU | Georgia | 13 | Murray | 213 | 13213 | 143 | 0 | 1977 | 9999 |  |  | N | Pumped Storage | [13 empty] | 0 | 0 | 0 | 0 | [11 empty] | USACE Mobile District | 100 | U S Army Corps of Engineers | 100
Jones Bluff | 6131_G_1 | 6131 | G | 1 |  | Hydro |  | S_SOU | Alabama | 1 | Autauga | 1 | 01001 | 20.5 | 0 | 1975 | 9999 |  |  | N | Hydro | [13 empty] | 0 | 0 | 0 | 0 | [11 empty] | USACE Mobile District | 100 | U S Army Corps of Engineers | 100
Jones Bluff | 6131_G_2 | 6131 | G | 2 |  | Hydro |  | S_SOU | Alabama | 1 | Autauga | 1 | 01001 | 20.5 | 0 | 1975 | 9999 |  |  | N | Hydro | [13 empty] | 0 | 0 | 0 | 0 | [11 empty] | USACE Mobile District | 100 | U S Army Corps of Engineers | 100
Jones Bluff | 6131_G_3 | 6131 | G | 3 |  | Hydro |  | S_SOU | Alabama | 1 | Autauga | 1 | 01001 | 20.5 | 0 | 1975 | 9999 |  |  | N | Hydro | [13 empty] | 0 | 0 | 0 | 0 | [11 empty] | USACE Mobile District | 100 | U S Army Corps of Engineers | 100
Jones Bluff | 6131_G_4 | 6131 | G | 4 |  | Hydro |  | S_SOU | Alabama | 1 | Autauga | 1 | 01001 | 20.5 | 0 | 1975 | 9999 |  |  | N | Hydro | [13 empty] | 0 | 0 | 0 | 0 | [11 empty] | USACE Mobile District | 100 | U S Army Corps of Engineers | 100
Richard B Russell | 6132_G_1 | 6132 | G | 1 |  | Hydro |  | S_SOU | Georgia | 13 | Elbert | 105 | 13105 | 84 | 0 | 1985 | 9999 |  |  | N | Hydro | [13 empty] | 0 | 0 | 0 | 0 | [11 empty] | USACE Savannah District | 100 | U S Army Corps of Engineers | 100
Richard B Russell | 6132_G_2 | 6132 | G | 2 |  | Hydro |  | S_SOU | Georgia | 13 | Elbert | 105 | 13105 | 84 | 0 | 1985 | 9999 |  |  | N | Hydro | [13 empty] | 0 | 0 | 0 | 0 | [11 empty] | USACE Savannah District | 100 | U S Army Corps of Engineers | 100
Richard B Russell | 6132_G_3 | 6132 | G | 3 |  | Hydro |  | S_SOU | Georgia | 13 | Elbert | 105 | 13105 | 84 | 0 | 1985 | 9999 |  |  | N | Hydro | [13 empty] | 0 | 0 | 0 | 0 | [11 empty] | USACE Savannah District | 100 | U S Army Corps of Engineers | 100
Richard B Russell | 6132_G_4 | 6132 | G | 4 |  | Hydro |  | S_SOU | Georgia | 13 | Elbert | 105 | 13105 | 84 | 0 | 1986 | 9999 |  |  | N | Hydro | [13 empty] | 0 | 0 | 0 | 0 | [11 empty] | USACE Savannah District | 100 | U S Army Corps of Engineers | 100
Richard B Russell | 6132_G_5 | 6132 | G | 5 |  | Pumped Storage |  | S_SOU | Georgia | 13 | Elbert | 105 | 13105 | 82 | 0 | 2002 | 9999 |  |  | N | Pumped Storage | [13 empty] | 0 | 0 | 0 | 0 | [11 empty] | USACE Savannah District | 100 | U S Army Corps of Engineers | 100
Richard B Russell | 6132_G_6 | 6132 | G | 6 |  | Pumped Storage |  | S_SOU | Georgia | 13 | Elbert | 105 | 13105 | 82 | 0 | 2002 | 9999 |  |  | N | Pumped Storage | [13 empty] | 0 | 0 | 0 | 0 | [11 empty] | USACE Savannah District | 100 | U S Army Corps of Engineers | 100
Richard B Russell | 6132_G_7 | 6132 | G | 7 |  | Pumped Storage |  | S_SOU | Georgia | 13 | Elbert | 105 | 13105 | 82 | 0 | 2002 | 9999 |  |  | N | Pumped Storage | [13 empty] | 0 | 0 | 0 | 0 | [11 empty] | USACE Savannah District | 100 | U S Army Corps of Engineers | 100
Richard B Russell | 6132_G_8 | 6132 | G | 8 |  | Pumped Storage |  | S_SOU | Georgia | 13 | Elbert | 105 | 13105 | 82 | 0 | 2002 | 9999 |  |  | N | Pumped Storage | [13 empty] | 0 | 0 | 0 | 0 | [11 empty] | USACE Savannah District | 100 | U S Army Corps of Engineers | 100
West Point (GA) | 6133_G_1 | 6133 | G | 1 |  | Hydro |  | S_SOU | Georgia | 13 | Troup | 285 | 13285 | 3 | 0 | 1975 | 9999 |  |  | N | Hydro | [13 empty] | 0 | 0 | 0 | 0 | [11 empty] | USACE Mobile District | 100 | U S Army Corps of Engineers | 100
West Point (GA) | 6133_G_2 | 6133 | G | 2 |  | Hydro |  | S_SOU | Georgia | 13 | Troup | 285 | 13285 | 42 | 0 | 1975 | 9999 |  |  | N | Hydro | [13 empty] | 0 | 0 | 0 | 0 | [11 empty] | USACE Mobile District | 100 | U S Army Corps of Engineers | 100
West Point (GA) | 6133_G_3 | 6133 | G | 3 |  | Hydro |  | S_SOU | Georgia | 13 | Troup | 285 | 13285 | 42 | 0 | 1975 | 9999 |  |  | N | Hydro | [13 empty] | 0 | 0 | 0 | 0 | [11 empty] | USACE Mobile District | 100 | U S Army Corps of Engineers | 100
A B Brown | 6137_G_4 | 6137 | G | 4 | 2799 | Combustion Turbine |  | MIS_INKY | Indiana | 18 | Posey | 129 | 18129 | 80 | 13384 | 1991 | 9999 |  |  | N | Natural Gas, Distillate Fuel Oil |  |  |  | DLNB + H2O | [8 empty] | 1.6 | 0.15372 | 0.15372 | 0.15372 | 0.15372 | [11 empty] | Southern Indiana Gas & Electric Co | 100 | CenterPoint Energy Inc | 100
A B Brown | 6137_G_5 | 6137 | G | 5 | 10210 | Combustion Turbine |  | MIS_INKY | Indiana | 18 | Posey | 129 | 18129 | 80 | 13384 | 2002 | 9999 |  |  | N | Natural Gas |  |  |  | DLNB + H2O | [8 empty] | 1.6 | 0.02848 | 0.02848 | 0.02848 | 0.02848 | [11 empty] | Southern Indiana Gas & Electric Co | 100 | CenterPoint Energy Inc | 100
Flint Creek | 6138_B_1 | 6138 | B | 1 | 2800 | Coal Steam |  | SPP_WEST | Arkansas | 5 | Benton | 7 | 05007 | 528 | 10629 | 1978 | 2039 | wall | dry | N | Subbituminous | Dry Scrubber | 2016 | 0.9 | LNBO |  |  |  | ESPH + B | No | ACI | 2016 |  | 1.2 | 0.18498 | 0.18498 | 0.18498 | 0.18498 | 0.1 | 0.1 | 0.1 | 0.95 | [6 empty] | Yes | Arkansas Electric Coop Corp | 50 | American Electric Power Co Inc | 50
Clarence Cannon | 6140_G_1 | 6140 | G | 1 |  | Hydro |  | S_D_AECI | Missouri | 29 | Ralls | 173 | 29173 | 27 | 0 | 1984 | 9999 |  |  | N | Hydro | [13 empty] | 0 | 0 | 0 | 0 | [11 empty] | USACE St Louis District | 100 | U S Army Corps of Engineers | 100
Clarence Cannon | 6140_G_2 | 6140 | G | 2 |  | Pumped Storage |  | S_D_AECI | Missouri | 29 | Ralls | 173 | 29173 | 31 | 0 | 1984 | 9999 |  |  | N | Pumped Storage | [13 empty] | 0 | 0 | 0 | 0 | [11 empty] | USACE St Louis District | 100 | U S Army Corps of Engineers | 100
Harry Truman | 6141_G_6 | 6141 | G | 6 |  | Pumped Storage |  | SPP_WEST | Missouri | 29 | Benton | 15 | 29015 | 31 | 0 | 1979 | 9999 |  |  | N | Pumped Storage | [13 empty] | 0 | 0 | 0 | 0 | [11 empty] | USACE Kansas City District | 100 | U S Army Corps of Engineers | 100
Harry Truman | 6141_G_5 | 6141 | G | 5 |  | Pumped Storage |  | SPP_WEST | Missouri | 29 | Benton | 15 | 29015 | 31 | 0 | 1981 | 9999 |  |  | N | Pumped Storage | [13 empty] | 0 | 0 | 0 | 0 | [11 empty] | USACE Kansas City District | 100 | U S Army Corps of Engineers | 100
Harry Truman | 6141_G_1 | 6141 | G | 1 |  | Pumped Storage |  | SPP_WEST | Missouri | 29 | Benton | 15 | 29015 | 31 | 0 | 1982 | 9999 |  |  | N | Pumped Storage | [13 empty] | 0 | 0 | 0 | 0 | [11 empty] | USACE Kansas City District | 100 | U S Army Corps of Engineers | 100
Harry Truman | 6141_G_2 | 6141 | G | 2 |  | Pumped Storage |  | SPP_WEST | Missouri | 29 | Benton | 15 | 29015 | 31 | 0 | 1982 | 9999 |  |  | N | Pumped Storage | [13 empty] | 0 | 0 | 0 | 0 | [11 empty] | USACE Kansas City District | 100 | U S Army Corps of Engineers | 100
Harry Truman | 6141_G_3 | 6141 | G | 3 |  | Pumped Storage |  | SPP_WEST | Missouri | 29 | Benton | 15 | 29015 | 31 | 0 | 1982 | 9999 |  |  | N | Pumped Storage | [13 empty] | 0 | 0 | 0 | 0 | [11 empty] | USACE Kansas City District | 100 | U S Army Corps of Engineers | 100
Harry Truman | 6141_G_4 | 6141 | G | 4 |  | Pumped Storage |  | SPP_WEST | Missouri | 29 | Benton | 15 | 29015 | 31 | 0 | 1982 | 9999 |  |  | N | Pumped Storage | [13 empty] | 0 | 0 | 0 | 0 | [11 empty] | USACE Kansas City District | 100 | U S Army Corps of Engineers | 100
Ozark | 6142_G_1 | 6142 | G | 1 |  | Hydro |  | SPP_WEST | Arkansas | 5 | Franklin | 47 | 05047 | 23 | 0 | 1972 | 9999 |  |  | N | Hydro | [13 empty] | 0 | 0 | 0 | 0 | [11 empty] | USACE Little Rock District | 100 | U S Army Corps of Engineers | 100
Ozark | 6142_G_2 | 6142 | G | 2 |  | Hydro |  | SPP_WEST | Arkansas | 5 | Franklin | 47 | 05047 | 23 | 0 | 1973 | 9999 |  |  | N | Hydro | [13 empty] | 0 | 0 | 0 | 0 | [11 empty] | USACE Little Rock District | 100 | U S Army Corps of Engineers | 100
Ozark | 6142_G_3 | 6142 | G | 3 |  | Hydro |  | SPP_WEST | Arkansas | 5 | Franklin | 47 | 05047 | 23 | 0 | 1973 | 9999 |  |  | N | Hydro | [13 empty] | 0 | 0 | 0 | 0 | [11 empty] | USACE Little Rock District | 100 | U S Army Corps of Engineers | 100
Ozark | 6142_G_5 | 6142 | G | 5 |  | Hydro |  | SPP_WEST | Arkansas | 5 | Franklin | 47 | 05047 | 23 | 0 | 1974 | 9999 |  |  | N | Hydro | [13 empty] | 0 | 0 | 0 | 0 | [11 empty] | USACE Little Rock District | 100 | U S Army Corps of Engineers | 100
Comanche Peak | 6145_G_1 | 6145 | G | 1 |  | Nuclear |  | ERC_REST | Texas | 48 | Somervell | 425 | 48425 | 1205 | 10456 | 1990 | 9999 |  |  | N | Nuclear Fuel | [13 empty] | 0 | 0 | 0 | 0 | [11 empty] | Luminant | 100 | Vistra Energy | 100
Comanche Peak | 6145_G_2 | 6145 | G | 2 |  | Nuclear |  | ERC_REST | Texas | 48 | Somervell | 425 | 48425 | 1195 | 10456 | 1993 | 9999 |  |  | N | Nuclear Fuel | [13 empty] | 0 | 0 | 0 | 0 | [11 empty] | Luminant | 100 | Vistra Energy | 100
Martin Lake | 6146_B_1 | 6146 | B | 1 | 2804 | Coal Steam |  | ERC_REST | Texas | 48 | Rusk | 401 | 48401 | 800 | 11495 | 1977 | 9999 | tangential | dry | N | Lignite, Subbituminous | Wet Scrubber | 1977 | 0.95 | LNC2 |  |  |  | ESPC | Yes | ACI | 2009 |  | 1.2 | 0.15171 | 0.15171 | 0.1469 | 0.1469 | 0.1 | 0.1 | 0.1 | 0.99 | [7 empty] | Luminant | 100 | Vistra Energy | 100
Martin Lake | 6146_B_2 | 6146 | B | 2 | 2805 | Coal Steam |  | ERC_REST | Texas | 48 | Rusk | 401 | 48401 | 805 | 11314 | 1978 | 9999 | tangential | dry | N | Lignite, Subbituminous | Wet Scrubber | 1978 | 0.95 | LNC2 |  |  |  | ESPC | Yes | ACI | 2009 |  | 1.2 | 0.15356 | 0.15356 | 0.1469 | 0.1469 | 0.1 | 0.1 | 0.1 | 0.99 | [7 empty] | Luminant | 100 | Vistra Energy | 100
Martin Lake | 6146_B_3 | 6146 | B | 3 | 2806 | Coal Steam |  | ERC_REST | Texas | 48 | Rusk | 401 | 48401 | 805 | 11423 | 1979 | 9999 | tangential | dry | N | Lignite, Subbituminous | Wet Scrubber | 1979 | 0.95 | LNC2 |  |  |  | ESPC | Yes | ACI | 2008 |  | 1.2 | 0.14162 | 0.14162 | 0.14162 | 0.14162 | 0.1 | 0.1 | 0.1 | 0.99 | [7 empty] | Luminant | 100 | Vistra Energy | 100
Davis Besse | 6149_G_1 | 6149 | G | 1 |  | Nuclear |  | PJM_ATSI | Ohio | 39 | Ottawa | 123 | 39123 | 894 | 10456 | 1977 | 9999 |  |  | N | Nuclear Fuel | [13 empty] | 0 | 0 | 0 | 0 | [11 empty] | Energy Harbor Nuclear Generation LLC | 100 | FirstEnergy Corp | 100
Raccoon Mountain | 6151_G_2 | 6151 | G | 2 |  | Pumped Storage |  | S_C_TVA | Tennessee | 47 | Hamilton | 65 | 47065 | 404.1 | 0 | 1978 | 9999 |  |  | N | Pumped Storage | [13 empty] | 0 | 0 | 0 | 0 | [11 empty] | Tennessee Valley Authority | 100 | Tennessee Valley Authority | 100
Raccoon Mountain | 6151_G_1 | 6151 | G | 1 |  | Pumped Storage |  | S_C_TVA | Tennessee | 47 | Hamilton | 65 | 47065 | 404.7 | 0 | 1979 | 9999 |  |  | N | Pumped Storage | [13 empty] | 0 | 0 | 0 | 0 | [11 empty] | Tennessee Valley Authority | 100 | Tennessee Valley Authority | 100
Raccoon Mountain | 6151_G_3 | 6151 | G | 3 |  | Pumped Storage |  | S_C_TVA | Tennessee | 47 | Hamilton | 65 | 47065 | 403.5 | 0 | 1979 | 9999 |  |  | N | Pumped Storage | [13 empty] | 0 | 0 | 0 | 0 | [11 empty] | Tennessee Valley Authority | 100 | Tennessee Valley Authority | 100
Raccoon Mountain | 6151_G_4 | 6151 | G | 4 |  | Pumped Storage |  | S_C_TVA | Tennessee | 47 | Hamilton | 65 | 47065 | 404 | 0 | 1979 | 9999 |  |  | N | Pumped Storage | [13 empty] | 0 | 0 | 0 | 0 | [11 empty] | Tennessee Valley Authority | 100 | Tennessee Valley Authority | 100
Sequoyah | 6152_G_1 | 6152 | G | 1 |  | Nuclear |  | S_C_TVA | Tennessee | 47 | Hamilton | 65 | 47065 | 1152 | 10456 | 1981 | 9999 |  |  | N | Nuclear Fuel | [13 empty] | 0 | 0 | 0 | 0 | [11 empty] | Tennessee Valley Authority | 100 | Tennessee Valley Authority | 100
Sequoyah | 6152_G_2 | 6152 | G | 2 |  | Nuclear |  | S_C_TVA | Tennessee | 47 | Hamilton | 65 | 47065 | 1125.7 | 10456 | 1982 | 9999 |  |  | N | Nuclear Fuel | [13 empty] | 0 | 0 | 0 | 0 | [11 empty] | Tennessee Valley Authority | 100 | Tennessee Valley Authority | 100
Callaway | 6153_G_1 | 6153 | G | 1 |  | Nuclear |  | MIS_MO | Missouri | 29 | Callaway | 27 | 29027 | 1190 | 10456 | 1984 | 9999 |  |  | N | Nuclear Fuel | [13 empty] | 0 | 0 | 0 | 0 | [11 empty] | Ameren Missouri | 100 | Ameren Corp | 100
New Haven Harbor | 6156_B_NHB1 | 6156 | B | NHB1 | 2815 | O/G Steam |  | NENG_CT | Connecticut | 9 | New Haven | 9 | 09009 | 448 | 12988 | 1975 | 9999 | tangential | dry | N | Natural Gas |  |  |  | LNB | [8 empty] | 0.33 | 0.04797 | 0.04797 | 0.04797 | 0.04797 | [11 empty] | PSEG Power Connecticut LLC | 98.21 | Public Service Enterprise Group Inc | 98.21
New Haven Harbor | 6156_G_2 | 6156 | G | 2 | 90569 | Combustion Turbine |  | NENG_CT | Connecticut | 9 | New Haven | 9 | 09009 | 42.9 | 13513 | 2012 | 9999 |  |  | N | Natural Gas, Distillate Fuel Oil |  |  |  | H2O | SCR | [7 empty] | 0.002 | 0.05681 | 0.05681 | 0.05681 | 0.05681 | [11 empty] | PSEG New Haven LLC | 100 | Public Service Enterprise Group Inc | 100
New Haven Harbor | 6156_G_3 | 6156 | G | 3 | 90570 | Combustion Turbine |  | NENG_CT | Connecticut | 9 | New Haven | 9 | 09009 | 42.9 | 13512 | 2012 | 9999 |  |  | N | Natural Gas, Distillate Fuel Oil |  |  |  | H2O | SCR | [7 empty] | 0.002 | 0.03754 | 0.03754 | 0.03754 | 0.03754 | [11 empty] | PSEG New Haven LLC | 100 | Public Service Enterprise Group Inc | 100
New Haven Harbor | 6156_G_4 | 6156 | G | 4 | 90571 | Combustion Turbine |  | NENG_CT | Connecticut | 9 | New Haven | 9 | 09009 | 42.9 | 13512 | 2012 | 9999 |  |  | N | Natural Gas, Distillate Fuel Oil |  |  |  | H2O | SCR | [7 empty] | 0.002 | 0.02806 | 0.02806 | 0.02806 | 0.02806 | [11 empty] | PSEG New Haven LLC | 100 | Public Service Enterprise Group Inc | 100
New Melones | 6158_G_1 | 6158 | G | 1 |  | Hydro |  | WEC_CALN | California | 6 | Tuolumne | 109 | 06109 | 191 | 0 | 1979 | 9999 |  |  | N | Hydro | [13 empty] | 0 | 0 | 0 | 0 | [11 empty] | U S Bureau of Reclamation | 100 | U S Bureau of Reclamation | 100
New Melones | 6158_G_2 | 6158 | G | 2 |  | Hydro |  | WEC_CALN | California | 6 | Tuolumne | 109 | 06109 | 191 | 0 | 1979 | 9999 |  |  | N | Hydro | [13 empty] | 0 | 0 | 0 | 0 | [11 empty] | U S Bureau of Reclamation | 100 | U S Bureau of Reclamation | 100
Crystal | 6159_G_1 | 6159 | G | 1 |  | Hydro |  | WECC_CO | Colorado | 8 | Montrose | 85 | 08085 | 35 | 0 | 1978 | 9999 |  |  | N | Hydro | [13 empty] | 0 | 0 | 0 | 0 | [11 empty] | U S Bureau of Reclamation | 100 | U S Bureau of Reclamation | 100
Grand Coulee | 6163_G_3 | 6163 | G | 3 |  | Hydro |  | WECC_PNW | Washington | 53 | Grant | 25 | 53025 | 125 | 0 | 1941 | 9999 |  |  | N | Hydro | [13 empty] | 0 | 0 | 0 | 0 | [11 empty] | U S Bureau of Reclamation | 100 | U S Bureau of Reclamation | 100
Grand Coulee | 6163_G_LS1 | 6163 | G | LS1 |  | Hydro |  | WECC_PNW | Washington | 53 | Grant | 25 | 53025 | 10 | 0 | 1941 | 9999 |  |  | N | Hydro | [13 empty] | 0 | 0 | 0 | 0 | [11 empty] | U S Bureau of Reclamation | 100 | U S Bureau of Reclamation | 100
Grand Coulee | 6163_G_LS2 | 6163 | G | LS2 |  | Hydro |  | WECC_PNW | Washington | 53 | Grant | 25 | 53025 | 10 | 0 | 1941 | 9999 |  |  | N | Hydro | [13 empty] | 0 | 0 | 0 | 0 | [11 empty] | U S Bureau of Reclamation | 100 | U S Bureau of Reclamation | 100
Grand Coulee | 6163_G_1 | 6163 | G | 1 |  | Hydro |  | WECC_PNW | Washington | 53 | Grant | 25 | 53025 | 125 | 0 | 1942 | 9999 |  |  | N | Hydro | [13 empty] | 0 | 0 | 0 | 0 | [11 empty] | U S Bureau of Reclamation | 100 | U S Bureau of Reclamation | 100
Grand Coulee | 6163_G_2 | 6163 | G | 2 |  | Hydro |  | WECC_PNW | Washington | 53 | Grant | 25 | 53025 | 125 | 0 | 1942 | 9999 |  |  | N | Hydro | [13 empty] | 0 | 0 | 0 | 0 | [11 empty] | U S Bureau of Reclamation | 100 | U S Bureau of Reclamation | 100
Grand Coulee | 6163_G_5 | 6163 | G | 5 |  | Hydro |  | WECC_PNW | Washington | 53 | Grant | 25 | 53025 | 125 | 0 | 1943 | 9999 |  |  | N | Hydro | [13 empty] | 0 | 0 | 0 | 0 | [11 empty] | U S Bureau of Reclamation | 100 | U S Bureau of Reclamation | 100
Grand Coulee | 6163_G_6 | 6163 | G | 6 |  | Hydro |  | WECC_PNW | Washington | 53 | Grant | 25 | 53025 | 125 | 0 | 1943 | 9999 |  |  | N | Hydro | [13 empty] | 0 | 0 | 0 | 0 | [11 empty] | U S Bureau of Reclamation | 100 | U S Bureau of Reclamation | 100
Grand Coulee | 6163_G_8 | 6163 | G | 8 |  | Hydro |  | WECC_PNW | Washington | 53 | Grant | 25 | 53025 | 125 | 0 | 1943 | 9999 |  |  | N | Hydro | [13 empty] | 0 | 0 | 0 | 0 | [11 empty] | U S Bureau of Reclamation | 100 | U S Bureau of Reclamation | 100
Grand Coulee | 6163_G_4 | 6163 | G | 4 |  | Hydro |  | WECC_PNW | Washington | 53 | Grant | 25 | 53025 | 125 | 0 | 1944 | 9999 |  |  | N | Hydro | [13 empty] | 0 | 0 | 0 | 0 | [11 empty] | U S Bureau of Reclamation | 100 | U S Bureau of Reclamation | 100
Grand Coulee | 6163_G_7 | 6163 | G | 7 |  | Hydro |  | WECC_PNW | Washington | 53 | Grant | 25 | 53025 | 125 | 0 | 1947 | 9999 |  |  | N | Hydro | [13 empty] | 0 | 0 | 0 | 0 | [11 empty] | U S Bureau of Reclamation | 100 | U S Bureau of Reclamation | 100
Grand Coulee | 6163_G_9 | 6163 | G | 9 |  | Hydro |  | WECC_PNW | Washington | 53 | Grant | 25 | 53025 | 125 | 0 | 1948 | 9999 |  |  | N | Hydro | [13 empty] | 0 | 0 | 0 | 0 | [11 empty] | U S Bureau of Reclamation | 100 | U S Bureau of Reclamation | 100
Grand Coulee | 6163_G_16 | 6163 | G | 16 |  | Hydro |  | WECC_PNW | Washington | 53 | Grant | 25 | 53025 | 125 | 0 | 1949 | 9999 |  |  | N | Hydro | [13 empty] | 0 | 0 | 0 | 0 | [11 empty] | U S Bureau of Reclamation | 100 | U S Bureau of Reclamation | 100
Grand Coulee | 6163_G_17 | 6163 | G | 17 |  | Hydro |  | WECC_PNW | Washington | 53 | Grant | 25 | 53025 | 125 | 0 | 1949 | 9999 |  |  | N | Hydro | [13 empty] | 0 | 0 | 0 | 0 | [11 empty] | U S Bureau of Reclamation | 100 | U S Bureau of Reclamation | 100
Grand Coulee | 6163_G_18 | 6163 | G | 18 |  | Hydro |  | WECC_PNW | Washington | 53 | Grant | 25 | 53025 | 125 | 0 | 1949 | 9999 |  |  | N | Hydro | [13 empty] | 0 | 0 | 0 | 0 | [11 empty] | U S Bureau of Reclamation | 100 | U S Bureau of Reclamation | 100
Grand Coulee | 6163_G_13 | 6163 | G | 13 |  | Hydro |  | WECC_PNW | Washington | 53 | Grant | 25 | 53025 | 125 | 0 | 1950 | 9999 |  |  | N | Hydro | [13 empty] | 0 | 0 | 0 | 0 | [11 empty] | U S Bureau of Reclamation | 100 | U S Bureau of Reclamation | 100
Grand Coulee | 6163_G_14 | 6163 | G | 14 |  | Hydro |  | WECC_PNW | Washington | 53 | Grant | 25 | 53025 | 125 | 0 | 1950 | 9999 |  |  | N | Hydro | [13 empty] | 0 | 0 | 0 | 0 | [11 empty] | U S Bureau of Reclamation | 100 | U S Bureau of Reclamation | 100
Grand Coulee | 6163_G_15 | 6163 | G | 15 |  | Hydro |  | WECC_PNW | Washington | 53 | Grant | 25 | 53025 | 125 | 0 | 1950 | 9999 |  |  | N | Hydro | [13 empty] | 0 | 0 | 0 | 0 | [11 empty] | U S Bureau of Reclamation | 100 | U S Bureau of Reclamation | 100
Grand Coulee | 6163_G_10 | 6163 | G | 10 |  | Hydro |  | WECC_PNW | Washington | 53 | Grant | 25 | 53025 | 125 | 0 | 1951 | 9999 |  |  | N | Hydro | [13 empty] | 0 | 0 | 0 | 0 | [11 empty] | U S Bureau of Reclamation | 100 | U S Bureau of Reclamation | 100
Grand Coulee | 6163_G_11 | 6163 | G | 11 |  | Hydro |  | WECC_PNW | Washington | 53 | Grant | 25 | 53025 | 125 | 0 | 1951 | 9999 |  |  | N | Hydro | [13 empty] | 0 | 0 | 0 | 0 | [11 empty] | U S Bureau of Reclamation | 100 | U S Bureau of Reclamation | 100
Grand Coulee | 6163_G_12 | 6163 | G | 12 |  | Hydro |  | WECC_PNW | Washington | 53 | Grant | 25 | 53025 | 125 | 0 | 1951 | 9999 |  |  | N | Hydro | [13 empty] | 0 | 0 | 0 | 0 | [11 empty] | U S Bureau of Reclamation | 100 | U S Bureau of Reclamation | 100
Grand Coulee | 6163_G_LS3 | 6163 | G | LS3 |  | Hydro |  | WECC_PNW | Washington | 53 | Grant | 25 | 53025 | 10 | 0 | 1951 | 9999 |  |  | N | Hydro | [13 empty] | 0 | 0 | 0 | 0 | [11 empty] | U S Bureau of Reclamation | 100 | U S Bureau of Reclamation | 100
Grand Coulee | 6163_G_PG7 | 6163 | G | PG7 |  | Pumped Storage |  | WECC_PNW | Washington | 53 | Grant | 25 | 53025 | 50 | 0 | 1973 | 9999 |  |  | N | Pumped Storage | [13 empty] | 0 | 0 | 0 | 0 | [11 empty] | U S Bureau of Reclamation | 100 | U S Bureau of Reclamation | 100
Grand Coulee | 6163_G_PG8 | 6163 | G | PG8 |  | Pumped Storage |  | WECC_PNW | Washington | 53 | Grant | 25 | 53025 | 50 | 0 | 1973 | 9999 |  |  | N | Pumped Storage | [13 empty] | 0 | 0 | 0 | 0 | [11 empty] | U S Bureau of Reclamation | 100 | U S Bureau of Reclamation | 100
Grand Coulee | 6163_G_19 | 6163 | G | 19 |  | Hydro |  | WECC_PNW | Washington | 53 | Grant | 25 | 53025 | 690 | 0 | 1975 | 9999 |  |  | N | Hydro | [13 empty] | 0 | 0 | 0 | 0 | [11 empty] | U S Bureau of Reclamation | 100 | U S Bureau of Reclamation | 100
Grand Coulee | 6163_G_20 | 6163 | G | 20 |  | Hydro |  | WECC_PNW | Washington | 53 | Grant | 25 | 53025 | 690 | 0 | 1976 | 9999 |  |  | N | Hydro | [13 empty] | 0 | 0 | 0 | 0 | [11 empty] | U S Bureau of Reclamation | 100 | U S Bureau of Reclamation | 100
Grand Coulee | 6163_G_21 | 6163 | G | 21 |  | Hydro |  | WECC_PNW | Washington | 53 | Grant | 25 | 53025 | 690 | 0 | 1976 | 9999 |  |  | N | Hydro | [13 empty] | 0 | 0 | 0 | 0 | [11 empty] | U S Bureau of Reclamation | 100 | U S Bureau of Reclamation | 100
Grand Coulee | 6163_G_22 | 6163 | G | 22 |  | Hydro |  | WECC_PNW | Washington | 53 | Grant | 25 | 53025 | 805 | 0 | 1978 | 9999 |  |  | N | Hydro | [13 empty] | 0 | 0 | 0 | 0 | [11 empty] | U S Bureau of Reclamation | 100 | U S Bureau of Reclamation | 100
Grand Coulee | 6163_G_23 | 6163 | G | 23 |  | Hydro |  | WECC_PNW | Washington | 53 | Grant | 25 | 53025 | 805 | 0 | 1979 | 9999 |  |  | N | Hydro | [13 empty] | 0 | 0 | 0 | 0 | [11 empty] | U S Bureau of Reclamation | 100 | U S Bureau of Reclamation | 100
Grand Coulee | 6163_G_24 | 6163 | G | 24 |  | Hydro |  | WECC_PNW | Washington | 53 | Grant | 25 | 53025 | 805 | 0 | 1980 | 9999 |  |  | N | Hydro | [13 empty] | 0 | 0 | 0 | 0 | [11 empty] | U S Bureau of Reclamation | 100 | U S Bureau of Reclamation | 100
Grand Coulee | 6163_G_PG10 | 6163 | G | PG10 |  | Pumped Storage |  | WECC_PNW | Washington | 53 | Grant | 25 | 53025 | 53.5 | 0 | 1983 | 9999 |  |  | N | Pumped Storage | [13 empty] | 0 | 0 | 0 | 0 | [11 empty] | U S Bureau of Reclamation | 100 | U S Bureau of Reclamation | 100
Grand Coulee | 6163_G_PG11 | 6163 | G | PG11 |  | Pumped Storage |  | WECC_PNW | Washington | 53 | Grant | 25 | 53025 | 53.5 | 0 | 1983 | 9999 |  |  | N | Pumped Storage | [13 empty] | 0 | 0 | 0 | 0 | [11 empty] | U S Bureau of Reclamation | 100 | U S Bureau of Reclamation | 100
Grand Coulee | 6163_G_PG9 | 6163 | G | PG9 |  | Pumped Storage |  | WECC_PNW | Washington | 53 | Grant | 25 | 53025 | 53.5 | 0 | 1983 | 9999 |  |  | N | Pumped Storage | [13 empty] | 0 | 0 | 0 | 0 | [11 empty] | U S Bureau of Reclamation | 100 | U S Bureau of Reclamation | 100
Grand Coulee | 6163_G_PG12 | 6163 | G | PG12 |  | Pumped Storage |  | WECC_PNW | Washington | 53 | Grant | 25 | 53025 | 53.5 | 0 | 1984 | 9999 |  |  | N | Pumped Storage | [13 empty] | 0 | 0 | 0 | 0 | [11 empty] | U S Bureau of Reclamation | 100 | U S Bureau of Reclamation | 100
Hunter | 6165_B_1 | 6165 | B | 1 | 2816 | Coal Steam |  | WECC_UT | Utah | 49 | Emery | 15 | 49015 | 471 | 10279 | 1978 | 2031 | tangential | dry | N | Bituminous | Wet Scrubber | 1978 | 0.82 | LNC3 |  |  |  | ESPC + B | Yes |  |  |  | 0.12 | 0.20578 | 0.20578 | 0.20578 | 0.20578 | 0.05 | 0.1 | 0.56 | 0.8628 | [6 empty] | Yes | PacifiCorp | 93.75 | Berkshire Hathaway Inc | 93.75
Hunter | 6165_B_3 | 6165 | B | 3 | 2818 | Coal Steam |  | WECC_UT | Utah | 49 | Emery | 15 | 49015 | 460 | 10156 | 1978 | 2032 | wall | dry | N | Bituminous | Wet Scrubber | 1983 | 0.9 | LNBO |  |  |  | B + WS | NA |  |  |  | 0.12 | 0.28643 | 0.28643 | 0.28643 | 0.28643 | 0.05 | 0.1 | 0.56 | 0.95 | [7 empty] | PacifiCorp | 100 | Berkshire Hathaway Inc | 100
Hunter | 6165_B_2 | 6165 | B | 2 | 2817 | Coal Steam |  | WECC_UT | Utah | 49 | Emery | 15 | 49015 | 430 | 10244 | 1980 | 2032 | tangential | dry | N | Bituminous | Wet Scrubber | 1980 | 0.82 | LNC3 |  |  |  | B | NA |  |  |  | 0.12 | 0.20085 | 0.20085 | 0.20085 | 0.20085 | 0.05 | 0.1 | 0.56 | 0.8628 | [6 empty] | Yes | PacifiCorp | 60.31 | Berkshire Hathaway Inc | 60.31
Rockport | 6166_B_MB1 | 6166 | B | MB1 | 2819 | Coal Steam |  | PJM_West | Indiana | 18 | Spencer | 147 | 18147 | 1300 | 10007 | 1984 | 2029 | wall | dry | N | Bituminous, Subbituminous |  |  | 0.4658 | LNB + OFA | SCR | 2017 |  | ESPC | No | ACI | 2009 |  | 0.15 | 0.20132 | 0.12467 | 0.20132 | 0.12467 | 0.1 | 0.1 | 0.1 | 0.98 | Yes | 2015 | [5 empty] | AEP Generating Co | 50 | American Electric Power Co Inc | 100
Rockport | 6166_B_MB2 | 6166 | B | MB2 | 2820 | Coal Steam |  | PJM_West | Indiana | 18 | Spencer | 147 | 18147 | 1300 | 10032 | 1989 | 2029 | wall | dry | N | Bituminous, Subbituminous |  |  | 0.4409 | LNB + OFA | SCR | 2020 |  | ESPC | No | ACI | 2009 |  | 0.15 | 0.21203 | 0.1797 | 0.21203 | 0.1797 | 0.1 | 0.1 | 0.1 | 0.98 | Yes | 2014 | [5 empty] | AEP Generating Co | 50 | American Electric Power Co Inc | 100
Bath County | 6167_G_1 | 6167 | G | 1 |  | Pumped Storage |  | PJM_Dom | Virginia | 51 | Bath | 17 | 51017 | 500 | 0 | 1985 | 9999 |  |  | N | Pumped Storage | [13 empty] | 0 | 0 | 0 | 0 | [11 empty] | Virginia Electric & Power Co | 60 | Dominion Energy Inc | 60
Bath County | 6167_G_2 | 6167 | G | 2 |  | Pumped Storage |  | PJM_Dom | Virginia | 51 | Bath | 17 | 51017 | 500 | 0 | 1985 | 9999 |  |  | N | Pumped Storage | [13 empty] | 0 | 0 | 0 | 0 | [11 empty] | Virginia Electric & Power Co | 60 | Dominion Energy Inc | 60
Bath County | 6167_G_3 | 6167 | G | 3 |  | Pumped Storage |  | PJM_Dom | Virginia | 51 | Bath | 17 | 51017 | 502 | 0 | 1985 | 9999 |  |  | N | Pumped Storage | [13 empty] | 0 | 0 | 0 | 0 | [11 empty] | Virginia Electric & Power Co | 60 | Dominion Energy Inc | 60
Bath County | 6167_G_4 | 6167 | G | 4 |  | Pumped Storage |  | PJM_Dom | Virginia | 51 | Bath | 17 | 51017 | 500 | 0 | 1985 | 9999 |  |  | N | Pumped Storage | [13 empty] | 0 | 0 | 0 | 0 | [11 empty] | Virginia Electric & Power Co | 60 | Dominion Energy Inc | 60
Bath County | 6167_G_5 | 6167 | G | 5 |  | Pumped Storage |  | PJM_Dom | Virginia | 51 | Bath | 17 | 51017 | 501 | 0 | 1985 | 9999 |  |  | N | Pumped Storage | [13 empty] | 0 | 0 | 0 | 0 | [11 empty] | Virginia Electric & Power Co | 60 | Dominion Energy Inc | 60
Bath County | 6167_G_6 | 6167 | G | 6 |  | Pumped Storage |  | PJM_Dom | Virginia | 51 | Bath | 17 | 51017 | 500 | 0 | 1985 | 9999 |  |  | N | Pumped Storage | [13 empty] | 0 | 0 | 0 | 0 | [11 empty] | Virginia Electric & Power Co | 60 | Dominion Energy Inc | 60
North Anna | 6168_G_1 | 6168 | G | 1 |  | Nuclear |  | PJM_Dom | Virginia | 51 | Louisa | 109 | 51109 | 948 | 10456 | 1978 | 9999 |  |  | N | Nuclear Fuel | [13 empty] | 0 | 0 | 0 | 0 | [11 empty] | Virginia Electric & Power Co | 88.4 | Dominion Energy Inc | 88.4
North Anna | 6168_G_2 | 6168 | G | 2 |  | Nuclear |  | PJM_Dom | Virginia | 51 | Louisa | 109 | 51109 | 944 | 10456 | 1980 | 9999 |  |  | N | Nuclear Fuel | [13 empty] | 0 | 0 | 0 | 0 | [11 empty] | Virginia Electric & Power Co | 88.4 | Dominion Energy Inc | 88.4
North Anna | 6168_G_HC1 | 6168 | G | HC1 |  | Hydro |  | PJM_Dom | Virginia | 51 | Louisa | 109 | 51109 | 1 | 0 | 1987 | 9999 |  |  | N | Hydro | [13 empty] | 0 | 0 | 0 | 0 | [11 empty] | Virginia Electric & Power Co | 100 | Dominion Energy Inc | 100
Laurel Dam | 6171_G_1 | 6171 | G | 1 |  | Hydro |  | PJM_West | Kentucky | 21 | Laurel | 125 | 21125 | 61 | 0 | 1977 | 9999 |  |  | N | Hydro | [13 empty] | 0 | 0 | 0 | 0 | [11 empty] | East Kentucky Power Coop | 100 | East Kentucky Power Coop | 100
Libby | 6172_G_1 | 6172 | G | 1 |  | Hydro |  | WECC_MT | Montana | 30 | Lincoln | 53 | 30053 | 105 | 0 | 1975 | 9999 |  |  | N | Hydro | [13 empty] | 0 | 0 | 0 | 0 | [11 empty] | USACE Northwestern Division | 100 | U S Army Corps of Engineers | 100
Libby | 6172_G_2 | 6172 | G | 2 |  | Hydro |  | WECC_MT | Montana | 30 | Lincoln | 53 | 30053 | 105 | 0 | 1975 | 9999 |  |  | N | Hydro | [13 empty] | 0 | 0 | 0 | 0 | [11 empty] | USACE Northwestern Division | 100 | U S Army Corps of Engineers | 100
Libby | 6172_G_3 | 6172 | G | 3 |  | Hydro |  | WECC_MT | Montana | 30 | Lincoln | 53 | 30053 | 105 | 0 | 1976 | 9999 |  |  | N | Hydro | [13 empty] | 0 | 0 | 0 | 0 | [11 empty] | USACE Northwestern Division | 100 | U S Army Corps of Engineers | 100
Libby | 6172_G_4 | 6172 | G | 4 |  | Hydro |  | WECC_MT | Montana | 30 | Lincoln | 53 | 30053 | 105 | 0 | 1976 | 9999 |  |  | N | Hydro | [13 empty] | 0 | 0 | 0 | 0 | [11 empty] | USACE Northwestern Division | 100 | U S Army Corps of Engineers | 100
Libby | 6172_G_5 | 6172 | G | 5 |  | Hydro |  | WECC_MT | Montana | 30 | Lincoln | 53 | 30053 | 105 | 0 | 1984 | 9999 |  |  | N | Hydro | [13 empty] | 0 | 0 | 0 | 0 | [11 empty] | USACE Northwestern Division | 100 | U S Army Corps of Engineers | 100
Lost Creek | 6174_G_1 | 6174 | G | 1 |  | Hydro |  | WECC_PNW | Oregon | 41 | Jackson | 29 | 41029 | 24.5 | 0 | 1977 | 9999 |  |  | N | Hydro | [13 empty] | 0 | 0 | 0 | 0 | [11 empty] | USACE Northwestern Division | 100 | U S Army Corps of Engineers | 100
Lost Creek | 6174_G_2 | 6174 | G | 2 |  | Hydro |  | WECC_PNW | Oregon | 41 | Jackson | 29 | 41029 | 24.5 | 0 | 1977 | 9999 |  |  | N | Hydro | [13 empty] | 0 | 0 | 0 | 0 | [11 empty] | USACE Northwestern Division | 100 | U S Army Corps of Engineers | 100
Lower Granite | 6175_G_1 | 6175 | G | 1 |  | Hydro |  | WECC_PNW | Washington | 53 | Whitman | 75 | 53075 | 135 | 0 | 1975 | 9999 |  |  | N | Hydro | [13 empty] | 0 | 0 | 0 | 0 | [11 empty] | USACE Northwestern Division | 100 | U S Army Corps of Engineers | 100
Lower Granite | 6175_G_2 | 6175 | G | 2 |  | Hydro |  | WECC_PNW | Washington | 53 | Whitman | 75 | 53075 | 127 | 0 | 1975 | 9999 |  |  | N | Hydro | [13 empty] | 0 | 0 | 0 | 0 | [11 empty] | USACE Northwestern Division | 100 | U S Army Corps of Engineers | 100
Lower Granite | 6175_G_3 | 6175 | G | 3 |  | Hydro |  | WECC_PNW | Washington | 53 | Whitman | 75 | 53075 | 135 | 0 | 1975 | 9999 |  |  | N | Hydro | [13 empty] | 0 | 0 | 0 | 0 | [11 empty] | USACE Northwestern Division | 100 | U S Army Corps of Engineers | 100
Lower Granite | 6175_G_4 | 6175 | G | 4 |  | Hydro |  | WECC_PNW | Washington | 53 | Whitman | 75 | 53075 | 135 | 0 | 1978 | 9999 |  |  | N | Hydro | [13 empty] | 0 | 0 | 0 | 0 | [11 empty] | USACE Northwestern Division | 100 | U S Army Corps of Engineers | 100
Lower Granite | 6175_G_5 | 6175 | G | 5 |  | Hydro |  | WECC_PNW | Washington | 53 | Whitman | 75 | 53075 | 135 | 0 | 1978 | 9999 |  |  | N | Hydro | [13 empty] | 0 | 0 | 0 | 0 | [11 empty] | USACE Northwestern Division | 100 | U S Army Corps of Engineers | 100
Lower Granite | 6175_G_6 | 6175 | G | 6 |  | Hydro |  | WECC_PNW | Washington | 53 | Whitman | 75 | 53075 | 135 | 0 | 1978 | 9999 |  |  | N | Hydro | [13 empty] | 0 | 0 | 0 | 0 | [11 empty] | USACE Northwestern Division | 100 | U S Army Corps of Engineers | 100
Coronado | 6177_B_U1B | 6177 | B | U1B | 2823 | Coal Steam |  | WECC_AZ | Arizona | 4 | Apache | 1 | 04001 | 380 | 10617 | 1979 | 2032 | wall | dry | N | Subbituminous | Wet Scrubber | 2012 | 0.99 | LNBO |  | 2025 |  | ESPH | No | ACI | 2013 |  | 0.8 | 0.24324 | 0.24324 | 0.24324 | 0.24324 | 0.1 | 0.1 | 0.1 | 0.99 | [6 empty] | Yes | Salt River Project | 100 | Salt River Project | 100
Coronado | 6177_B_U2B | 6177 | B | U2B | 2824 | Coal Steam |  | WECC_AZ | Arizona | 4 | Apache | 1 | 04001 | 382 | 10691 | 1980 | 2032 | wall | dry | N | Subbituminous | Wet Scrubber | 2011 | 0.99 | LNBO | SCR | 2014 |  | ESPH | No | ACI | 2013 |  | 0.8 | 0.3497 | 0.05719 | 0.3497 | 0.05719 | 0.1 | 0.1 | 0.1 | 0.99 | [6 empty] | Yes | Salt River Project | 100 | Salt River Project | 100
Fayette Power Project | 6179_B_1 | 6179 | B | 1 | 2827 | Coal Steam |  | ERC_REST | Texas | 48 | Fayette | 149 | 48149 | 590 | 10589 | 1979 | 9999 | tangential | dry | N | Subbituminous | Wet Scrubber | 2011 | 0.97 | LNC3 |  |  |  | ESPC | No | ACI | 2016 |  | 1.2 | 0.10645 | 0.10645 | 0.10645 | 0.10645 | 0.1 | 0.1 | 0.1 | 0.99 | [7 empty] | Austin Energy | 50 | Austin Energy | 50
Fayette Power Project | 6179_B_2 | 6179 | B | 2 | 2828 | Coal Steam |  | ERC_REST | Texas | 48 | Fayette | 149 | 48149 | 590 | 10606 | 1980 | 9999 | tangential | dry | N | Subbituminous | Wet Scrubber | 2011 | 0.97 | LNC3 |  |  |  | ESPC | No | ACI | 2016 |  | 1.2 | 0.11169 | 0.11169 | 0.11169 | 0.11169 | 0.1 | 0.1 | 0.1 | 0.99 | [7 empty] | Austin Energy | 50 | Austin Energy | 50
Fayette Power Project | 6179_B_3 | 6179 | B | 3 | 2829 | Coal Steam |  | ERC_REST | Texas | 48 | Fayette | 149 | 48149 | 435 | 10608 | 1988 | 9999 | tangential | dry | N | Subbituminous | Wet Scrubber | 1988 | 0.9 | LNC3 |  |  |  | ESPC | No | ACI | 2016 |  | 0.6 | 0.12667 | 0.12667 | 0.12667 | 0.12667 | 0.1 | 0.1 | 0.1 | 0.95 | [7 empty] | Lower Colorado River Authority | 100 | Lower Colorado River Authority | 100
Oak Grove (TX) | 6180_B_1 | 6180 | B | 1 | 2830 | Coal Steam |  | ERC_REST | Texas | 48 | Robertson | 395 | 48395 | 855 | 10406 | 2010 | 9999 | tangential | dry | N | Lignite | Wet Scrubber | 2009 | 0.98 | LNC2 + NH3 | SCR | 2009 |  | B | NA | ACI | 2010 |  | 0.192 | 0.07309 | 0.07309 | 0.07309 | 0.07309 | 0.1 | 0.1 | 0.1 | 0.99 | [7 empty] | Oak Grove Management Co LLC | 100 | Vistra Energy | 100
Oak Grove (TX) | 6180_B_2 | 6180 | B | 2 | 2831 | Coal Steam |  | ERC_REST | Texas | 48 | Robertson | 395 | 48395 | 855 | 10472 | 2011 | 9999 | wall | dry | N | Lignite | Wet Scrubber | 2010 | 0.98 | LNB + NH3 + OFA | SCR | 2010 |  | B | NA | ACI | 2011 |  | 0.192 | 0.07322 | 0.07322 | 0.07322 | 0.07322 | 0.1 | 0.1 | 0.1 | 0.99 | [7 empty] | Oak Grove Management Co LLC | 100 | Vistra Energy | 100
San Miguel | 6183_B_SM-1 | 6183 | B | SM-1 | 2835 | Coal Steam |  | ERC_REST | Texas | 48 | Atascosa | 13 | 48013 | 391 | 12358 | 1982 | 9999 | wall | dry | N | Lignite | Wet Scrubber | 1982 | 0.954 | LNB + OFA | SNCR |  | 2015 | ESPC | No | ACI | 2016 |  | 1.2 | 0.15881 | 0.15881 | 0.15881 | 0.15881 | 0.1 | 0.1 | 0.1 | 0.99 | [7 empty] | San Miguel Electric Coop Inc | 100 | San Miguel Electric Coop Inc | 100
Harris Dam | 6188_G_1 | 6188 | G | 1 |  | Hydro |  | S_SOU | Alabama | 1 | Randolph | 111 | 01111 | 66.5 | 0 | 1983 | 9999 |  |  | N | Hydro | [13 empty] | 0 | 0 | 0 | 0 | [11 empty] | Alabama Power Co | 100 | Southern Co | 100
Harris Dam | 6188_G_2 | 6188 | G | 2 |  | Hydro |  | S_SOU | Alabama | 1 | Randolph | 111 | 01111 | 66.5 | 0 | 1983 | 9999 |  |  | N | Hydro | [13 empty] | 0 | 0 | 0 | 0 | [11 empty] | Alabama Power Co | 100 | Southern Co | 100
Rocky Mountain Hydroelectric Plant | 6189_G_1 | 6189 | G | 1 |  | Pumped Storage |  | S_SOU | Georgia | 13 | Floyd | 115 | 13115 | 345 | 0 | 1995 | 9999 |  |  | N | Pumped Storage | [13 empty] | 0 | 0 | 0 | 0 | [11 empty] | Oglethorpe Power Corp | 74.61 | Oglethorpe Power Corp | 74.61
Rocky Mountain Hydroelectric Plant | 6189_G_2 | 6189 | G | 2 |  | Pumped Storage |  | S_SOU | Georgia | 13 | Floyd | 115 | 13115 | 345 | 0 | 1995 | 9999 |  |  | N | Pumped Storage | [13 empty] | 0 | 0 | 0 | 0 | [11 empty] | Oglethorpe Power Corp | 74.61 | Oglethorpe Power Corp | 74.61
Rocky Mountain Hydroelectric Plant | 6189_G_3 | 6189 | G | 3 |  | Pumped Storage |  | S_SOU | Georgia | 13 | Floyd | 115 | 13115 | 345 | 0 | 1995 | 9999 |  |  | N | Pumped Storage | [13 empty] | 0 | 0 | 0 | 0 | [11 empty] | Oglethorpe Power Corp | 74.61 | Oglethorpe Power Corp | 74.61
Brame Energy Center | 6190_B_1 | 6190 | B | 1 | 2836 | O/G Steam |  | MIS_LA | Louisiana | 22 | Rapides | 79 | 22079 | 416 | 10312 | 1975 | 9999 | wall | dry | N | Natural Gas, Residual Fuel Oil | [12 empty] | 1.4 | 0.19209 | 0.19209 | 0.19209 | 0.19209 | [11 empty] | CLECO Power LLC | 100 | Cleco Corp | 100
Brame Energy Center | 6190_B_2 | 6190 | B | 2 | 2837 | Coal Steam |  | MIS_LA | Louisiana | 22 | Rapides | 79 | 22079 | 493 | 10691 | 1982 | 9999 | wall | dry | N | Subbituminous |  |  | 0.4584 | LNBO | SNCR |  | 2013 | ESPH + B | Yes | ACI | 2015 |  | 1.2 | 0.4229 | 0.21746 | 0.4229 | 0.21746 | 0.1 | 0.1 | 0.1 | 0.98 | Yes | 2015 |  |  | C2G/Retire | 2028 |  | Lafayette Public Power Authority | 50 | Lafayette Public Power Authority | 50
Brame Energy Center | 6190_B_3-1 | 6190 | B | 3-1 | 90034 | Coal Steam |  | MIS_LA | Louisiana | 22 | Rapides | 79 | 22079 | 313 | 10177 | 2010 | 9999 | FBC | dry | N | Bituminous, Petroleum Coke | Dry Scrubber | 2010 | 0.92 | CF | SNCR |  | 2010 | B + C | NA | ACI | 2015 |  | 1.2 | 0.03962 | 0.03235 | 0.03962 | 0.03235 | 0.07 | 0.07 | 0.07 | 0.99 | Yes | 2016 | [5 empty] | CLECO Power LLC | 100 | Cleco Corp | 100
Brame Energy Center | 6190_B_3-2 | 6190 | B | 3-2 | 90035 | Coal Steam |  | MIS_LA | Louisiana | 22 | Rapides | 79 | 22079 | 313 | 10177 | 2010 | 9999 | FBC | dry | N | Bituminous, Petroleum Coke | Dry Scrubber | 2010 | 0.92 | CF | SNCR |  | 2010 | B + C | NA | ACI | 2015 |  | 1.2 | 0.02717 | 0.02717 | 0.02717 | 0.02717 | 0.07 | 0.07 | 0.07 | 0.99 | Yes | 2016 | [5 empty] | CLECO Power LLC | 100 | Cleco Corp | 100
Harrington | 6193_B_061B | 6193 | B | 061B | 2838 | Coal Steam |  | SPP_SPS | Texas | 48 | Potter | 375 | 48375 | 339 | 10689 | 1976 | 9999 | tangential | dry | N | Subbituminous |  |  |  | LNC2 + OFA |  |  |  | ESPC | No | ACI | 2015 |  | 1.2 | 0.17162 | 0.17162 | 0.1469 | 0.1469 | 0.1 | 0.1 | 0.1 | 0 |  |  |  |  | C2G | 2024 |  | Southwestern Public Service Co | 100 | Xcel Energy Inc | 100
Harrington | 6193_B_062B | 6193 | B | 062B | 2839 | Coal Steam |  | SPP_SPS | Texas | 48 | Potter | 375 | 48375 | 339 | 10600 | 1978 | 9999 | tangential | dry | N | Subbituminous |  |  |  | LNC3 + OFA |  |  |  | B | NA | ACI | 2015 |  | 1.2 | 0.14082 | 0.14082 | 0.14082 | 0.14082 | 0.1 | 0.1 | 0.1 | 0 |  |  |  |  | C2G | 2024 |  | Southwestern Public Service Co | 100 | Xcel Energy Inc | 100
Harrington | 6193_B_063B | 6193 | B | 063B | 2840 | Coal Steam |  | SPP_SPS | Texas | 48 | Potter | 375 | 48375 | 340 | 10633 | 1980 | 9999 | tangential | dry | N | Subbituminous |  |  |  | LNC3 + OFA |  |  |  | B | NA | ACI | 2015 |  | 1.2 | 0.13835 | 0.13835 | 0.13835 | 0.13835 | 0.1 | 0.1 | 0.1 | 0 |  |  |  |  | C2G | 2024 |  | Southwestern Public Service Co | 100 | Xcel Energy Inc | 100
Tolk | 6194_B_171B | 6194 | B | 171B | 2841 | Coal Steam |  | SPP_SPS | Texas | 48 | Lamb | 279 | 48279 | 532 | 10342 | 1982 | 2029 | tangential | dry | N | Subbituminous |  |  |  | LNC2 + OFA |  |  |  | B | NA | ACI | 2015 |  | 1.2 | 0.16514 | 0.16514 | 0.1469 | 0.1469 | 0.1 | 0.1 | 0.1 | 0 | [7 empty] | Southwestern Public Service Co | 100 | Xcel Energy Inc | 100
Tolk | 6194_B_172B | 6194 | B | 172B | 2842 | Coal Steam |  | SPP_SPS | Texas | 48 | Lamb | 279 | 48279 | 535 | 10255 | 1985 | 2029 | tangential | dry | N | Subbituminous |  |  |  | LNC2 + OFA |  |  |  | B | NA | ACI | 2014 |  | 1.2 | 0.16148 | 0.16148 | 0.1469 | 0.1469 | 0.1 | 0.1 | 0.1 | 0 | [7 empty] | Southwestern Public Service Co | 100 | Xcel Energy Inc | 100
John Twitty Energy Center | 6195_B_1 | 6195 | B | 1 | 2843 | Coal Steam |  | SPP_N | Missouri | 29 | Greene | 77 | 29077 | 184 | 10328 | 1976 | 9999 | wall | dry | N | Subbituminous |  |  |  | LA | SCR | 2009 |  | B | NA | ACI | 2015 |  | 1.2 | 0.3705 | 0.08378 | 0.3705 | 0.08378 | 0.1 | 0.1 | 0.1 | 0 | [7 empty] | Springfield MO (City of) | 100 | Springfield MO (City of) | 100
John Twitty Energy Center | 6195_B_2 | 6195 | B | 2 | 90438 | Coal Steam |  | SPP_N | Missouri | 29 | Greene | 77 | 29077 | 275 | 10188 | 1976 | 9999 | wall | dry | N | Subbituminous | Dry Scrubber | 2011 | 0.95 | AA + LNB | SCR | 2011 |  | B | NA | ACI | 2011 |  | 0.095 | 0.07053 | 0.07053 | 0.07053 | 0.07053 | 0.1 | 0.1 | 0.1 | 0.99 | [7 empty] | Springfield MO (City of) | 100 | Springfield MO (City of) | 100
John Twitty Energy Center | 6195_G_GT1 | 6195 | G | GT1 | 89861 | Combustion Turbine |  | SPP_N | Missouri | 29 | Greene | 77 | 29077 | 52 | 15558 | 1983 | 9999 |  |  | N | Natural Gas |  |  |  | H2O | [8 empty] | 2.3 | 0.12941 | 0.12941 | 0.12941 | 0.12941 | [11 empty] | Springfield MO (City of) | 100 | Springfield MO (City of) | 100
John Twitty Energy Center | 6195_G_GT2 | 6195 | G | GT2 | 89863 | Combustion Turbine |  | SPP_N | Missouri | 29 | Greene | 77 | 29077 | 52 | 15558 | 1983 | 9999 |  |  | N | Natural Gas |  |  |  | H2O | [8 empty] | 2.3 | 0.11342 | 0.11342 | 0.11342 | 0.11342 | [11 empty] | Springfield MO (City of) | 100 | Springfield MO (City of) | 100
W E Warne | 6196_G_1 | 6196 | G | 1 |  | Hydro |  | WECC_SCE | California | 6 | Los Angeles | 37 | 06037 | 38 | 0 | 1982 | 9999 |  |  | N | Hydro | [13 empty] | 0 | 0 | 0 | 0 | [11 empty] | California Dept Water Resources | 100 | California Dept Water Resources | 100
W E Warne | 6196_G_2 | 6196 | G | 2 |  | Hydro |  | WECC_SCE | California | 6 | Los Angeles | 37 | 06037 | 38 | 0 | 1983 | 9999 |  |  | N | Hydro | [13 empty] | 0 | 0 | 0 | 0 | [11 empty] | California Dept Water Resources | 100 | California Dept Water Resources | 100
Rock Island | 6200_G_A | 6200 | G | A |  | Hydro |  | WECC_PNW | Washington | 53 | Chelan | 7 | 53007 | 1.2 | 0 | 1931 | 9999 |  |  | N | Hydro | [13 empty] | 0 | 0 | 0 | 0 | [11 empty] | PUD No 1 of Chelan County | 100 | PUD No 1 of Chelan County | 100
Rock Island | 6200_G_B-3 | 6200 | G | B-3 |  | Hydro |  | WECC_PNW | Washington | 53 | Chelan | 7 | 53007 | 15 | 0 | 1932 | 9999 |  |  | N | Hydro | [13 empty] | 0 | 0 | 0 | 0 | [11 empty] | PUD No 1 of Chelan County | 100 | PUD No 1 of Chelan County | 100
Rock Island | 6200_G_B-4 | 6200 | G | B-4 |  | Hydro |  | WECC_PNW | Washington | 53 | Chelan | 7 | 53007 | 15 | 0 | 1932 | 9999 |  |  | N | Hydro | [13 empty] | 0 | 0 | 0 | 0 | [11 empty] | PUD No 1 of Chelan County | 100 | PUD No 1 of Chelan County | 100
Rock Island | 6200_G_B-5 | 6200 | G | B-5 |  | Hydro |  | WECC_PNW | Washington | 53 | Chelan | 7 | 53007 | 17 | 0 | 1952 | 9999 |  |  | N | Hydro | [13 empty] | 0 | 0 | 0 | 0 | [11 empty] | PUD No 1 of Chelan County | 100 | PUD No 1 of Chelan County | 100
Rock Island | 6200_G_B-6 | 6200 | G | B-6 |  | Hydro |  | WECC_PNW | Washington | 53 | Chelan | 7 | 53007 | 17 | 0 | 1952 | 9999 |  |  | N | Hydro | [13 empty] | 0 | 0 | 0 | 0 | [11 empty] | PUD No 1 of Chelan County | 100 | PUD No 1 of Chelan County | 100
Rock Island | 6200_G_B-7 | 6200 | G | B-7 |  | Hydro |  | WECC_PNW | Washington | 53 | Chelan | 7 | 53007 | 17 | 0 | 1952 | 9999 |  |  | N | Hydro | [13 empty] | 0 | 0 | 0 | 0 | [11 empty] | PUD No 1 of Chelan County | 100 | PUD No 1 of Chelan County | 100
Rock Island | 6200_G_B-10 | 6200 | G | B-10 |  | Hydro |  | WECC_PNW | Washington | 53 | Chelan | 7 | 53007 | 19 | 0 | 1953 | 9999 |  |  | N | Hydro | [13 empty] | 0 | 0 | 0 | 0 | [11 empty] | PUD No 1 of Chelan County | 100 | PUD No 1 of Chelan County | 100
Rock Island | 6200_G_B-8 | 6200 | G | B-8 |  | Hydro |  | WECC_PNW | Washington | 53 | Chelan | 7 | 53007 | 17 | 0 | 1953 | 9999 |  |  | N | Hydro | [13 empty] | 0 | 0 | 0 | 0 | [11 empty] | PUD No 1 of Chelan County | 100 | PUD No 1 of Chelan County | 100
Rock Island | 6200_G_B-9 | 6200 | G | B-9 |  | Hydro |  | WECC_PNW | Washington | 53 | Chelan | 7 | 53007 | 19 | 0 | 1953 | 9999 |  |  | N | Hydro | [13 empty] | 0 | 0 | 0 | 0 | [11 empty] | PUD No 1 of Chelan County | 100 | PUD No 1 of Chelan County | 100
Rock Island | 6200_G_U-5 | 6200 | G | U-5 |  | Hydro |  | WECC_PNW | Washington | 53 | Chelan | 7 | 53007 | 42 | 0 | 1978 | 9999 |  |  | N | Hydro | [13 empty] | 0 | 0 | 0 | 0 | [11 empty] | PUD No 1 of Chelan County | 100 | PUD No 1 of Chelan County | 100
Rock Island | 6200_G_U-6 | 6200 | G | U-6 |  | Hydro |  | WECC_PNW | Washington | 53 | Chelan | 7 | 53007 | 42 | 0 | 1978 | 9999 |  |  | N | Hydro | [13 empty] | 0 | 0 | 0 | 0 | [11 empty] | PUD No 1 of Chelan County | 100 | PUD No 1 of Chelan County | 100
Rock Island | 6200_G_U-7 | 6200 | G | U-7 |  | Hydro |  | WECC_PNW | Washington | 53 | Chelan | 7 | 53007 | 42 | 0 | 1978 | 9999 |  |  | N | Hydro | [13 empty] | 0 | 0 | 0 | 0 | [11 empty] | PUD No 1 of Chelan County | 100 | PUD No 1 of Chelan County | 100
Rock Island | 6200_G_U-8 | 6200 | G | U-8 |  | Hydro |  | WECC_PNW | Washington | 53 | Chelan | 7 | 53007 | 42 | 0 | 1978 | 9999 |  |  | N | Hydro | [13 empty] | 0 | 0 | 0 | 0 | [11 empty] | PUD No 1 of Chelan County | 100 | PUD No 1 of Chelan County | 100
Rock Island | 6200_G_U-1 | 6200 | G | U-1 |  | Hydro |  | WECC_PNW | Washington | 53 | Chelan | 7 | 53007 | 42 | 0 | 1979 | 9999 |  |  | N | Hydro | [13 empty] | 0 | 0 | 0 | 0 | [11 empty] | PUD No 1 of Chelan County | 100 | PUD No 1 of Chelan County | 100
Rock Island | 6200_G_U-2 | 6200 | G | U-2 |  | Hydro |  | WECC_PNW | Washington | 53 | Chelan | 7 | 53007 | 42 | 0 | 1979 | 9999 |  |  | N | Hydro | [13 empty] | 0 | 0 | 0 | 0 | [11 empty] | PUD No 1 of Chelan County | 100 | PUD No 1 of Chelan County | 100
Rock Island | 6200_G_U-3 | 6200 | G | U-3 |  | Hydro |  | WECC_PNW | Washington | 53 | Chelan | 7 | 53007 | 42 | 0 | 1979 | 9999 |  |  | N | Hydro | [13 empty] | 0 | 0 | 0 | 0 | [11 empty] | PUD No 1 of Chelan County | 100 | PUD No 1 of Chelan County | 100
Rock Island | 6200_G_U-4 | 6200 | G | U-4 |  | Hydro |  | WECC_PNW | Washington | 53 | Chelan | 7 | 53007 | 42 | 0 | 1979 | 9999 |  |  | N | Hydro | [13 empty] | 0 | 0 | 0 | 0 | [11 empty] | PUD No 1 of Chelan County | 100 | PUD No 1 of Chelan County | 100
Ross | 6202_G_44 | 6202 | G | 44 |  | Hydro |  | WECC_PNW | Washington | 53 | Whatcom | 73 | 53073 | 112.5 | 0 | 1952 | 9999 |  |  | N | Hydro | [13 empty] | 0 | 0 | 0 | 0 | [11 empty] | Seattle City Light | 100 | Seattle City Light | 100
Ross | 6202_G_43 | 6202 | G | 43 |  | Hydro |  | WECC_PNW | Washington | 53 | Whatcom | 73 | 53073 | 112.5 | 0 | 1953 | 9999 |  |  | N | Hydro | [13 empty] | 0 | 0 | 0 | 0 | [11 empty] | Seattle City Light | 100 | Seattle City Light | 100
Ross | 6202_G_42 | 6202 | G | 42 |  | Hydro |  | WECC_PNW | Washington | 53 | Whatcom | 73 | 53073 | 112.5 | 0 | 1954 | 9999 |  |  | N | Hydro | [13 empty] | 0 | 0 | 0 | 0 | [11 empty] | Seattle City Light | 100 | Seattle City Light | 100
Ross | 6202_G_41 | 6202 | G | 41 |  | Hydro |  | WECC_PNW | Washington | 53 | Whatcom | 73 | 53073 | 112.5 | 0 | 1956 | 9999 |  |  | N | Hydro | [13 empty] | 0 | 0 | 0 | 0 | [11 empty] | Seattle City Light | 100 | Seattle City Light | 100
Laramie River Station | 6204_B_1 | 6204 | B | 1 | 2844 | Coal Steam |  | WECC_WY | Wyoming | 56 | Platte | 31 | 56031 | 570 | 10218 | 1980 | 9999 | wall | dry | N | Subbituminous | Wet Scrubber | 1980 | 0.9 | LNB + OFA | SCR | 2019 |  | ESPH | No | ACI | 2015 |  | 0.12 | 0.247 | 0.05999 | 0.247 | 0.05999 | 0.1 | 0.1 | 0.1 | 0.95 | [6 empty] | Yes | Western Minnesota Municipal Power Agency | 49.3 | Western Minnesota Municipal Power Agency | 49.3
Laramie River Station | 6204_B_2 | 6204 | B | 2 | 2845 | Coal Steam |  | WECC_WY | Wyoming | 56 | Platte | 31 | 56031 | 570 | 10164 | 1981 | 9999 | wall | dry | N | Subbituminous | Wet Scrubber | 1981 | 0.9 | LNB + OFA | SNCR |  | 2018 | ESPH | No | ACI | 2015 |  | 0.12 | 0.14109 | 0.14109 | 0.14109 | 0.14109 | 0.1 | 0.1 | 0.1 | 0.95 | [6 empty] | Yes | Basin Electric Power Coop | 59.21 | Basin Electric Power Coop | 59.21
Laramie River Station | 6204_B_3 | 6204 | B | 3 | 2846 | Coal Steam |  | WECC_WY | Wyoming | 56 | Platte | 31 | 56031 | 570 | 10137 | 1982 | 9999 | wall | dry | N | Subbituminous | Dry Scrubber | 1984 | 0.85 | LNB + OFA | SNCR |  | 2018 | ESPH | No | ACI | 2015 |  | 0.12 | 0.3034 | 0.1432 | 0.3034 | 0.1432 | 0.1 | 0.1 | 0.1 | 0.9 | [6 empty] | Yes | Basin Electric Power Coop | 59.21 | Basin Electric Power Coop | 59.21
Tacoma | 6206_G_2 | 6206 | G | 2 |  | Hydro |  | WECC_CO | Colorado | 8 | La Plata | 67 | 08067 | 2.3 | 0 | 1905 | 9999 |  |  | N | Hydro | [13 empty] | 0 | 0 | 0 | 0 | [11 empty] | Public Service Co of Colorado | 100 | Xcel Energy Inc | 100
Tacoma | 6206_G_1 | 6206 | G | 1 |  | Hydro |  | WECC_CO | Colorado | 8 | La Plata | 67 | 08067 | 2.3 | 0 | 1906 | 9999 |  |  | N | Hydro | [13 empty] | 0 | 0 | 0 | 0 | [11 empty] | Public Service Co of Colorado | 100 | Xcel Energy Inc | 100
Ames Hydro | 6207_G_1 | 6207 | G | 1 |  | Hydro |  | WECC_CO | Colorado | 8 | San Miguel | 113 | 08113 | 3.6 | 0 | 1906 | 9999 |  |  | N | Hydro | [13 empty] | 0 | 0 | 0 | 0 | [11 empty] | Public Service Co of Colorado | 100 | Xcel Energy Inc | 100
Mount Elbert | 6208_G_1 | 6208 | G | 1 |  | Pumped Storage |  | WECC_CO | Colorado | 8 | Lake | 65 | 08065 | 115 | 0 | 1981 | 9999 |  |  | N | Pumped Storage | [13 empty] | 0 | 0 | 0 | 0 | [11 empty] | U S Bureau of Reclamation | 100 | U S Bureau of Reclamation | 100
Mount Elbert | 6208_G_2 | 6208 | G | 2 |  | Pumped Storage |  | WECC_CO | Colorado | 8 | Lake | 65 | 08065 | 115 | 0 | 1984 | 9999 |  |  | N | Pumped Storage | [13 empty] | 0 | 0 | 0 | 0 | [11 empty] | U S Bureau of Reclamation | 100 | U S Bureau of Reclamation | 100
Northeast (WA) | 6210_G_1 | 6210 | G | 1 |  | Combustion Turbine |  | WECC_PNW | Washington | 53 | Spokane | 63 | 53063 | 45 | 12657 | 1978 | 9999 |  |  | N | Natural Gas | [12 empty] | 2.63 | 0.47388 | 0.47388 | 0.47388 | 0.47388 | [11 empty] | Avista Corp | 100 | Avista Corp | 100
Dynegy Oakland Power Plant | 6211_G_GEN1 | 6211 | G | GEN1 |  | Combustion Turbine |  | WEC_CALN | California | 6 | Alameda | 1 | 06001 | 55 | 14765 | 1978 | 9999 |  |  | N | Distillate Fuel Oil | [12 empty] | 0.74 | 0.79511 | 0.79511 | 0.79511 | 0.79511 | [11 empty] | Dynegy Oakland LLC | 100 | Vistra Energy | 100
Dynegy Oakland Power Plant | 6211_G_GEN3 | 6211 | G | GEN3 |  | Combustion Turbine |  | WEC_CALN | California | 6 | Alameda | 1 | 06001 | 55 | 14765 | 1978 | 9999 |  |  | N | Distillate Fuel Oil | [12 empty] | 0.74 | 0.39333 | 0.39333 | 0.39333 | 0.39333 | [11 empty] | Dynegy Oakland LLC | 100 | Vistra Energy | 100
Merom | 6213_B_2SG1 | 6213 | B | 2SG1 | 2854 | Coal Steam |  | MIS_INKY | Indiana | 18 | Sullivan | 153 | 18153 | 492 | 10408 | 1982 | 9999 | wall | dry | N | Bituminous | Wet Scrubber | 1982 | 0.98 | LNBO | SCR | 2003 |  | ESPC | No | ACI | 2016 |  | 0.35 | 0.312 | 0.05968 | 0.312 | 0.05968 | 0.05 | 0.1 | 0.1 | 0.99 | Yes | 2016 | [5 empty] | Hoosier Energy R E C, Inc | 100 | Hoosier Energy R E C, Inc | 100
Merom | 6213_B_1SG1 | 6213 | B | 1SG1 | 2853 | Coal Steam |  | MIS_INKY | Indiana | 18 | Sullivan | 153 | 18153 | 496 | 10352 | 1983 | 9999 | wall | dry | N | Bituminous | Wet Scrubber | 1983 | 0.98 | LNBO | SCR | 2003 |  | ESPC | No | ACI | 2016 |  | 0.35 | 0.2764 | 0.06005 | 0.2764 | 0.06005 | 0.05 | 0.1 | 0.1 | 0.99 | Yes | 2016 | [5 empty] | Hoosier Energy R E C, Inc | 100 | Hoosier Energy R E C, Inc | 100
Durant | 6220_G_7 | 6220 | G | 7 |  | Combustion Turbine | IC Engine | MIS_IA | Iowa | 19 | Cedar | 31 | 19031 | 1.8 | 11593 | 1998 | 9999 |  |  | N | Distillate Fuel Oil | [12 empty] | 2.5 | 1.6498 | 1.6498 | 1.6498 | 1.6498 | [11 empty] | Durant IA (City of) | 100 | Durant IA (City of) | 100
Durant | 6220_G_8 | 6220 | G | 8 |  | Combustion Turbine | IC Engine | MIS_IA | Iowa | 19 | Cedar | 31 | 19031 | 2.6 | 13444 | 2011 | 9999 |  |  | N | Distillate Fuel Oil | [13 empty] | 1.6498 | 1.6498 | 1.6498 | 1.6498 | [11 empty] | Durant IA (City of) | 100 | Durant IA (City of) | 100
Empire Energy Center | 6223_G_1 | 6223 | G | 1 | 89857 | Combustion Turbine |  | SPP_N | Missouri | 29 | Jasper | 97 | 29097 | 82 | 12621 | 1978 | 2036 |  |  | N | Natural Gas, Distillate Fuel Oil |  |  |  | H2O | [8 empty] | 2.3 | 0.48513 | 0.48513 | 0.48513 | 0.48513 | [11 empty] | Empire District Electric Co (The) | 100 | Algonquin Power & Utilities Corp | 100
Empire Energy Center | 6223_G_2 | 6223 | G | 2 | 89858 | Combustion Turbine |  | SPP_N | Missouri | 29 | Jasper | 97 | 29097 | 82 | 12621 | 1981 | 2036 |  |  | N | Natural Gas, Distillate Fuel Oil |  |  |  | H2O | [8 empty] | 2.3 | 0.39607 | 0.39607 | 0.39607 | 0.39607 | [11 empty] | Empire District Electric Co (The) | 100 | Algonquin Power & Utilities Corp | 100
Empire Energy Center | 6223_G_3 | 6223 | G | 3 | 9179 | Combustion Turbine |  | SPP_N | Missouri | 29 | Jasper | 97 | 29097 | 49 | 12621 | 2003 | 9999 |  |  | N | Natural Gas, Distillate Fuel Oil |  |  |  | H2O | [8 empty] | 2.3 | 0.08526 | 0.08526 | 0.08526 | 0.08526 | [11 empty] | Empire District Electric Co (The) | 100 | Algonquin Power & Utilities Corp | 100
Empire Energy Center | 6223_G_4 | 6223 | G | 4 | 9181 | Combustion Turbine |  | SPP_N | Missouri | 29 | Jasper | 97 | 29097 | 49 | 12621 | 2003 | 9999 |  |  | N | Natural Gas, Distillate Fuel Oil |  |  |  | H2O | [8 empty] | 2.3 | 0.08656 | 0.08656 | 0.08656 | 0.08656 | [11 empty] | Empire District Electric Co (The) | 100 | Algonquin Power & Utilities Corp | 100
Mobile | 6229_G_1 | 6229 | G | 1 |  | Combustion Turbine | IC Engine | SPP_NEBR | Nebraska | 31 | York | 185 | 31185 | 1 | 13190 | 1980 | 9999 |  |  | N | Distillate Fuel Oil | [12 empty] | 2.5 | 1.6498 | 1.6498 | 1.6498 | 1.6498 | [11 empty] | Nebraska Public Power District | 100 | Nebraska Public Power District | 100
Mobile | 6229_G_500 | 6229 | G | 500 |  | Combustion Turbine | IC Engine | SPP_NEBR | Nebraska | 31 | York | 185 | 31185 | 0.5 | 13415 | 1994 | 9999 |  |  | N | Distillate Fuel Oil | [12 empty] | 2.5 | 1.6498 | 1.6498 | 1.6498 | 1.6498 | [11 empty] | Nebraska Public Power District | 100 | Nebraska Public Power District | 100
Mobile | 6229_G_2 | 6229 | G | 2 |  | Combustion Turbine | IC Engine | SPP_NEBR | Nebraska | 31 | York | 185 | 31185 | 1.6 | 13311 | 1996 | 9999 |  |  | N | Distillate Fuel Oil | [12 empty] | 2.5 | 1.6498 | 1.6498 | 1.6498 | 1.6498 | [11 empty] | Nebraska Public Power District | 100 | Nebraska Public Power District | 100
Pearl Station | 6238_G_GT1 | 6238 | G | GT1 |  | Combustion Turbine |  | MIS_IL | Illinois | 17 | Pike | 149 | 17149 | 20.1 | 17928 | 1973 | 2030 |  |  | N | Distillate Fuel Oil | [12 empty] | 1 | 1.01 | 1.01 | 1.01 | 1.01 | [11 empty] | Prairie Power Inc | 100 | Prairie Power Inc | 100
Dansby | 6243_B_1 | 6243 | B | 1 | 2860 | O/G Steam |  | ERC_REST | Texas | 48 | Brazos | 41 | 48041 | 110 | 14500 | 1978 | 9999 | wall | dry | N | Natural Gas |  |  |  | LNB + OFA | [8 empty] | 0.2 | 0.0892 | 0.0892 | 0.0892 | 0.0892 | [11 empty] | Bryan Texas Utilities | 100 | Bryan Texas Utilities | 100
Dansby | 6243_G_2 | 6243 | G | 2 | 89412 | Combustion Turbine |  | ERC_REST | Texas | 48 | Brazos | 41 | 48041 | 47.1 | 10745 | 2004 | 9999 |  |  | N | Natural Gas |  |  |  | H2O | SCR | [7 empty] | 0.02 | 0.01384 | 0.01255 | 0.01384 | 0.01255 | [11 empty] | Bryan Texas Utilities | 100 | Bryan Texas Utilities | 100
Dansby | 6243_G_3 | 6243 | G | 3 | 90415 | Combustion Turbine |  | ERC_REST | Texas | 48 | Brazos | 41 | 48041 | 47.1 | 10745 | 2010 | 9999 |  |  | N | Natural Gas |  |  |  | H2O | SCR | [7 empty] | 0.014 | 0.01989 | 0.01868 | 0.01989 | 0.01868 | [11 empty] | Bryan Texas Utilities | 100 | Bryan Texas Utilities | 100
Pawnee | 6248_B_1 | 6248 | B | 1 | 2866 | Coal Steam |  | WECC_CO | Colorado | 8 | Morgan | 87 | 08087 | 505 | 10769 | 1981 | 9999 | wall | dry | N | Subbituminous | Dry Scrubber | 2014 | 0.9 | LNBO | SCR | 2014 |  | B | NA | ACI | 2011 |  | 0.12 | 0.2342 | 0.05388 | 0.2342 | 0.05388 | 0.1 | 0.1 | 0.1 | 0.95 |  |  |  |  | C2G | 2026 | Yes | Public Service Co of Colorado | 100 | Xcel Energy Inc | 100
Winyah | 6249_B_1 | 6249 | B | 1 | 2867 | Coal Steam |  | S_VACA | South Carolina | 45 | Georgetown | 43 | 45043 | 275 | 10751 | 1975 | 2031 | wall | dry | N | Bituminous | Wet Scrubber | 2007 | 0.982 | LNBO | SCR | 2004 |  | ESPC + WS | No |  |  |  | 2.85 | 0.08072 | 0.08072 | 0.08072 | 0.08072 | 0.05 | 0.1 | 0.56 | 0.99 | [7 empty] | Santee Cooper | 100 | Santee Cooper | 100
Winyah | 6249_B_2 | 6249 | B | 2 | 2868 | Coal Steam |  | S_VACA | South Carolina | 45 | Georgetown | 43 | 45043 | 285 | 10687 | 1977 | 2031 | wall | dry | N | Bituminous | Wet Scrubber | 2007 | 0.98 | OFA | SCR | 2003 |  | ESPC + WS | No |  |  |  | 1.2 | 0.0875 | 0.0875 | 0.0875 | 0.0875 | 0.05 | 0.1 | 0.56 | 0.99 | [7 empty] | Santee Cooper | 100 | Santee Cooper | 100
Winyah | 6249_B_3 | 6249 | B | 3 | 2869 | Coal Steam |  | S_VACA | South Carolina | 45 | Georgetown | 43 | 45043 | 285 | 10784 | 1980 | 2031 | wall | dry | N | Bituminous | Wet Scrubber | 1980 | 0.969 | LNB + OFA | SCR | 2004 |  | ESPC + WS | No |  |  |  | 0.52 | 0.0846 | 0.0846 | 0.0846 | 0.0846 | 0.05 | 0.1 | 0.56 | 0.99 | [7 empty] | Santee Cooper | 100 | Santee Cooper | 100
Winyah | 6249_B_4 | 6249 | B | 4 | 2870 | Coal Steam |  | S_VACA | South Carolina | 45 | Georgetown | 43 | 45043 | 285 | 10803 | 1981 | 2031 | wall | dry | N | Bituminous | Wet Scrubber | 1981 | 0.976 | LNB + OFA | SCR | 2005 |  | ESPC + WS | No |  |  |  | 0.52 | 0.1005 | 0.1005 | 0.1005 | 0.1005 | 0.05 | 0.1 | 0.56 | 0.99 | [7 empty] | Santee Cooper | 100 | Santee Cooper | 100
Mayo | 6250_B_1A | 6250 | B | 1A | 2871 | Coal Steam |  | S_VACA | North Carolina | 37 | Person | 145 | 37145 | 364 | 11143 | 1983 | 2029 | wall | dry | N | Bituminous | Wet Scrubber | 2009 | 0.97 | LNB | SCR | 2004 |  | ESPH | No |  |  |  | 0.326 | 0.13824 | 0.13824 | 0.13824 | 0.13824 | 0.05 | 0.1 | 1 | 0.99 | [7 empty] | Duke Energy Progress | 100 | Duke Energy Corp | 100
Mayo | 6250_B_1B | 6250 | B | 1B | 2872 | Coal Steam |  | S_VACA | North Carolina | 37 | Person | 145 | 37145 | 364 | 11143 | 1983 | 2029 | wall | dry | N | Bituminous | Wet Scrubber | 2009 | 0.97 | LNB | SCR | 2004 |  | ESPH | No |  |  |  | 0.326 | 0.13219 | 0.13219 | 0.13219 | 0.13219 | 0.05 | 0.1 | 1 | 0.99 | [7 empty] | Duke Energy Progress | 100 | Duke Energy Corp | 100
South Texas Project | 6251_G_1 | 6251 | G | 1 |  | Nuclear |  | ERC_REST | Texas | 48 | Matagorda | 321 | 48321 | 1280 | 10456 | 1988 | 9999 |  |  | N | Nuclear Fuel | [13 empty] | 0 | 0 | 0 | 0 | [11 empty] | NRG Texas LLC | 44 | NRG Energy Inc | 44
South Texas Project | 6251_G_2 | 6251 | G | 2 |  | Nuclear |  | ERC_REST | Texas | 48 | Matagorda | 321 | 48321 | 1280 | 10456 | 1989 | 9999 |  |  | N | Nuclear Fuel | [13 empty] | 0 | 0 | 0 | 0 | [11 empty] | NRG Texas LLC | 44 | NRG Energy Inc | 44
Germantown | 6253_G_1 | 6253 | G | 1 | 90037 | Combustion Turbine |  | MIS_WUMS | Wisconsin | 55 | Washington | 131 | 55131 | 48.8 | 17537 | 1978 | 9999 |  |  | N | Distillate Fuel Oil | [12 empty] | 0.052 | 1.2 | 1.2 | 1.2 | 1.2 | [11 empty] | Wisconsin Electric Power Co | 100 | WEC Energy Group Inc | 100
Germantown | 6253_G_2 | 6253 | G | 2 | 90039 | Combustion Turbine |  | MIS_WUMS | Wisconsin | 55 | Washington | 131 | 55131 | 48.6 | 17541 | 1978 | 9999 |  |  | N | Distillate Fuel Oil | [12 empty] | 0.052 | 1.2 | 1.2 | 1.2 | 1.2 | [11 empty] | Wisconsin Electric Power Co | 100 | WEC Energy Group Inc | 100
Germantown | 6253_G_3 | 6253 | G | 3 | 90234 | Combustion Turbine |  | MIS_WUMS | Wisconsin | 55 | Washington | 131 | 55131 | 45.8 | 17599 | 1978 | 9999 |  |  | N | Distillate Fuel Oil | [12 empty] | 0.052 | 1.2001 | 1.2001 | 1.2001 | 1.2001 | [11 empty] | Wisconsin Electric Power Co | 100 | WEC Energy Group Inc | 100
Germantown | 6253_G_4 | 6253 | G | 4 | 90236 | Combustion Turbine |  | MIS_WUMS | Wisconsin | 55 | Washington | 131 | 55131 | 49.2 | 17529 | 1978 | 9999 |  |  | N | Distillate Fuel Oil | [12 empty] | 0.052 | 1.2004 | 1.2004 | 1.2004 | 1.2004 | [11 empty] | Wisconsin Electric Power Co | 100 | WEC Energy Group Inc | 100
Germantown | 6253_G_5 | 6253 | G | 5 | 2873 | Combustion Turbine |  | MIS_WUMS | Wisconsin | 55 | Washington | 131 | 55131 | 81.2 | 17461 | 2000 | 9999 |  |  | N | Natural Gas, Distillate Fuel Oil |  |  |  | H2O | [8 empty] | 0.05 | 0.03066 | 0.03066 | 0.03066 | 0.03066 | [11 empty] | Wisconsin Electric Power Co | 100 | WEC Energy Group Inc | 100
Ottumwa | 6254_B_1 | 6254 | B | 1 | 2874 | Coal Steam |  | MIS_IA | Iowa | 19 | Wapello | 179 | 19179 | 725 | 10369 | 1981 | 9999 | tangential | wet | N | Subbituminous | Dry Scrubber | 2014 | 0.9 | LNC2 | SCR | 2018 |  | ESPH + B | Yes | ACI | 2014 |  | 0.075 | 0.2154 | 0.07999 | 0.2154 | 0.07999 | 0.1 | 0.1 | 0.1 | 0.95 | [7 empty] | MidAmerican Energy Co | 52 | Berkshire Hathaway Inc | 52
Scherer | 6257_G_1 | 6257 | G | 1 | 2875 | Coal Steam |  | S_SOU | Georgia | 13 | Monroe | 207 | 13207 | 860 | 10832 | 1982 | 9999 | tangential | dry | N | Subbituminous | Wet Scrubber | 2014 | 0.98 | other | SCR | 2013 |  | ESPH + B + WS | No | ACI | 2010 |  | 1.2 | 0.26731 | 0.06043 | 0.26731 | 0.06043 | 0.1 | 0.1 | 0.1 | 0.99 | [7 empty] | Oglethorpe Power Corp | 60 | Oglethorpe Power Corp | 60
Scherer | 6257_B_2 | 6257 | B | 2 | 2876 | Coal Steam |  | S_SOU | Georgia | 13 | Monroe | 207 | 13207 | 860 | 10756 | 1984 | 9999 | tangential | dry | N | Subbituminous | Wet Scrubber | 2013 | 0.98 | OFA | SCR | 2013 |  | ESPH + B + WS | No | ACI | 2009 |  | 1.2 | 0.20193 | 0.06349 | 0.20193 | 0.06349 | 0.1 | 0.1 | 0.1 | 0.99 | [7 empty] | Oglethorpe Power Corp | 60 | Oglethorpe Power Corp | 60
Scherer | 6257_B_3 | 6257 | B | 3 | 2877 | Coal Steam |  | S_SOU | Georgia | 13 | Monroe | 207 | 13207 | 860 | 10740 | 1987 | 2029 | tangential | dry | N | Subbituminous | Wet Scrubber | 2011 | 0.98 | OFA | SCR | 2010 |  | ESPC + B + WS | No | ACI | 2009 |  | 1.2 | 0.23245 | 0.06289 | 0.23245 | 0.06289 | 0.1 | 0.1 | 0.1 | 0.99 | [7 empty] | Georgia Power Co | 75 | Southern Co | 75
Wilson | 6258_G_5A | 6258 | G | 5A | 89926 | Combustion Turbine |  | S_SOU | Georgia | 13 | Burke | 33 | 13033 | 41 | 25000 | 1972 | 9999 |  |  | N | Distillate Fuel Oil | [12 empty] | 2.578 | 1.2003 | 1.2003 | 1.2003 | 1.2003 | [11 empty] | Georgia Power Co | 100 | Southern Co | 100
Wilson | 6258_G_5B | 6258 | G | 5B | 89927 | Combustion Turbine |  | S_SOU | Georgia | 13 | Burke | 33 | 13033 | 56 | 25000 | 1972 | 9999 |  |  | N | Distillate Fuel Oil | [12 empty] | 2.578 | 1.1996 | 1.1996 | 1.1996 | 1.1996 | [11 empty] | Georgia Power Co | 100 | Southern Co | 100
Wilson | 6258_G_5C | 6258 | G | 5C | 89928 | Combustion Turbine |  | S_SOU | Georgia | 13 | Burke | 33 | 13033 | 49 | 25000 | 1972 | 9999 |  |  | N | Distillate Fuel Oil | [12 empty] | 2.578 | 1.1997 | 1.1997 | 1.1997 | 1.1997 | [11 empty] | Georgia Power Co | 100 | Southern Co | 100
Wilson | 6258_G_IC1 | 6258 | G | IC1 |  | Combustion Turbine | IC Engine | S_SOU | Georgia | 13 | Burke | 33 | 13033 | 2.5 | 12283 | 1972 | 9999 |  |  | N | Distillate Fuel Oil | [12 empty] | 2.578 | 1.6498 | 1.6498 | 1.6498 | 1.6498 | [11 empty] | Georgia Power Co | 100 | Southern Co | 100
Wilson | 6258_G_5D | 6258 | G | 5D | 89929 | Combustion Turbine |  | S_SOU | Georgia | 13 | Burke | 33 | 13033 | 41 | 25000 | 1973 | 9999 |  |  | N | Distillate Fuel Oil | [12 empty] | 2.578 | 1.2 | 1.2 | 1.2 | 1.2 | [11 empty] | Georgia Power Co | 100 | Southern Co | 100
Wilson | 6258_G_5E | 6258 | G | 5E | 89930 | Combustion Turbine |  | S_SOU | Georgia | 13 | Burke | 33 | 13033 | 54 | 25000 | 1973 | 9999 |  |  | N | Distillate Fuel Oil | [12 empty] | 2.578 | 1.1997 | 1.1997 | 1.1997 | 1.1997 | [11 empty] | Georgia Power Co | 100 | Southern Co | 100
Wilson | 6258_G_5F | 6258 | G | 5F | 89931 | Combustion Turbine |  | S_SOU | Georgia | 13 | Burke | 33 | 13033 | 54 | 25000 | 1973 | 9999 |  |  | N | Distillate Fuel Oil | [12 empty] | 2.578 | 1.1999 | 1.1999 | 1.1999 | 1.1999 | [11 empty] | Georgia Power Co | 100 | Southern Co | 100
Mountaineer | 6264_B_1 | 6264 | B | 1 | 2879 | Coal Steam |  | PJM_West | West Virginia | 54 | Mason | 53 | 54053 | 1299 | 9925 | 1980 | 2040 | wall | dry | N | Bituminous | Wet Scrubber | 2007 | 0.98 | LNB | SCR | 2002 |  | ESPC | No |  |  |  | 1 | 0.4463 | 0.08699 | 0.4463 | 0.08699 | 0.05 | 0.1 | 0.56 | 0.99 | [7 empty] | Appalachian Power Co | 100 | American Electric Power Co Inc | 100
Ozark Beach | 6280_G_5 | 6280 | G | 5 |  | Hydro |  | SPP_N | Missouri | 29 | Taney | 213 | 29213 | 4 | 0 | 1931 | 9999 |  |  | N | Hydro | [13 empty] | 0 | 0 | 0 | 0 | [11 empty] | Empire District Electric Co (The) | 100 | Algonquin Power & Utilities Corp | 100
Ozark Beach | 6280_G_6 | 6280 | G | 6 |  | Hydro |  | SPP_N | Missouri | 29 | Taney | 213 | 29213 | 4 | 0 | 1931 | 9999 |  |  | N | Hydro | [13 empty] | 0 | 0 | 0 | 0 | [11 empty] | Empire District Electric Co (The) | 100 | Algonquin Power & Utilities Corp | 100
Ozark Beach | 6280_G_7 | 6280 | G | 7 |  | Hydro |  | SPP_N | Missouri | 29 | Taney | 213 | 29213 | 4 | 0 | 1931 | 9999 |  |  | N | Hydro | [13 empty] | 0 | 0 | 0 | 0 | [11 empty] | Empire District Electric Co (The) | 100 | Algonquin Power & Utilities Corp | 100
Ozark Beach | 6280_G_8 | 6280 | G | 8 |  | Hydro |  | SPP_N | Missouri | 29 | Taney | 213 | 29213 | 4 | 0 | 1931 | 9999 |  |  | N | Hydro | [13 empty] | 0 | 0 | 0 | 0 | [11 empty] | Empire District Electric Co (The) | 100 | Algonquin Power & Utilities Corp | 100
Hutchinson Plant #2 | 6358_G_2 | 6358 | G | 2 | 2880 | Combined Cycle |  | MIS_MNWI | Minnesota | 27 | McLeod | 85 | 27085 | 41 | 10213 | 1994 | 9999 |  |  | N | Natural Gas |  |  |  | H2O | [9 empty] | 0.1023 | 0.1023 | 0.1023 | 0.1023 | [11 empty] | Hutchinson Utilities Commission | 100 | Hutchinson Utilities Commission | 100
Hutchinson Plant #2 | 6358_G_3 | 6358 | G | 3 | 2880 | Combined Cycle |  | MIS_MNWI | Minnesota | 27 | McLeod | 85 | 27085 | 10 | 10213 | 1994 | 9999 |  |  | N | Natural Gas |  |  |  | H2O | [9 empty] | 0.1023 | 0.1023 | 0.1023 | 0.1023 | [11 empty] | Hutchinson Utilities Commission | 100 | Hutchinson Utilities Commission | 100
Hutchinson Plant #2 | 6358_G_9 | 6358 | G | 9 |  | Combustion Turbine |  | MIS_MNWI | Minnesota | 27 | McLeod | 85 | 27085 | 22 | 15094 | 2001 | 9999 |  |  | N | Natural Gas | [13 empty] | 0.11693 | 0.11693 | 0.11693 | 0.11693 | [11 empty] | Hutchinson Utilities Commission | 100 | Hutchinson Utilities Commission | 100
Felt | 6359_G_4 | 6359 | G | 4 |  | Hydro |  | WECC_ID | Idaho | 16 | Teton | 81 | 16081 | 0.5 | 0 | 1946 | 9999 |  |  | N | Hydro | [13 empty] | 0 | 0 | 0 | 0 | [11 empty] | Fall River Rural Electric Coop Inc | 100 | Fall River Rural Electric Coop Inc | 100
Felt | 6359_G_5 | 6359 | G | 5 |  | Hydro |  | WECC_ID | Idaho | 16 | Teton | 81 | 16081 | 0.8 | 0 | 1947 | 9999 |  |  | N | Hydro | [13 empty] | 0 | 0 | 0 | 0 | [11 empty] | Fall River Rural Electric Coop Inc | 100 | Fall River Rural Electric Coop Inc | 100
Felt | 6359_G_1 | 6359 | G | 1 |  | Hydro |  | WECC_ID | Idaho | 16 | Teton | 81 | 16081 | 2.3 | 0 | 1986 | 9999 |  |  | N | Hydro | [13 empty] | 0 | 0 | 0 | 0 | [11 empty] | Fall River Rural Electric Coop Inc | 100 | Fall River Rural Electric Coop Inc | 100
Felt | 6359_G_2 | 6359 | G | 2 |  | Hydro |  | WECC_ID | Idaho | 16 | Teton | 81 | 16081 | 2.3 | 0 | 1986 | 9999 |  |  | N | Hydro | [13 empty] | 0 | 0 | 0 | 0 | [11 empty] | Fall River Rural Electric Coop Inc | 100 | Fall River Rural Electric Coop Inc | 100
Detour | 6369_G_6 | 6369 | G | 6 |  | Combustion Turbine | IC Engine | MIS_WUMS | Michigan | 26 | Chippewa | 33 | 26033 | 2.5 | 22421 | 1973 | 9999 |  |  | N | Distillate Fuel Oil | [12 empty] | 1.67 | 2.7812 | 2.7812 | 2.7812 | 2.7812 | [11 empty] | Cloverland Electric Coop | 100 | Cloverland Electric Coop | 100
Detour | 6369_G_7 | 6369 | G | 7 |  | Combustion Turbine | IC Engine | MIS_WUMS | Michigan | 26 | Chippewa | 33 | 26033 | 2.5 | 22485 | 1976 | 9999 |  |  | N | Distillate Fuel Oil | [12 empty] | 1.67 | 2.7733 | 2.7733 | 2.7733 | 2.7733 | [11 empty] | Cloverland Electric Coop | 100 | Cloverland Electric Coop | 100
Rokeby | 6373_G_1 | 6373 | G | 1 | 90729 | Combustion Turbine |  | SPP_NEBR | Nebraska | 31 | Lancaster | 109 | 31109 | 70.5 | 13644 | 1975 | 9999 |  |  | N | Natural Gas, Distillate Fuel Oil |  |  |  | H2O | [8 empty] | 2.5 | 0.37128 | 0.37128 | 0.37128 | 0.37128 | [11 empty] | Lincoln Electric System | 100 | Lincoln Electric System | 100
Rokeby | 6373_G_2 | 6373 | G | 2 | 2883 | Combustion Turbine |  | SPP_NEBR | Nebraska | 31 | Lancaster | 109 | 31109 | 90.4 | 13650 | 1997 | 9999 |  |  | N | Natural Gas, Distillate Fuel Oil |  |  |  | DLNB + H2O | [8 empty] | 2.5 | 0.29307 | 0.29307 | 0.29307 | 0.29307 | [11 empty] | Lincoln Electric System | 100 | Lincoln Electric System | 100
Rokeby | 6373_G_BSU | 6373 | G | BSU |  | Combustion Turbine | IC Engine | SPP_NEBR | Nebraska | 31 | Lancaster | 109 | 31109 | 3.2 | 11714 | 1997 | 9999 |  |  | N | Distillate Fuel Oil | [12 empty] | 2.5 | 1.6498 | 1.6498 | 1.6498 | 1.6498 | [11 empty] | Lincoln Electric System | 100 | Lincoln Electric System | 100
Rokeby | 6373_G_3 | 6373 | G | 3 | 2884 | Combustion Turbine |  | SPP_NEBR | Nebraska | 31 | Lancaster | 109 | 31109 | 94.2 | 13647 | 2001 | 9999 |  |  | N | Natural Gas, Distillate Fuel Oil |  |  |  | DLNB + H2O | [8 empty] | 2.5 | 0.12604 | 0.12604 | 0.12604 | 0.12604 | [11 empty] | Lincoln Electric System | 100 | Lincoln Electric System | 100
Ocracoke Hybrid | 6377_G_1 | 6377 | G | 1 |  | Combustion Turbine | IC Engine | S_VACA | North Carolina | 37 | Hyde | 95 | 37095 | 3 | 25000 | 1991 | 9999 |  |  | N | Distillate Fuel Oil | [12 empty] | 2.3 | 1.6498 | 1.6498 | 1.6498 | 1.6498 | [11 empty] | North Carolina Electric Membership Corp | 100 | North Carolina Electric Membership Corp | 100
Ocracoke Hybrid | 6377_G_BAT | 6377 | G | BAT |  | Energy Storage |  | S_VACA | North Carolina | 37 | Hyde | 95 | 37095 | 1 | 0 | 2017 | 9999 |  |  | N | Energy Storage | [13 empty] | 0 | 0 | 0 | 0 | [11 empty] | North Carolina Electric Membership Corp | 100 | North Carolina Electric Membership Corp | 100
Dwight | 6378_G_DW2 | 6378 | G | DW2 |  | Hydro |  | NENGREST | Massachusetts | 25 | Hampden | 13 | 25013 | 0.4 | 0 | 1920 | 9999 |  |  | N | Hydro | [13 empty] | 0 | 0 | 0 | 0 | [11 empty] | EP Energy Massachusetts LLC | 100 | Essential Power LLC | 100
Dwight | 6378_G_DW3 | 6378 | G | DW3 |  | Hydro |  | NENGREST | Massachusetts | 25 | Hampden | 13 | 25013 | 0.4 | 0 | 1920 | 9999 |  |  | N | Hydro | [13 empty] | 0 | 0 | 0 | 0 | [11 empty] | EP Energy Massachusetts LLC | 100 | Essential Power LLC | 100
Dwight | 6378_G_DW4 | 6378 | G | DW4 |  | Hydro |  | NENGREST | Massachusetts | 25 | Hampden | 13 | 25013 | 0.4 | 0 | 1920 | 9999 |  |  | N | Hydro | [13 empty] | 0 | 0 | 0 | 0 | [11 empty] | EP Energy Massachusetts LLC | 100 | Essential Power LLC | 100
Indian Orchard | 6379_G_IO3 | 6379 | G | IO3 |  | Hydro |  | NENGREST | Massachusetts | 25 | Hampden | 13 | 25013 | 1.5 | 0 | 1928 | 9999 |  |  | N | Hydro | [13 empty] | 0 | 0 | 0 | 0 | [11 empty] | EP Energy Massachusetts LLC | 100 | Essential Power LLC | 100
Indian Orchard | 6379_G_IO4 | 6379 | G | IO4 |  | Hydro |  | NENGREST | Massachusetts | 25 | Hampden | 13 | 25013 | 2.2 | 0 | 1928 | 9999 |  |  | N | Hydro | [13 empty] | 0 | 0 | 0 | 0 | [11 empty] | EP Energy Massachusetts LLC | 100 | Essential Power LLC | 100
Turners Falls | 6388_G_5 | 6388 | G | 5 |  | Hydro |  | NENGREST | Massachusetts | 25 | Franklin | 11 | 25011 | 1.4 | 0 | 1905 | 9999 |  |  | N | Hydro | [13 empty] | 0 | 0 | 0 | 0 | [11 empty] | FirstLight MA Hydro LLC | 100 | Public Sector Pension Investment Board | 100
Turners Falls | 6388_G_3 | 6388 | G | 3 |  | Hydro |  | NENGREST | Massachusetts | 25 | Franklin | 11 | 25011 | 1.3 | 0 | 1910 | 9999 |  |  | N | Hydro | [13 empty] | 0 | 0 | 0 | 0 | [11 empty] | FirstLight MA Hydro LLC | 100 | Public Sector Pension Investment Board | 100
Turners Falls | 6388_G_7 | 6388 | G | 7 |  | Hydro |  | NENGREST | Massachusetts | 25 | Franklin | 11 | 25011 | 1.4 | 0 | 1910 | 9999 |  |  | N | Hydro | [13 empty] | 0 | 0 | 0 | 0 | [11 empty] | FirstLight MA Hydro LLC | 100 | Public Sector Pension Investment Board | 100
Turners Falls | 6388_G_1 | 6388 | G | 1 |  | Hydro |  | NENGREST | Massachusetts | 25 | Franklin | 11 | 25011 | 1.9 | 0 | 1913 | 9999 |  |  | N | Hydro | [13 empty] | 0 | 0 | 0 | 0 | [11 empty] | FirstLight MA Hydro LLC | 100 | Public Sector Pension Investment Board | 100
Turners Falls | 6388_G_2 | 6388 | G | 2 |  | Hydro |  | NENGREST | Massachusetts | 25 | Franklin | 11 | 25011 | 0.4 | 0 | 1913 | 9999 |  |  | N | Hydro | [13 empty] | 0 | 0 | 0 | 0 | [11 empty] | FirstLight MA Hydro LLC | 100 | Public Sector Pension Investment Board | 100
Tangier | 6390_G_5 | 6390 | G | 5 |  | Combustion Turbine | IC Engine | PJM_EMAC | Virginia | 51 | Accomack | 1 | 51001 | 1.2 | 10745 | 1993 | 9999 |  |  | N | Distillate Fuel Oil | [12 empty] | 2.64 | 3.318 | 3.318 | 3.318 | 3.318 | [11 empty] | A & N Electric Coop | 100 | A & N Electric Coop | 100
Tangier | 6390_G_6 | 6390 | G | 6 |  | Combustion Turbine | IC Engine | PJM_EMAC | Virginia | 51 | Accomack | 1 | 51001 | 1.2 | 10745 | 1993 | 9999 |  |  | N | Distillate Fuel Oil | [12 empty] | 2.64 | 3.318 | 3.318 | 3.318 | 3.318 | [11 empty] | A & N Electric Coop | 100 | A & N Electric Coop | 100
Smith Island | 6391_G_2 | 6391 | G | 2 |  | Combustion Turbine | IC Engine | PJM_EMAC | Maryland | 24 | Somerset | 39 | 24039 | 0.4 | 11896 | 1969 | 9999 |  |  | N | Distillate Fuel Oil | [12 empty] | 0.3 | 1.6498 | 1.6498 | 1.6498 | 1.6498 | [11 empty] | A & N Electric Coop | 100 | A & N Electric Coop | 100
Strawberry Creek | 6393_G_1 | 6393 | G | 1 |  | Hydro |  | WECC_WY | Wyoming | 56 | Lincoln | 23 | 56023 | 0.5 | 0 | 1940 | 9999 |  |  | N | Hydro | [13 empty] | 0 | 0 | 0 | 0 | [11 empty] | Lower Valley Energy Inc | 100 | Lower Valley Energy Inc | 100
Strawberry Creek | 6393_G_2 | 6393 | G | 2 |  | Hydro |  | WECC_WY | Wyoming | 56 | Lincoln | 23 | 56023 | 0.5 | 0 | 1940 | 9999 |  |  | N | Hydro | [13 empty] | 0 | 0 | 0 | 0 | [11 empty] | Lower Valley Energy Inc | 100 | Lower Valley Energy Inc | 100
Strawberry Creek | 6393_G_3 | 6393 | G | 3 |  | Hydro |  | WECC_WY | Wyoming | 56 | Lincoln | 23 | 56023 | 0.5 | 0 | 1951 | 9999 |  |  | N | Hydro | [13 empty] | 0 | 0 | 0 | 0 | [11 empty] | Lower Valley Energy Inc | 100 | Lower Valley Energy Inc | 100
Swift Creek | 6394_G_3 | 6394 | G | 3 |  | Hydro |  | WECC_WY | Wyoming | 56 | Lincoln | 23 | 56023 | 0.8 | 0 | 2009 | 9999 |  |  | N | Hydro | [13 empty] | 0 | 0 | 0 | 0 | [11 empty] | Lower Valley Energy Inc | 100 | Lower Valley Energy Inc | 100
Swift Creek | 6394_G_4 | 6394 | G | 4 |  | Hydro |  | WECC_WY | Wyoming | 56 | Lincoln | 23 | 56023 | 0.6 | 0 | 2010 | 9999 |  |  | N | Hydro | [13 empty] | 0 | 0 | 0 | 0 | [11 empty] | Lower Valley Energy Inc | 100 | Lower Valley Energy Inc | 100
Swift Creek | 6394_G_5 | 6394 | G | 5 |  | Hydro |  | WECC_WY | Wyoming | 56 | Lincoln | 23 | 56023 | 0.3 | 0 | 2010 | 9999 |  |  | N | Hydro | [13 empty] | 0 | 0 | 0 | 0 | [11 empty] | Lower Valley Energy Inc | 100 | Lower Valley Energy Inc | 100
Anderson Ranch | 6395_G_1 | 6395 | G | 1 |  | Hydro |  | WECC_ID | Idaho | 16 | Elmore | 39 | 16039 | 20 | 0 | 1950 | 9999 |  |  | N | Hydro | [13 empty] | 0 | 0 | 0 | 0 | [11 empty] | U S Bureau of Reclamation | 100 | U S Bureau of Reclamation | 100
Anderson Ranch | 6395_G_2 | 6395 | G | 2 |  | Hydro |  | WECC_ID | Idaho | 16 | Elmore | 39 | 16039 | 20 | 0 | 1951 | 9999 |  |  | N | Hydro | [13 empty] | 0 | 0 | 0 | 0 | [11 empty] | U S Bureau of Reclamation | 100 | U S Bureau of Reclamation | 100
Black Canyon | 6396_G_1 | 6396 | G | 1 |  | Hydro |  | WECC_ID | Idaho | 16 | Gem | 45 | 16045 | 5.1 | 0 | 1925 | 9999 |  |  | N | Hydro | [13 empty] | 0 | 0 | 0 | 0 | [11 empty] | U S Bureau of Reclamation | 100 | U S Bureau of Reclamation | 100
Black Canyon | 6396_G_2 | 6396 | G | 2 |  | Hydro |  | WECC_ID | Idaho | 16 | Gem | 45 | 16045 | 5.1 | 0 | 1925 | 9999 |  |  | N | Hydro | [13 empty] | 0 | 0 | 0 | 0 | [11 empty] | U S Bureau of Reclamation | 100 | U S Bureau of Reclamation | 100
Boise R Diversion | 6397_G_1A | 6397 | G | 1A |  | Hydro |  | WECC_ID | Idaho | 16 | Ada | 1 | 16001 | 1.1 | 0 | 2004 | 9999 |  |  | N | Hydro | [13 empty] | 0 | 0 | 0 | 0 | [11 empty] | U S Bureau of Reclamation | 100 | U S Bureau of Reclamation | 100
Boise R Diversion | 6397_G_2A | 6397 | G | 2A |  | Hydro |  | WECC_ID | Idaho | 16 | Ada | 1 | 16001 | 1.1 | 0 | 2004 | 9999 |  |  | N | Hydro | [13 empty] | 0 | 0 | 0 | 0 | [11 empty] | U S Bureau of Reclamation | 100 | U S Bureau of Reclamation | 100
Boise R Diversion | 6397_G_3A | 6397 | G | 3A |  | Hydro |  | WECC_ID | Idaho | 16 | Ada | 1 | 16001 | 1.1 | 0 | 2004 | 9999 |  |  | N | Hydro | [13 empty] | 0 | 0 | 0 | 0 | [11 empty] | U S Bureau of Reclamation | 100 | U S Bureau of Reclamation | 100
Minidoka | 6398_G_6 | 6398 | G | 6 |  | Hydro |  | WECC_ID | Idaho | 16 | Minidoka | 67 | 16067 | 2.7 | 0 | 1927 | 9999 |  |  | N | Hydro | [13 empty] | 0 | 0 | 0 | 0 | [11 empty] | U S Bureau of Reclamation | 100 | U S Bureau of Reclamation | 100
Minidoka | 6398_G_7 | 6398 | G | 7 |  | Hydro |  | WECC_ID | Idaho | 16 | Minidoka | 67 | 16067 | 5 | 0 | 1942 | 9999 |  |  | N | Hydro | [13 empty] | 0 | 0 | 0 | 0 | [11 empty] | U S Bureau of Reclamation | 100 | U S Bureau of Reclamation | 100
Minidoka | 6398_G_8 | 6398 | G | 8 |  | Hydro |  | WECC_ID | Idaho | 16 | Minidoka | 67 | 16067 | 10 | 0 | 1997 | 9999 |  |  | N | Hydro | [13 empty] | 0 | 0 | 0 | 0 | [11 empty] | U S Bureau of Reclamation | 100 | U S Bureau of Reclamation | 100
Minidoka | 6398_G_9 | 6398 | G | 9 |  | Hydro |  | WECC_ID | Idaho | 16 | Minidoka | 67 | 16067 | 10 | 0 | 1997 | 9999 |  |  | N | Hydro | [13 empty] | 0 | 0 | 0 | 0 | [11 empty] | U S Bureau of Reclamation | 100 | U S Bureau of Reclamation | 100
Canyon Ferry | 6400_G_1 | 6400 | G | 1 |  | Hydro |  | WECC_MT | Montana | 30 | Lewis and Clark | 49 | 30049 | 19.2 | 0 | 1953 | 9999 |  |  | N | Hydro | [13 empty] | 0 | 0 | 0 | 0 | [11 empty] | U S Bureau of Reclamation | 100 | U S Bureau of Reclamation | 100
Canyon Ferry | 6400_G_2 | 6400 | G | 2 |  | Hydro |  | WECC_MT | Montana | 30 | Lewis and Clark | 49 | 30049 | 19.2 | 0 | 1954 | 9999 |  |  | N | Hydro | [13 empty] | 0 | 0 | 0 | 0 | [11 empty] | U S Bureau of Reclamation | 100 | U S Bureau of Reclamation | 100
Canyon Ferry | 6400_G_3 | 6400 | G | 3 |  | Hydro |  | WECC_MT | Montana | 30 | Lewis and Clark | 49 | 30049 | 19.2 | 0 | 1954 | 9999 |  |  | N | Hydro | [13 empty] | 0 | 0 | 0 | 0 | [11 empty] | U S Bureau of Reclamation | 100 | U S Bureau of Reclamation | 100
Elephant Butte | 6402_G_1 | 6402 | G | 1 |  | Hydro |  | WECC_NM | New Mexico | 35 | Sierra | 51 | 35051 | 9.3 | 0 | 1940 | 9999 |  |  | N | Hydro | [13 empty] | 0 | 0 | 0 | 0 | [11 empty] | U S Bureau of Reclamation | 100 | U S Bureau of Reclamation | 100
Elephant Butte | 6402_G_2 | 6402 | G | 2 |  | Hydro |  | WECC_NM | New Mexico | 35 | Sierra | 51 | 35051 | 9.3 | 0 | 1940 | 9999 |  |  | N | Hydro | [13 empty] | 0 | 0 | 0 | 0 | [11 empty] | U S Bureau of Reclamation | 100 | U S Bureau of Reclamation | 100
Elephant Butte | 6402_G_3 | 6402 | G | 3 |  | Hydro |  | WECC_NM | New Mexico | 35 | Sierra | 51 | 35051 | 9.3 | 0 | 1940 | 9999 |  |  | N | Hydro | [13 empty] | 0 | 0 | 0 | 0 | [11 empty] | U S Bureau of Reclamation | 100 | U S Bureau of Reclamation | 100
Green Springs | 6403_G_1 | 6403 | G | 1 |  | Hydro |  | WECC_PNW | Oregon | 41 | Jackson | 29 | 41029 | 17.2 | 0 | 1960 | 9999 |  |  | N | Hydro | [13 empty] | 0 | 0 | 0 | 0 | [11 empty] | U S Bureau of Reclamation | 100 | U S Bureau of Reclamation | 100
Deer Creek (UT) | 6404_G_1 | 6404 | G | 1 |  | Hydro |  | WECC_UT | Utah | 49 | Wasatch | 51 | 49051 | 2.7 | 0 | 1958 | 9999 |  |  | N | Hydro | [13 empty] | 0 | 0 | 0 | 0 | [11 empty] | U S Bureau of Reclamation | 100 | U S Bureau of Reclamation | 100
Deer Creek (UT) | 6404_G_2 | 6404 | G | 2 |  | Hydro |  | WECC_UT | Utah | 49 | Wasatch | 51 | 49051 | 2.7 | 0 | 1958 | 9999 |  |  | N | Hydro | [13 empty] | 0 | 0 | 0 | 0 | [11 empty] | U S Bureau of Reclamation | 100 | U S Bureau of Reclamation | 100
Flaming Gorge | 6405_G_1 | 6405 | G | 1 |  | Hydro |  | WECC_UT | Utah | 49 | Daggett | 9 | 49009 | 50.6 | 0 | 1963 | 9999 |  |  | N | Hydro | [13 empty] | 0 | 0 | 0 | 0 | [11 empty] | U S Bureau of Reclamation | 100 | U S Bureau of Reclamation | 100
Flaming Gorge | 6405_G_2 | 6405 | G | 2 |  | Hydro |  | WECC_UT | Utah | 49 | Daggett | 9 | 49009 | 50.6 | 0 | 1963 | 9999 |  |  | N | Hydro | [13 empty] | 0 | 0 | 0 | 0 | [11 empty] | U S Bureau of Reclamation | 100 | U S Bureau of Reclamation | 100
Flaming Gorge | 6405_G_3 | 6405 | G | 3 |  | Hydro |  | WECC_UT | Utah | 49 | Daggett | 9 | 49009 | 50.6 | 0 | 1964 | 9999 |  |  | N | Hydro | [13 empty] | 0 | 0 | 0 | 0 | [11 empty] | U S Bureau of Reclamation | 100 | U S Bureau of Reclamation | 100
Chandler | 6406_G_1 | 6406 | G | 1 |  | Hydro |  | WECC_PNW | Washington | 53 | Benton | 5 | 53005 | 6 | 0 | 1956 | 9999 |  |  | N | Hydro | [13 empty] | 0 | 0 | 0 | 0 | [11 empty] | U S Bureau of Reclamation | 100 | U S Bureau of Reclamation | 100
Chandler | 6406_G_2 | 6406 | G | 2 |  | Hydro |  | WECC_PNW | Washington | 53 | Benton | 5 | 53005 | 6 | 0 | 1956 | 9999 |  |  | N | Hydro | [13 empty] | 0 | 0 | 0 | 0 | [11 empty] | U S Bureau of Reclamation | 100 | U S Bureau of Reclamation | 100
Roza | 6407_G_1 | 6407 | G | 1 |  | Hydro |  | WECC_PNW | Washington | 53 | Yakima | 77 | 53077 | 12.9 | 0 | 1958 | 9999 |  |  | N | Hydro | [13 empty] | 0 | 0 | 0 | 0 | [11 empty] | U S Bureau of Reclamation | 100 | U S Bureau of Reclamation | 100
Heart Mountain | 6408_G_1 | 6408 | G | 1 |  | Hydro |  | WECC_WY | Wyoming | 56 | Park | 29 | 56029 | 5 | 0 | 1948 | 9999 |  |  | N | Hydro | [13 empty] | 0 | 0 | 0 | 0 | [11 empty] | U S Bureau of Reclamation | 100 | U S Bureau of Reclamation | 100
Alcova | 6409_G_1 | 6409 | G | 1 |  | Hydro |  | WECC_WY | Wyoming | 56 | Natrona | 25 | 56025 | 20.7 | 0 | 1955 | 9999 |  |  | N | Hydro | [13 empty] | 0 | 0 | 0 | 0 | [11 empty] | U S Bureau of Reclamation | 100 | U S Bureau of Reclamation | 100
Alcova | 6409_G_2 | 6409 | G | 2 |  | Hydro |  | WECC_WY | Wyoming | 56 | Natrona | 25 | 56025 | 20.7 | 0 | 1955 | 9999 |  |  | N | Hydro | [13 empty] | 0 | 0 | 0 | 0 | [11 empty] | U S Bureau of Reclamation | 100 | U S Bureau of Reclamation | 100
Falcon Dam & Power | 6410_G_1 | 6410 | G | 1 |  | Hydro |  | ERC_REST | Texas | 48 | Starr | 427 | 48427 | 10.5 | 0 | 1954 | 9999 |  |  | N | Hydro | [13 empty] | 0 | 0 | 0 | 0 | [11 empty] | International Boundary & Water Commission | 100 | Intl Boundary & Water Commission | 100
Falcon Dam & Power | 6410_G_2 | 6410 | G | 2 |  | Hydro |  | ERC_REST | Texas | 48 | Starr | 427 | 48427 | 10 | 0 | 1954 | 9999 |  |  | N | Hydro | [13 empty] | 0 | 0 | 0 | 0 | [11 empty] | International Boundary & Water Commission | 100 | Intl Boundary & Water Commission | 100
Falcon Dam & Power | 6410_G_3 | 6410 | G | 3 |  | Hydro |  | ERC_REST | Texas | 48 | Starr | 427 | 48427 | 10 | 0 | 1954 | 9999 |  |  | N | Hydro | [13 empty] | 0 | 0 | 0 | 0 | [11 empty] | International Boundary & Water Commission | 100 | Intl Boundary & Water Commission | 100
Sam Rayburn Dam | 6413_G_1 | 6413 | G | 1 |  | Hydro |  | MIS_WOTA | Texas | 48 | Jasper | 241 | 48241 | 26 | 0 | 1965 | 9999 |  |  | N | Hydro | [13 empty] | 0 | 0 | 0 | 0 | [11 empty] | USACE Fort Worth District | 100 | U S Army Corps of Engineers | 100
Sam Rayburn Dam | 6413_G_2 | 6413 | G | 2 |  | Hydro |  | MIS_WOTA | Texas | 48 | Jasper | 241 | 48241 | 26 | 0 | 1965 | 9999 |  |  | N | Hydro | [13 empty] | 0 | 0 | 0 | 0 | [11 empty] | USACE Fort Worth District | 100 | U S Army Corps of Engineers | 100
Whitney | 6414_G_1 | 6414 | G | 1 |  | Hydro |  | ERC_REST | Texas | 48 | Bosque | 35 | 48035 | 21 | 0 | 1953 | 9999 |  |  | N | Hydro | [13 empty] | 0 | 0 | 0 | 0 | [11 empty] | USACE Fort Worth District | 100 | U S Army Corps of Engineers | 100
Whitney | 6414_G_2 | 6414 | G | 2 |  | Hydro |  | ERC_REST | Texas | 48 | Bosque | 35 | 48035 | 21 | 0 | 1953 | 9999 |  |  | N | Hydro | [13 empty] | 0 | 0 | 0 | 0 | [11 empty] | USACE Fort Worth District | 100 | U S Army Corps of Engineers | 100
Broken Bow Dam | 6415_G_1 | 6415 | G | 1 |  | Hydro |  | SPP_WEST | Oklahoma | 40 | McCurtain | 89 | 40089 | 57.5 | 0 | 1970 | 9999 |  |  | N | Hydro | [13 empty] | 0 | 0 | 0 | 0 | [11 empty] | USACE Tulsa District | 100 | U S Army Corps of Engineers | 100
Broken Bow Dam | 6415_G_2 | 6415 | G | 2 |  | Hydro |  | SPP_WEST | Oklahoma | 40 | McCurtain | 89 | 40089 | 57.5 | 0 | 1970 | 9999 |  |  | N | Hydro | [13 empty] | 0 | 0 | 0 | 0 | [11 empty] | USACE Tulsa District | 100 | U S Army Corps of Engineers | 100
Denison | 6416_G_1 | 6416 | G | 1 |  | Hydro |  | ERC_REST | Texas | 48 | Grayson | 181 | 48181 | 50 | 0 | 1945 | 9999 |  |  | N | Hydro | [13 empty] | 0 | 0 | 0 | 0 | [11 empty] | USACE Tulsa District | 100 | U S Army Corps of Engineers | 100
Denison | 6416_G_2 | 6416 | G | 2 |  | Hydro |  | ERC_REST | Texas | 48 | Grayson | 181 | 48181 | 50 | 0 | 1949 | 9999 |  |  | N | Hydro | [13 empty] | 0 | 0 | 0 | 0 | [11 empty] | USACE Tulsa District | 100 | U S Army Corps of Engineers | 100
Center Hill | 6417_G_1 | 6417 | G | 1 |  | Hydro |  | S_C_TVA | Tennessee | 47 | DeKalb | 41 | 47041 | 52 | 0 | 1950 | 9999 |  |  | N | Hydro | [13 empty] | 0 | 0 | 0 | 0 | [11 empty] | USACE Nashville District | 100 | U S Army Corps of Engineers | 100
Center Hill | 6417_G_2 | 6417 | G | 2 |  | Hydro |  | S_C_TVA | Tennessee | 47 | DeKalb | 41 | 47041 | 50 | 0 | 1951 | 9999 |  |  | N | Hydro | [13 empty] | 0 | 0 | 0 | 0 | [11 empty] | USACE Nashville District | 100 | U S Army Corps of Engineers | 100
Center Hill | 6417_G_3 | 6417 | G | 3 |  | Hydro |  | S_C_TVA | Tennessee | 47 | DeKalb | 41 | 47041 | 52 | 0 | 1951 | 9999 |  |  | N | Hydro | [13 empty] | 0 | 0 | 0 | 0 | [11 empty] | USACE Nashville District | 100 | U S Army Corps of Engineers | 100
Cheatham | 6418_G_1 | 6418 | G | 1 |  | Hydro |  | S_C_TVA | Tennessee | 47 | Dickson | 43 | 47043 | 13.8 | 0 | 1958 | 9999 |  |  | N | Hydro | [13 empty] | 0 | 0 | 0 | 0 | [11 empty] | USACE Nashville District | 100 | U S Army Corps of Engineers | 100
Cheatham | 6418_G_2 | 6418 | G | 2 |  | Hydro |  | S_C_TVA | Tennessee | 47 | Dickson | 43 | 47043 | 13.8 | 0 | 1958 | 9999 |  |  | N | Hydro | [13 empty] | 0 | 0 | 0 | 0 | [11 empty] | USACE Nashville District | 100 | U S Army Corps of Engineers | 100
Cheatham | 6418_G_3 | 6418 | G | 3 |  | Hydro |  | S_C_TVA | Tennessee | 47 | Dickson | 43 | 47043 | 13.8 | 0 | 1958 | 9999 |  |  | N | Hydro | [13 empty] | 0 | 0 | 0 | 0 | [11 empty] | USACE Nashville District | 100 | U S Army Corps of Engineers | 100
Eufaula Dam | 6419_G_1 | 6419 | G | 1 |  | Hydro |  | SPP_WEST | Oklahoma | 40 | Haskell | 61 | 40061 | 34.5 | 0 | 1964 | 9999 |  |  | N | Hydro | [13 empty] | 0 | 0 | 0 | 0 | [11 empty] | USACE Tulsa District | 100 | U S Army Corps of Engineers | 100
Eufaula Dam | 6419_G_2 | 6419 | G | 2 |  | Hydro |  | SPP_WEST | Oklahoma | 40 | Haskell | 61 | 40061 | 34.5 | 0 | 1964 | 9999 |  |  | N | Hydro | [13 empty] | 0 | 0 | 0 | 0 | [11 empty] | USACE Tulsa District | 100 | U S Army Corps of Engineers | 100
Eufaula Dam | 6419_G_3 | 6419 | G | 3 |  | Hydro |  | SPP_WEST | Oklahoma | 40 | Haskell | 61 | 40061 | 34.5 | 0 | 1964 | 9999 |  |  | N | Hydro | [13 empty] | 0 | 0 | 0 | 0 | [11 empty] | USACE Tulsa District | 100 | U S Army Corps of Engineers | 100
Lemolo 2 | 6421_G_1 | 6421 | G | 1 |  | Hydro |  | WECC_PNW | Oregon | 41 | Douglas | 19 | 41019 | 38.5 | 0 | 1956 | 9999 |  |  | N | Hydro | [13 empty] | 0 | 0 | 0 | 0 | [11 empty] | PacifiCorp | 100 | Berkshire Hathaway Inc | 100
Chelan | 6424_G_A-1 | 6424 | G | A-1 |  | Hydro |  | WECC_PNW | Washington | 53 | Chelan | 7 | 53007 | 31.4 | 0 | 1927 | 9999 |  |  | N | Hydro | [13 empty] | 0 | 0 | 0 | 0 | [11 empty] | PUD No 1 of Chelan County | 100 | PUD No 1 of Chelan County | 100
Chelan | 6424_G_A-2 | 6424 | G | A-2 |  | Hydro |  | WECC_PNW | Washington | 53 | Chelan | 7 | 53007 | 30.7 | 0 | 1928 | 9999 |  |  | N | Hydro | [13 empty] | 0 | 0 | 0 | 0 | [11 empty] | PUD No 1 of Chelan County | 100 | PUD No 1 of Chelan County | 100
Cedar Falls (WA) | 6430_G_5 | 6430 | G | 5 |  | Hydro |  | WECC_PNW | Washington | 53 | King | 33 | 53033 | 15 | 0 | 1921 | 9999 |  |  | N | Hydro | [13 empty] | 0 | 0 | 0 | 0 | [11 empty] | Seattle City Light | 100 | Seattle City Light | 100
Cedar Falls (WA) | 6430_G_6 | 6430 | G | 6 |  | Hydro |  | WECC_PNW | Washington | 53 | King | 33 | 53033 | 15 | 0 | 1929 | 9999 |  |  | N | Hydro | [13 empty] | 0 | 0 | 0 | 0 | [11 empty] | Seattle City Light | 100 | Seattle City Light | 100
Gorge | 6431_G_21 | 6431 | G | 21 |  | Hydro |  | WECC_PNW | Washington | 53 | Whatcom | 73 | 53073 | 32 | 0 | 1924 | 9999 |  |  | N | Hydro | [13 empty] | 0 | 0 | 0 | 0 | [11 empty] | Seattle City Light | 100 | Seattle City Light | 100
Gorge | 6431_G_22 | 6431 | G | 22 |  | Hydro |  | WECC_PNW | Washington | 53 | Whatcom | 73 | 53073 | 32 | 0 | 1924 | 9999 |  |  | N | Hydro | [13 empty] | 0 | 0 | 0 | 0 | [11 empty] | Seattle City Light | 100 | Seattle City Light | 100
Gorge | 6431_G_23 | 6431 | G | 23 |  | Hydro |  | WECC_PNW | Washington | 53 | Whatcom | 73 | 53073 | 32 | 0 | 1929 | 9999 |  |  | N | Hydro | [13 empty] | 0 | 0 | 0 | 0 | [11 empty] | Seattle City Light | 100 | Seattle City Light | 100
Gorge | 6431_G_24 | 6431 | G | 24 |  | Hydro |  | WECC_PNW | Washington | 53 | Whatcom | 73 | 53073 | 97 | 0 | 1951 | 9999 |  |  | N | Hydro | [13 empty] | 0 | 0 | 0 | 0 | [11 empty] | Seattle City Light | 100 | Seattle City Light | 100
Diablo | 6432_G_32 | 6432 | G | 32 |  | Hydro |  | WECC_PNW | Washington | 53 | Whatcom | 73 | 53073 | 90 | 0 | 1936 | 9999 |  |  | N | Hydro | [13 empty] | 0 | 0 | 0 | 0 | [11 empty] | Seattle City Light | 100 | Seattle City Light | 100
Diablo | 6432_G_35 | 6432 | G | 35 |  | Hydro |  | WECC_PNW | Washington | 53 | Whatcom | 73 | 53073 | 1.2 | 0 | 1936 | 9999 |  |  | N | Hydro | [13 empty] | 0 | 0 | 0 | 0 | [11 empty] | Seattle City Light | 100 | Seattle City Light | 100
Diablo | 6432_G_36 | 6432 | G | 36 |  | Hydro |  | WECC_PNW | Washington | 53 | Whatcom | 73 | 53073 | 1.2 | 0 | 1936 | 9999 |  |  | N | Hydro | [13 empty] | 0 | 0 | 0 | 0 | [11 empty] | Seattle City Light | 100 | Seattle City Light | 100
Diablo | 6432_G_31 | 6432 | G | 31 |  | Hydro |  | WECC_PNW | Washington | 53 | Whatcom | 73 | 53073 | 90 | 0 | 1937 | 9999 |  |  | N | Hydro | [13 empty] | 0 | 0 | 0 | 0 | [11 empty] | Seattle City Light | 100 | Seattle City Light | 100
Boundary | 6433_G_51 | 6433 | G | 51 |  | Hydro |  | WECC_PNW | Washington | 53 | Pend Oreille | 51 | 53051 | 158.4 | 0 | 1967 | 9999 |  |  | N | Hydro | [13 empty] | 0 | 0 | 0 | 0 | [11 empty] | Seattle City Light | 100 | Seattle City Light | 100
Boundary | 6433_G_52 | 6433 | G | 52 |  | Hydro |  | WECC_PNW | Washington | 53 | Pend Oreille | 51 | 53051 | 161.5 | 0 | 1967 | 9999 |  |  | N | Hydro | [13 empty] | 0 | 0 | 0 | 0 | [11 empty] | Seattle City Light | 100 | Seattle City Light | 100
Boundary | 6433_G_53 | 6433 | G | 53 |  | Hydro |  | WECC_PNW | Washington | 53 | Pend Oreille | 51 | 53051 | 158.4 | 0 | 1967 | 9999 |  |  | N | Hydro | [13 empty] | 0 | 0 | 0 | 0 | [11 empty] | Seattle City Light | 100 | Seattle City Light | 100
Boundary | 6433_G_54 | 6433 | G | 54 |  | Hydro |  | WECC_PNW | Washington | 53 | Pend Oreille | 51 | 53051 | 161.5 | 0 | 1967 | 9999 |  |  | N | Hydro | [13 empty] | 0 | 0 | 0 | 0 | [11 empty] | Seattle City Light | 100 | Seattle City Light | 100
Boundary | 6433_G_55 | 6433 | G | 55 |  | Hydro |  | WECC_PNW | Washington | 53 | Pend Oreille | 51 | 53051 | 232 | 0 | 1985 | 9999 |  |  | N | Hydro | [13 empty] | 0 | 0 | 0 | 0 | [11 empty] | Seattle City Light | 100 | Seattle City Light | 100
Boundary | 6433_G_56 | 6433 | G | 56 |  | Hydro |  | WECC_PNW | Washington | 53 | Pend Oreille | 51 | 53051 | 232 | 0 | 1986 | 9999 |  |  | N | Hydro | [13 empty] | 0 | 0 | 0 | 0 | [11 empty] | Seattle City Light | 100 | Seattle City Light | 100
Queens Creek | 6438_G_1 | 6438 | G | 1 |  | Hydro |  | S_VACA | North Carolina | 37 | Macon | 113 | 37113 | 1.4 | 0 | 1949 | 9999 |  |  | N | Hydro | [13 empty] | 0 | 0 | 0 | 0 | [11 empty] | Duke Energy Carolinas | 100 | Duke Energy Corp | 100
Wilson Dam | 6440_G_1 | 6440 | G | 1 |  | Hydro |  | S_C_TVA | Alabama | 1 | Lauderdale | 77 | 01077 | 22 | 0 | 1925 | 9999 |  |  | N | Hydro | [13 empty] | 0 | 0 | 0 | 0 | [11 empty] | Tennessee Valley Authority | 100 | Tennessee Valley Authority | 100
Wilson Dam | 6440_G_2 | 6440 | G | 2 |  | Hydro |  | S_C_TVA | Alabama | 1 | Lauderdale | 77 | 01077 | 22.3 | 0 | 1925 | 9999 |  |  | N | Hydro | [13 empty] | 0 | 0 | 0 | 0 | [11 empty] | Tennessee Valley Authority | 100 | Tennessee Valley Authority | 100
Wilson Dam | 6440_G_3 | 6440 | G | 3 |  | Hydro |  | S_C_TVA | Alabama | 1 | Lauderdale | 77 | 01077 | 23 | 0 | 1925 | 9999 |  |  | N | Hydro | [13 empty] | 0 | 0 | 0 | 0 | [11 empty] | Tennessee Valley Authority | 100 | Tennessee Valley Authority | 100
Wilson Dam | 6440_G_4 | 6440 | G | 4 |  | Hydro |  | S_C_TVA | Alabama | 1 | Lauderdale | 77 | 01077 | 22 | 0 | 1925 | 9999 |  |  | N | Hydro | [13 empty] | 0 | 0 | 0 | 0 | [11 empty] | Tennessee Valley Authority | 100 | Tennessee Valley Authority | 100
Wilson Dam | 6440_G_5 | 6440 | G | 5 |  | Hydro |  | S_C_TVA | Alabama | 1 | Lauderdale | 77 | 01077 | 30.3 | 0 | 1925 | 9999 |  |  | N | Hydro | [13 empty] | 0 | 0 | 0 | 0 | [11 empty] | Tennessee Valley Authority | 100 | Tennessee Valley Authority | 100
Wilson Dam | 6440_G_6 | 6440 | G | 6 |  | Hydro |  | S_C_TVA | Alabama | 1 | Lauderdale | 77 | 01077 | 30.4 | 0 | 1925 | 9999 |  |  | N | Hydro | [13 empty] | 0 | 0 | 0 | 0 | [11 empty] | Tennessee Valley Authority | 100 | Tennessee Valley Authority | 100
Wilson Dam | 6440_G_7 | 6440 | G | 7 |  | Hydro |  | S_C_TVA | Alabama | 1 | Lauderdale | 77 | 01077 | 29.1 | 0 | 1925 | 9999 |  |  | N | Hydro | [13 empty] | 0 | 0 | 0 | 0 | [11 empty] | Tennessee Valley Authority | 100 | Tennessee Valley Authority | 100
Wilson Dam | 6440_G_8 | 6440 | G | 8 |  | Hydro |  | S_C_TVA | Alabama | 1 | Lauderdale | 77 | 01077 | 30.7 | 0 | 1925 | 9999 |  |  | N | Hydro | [13 empty] | 0 | 0 | 0 | 0 | [11 empty] | Tennessee Valley Authority | 100 | Tennessee Valley Authority | 100
Wilson Dam | 6440_G_10 | 6440 | G | 10 |  | Hydro |  | S_C_TVA | Alabama | 1 | Lauderdale | 77 | 01077 | 29.5 | 0 | 1942 | 9999 |  |  | N | Hydro | [13 empty] | 0 | 0 | 0 | 0 | [11 empty] | Tennessee Valley Authority | 100 | Tennessee Valley Authority | 100
Wilson Dam | 6440_G_11 | 6440 | G | 11 |  | Hydro |  | S_C_TVA | Alabama | 1 | Lauderdale | 77 | 01077 | 29.2 | 0 | 1942 | 9999 |  |  | N | Hydro | [13 empty] | 0 | 0 | 0 | 0 | [11 empty] | Tennessee Valley Authority | 100 | Tennessee Valley Authority | 100
Wilson Dam | 6440_G_12 | 6440 | G | 12 |  | Hydro |  | S_C_TVA | Alabama | 1 | Lauderdale | 77 | 01077 | 29.2 | 0 | 1942 | 9999 |  |  | N | Hydro | [13 empty] | 0 | 0 | 0 | 0 | [11 empty] | Tennessee Valley Authority | 100 | Tennessee Valley Authority | 100
Wilson Dam | 6440_G_9 | 6440 | G | 9 |  | Hydro |  | S_C_TVA | Alabama | 1 | Lauderdale | 77 | 01077 | 29.6 | 0 | 1942 | 9999 |  |  | N | Hydro | [13 empty] | 0 | 0 | 0 | 0 | [11 empty] | Tennessee Valley Authority | 100 | Tennessee Valley Authority | 100
Wilson Dam | 6440_G_13 | 6440 | G | 13 |  | Hydro |  | S_C_TVA | Alabama | 1 | Lauderdale | 77 | 01077 | 29.4 | 0 | 1943 | 9999 |  |  | N | Hydro | [13 empty] | 0 | 0 | 0 | 0 | [11 empty] | Tennessee Valley Authority | 100 | Tennessee Valley Authority | 100
Wilson Dam | 6440_G_14 | 6440 | G | 14 |  | Hydro |  | S_C_TVA | Alabama | 1 | Lauderdale | 77 | 01077 | 29.4 | 0 | 1943 | 9999 |  |  | N | Hydro | [13 empty] | 0 | 0 | 0 | 0 | [11 empty] | Tennessee Valley Authority | 100 | Tennessee Valley Authority | 100
Wilson Dam | 6440_G_15 | 6440 | G | 15 |  | Hydro |  | S_C_TVA | Alabama | 1 | Lauderdale | 77 | 01077 | 29.2 | 0 | 1949 | 9999 |  |  | N | Hydro | [13 empty] | 0 | 0 | 0 | 0 | [11 empty] | Tennessee Valley Authority | 100 | Tennessee Valley Authority | 100
Wilson Dam | 6440_G_16 | 6440 | G | 16 |  | Hydro |  | S_C_TVA | Alabama | 1 | Lauderdale | 77 | 01077 | 29.2 | 0 | 1950 | 9999 |  |  | N | Hydro | [13 empty] | 0 | 0 | 0 | 0 | [11 empty] | Tennessee Valley Authority | 100 | Tennessee Valley Authority | 100
Wilson Dam | 6440_G_17 | 6440 | G | 17 |  | Hydro |  | S_C_TVA | Alabama | 1 | Lauderdale | 77 | 01077 | 29 | 0 | 1950 | 9999 |  |  | N | Hydro | [13 empty] | 0 | 0 | 0 | 0 | [11 empty] | Tennessee Valley Authority | 100 | Tennessee Valley Authority | 100
Wilson Dam | 6440_G_18 | 6440 | G | 18 |  | Hydro |  | S_C_TVA | Alabama | 1 | Lauderdale | 77 | 01077 | 29 | 0 | 1950 | 9999 |  |  | N | Hydro | [13 empty] | 0 | 0 | 0 | 0 | [11 empty] | Tennessee Valley Authority | 100 | Tennessee Valley Authority | 100
Wilson Dam | 6440_G_19 | 6440 | G | 19 |  | Hydro |  | S_C_TVA | Alabama | 1 | Lauderdale | 77 | 01077 | 55 | 0 | 1961 | 9999 |  |  | N | Hydro | [13 empty] | 0 | 0 | 0 | 0 | [11 empty] | Tennessee Valley Authority | 100 | Tennessee Valley Authority | 100
Wilson Dam | 6440_G_20 | 6440 | G | 20 |  | Hydro |  | S_C_TVA | Alabama | 1 | Lauderdale | 77 | 01077 | 55 | 0 | 1962 | 9999 |  |  | N | Hydro | [13 empty] | 0 | 0 | 0 | 0 | [11 empty] | Tennessee Valley Authority | 100 | Tennessee Valley Authority | 100
Wilson Dam | 6440_G_21 | 6440 | G | 21 |  | Hydro |  | S_C_TVA | Alabama | 1 | Lauderdale | 77 | 01077 | 55 | 0 | 1962 | 9999 |  |  | N | Hydro | [13 empty] | 0 | 0 | 0 | 0 | [11 empty] | Tennessee Valley Authority | 100 | Tennessee Valley Authority | 100
Azusa | 6449_G_1 | 6449 | G | 1 |  | Hydro |  | WECC_SCE | California | 6 | Los Angeles | 37 | 06037 | 2 | 0 | 1949 | 9999 |  |  | N | Hydro | [13 empty] | 0 | 0 | 0 | 0 | [11 empty] | Pasadena Water & Power Dept | 100 | Pasadena Water & Power Dept | 100
Proctor | 6450_G_2 | 6450 | G | 2 |  | Hydro |  | NENGREST | Vermont | 50 | Rutland | 21 | 50021 | 0.7 | 0 | 1905 | 9999 |  |  | N | Hydro | [13 empty] | 0 | 0 | 0 | 0 | [11 empty] | Green Mountain Power Corp | 100 | Gaz Métropolitain & Co LP | 100
Proctor | 6450_G_3 | 6450 | G | 3 |  | Hydro |  | NENGREST | Vermont | 50 | Rutland | 21 | 50021 | 0.7 | 0 | 1905 | 9999 |  |  | N | Hydro | [13 empty] | 0 | 0 | 0 | 0 | [11 empty] | Green Mountain Power Corp | 100 | Gaz Métropolitain & Co LP | 100
Proctor | 6450_G_4 | 6450 | G | 4 |  | Hydro |  | NENGREST | Vermont | 50 | Rutland | 21 | 50021 | 0.7 | 0 | 1905 | 9999 |  |  | N | Hydro | [13 empty] | 0 | 0 | 0 | 0 | [11 empty] | Green Mountain Power Corp | 100 | Gaz Métropolitain & Co LP | 100
Proctor | 6450_G_1 | 6450 | G | 1 |  | Hydro |  | NENGREST | Vermont | 50 | Rutland | 21 | 50021 | 1.6 | 0 | 1927 | 9999 |  |  | N | Hydro | [13 empty] | 0 | 0 | 0 | 0 | [11 empty] | Green Mountain Power Corp | 100 | Gaz Métropolitain & Co LP | 100
Proctor | 6450_G_5 | 6450 | G | 5 |  | Hydro |  | NENGREST | Vermont | 50 | Rutland | 21 | 50021 | 2.8 | 0 | 1984 | 9999 |  |  | N | Hydro | [13 empty] | 0 | 0 | 0 | 0 | [11 empty] | Green Mountain Power Corp | 100 | Gaz Métropolitain & Co LP | 100
Beldens | 6451_G_1 | 6451 | G | 1 |  | Hydro |  | NENGREST | Vermont | 50 | Addison | 1 | 50001 | 0.6 | 0 | 1913 | 9999 |  |  | N | Hydro | [13 empty] | 0 | 0 | 0 | 0 | [11 empty] | Green Mountain Power Corp | 100 | Gaz Métropolitain & Co LP | 100
Beldens | 6451_G_2 | 6451 | G | 2 |  | Hydro |  | NENGREST | Vermont | 50 | Addison | 1 | 50001 | 0.6 | 0 | 1913 | 9999 |  |  | N | Hydro | [13 empty] | 0 | 0 | 0 | 0 | [11 empty] | Green Mountain Power Corp | 100 | Gaz Métropolitain & Co LP | 100
Beldens | 6451_G_HC3 | 6451 | G | HC3 |  | Hydro |  | NENGREST | Vermont | 50 | Addison | 1 | 50001 | 3.2 | 0 | 1988 | 9999 |  |  | N | Hydro | [13 empty] | 0 | 0 | 0 | 0 | [11 empty] | Green Mountain Power Corp | 100 | Gaz Métropolitain & Co LP | 100
Carver Falls | 6456_G_1 | 6456 | G | 1 |  | Hydro |  | NY_Z_F | New York | 36 | Washington | 115 | 36115 | 1.3 | 0 | 1922 | 9999 |  |  | N | Hydro | [13 empty] | 0 | 0 | 0 | 0 | [11 empty] | Green Mountain Power Corp | 100 | Gaz Métropolitain & Co LP | 100
Carver Falls | 6456_G_2 | 6456 | G | 2 |  | Hydro |  | NY_Z_F | New York | 36 | Washington | 115 | 36115 | 0.6 | 0 | 1922 | 9999 |  |  | N | Hydro | [13 empty] | 0 | 0 | 0 | 0 | [11 empty] | Green Mountain Power Corp | 100 | Gaz Métropolitain & Co LP | 100
Big Fork | 6459_G_3 | 6459 | G | 3 |  | Hydro |  | WECC_MT | Montana | 30 | Flathead | 29 | 30029 | 0.8 | 0 | 1910 | 9999 |  |  | N | Hydro | [13 empty] | 0 | 0 | 0 | 0 | [11 empty] | PacifiCorp | 100 | Berkshire Hathaway Inc | 100
Big Fork | 6459_G_1 | 6459 | G | 1 |  | Hydro |  | WECC_MT | Montana | 30 | Flathead | 29 | 30029 | 1.9 | 0 | 1927 | 9999 |  |  | N | Hydro | [13 empty] | 0 | 0 | 0 | 0 | [11 empty] | PacifiCorp | 100 | Berkshire Hathaway Inc | 100
Big Fork | 6459_G_2 | 6459 | G | 2 |  | Hydro |  | WECC_MT | Montana | 30 | Flathead | 29 | 30029 | 1.9 | 0 | 1928 | 9999 |  |  | N | Hydro | [13 empty] | 0 | 0 | 0 | 0 | [11 empty] | PacifiCorp | 100 | Berkshire Hathaway Inc | 100
River Bend | 6462_G_1 | 6462 | G | 1 |  | Nuclear |  | MIS_LA | Louisiana | 22 | West Feliciana | 125 | 22125 | 967.5 | 10456 | 1986 | 9999 |  |  | N | Nuclear Fuel | [13 empty] | 0 | 0 | 0 | 0 | [11 empty] | Entergy Louisiana LLC | 100 | Entergy Corp | 100
Ames GT | 6463_G_GT1 | 6463 | G | GT1 |  | Combustion Turbine |  | MIS_MIDA | Iowa | 19 | Story | 169 | 19169 | 15.5 | 15553 | 1972 | 9999 |  |  | N | Distillate Fuel Oil | [12 empty] | 2.5 | 1.01 | 1.01 | 1.01 | 1.01 | [11 empty] | Ames Municipal Electric System | 100 | Ames Municipal Electric System | 100
Ames GT | 6463_G_GT2 | 6463 | G | GT2 | 89535 | Combustion Turbine |  | MIS_MIDA | Iowa | 19 | Story | 169 | 19169 | 26.1 | 15706 | 2005 | 9999 |  |  | N | Distillate Fuel Oil |  |  |  | H2O | [8 empty] | 0.051 | 0.14811 | 0.14811 | 0.14811 | 0.14811 | [11 empty] | Ames Municipal Electric System | 100 | Ames Municipal Electric System | 100
Antelope Valley | 6469_B_B1 | 6469 | B | B1 | 2885 | Coal Steam |  | SPP_WAUE | North Dakota | 38 | Mercer | 57 | 38057 | 450 | 11322 | 1984 | 9999 | tangential | dry | N | Lignite | Dry Scrubber | 1983 | 0.81 | LNC3 |  |  |  | B | NA | ACI | 2015 |  | 1.2 | 0.10592 | 0.10592 | 0.10592 | 0.10592 | 0.1 | 0.1 | 0.1 | 0.86 | [6 empty] | Yes | Basin Electric Power Coop | 100 | Basin Electric Power Coop | 100
Antelope Valley | 6469_B_B2 | 6469 | B | B2 | 2886 | Coal Steam |  | SPP_WAUE | North Dakota | 38 | Mercer | 57 | 38057 | 450 | 11263 | 1986 | 9999 | tangential | dry | N | Lignite | Dry Scrubber | 1985 | 0.81 | LNC3 |  |  |  | B | NA | ACI | 2015 |  | 1.2 | 0.10495 | 0.10495 | 0.10495 | 0.10495 | 0.1 | 0.1 | 0.1 | 0.86 | [6 empty] | Yes | Basin Electric Power Coop | 100 | Basin Electric Power Coop | 100
Gorge 18 | 6475_G_1 | 6475 | G | 1 |  | Hydro |  | NENGREST | Vermont | 50 | Chittenden | 7 | 50007 | 3 | 0 | 1928 | 9999 |  |  | N | Hydro | [13 empty] | 0 | 0 | 0 | 0 | [11 empty] | Green Mountain Power Corp | 100 | Gaz Métropolitain & Co LP | 100
San Francisquito 1 | 6479_G_3 | 6479 | G | 3 |  | Hydro |  | WEC_LADW | California | 6 | Los Angeles | 37 | 06037 | 9.8 | 0 | 1917 | 9999 |  |  | N | Hydro | [13 empty] | 0 | 0 | 0 | 0 | [11 empty] | Los Angeles Dept of Water & Power | 100 | Los Angeles Dept of Water & Power | 100
San Francisquito 1 | 6479_G_4 | 6479 | G | 4 |  | Hydro |  | WEC_LADW | California | 6 | Los Angeles | 37 | 06037 | 11.4 | 0 | 1923 | 9999 |  |  | N | Hydro | [13 empty] | 0 | 0 | 0 | 0 | [11 empty] | Los Angeles Dept of Water & Power | 100 | Los Angeles Dept of Water & Power | 100
San Francisquito 1 | 6479_G_1A | 6479 | G | 1A |  | Hydro |  | WEC_LADW | California | 6 | Los Angeles | 37 | 06037 | 21.2 | 0 | 1983 | 9999 |  |  | N | Hydro | [13 empty] | 0 | 0 | 0 | 0 | [11 empty] | Los Angeles Dept of Water & Power | 100 | Los Angeles Dept of Water & Power | 100
San Francisquito 1 | 6479_G_6 | 6479 | G | 6 |  | Hydro |  | WEC_LADW | California | 6 | Los Angeles | 37 | 06037 | 20.9 | 0 | 1987 | 9999 |  |  | N | Hydro | [13 empty] | 0 | 0 | 0 | 0 | [11 empty] | Los Angeles Dept of Water & Power | 100 | Los Angeles Dept of Water & Power | 100
San Francisquito 2 | 6480_G_2 | 6480 | G | 2 |  | Hydro |  | WEC_LADW | California | 6 | Los Angeles | 37 | 06037 | 10.4 | 0 | 1920 | 9999 |  |  | N | Hydro | [13 empty] | 0 | 0 | 0 | 0 | [11 empty] | Los Angeles Dept of Water & Power | 100 | Los Angeles Dept of Water & Power | 100
San Francisquito 2 | 6480_G_3 | 6480 | G | 3 |  | Hydro |  | WEC_LADW | California | 6 | Los Angeles | 37 | 06037 | 14.4 | 0 | 1932 | 9999 |  |  | N | Hydro | [13 empty] | 0 | 0 | 0 | 0 | [11 empty] | Los Angeles Dept of Water & Power | 100 | Los Angeles Dept of Water & Power | 100
Mcindoes | 6483_G_GEN1 | 6483 | G | GEN1 |  | Hydro |  | NENGREST | Vermont | 50 | Caledonia | 5 | 50005 | 2.3 | 0 | 1931 | 9999 |  |  | N | Hydro | [13 empty] | 0 | 0 | 0 | 0 | [11 empty] | Great River Hydro LLC | 100 | ArcLight Capital Partners LLC | 100
Mcindoes | 6483_G_GEN2 | 6483 | G | GEN2 |  | Hydro |  | NENGREST | Vermont | 50 | Caledonia | 5 | 50005 | 2.3 | 0 | 1931 | 9999 |  |  | N | Hydro | [13 empty] | 0 | 0 | 0 | 0 | [11 empty] | Great River Hydro LLC | 100 | ArcLight Capital Partners LLC | 100
Mcindoes | 6483_G_GEN3 | 6483 | G | GEN3 |  | Hydro |  | NENGREST | Vermont | 50 | Caledonia | 5 | 50005 | 2.8 | 0 | 1931 | 9999 |  |  | N | Hydro | [13 empty] | 0 | 0 | 0 | 0 | [11 empty] | Great River Hydro LLC | 100 | ArcLight Capital Partners LLC | 100
Mcindoes | 6483_G_GEN4 | 6483 | G | GEN4 |  | Hydro |  | NENGREST | Vermont | 50 | Caledonia | 5 | 50005 | 2.8 | 0 | 1931 | 9999 |  |  | N | Hydro | [13 empty] | 0 | 0 | 0 | 0 | [11 empty] | Great River Hydro LLC | 100 | ArcLight Capital Partners LLC | 100
Bend | 6484_G_1 | 6484 | G | 1 |  | Hydro |  | WECC_PNW | Oregon | 41 | Deschutes | 17 | 41017 | 0.2 | 0 | 1913 | 9999 |  |  | N | Hydro | [13 empty] | 0 | 0 | 0 | 0 | [11 empty] | PacifiCorp | 100 | Berkshire Hathaway Inc | 100
Bend | 6484_G_2 | 6484 | G | 2 |  | Hydro |  | WECC_PNW | Oregon | 41 | Deschutes | 17 | 41017 | 0.3 | 0 | 1916 | 9999 |  |  | N | Hydro | [13 empty] | 0 | 0 | 0 | 0 | [11 empty] | PacifiCorp | 100 | Berkshire Hathaway Inc | 100
Bend | 6484_G_3 | 6484 | G | 3 |  | Hydro |  | WECC_PNW | Oregon | 41 | Deschutes | 17 | 41017 | 0.5 | 0 | 1917 | 9999 |  |  | N | Hydro | [13 empty] | 0 | 0 | 0 | 0 | [11 empty] | PacifiCorp | 100 | Berkshire Hathaway Inc | 100
Mill C | 6486_G_2 | 6486 | G | 2 |  | Hydro |  | NY_Z_D | New York | 36 | Clinton | 19 | 36019 | 1.2 | 0 | 1943 | 9999 |  |  | N | Hydro | [13 empty] | 0 | 0 | 0 | 0 | [11 empty] | New York State Electric & Gas Corp | 100 | Iberdrola SA | 100
Mill C | 6486_G_1 | 6486 | G | 1 |  | Hydro |  | NY_Z_D | New York | 36 | Clinton | 19 | 36019 | 1 | 0 | 1944 | 9999 |  |  | N | Hydro | [13 empty] | 0 | 0 | 0 | 0 | [11 empty] | New York State Electric & Gas Corp | 100 | Iberdrola SA | 100
Mill C | 6486_G_3 | 6486 | G | 3 |  | Hydro |  | NY_Z_D | New York | 36 | Clinton | 19 | 36019 | 3.8 | 0 | 1984 | 9999 |  |  | N | Hydro | [13 empty] | 0 | 0 | 0 | 0 | [11 empty] | New York State Electric & Gas Corp | 100 | Iberdrola SA | 100
Oak Grove | 6505_G_1 | 6505 | G | 1 |  | Hydro |  | WECC_PNW | Oregon | 41 | Clackamas | 5 | 41005 | 22 | 0 | 1924 | 9999 |  |  | N | Hydro | [13 empty] | 0 | 0 | 0 | 0 | [11 empty] | Portland General Electric Co | 100 | Portland General Electric Co | 100
Oak Grove | 6505_G_2 | 6505 | G | 2 |  | Hydro |  | WECC_PNW | Oregon | 41 | Clackamas | 5 | 41005 | 22 | 0 | 1931 | 9999 |  |  | N | Hydro | [13 empty] | 0 | 0 | 0 | 0 | [11 empty] | Portland General Electric Co | 100 | Portland General Electric Co | 100
Moyie Springs | 6506_G_2 | 6506 | G | 2 |  | Hydro |  | WECC_PNW | Idaho | 16 | Boundary | 21 | 16021 | 0.4 | 0 | 1921 | 9999 |  |  | N | Hydro | [13 empty] | 0 | 0 | 0 | 0 | [11 empty] | Bonners Ferry ID (City of) | 100 | Bonners Ferry ID (City of) | 100
Moyie Springs | 6506_G_1 | 6506 | G | 1 |  | Hydro |  | WECC_PNW | Idaho | 16 | Boundary | 21 | 16021 | 1.1 | 0 | 1941 | 9999 |  |  | N | Hydro | [13 empty] | 0 | 0 | 0 | 0 | [11 empty] | Bonners Ferry ID (City of) | 100 | Bonners Ferry ID (City of) | 100
Moyie Springs | 6506_G_3 | 6506 | G | 3 |  | Hydro |  | WECC_PNW | Idaho | 16 | Boundary | 21 | 16021 | 1.1 | 0 | 1950 | 9999 |  |  | N | Hydro | [13 empty] | 0 | 0 | 0 | 0 | [11 empty] | Bonners Ferry ID (City of) | 100 | Bonners Ferry ID (City of) | 100
Moyie Springs | 6506_G_4 | 6506 | G | 4 |  | Hydro |  | WECC_PNW | Idaho | 16 | Boundary | 21 | 16021 | 1.7 | 0 | 1982 | 9999 |  |  | N | Hydro | [13 empty] | 0 | 0 | 0 | 0 | [11 empty] | Bonners Ferry ID (City of) | 100 | Bonners Ferry ID (City of) | 100
Fleish | 6513_G_1 | 6513 | G | 1 |  | Hydro |  | WECC_NNV | Nevada | 32 | Washoe | 31 | 32031 | 2.5 | 0 | 1914 | 9999 |  |  | N | Hydro | [13 empty] | 0 | 0 | 0 | 0 | [11 empty] | Sierra Pacific Power Co | 100 | Berkshire Hathaway Inc | 100
Valencia | 6515_G_GT1 | 6515 | G | GT1 |  | Combustion Turbine |  | WECC_AZ | Arizona | 4 | Santa Cruz | 23 | 04023 | 13.5 | 25000 | 1989 | 9999 |  |  | N | Natural Gas, Distillate Fuel Oil | [12 empty] | 0.8 | 0.18795 | 0.18795 | 0.18795 | 0.18795 | [11 empty] | UNS Electric Inc | 100 | Uns Energy Corp | 100
Valencia | 6515_G_GT2 | 6515 | G | GT2 |  | Combustion Turbine |  | WECC_AZ | Arizona | 4 | Santa Cruz | 23 | 04023 | 13.5 | 25000 | 1989 | 9999 |  |  | N | Natural Gas, Distillate Fuel Oil | [12 empty] | 0.8 | 0.03536 | 0.03536 | 0.03536 | 0.03536 | [11 empty] | UNS Electric Inc | 100 | Uns Energy Corp | 100
Valencia | 6515_G_GT3 | 6515 | G | GT3 |  | Combustion Turbine |  | WECC_AZ | Arizona | 4 | Santa Cruz | 23 | 04023 | 13.5 | 25000 | 1989 | 9999 |  |  | N | Natural Gas, Distillate Fuel Oil | [12 empty] | 0.8 | 0.02314 | 0.02314 | 0.02314 | 0.02314 | [11 empty] | UNS Electric Inc | 100 | Uns Energy Corp | 100
Valencia | 6515_G_GT4 | 6515 | G | GT4 |  | Combustion Turbine |  | WECC_AZ | Arizona | 4 | Santa Cruz | 23 | 04023 | 19.8 | 15616 | 2006 | 9999 |  |  | N | Natural Gas, Distillate Fuel Oil | [12 empty] | 0.8 | 0.14489 | 0.14489 | 0.14489 | 0.14489 | [11 empty] | UNS Electric Inc | 100 | Uns Energy Corp | 100
Rocky Ford | 6516_G_IC1A | 6516 | G | IC1A |  | Combustion Turbine | IC Engine | WECC_CO | Colorado | 8 | Otero | 89 | 08089 | 2 | 12283 | 1964 | 9999 |  |  | N | Distillate Fuel Oil | [13 empty] | 1.6498 | 1.6498 | 1.6498 | 1.6498 | [11 empty] | Black Hills Colorado Electric LLC | 100 | Black Hills Corp | 100
Rocky Ford | 6516_G_IC2 | 6516 | G | IC2 |  | Combustion Turbine | IC Engine | WECC_CO | Colorado | 8 | Otero | 89 | 08089 | 2 | 12283 | 1964 | 9999 |  |  | N | Distillate Fuel Oil | [12 empty] | 1.2 | 1.6498 | 1.6498 | 1.6498 | 1.6498 | [11 empty] | Black Hills Colorado Electric LLC | 100 | Black Hills Corp | 100
Rocky Ford | 6516_G_IC3 | 6516 | G | IC3 |  | Combustion Turbine | IC Engine | WECC_CO | Colorado | 8 | Otero | 89 | 08089 | 2 | 12283 | 1964 | 9999 |  |  | N | Distillate Fuel Oil | [12 empty] | 1.2 | 1.6498 | 1.6498 | 1.6498 | 1.6498 | [11 empty] | Black Hills Colorado Electric LLC | 100 | Black Hills Corp | 100
Rocky Ford | 6516_G_IC4 | 6516 | G | IC4 |  | Combustion Turbine | IC Engine | WECC_CO | Colorado | 8 | Otero | 89 | 08089 | 2 | 12283 | 1964 | 9999 |  |  | N | Distillate Fuel Oil | [12 empty] | 1.2 | 1.6498 | 1.6498 | 1.6498 | 1.6498 | [11 empty] | Black Hills Colorado Electric LLC | 100 | Black Hills Corp | 100
Rocky Ford | 6516_G_IC5 | 6516 | G | IC5 |  | Combustion Turbine | IC Engine | WECC_CO | Colorado | 8 | Otero | 89 | 08089 | 2 | 12283 | 1964 | 9999 |  |  | N | Distillate Fuel Oil | [12 empty] | 1.2 | 1.6498 | 1.6498 | 1.6498 | 1.6498 | [11 empty] | Black Hills Colorado Electric LLC | 100 | Black Hills Corp | 100
Keowee | 6517_G_1 | 6517 | G | 1 |  | Hydro |  | S_VACA | South Carolina | 45 | Pickens | 77 | 45077 | 76 | 0 | 1971 | 9999 |  |  | N | Hydro | [13 empty] | 0 | 0 | 0 | 0 | [11 empty] | Duke Energy Carolinas | 100 | Duke Energy Corp | 100
Keowee | 6517_G_2 | 6517 | G | 2 |  | Hydro |  | S_VACA | South Carolina | 45 | Pickens | 77 | 45077 | 76 | 0 | 1971 | 9999 |  |  | N | Hydro | [13 empty] | 0 | 0 | 0 | 0 | [11 empty] | Duke Energy Carolinas | 100 | Duke Energy Corp | 100
Kings Beach | 6518_G_KB1 | 6518 | G | KB1 |  | Combustion Turbine | IC Engine | WECC_NNV | California | 6 | Placer | 61 | 06061 | 2 | 11731 | 2008 | 9999 |  |  | N | Distillate Fuel Oil | [13 empty] | 0.4671 | 0.4671 | 0.4671 | 0.4671 | [11 empty] | California Pacific Electric Co LLC | 100 | California Pacific Electric Co LLC | 100
Kings Beach | 6518_G_KB2 | 6518 | G | KB2 |  | Combustion Turbine | IC Engine | WECC_NNV | California | 6 | Placer | 61 | 06061 | 2 | 11940 | 2008 | 9999 |  |  | N | Distillate Fuel Oil | [13 empty] | 0.4671 | 0.4671 | 0.4671 | 0.4671 | [11 empty] | California Pacific Electric Co LLC | 100 | California Pacific Electric Co LLC | 100
Kings Beach | 6518_G_KB3 | 6518 | G | KB3 |  | Combustion Turbine | IC Engine | WECC_NNV | California | 6 | Placer | 61 | 06061 | 2 | 11940 | 2008 | 9999 |  |  | N | Distillate Fuel Oil | [13 empty] | 0.4671 | 0.4671 | 0.4671 | 0.4671 | [11 empty] | California Pacific Electric Co LLC | 100 | California Pacific Electric Co LLC | 100
Kings Beach | 6518_G_KB4 | 6518 | G | KB4 |  | Combustion Turbine | IC Engine | WECC_NNV | California | 6 | Placer | 61 | 06061 | 2 | 11940 | 2008 | 9999 |  |  | N | Distillate Fuel Oil | [13 empty] | 0.4671 | 0.4671 | 0.4671 | 0.4671 | [11 empty] | California Pacific Electric Co LLC | 100 | California Pacific Electric Co LLC | 100
Kings Beach | 6518_G_KB5 | 6518 | G | KB5 |  | Combustion Turbine | IC Engine | WECC_NNV | California | 6 | Placer | 61 | 06061 | 2 | 11940 | 2008 | 9999 |  |  | N | Distillate Fuel Oil | [13 empty] | 0.4671 | 0.4671 | 0.4671 | 0.4671 | [11 empty] | California Pacific Electric Co LLC | 100 | California Pacific Electric Co LLC | 100
Kings Beach | 6518_G_KB6 | 6518 | G | KB6 |  | Combustion Turbine | IC Engine | WECC_NNV | California | 6 | Placer | 61 | 06061 | 2 | 11940 | 2008 | 9999 |  |  | N | Distillate Fuel Oil | [13 empty] | 0.4671 | 0.4671 | 0.4671 | 0.4671 | [11 empty] | California Pacific Electric Co LLC | 100 | California Pacific Electric Co LLC | 100
Vergennes 9 | 6519_G_1 | 6519 | G | 1 |  | Hydro |  | NENGREST | Vermont | 50 | Addison | 1 | 50001 | 0.7 | 0 | 1912 | 9999 |  |  | N | Hydro | [13 empty] | 0 | 0 | 0 | 0 | [11 empty] | Green Mountain Power Corp | 100 | Gaz Métropolitain & Co LP | 100
Vergennes 9 | 6519_G_2 | 6519 | G | 2 |  | Hydro |  | NENGREST | Vermont | 50 | Addison | 1 | 50001 | 0.7 | 0 | 1912 | 9999 |  |  | N | Hydro | [13 empty] | 0 | 0 | 0 | 0 | [11 empty] | Green Mountain Power Corp | 100 | Gaz Métropolitain & Co LP | 100
Vergennes 9 | 6519_G_4 | 6519 | G | 4 |  | Hydro |  | NENGREST | Vermont | 50 | Addison | 1 | 50001 | 1 | 0 | 1943 | 9999 |  |  | N | Hydro | [13 empty] | 0 | 0 | 0 | 0 | [11 empty] | Green Mountain Power Corp | 100 | Gaz Métropolitain & Co LP | 100
Waterbury 22 | 6520_G_1 | 6520 | G | 1 |  | Hydro |  | NENGREST | Vermont | 50 | Washington | 23 | 50023 | 5 | 0 | 1953 | 9999 |  |  | N | Hydro | [13 empty] | 0 | 0 | 0 | 0 | [11 empty] | Green Mountain Power Corp | 100 | Gaz Métropolitain & Co LP | 100
Lahontan | 6521_G_1 | 6521 | G | 1 |  | Hydro |  | WECC_NNV | Nevada | 32 | Churchill | 1 | 32001 | 0.6 | 0 | 1911 | 9999 |  |  | N | Hydro | [13 empty] | 0 | 0 | 0 | 0 | [11 empty] | Sierra Pacific Power Co | 100 | Berkshire Hathaway Inc | 100
Lahontan | 6521_G_2 | 6521 | G | 2 |  | Hydro |  | WECC_NNV | Nevada | 32 | Churchill | 1 | 32001 | 0.6 | 0 | 1911 | 9999 |  |  | N | Hydro | [13 empty] | 0 | 0 | 0 | 0 | [11 empty] | Sierra Pacific Power Co | 100 | Berkshire Hathaway Inc | 100
Lahontan | 6521_G_3 | 6521 | G | 3 |  | Hydro |  | WECC_NNV | Nevada | 32 | Churchill | 1 | 32001 | 0.6 | 0 | 1911 | 9999 |  |  | N | Hydro | [13 empty] | 0 | 0 | 0 | 0 | [11 empty] | Sierra Pacific Power Co | 100 | Berkshire Hathaway Inc | 100
Yards Creek | 6522_G_1 | 6522 | G | 1 |  | Pumped Storage |  | PJM_EMAC | New Jersey | 34 | Warren | 41 | 34041 | 140 | 0 | 1965 | 9999 |  |  | N | Pumped Storage | [13 empty] | 0 | 0 | 0 | 0 | [11 empty] | Yards Creek Energy LLC | 100 | LS Power Group | 100
Yards Creek | 6522_G_2 | 6522 | G | 2 |  | Pumped Storage |  | PJM_EMAC | New Jersey | 34 | Warren | 41 | 34041 | 140 | 0 | 1965 | 9999 |  |  | N | Pumped Storage | [13 empty] | 0 | 0 | 0 | 0 | [11 empty] | Yards Creek Energy LLC | 100 | LS Power Group | 100
Yards Creek | 6522_G_3 | 6522 | G | 3 |  | Pumped Storage |  | PJM_EMAC | New Jersey | 34 | Warren | 41 | 34041 | 140 | 0 | 1965 | 9999 |  |  | N | Pumped Storage | [13 empty] | 0 | 0 | 0 | 0 | [11 empty] | Yards Creek Energy LLC | 100 | LS Power Group | 100
Rainbow Falls Auscble | 6526_G_1 | 6526 | G | 1 |  | Hydro |  | NY_Z_D | New York | 36 | Clinton | 19 | 36019 | 1.3 | 0 | 1926 | 9999 |  |  | N | Hydro | [13 empty] | 0 | 0 | 0 | 0 | [11 empty] | New York State Electric & Gas Corp | 100 | Iberdrola SA | 100
Rainbow Falls Auscble | 6526_G_2 | 6526 | G | 2 |  | Hydro |  | NY_Z_D | New York | 36 | Clinton | 19 | 36019 | 1.3 | 0 | 1927 | 9999 |  |  | N | Hydro | [13 empty] | 0 | 0 | 0 | 0 | [11 empty] | New York State Electric & Gas Corp | 100 | Iberdrola SA | 100
E J West | 6527_G_1 | 6527 | G | 1 |  | Hydro |  | NY_Z_F | New York | 36 | Saratoga | 91 | 36091 | 10.2 | 0 | 1930 | 9999 |  |  | N | Hydro | [13 empty] | 0 | 0 | 0 | 0 | [11 empty] | Brookfield Renewable Energy Partners LP | 100 | Brookfield Asset Management Inc | 100
E J West | 6527_G_2 | 6527 | G | 2 |  | Hydro |  | NY_Z_F | New York | 36 | Saratoga | 91 | 36091 | 10.4 | 0 | 1930 | 9999 |  |  | N | Hydro | [13 empty] | 0 | 0 | 0 | 0 | [11 empty] | Brookfield Renewable Energy Partners LP | 100 | Brookfield Asset Management Inc | 100
Searsburg | 6529_G_GEN1 | 6529 | G | GEN1 |  | Hydro |  | NENGREST | Vermont | 50 | Bennington | 3 | 50003 | 4.5 | 0 | 1922 | 9999 |  |  | N | Hydro | [13 empty] | 0 | 0 | 0 | 0 | [11 empty] | Great River Hydro LLC | 100 | ArcLight Capital Partners LLC | 100
Verdi | 6531_G_1 | 6531 | G | 1 |  | Hydro |  | WECC_NNV | Nevada | 32 | Washoe | 31 | 32031 | 2.1 | 0 | 1911 | 9999 |  |  | N | Hydro | [13 empty] | 0 | 0 | 0 | 0 | [11 empty] | Sierra Pacific Power Co | 100 | Berkshire Hathaway Inc | 100
Washoe | 6532_G_1 | 6532 | G | 1 |  | Hydro |  | WECC_NNV | Nevada | 32 | Washoe | 31 | 32031 | 0.9 | 0 | 1904 | 9999 |  |  | N | Hydro | [13 empty] | 0 | 0 | 0 | 0 | [11 empty] | Sierra Pacific Power Co | 100 | Berkshire Hathaway Inc | 100
Washoe | 6532_G_2 | 6532 | G | 2 |  | Hydro |  | WECC_NNV | Nevada | 32 | Washoe | 31 | 32031 | 0.9 | 0 | 1904 | 9999 |  |  | N | Hydro | [13 empty] | 0 | 0 | 0 | 0 | [11 empty] | Sierra Pacific Power Co | 100 | Berkshire Hathaway Inc | 100
Little Cottonwood | 6537_G_1 | 6537 | G | 1 |  | Hydro |  | WECC_UT | Utah | 49 | Salt Lake | 35 | 49035 | 2.4 | 0 | 1983 | 9999 |  |  | N | Hydro | [13 empty] | 0 | 0 | 0 | 0 | [11 empty] | Murray City Power Dept | 100 | Murray City Power Dept | 100
Little Cottonwood | 6537_G_2 | 6537 | G | 2 |  | Hydro |  | WECC_UT | Utah | 49 | Salt Lake | 35 | 49035 | 2.4 | 0 | 1983 | 9999 |  |  | N | Hydro | [13 empty] | 0 | 0 | 0 | 0 | [11 empty] | Murray City Power Dept | 100 | Murray City Power Dept | 100
Dam No. 4 Hydro Station | 6543_G_1 | 6543 | G | 1 |  | Hydro |  | PJM_AP | West Virginia | 54 | Jefferson | 37 | 54037 | 0.5 | 0 | 1909 | 9999 |  |  | N | Hydro | [13 empty] | 0 | 0 | 0 | 0 | [11 empty] | PE Hydro Generation LLC | 100 | Ontario Power Generation Inc | 100
Dam No. 4 Hydro Station | 6543_G_2 | 6543 | G | 2 |  | Hydro |  | PJM_AP | West Virginia | 54 | Jefferson | 37 | 54037 | 0.5 | 0 | 1909 | 9999 |  |  | N | Hydro | [13 empty] | 0 | 0 | 0 | 0 | [11 empty] | PE Hydro Generation LLC | 100 | Ontario Power Generation Inc | 100
Dam No. 4 Hydro Station | 6543_G_3 | 6543 | G | 3 |  | Hydro |  | PJM_AP | West Virginia | 54 | Jefferson | 37 | 54037 | 0.9 | 0 | 1991 | 9999 |  |  | N | Hydro | [13 empty] | 0 | 0 | 0 | 0 | [11 empty] | PE Hydro Generation LLC | 100 | Ontario Power Generation Inc | 100
Dam No. 5 Hydro Station | 6544_G_1 | 6544 | G | 1 |  | Hydro |  | PJM_AP | West Virginia | 54 | Berkeley | 3 | 54003 | 0.5 | 0 | 1919 | 9999 |  |  | N | Hydro | [13 empty] | 0 | 0 | 0 | 0 | [11 empty] | PE Hydro Generation LLC | 100 | Ontario Power Generation Inc | 100
Dam No. 5 Hydro Station | 6544_G_2 | 6544 | G | 2 |  | Hydro |  | PJM_AP | West Virginia | 54 | Berkeley | 3 | 54003 | 0.5 | 0 | 1919 | 9999 |  |  | N | Hydro | [13 empty] | 0 | 0 | 0 | 0 | [11 empty] | PE Hydro Generation LLC | 100 | Ontario Power Generation Inc | 100
Millville Hydro Station | 6546_G_1 | 6546 | G | 1 |  | Hydro |  | PJM_AP | West Virginia | 54 | Jefferson | 37 | 54037 | 0.6 | 0 | 1913 | 9999 |  |  | N | Hydro | [13 empty] | 0 | 0 | 0 | 0 | [11 empty] | All Dams Generation LLC | 100 | Ontario Power Generation Inc | 100
Millville Hydro Station | 6546_G_3 | 6546 | G | 3 |  | Hydro |  | PJM_AP | West Virginia | 54 | Jefferson | 37 | 54037 | 1 | 0 | 1938 | 9999 |  |  | N | Hydro | [13 empty] | 0 | 0 | 0 | 0 | [11 empty] | All Dams Generation LLC | 100 | Ontario Power Generation Inc | 100
Millville Hydro Station | 6546_G_2 | 6546 | G | 2 |  | Hydro |  | PJM_AP | West Virginia | 54 | Jefferson | 37 | 54037 | 0.8 | 0 | 1939 | 9999 |  |  | N | Hydro | [13 empty] | 0 | 0 | 0 | 0 | [11 empty] | All Dams Generation LLC | 100 | Ontario Power Generation Inc | 100
Foster | 6552_G_1 | 6552 | G | 1 |  | Hydro |  | WECC_PNW | Oregon | 41 | Linn | 43 | 41043 | 10 | 0 | 1968 | 9999 |  |  | N | Hydro | [13 empty] | 0 | 0 | 0 | 0 | [11 empty] | USACE Northwestern Division | 100 | U S Army Corps of Engineers | 100
Foster | 6552_G_2 | 6552 | G | 2 |  | Hydro |  | WECC_PNW | Oregon | 41 | Linn | 43 | 41043 | 10 | 0 | 1968 | 9999 |  |  | N | Hydro | [13 empty] | 0 | 0 | 0 | 0 | [11 empty] | USACE Northwestern Division | 100 | U S Army Corps of Engineers | 100
Waverly Municipal Electric North Plant | 6554_G_7 | 6554 | G | 7 |  | Combustion Turbine | IC Engine | MIS_MIDA | Iowa | 19 | Bremer | 17 | 19017 | 3.5 | 11065 | 1958 | 9999 |  |  | N | Natural Gas, Distillate Fuel Oil | [12 empty] | 2.5 | 1.061 | 1.061 | 1.061 | 1.061 | [11 empty] | Waverly Light & Power | 100 | Waverly Light & Power | 100
Waverly Municipal Electric North Plant | 6554_G_8 | 6554 | G | 8 |  | Combustion Turbine | IC Engine | MIS_MIDA | Iowa | 19 | Bremer | 17 | 19017 | 3.7 | 11054 | 1967 | 9999 |  |  | N | Natural Gas, Distillate Fuel Oil | [12 empty] | 2.5 | 1.061 | 1.061 | 1.061 | 1.061 | [11 empty] | Waverly Light & Power | 100 | Waverly Light & Power | 100
Waverly Municipal Electric North Plant | 6554_G_9 | 6554 | G | 9 |  | Combustion Turbine | IC Engine | MIS_MIDA | Iowa | 19 | Bremer | 17 | 19017 | 3.7 | 11054 | 1967 | 9999 |  |  | N | Natural Gas, Distillate Fuel Oil | [12 empty] | 2.5 | 1.061 | 1.061 | 1.061 | 1.061 | [11 empty] | Waverly Light & Power | 100 | Waverly Light & Power | 100
Waverly Municipal Electric North Plant | 6554_G_10 | 6554 | G | 10 |  | Combustion Turbine | IC Engine | MIS_MIDA | Iowa | 19 | Bremer | 17 | 19017 | 7 | 11101 | 1993 | 9999 |  |  | N | Distillate Fuel Oil | [12 empty] | 2.5 | 1.6498 | 1.6498 | 1.6498 | 1.6498 | [11 empty] | Waverly Light & Power | 100 | Waverly Light & Power | 100
Waverly Municipal Electric North Plant | 6554_G_17 | 6554 | G | 17 |  | Combustion Turbine | IC Engine | MIS_MIDA | Iowa | 19 | Bremer | 17 | 19017 | 1.8 | 10745 | 2015 | 9999 |  |  | N | Distillate Fuel Oil | [13 empty] | 1.6498 | 1.6498 | 1.6498 | 1.6498 | [11 empty] | Waverly Light & Power | 100 | Waverly Light & Power | 100
Waverly Municipal Electric North Plant | 6554_G_18 | 6554 | G | 18 |  | Combustion Turbine | IC Engine | MIS_MIDA | Iowa | 19 | Bremer | 17 | 19017 | 1.8 | 10745 | 2015 | 9999 |  |  | N | Distillate Fuel Oil | [13 empty] | 1.6498 | 1.6498 | 1.6498 | 1.6498 | [11 empty] | Waverly Light & Power | 100 | Waverly Light & Power | 100
Waverly Municipal Electric North Plant | 6554_G_19 | 6554 | G | 19 |  | Combustion Turbine | IC Engine | MIS_MIDA | Iowa | 19 | Bremer | 17 | 19017 | 1.8 | 10745 | 2015 | 9999 |  |  | N | Distillate Fuel Oil | [13 empty] | 1.6498 | 1.6498 | 1.6498 | 1.6498 | [11 empty] | Waverly Light & Power | 100 | Waverly Light & Power | 100
Waverly Municipal Electric North Plant | 6554_G_20 | 6554 | G | 20 |  | Combustion Turbine | IC Engine | MIS_MIDA | Iowa | 19 | Bremer | 17 | 19017 | 1.8 | 10745 | 2015 | 9999 |  |  | N | Distillate Fuel Oil | [13 empty] | 1.6498 | 1.6498 | 1.6498 | 1.6498 | [11 empty] | Waverly Light & Power | 100 | Waverly Light & Power | 100
D G Hunter | 6558_G_10 | 6558 | G | 10 |  | Combustion Turbine | IC Engine | MIS_LA | Louisiana | 22 | Rapides | 79 | 22079 | 8.6 | 10745 | 2016 | 9999 |  |  | N | Natural Gas | [13 empty] | 1.061 | 1.061 | 1.061 | 1.061 | [11 empty] | Alexandria (City of) Gas Dept | 100 | Alexandria LA (City of) | 100
D G Hunter | 6558_G_11 | 6558 | G | 11 |  | Combustion Turbine | IC Engine | MIS_LA | Louisiana | 22 | Rapides | 79 | 22079 | 8.6 | 10745 | 2016 | 9999 |  |  | N | Natural Gas | [13 empty] | 1.061 | 1.061 | 1.061 | 1.061 | [11 empty] | Alexandria (City of) Gas Dept | 100 | Alexandria LA (City of) | 100
D G Hunter | 6558_G_5 | 6558 | G | 5 |  | Combustion Turbine | IC Engine | MIS_LA | Louisiana | 22 | Rapides | 79 | 22079 | 8.6 | 10745 | 2016 | 9999 |  |  | N | Natural Gas | [13 empty] | 1.061 | 1.061 | 1.061 | 1.061 | [11 empty] | Alexandria (City of) Gas Dept | 100 | Alexandria LA (City of) | 100
D G Hunter | 6558_G_6 | 6558 | G | 6 |  | Combustion Turbine | IC Engine | MIS_LA | Louisiana | 22 | Rapides | 79 | 22079 | 8.6 | 10745 | 2016 | 9999 |  |  | N | Natural Gas | [13 empty] | 1.061 | 1.061 | 1.061 | 1.061 | [11 empty] | Alexandria (City of) Gas Dept | 100 | Alexandria LA (City of) | 100
D G Hunter | 6558_G_7 | 6558 | G | 7 |  | Combustion Turbine | IC Engine | MIS_LA | Louisiana | 22 | Rapides | 79 | 22079 | 8.6 | 10745 | 2016 | 9999 |  |  | N | Natural Gas | [13 empty] | 1.061 | 1.061 | 1.061 | 1.061 | [11 empty] | Alexandria (City of) Gas Dept | 100 | Alexandria LA (City of) | 100
D G Hunter | 6558_G_8 | 6558 | G | 8 |  | Combustion Turbine | IC Engine | MIS_LA | Louisiana | 22 | Rapides | 79 | 22079 | 8.6 | 10745 | 2016 | 9999 |  |  | N | Natural Gas | [13 empty] | 1.061 | 1.061 | 1.061 | 1.061 | [11 empty] | Alexandria (City of) Gas Dept | 100 | Alexandria LA (City of) | 100
D G Hunter | 6558_G_9 | 6558 | G | 9 |  | Combustion Turbine | IC Engine | MIS_LA | Louisiana | 22 | Rapides | 79 | 22079 | 8.6 | 10745 | 2016 | 9999 |  |  | N | Natural Gas | [13 empty] | 1.061 | 1.061 | 1.061 | 1.061 | [11 empty] | Alexandria (City of) Gas Dept | 100 | Alexandria LA (City of) | 100
London | 6560_G_1 | 6560 | G | 1 |  | Hydro |  | PJM_West | West Virginia | 54 | Kanawha | 39 | 54039 | 4.8 | 0 | 1935 | 9999 |  |  | N | Hydro | [13 empty] | 0 | 0 | 0 | 0 | [11 empty] | Appalachian Power Co | 100 | American Electric Power Co Inc | 100
London | 6560_G_2 | 6560 | G | 2 |  | Hydro |  | PJM_West | West Virginia | 54 | Kanawha | 39 | 54039 | 4.8 | 0 | 1935 | 9999 |  |  | N | Hydro | [13 empty] | 0 | 0 | 0 | 0 | [11 empty] | Appalachian Power Co | 100 | American Electric Power Co Inc | 100
London | 6560_G_3 | 6560 | G | 3 |  | Hydro |  | PJM_West | West Virginia | 54 | Kanawha | 39 | 54039 | 4.8 | 0 | 1935 | 9999 |  |  | N | Hydro | [13 empty] | 0 | 0 | 0 | 0 | [11 empty] | Appalachian Power Co | 100 | American Electric Power Co Inc | 100
Marmet | 6561_G_1 | 6561 | G | 1 |  | Hydro |  | PJM_West | West Virginia | 54 | Kanawha | 39 | 54039 | 4.8 | 0 | 1935 | 9999 |  |  | N | Hydro | [13 empty] | 0 | 0 | 0 | 0 | [11 empty] | Appalachian Power Co | 100 | American Electric Power Co Inc | 100
Marmet | 6561_G_2 | 6561 | G | 2 |  | Hydro |  | PJM_West | West Virginia | 54 | Kanawha | 39 | 54039 | 4.8 | 0 | 1935 | 9999 |  |  | N | Hydro | [13 empty] | 0 | 0 | 0 | 0 | [11 empty] | Appalachian Power Co | 100 | American Electric Power Co Inc | 100
Marmet | 6561_G_3 | 6561 | G | 3 |  | Hydro |  | PJM_West | West Virginia | 54 | Kanawha | 39 | 54039 | 4.8 | 0 | 1935 | 9999 |  |  | N | Hydro | [13 empty] | 0 | 0 | 0 | 0 | [11 empty] | Appalachian Power Co | 100 | American Electric Power Co Inc | 100
Winfield | 6562_G_1 | 6562 | G | 1 |  | Hydro |  | PJM_West | West Virginia | 54 | Putnam | 79 | 54079 | 8.9 | 0 | 1938 | 9999 |  |  | N | Hydro | [13 empty] | 0 | 0 | 0 | 0 | [11 empty] | Appalachian Power Co | 100 | American Electric Power Co Inc | 100
Winfield | 6562_G_2 | 6562 | G | 2 |  | Hydro |  | PJM_West | West Virginia | 54 | Putnam | 79 | 54079 | 4.9 | 0 | 1938 | 9999 |  |  | N | Hydro | [13 empty] | 0 | 0 | 0 | 0 | [11 empty] | Appalachian Power Co | 100 | American Electric Power Co Inc | 100
Winfield | 6562_G_3 | 6562 | G | 3 |  | Hydro |  | PJM_West | West Virginia | 54 | Putnam | 79 | 54079 | 4.9 | 0 | 1938 | 9999 |  |  | N | Hydro | [13 empty] | 0 | 0 | 0 | 0 | [11 empty] | Appalachian Power Co | 100 | American Electric Power Co Inc | 100
Berlin | 6565_G_1A | 6565 | G | 1A |  | Combustion Turbine | IC Engine | PJM_EMAC | Maryland | 24 | Worcester | 47 | 24047 | 1.1 | 25000 | 1961 | 9999 |  |  | N | Distillate Fuel Oil | [12 empty] | 0.3 | 3.7918 | 3.7918 | 3.7918 | 3.7918 | [11 empty] | Berlin MD (Town of) | 100 | Berlin MD (Town of) | 100
Berlin | 6565_G_5A | 6565 | G | 5A |  | Combustion Turbine | IC Engine | PJM_EMAC | Maryland | 24 | Worcester | 47 | 24047 | 2.5 | 25000 | 1989 | 9999 |  |  | N | Distillate Fuel Oil | [12 empty] | 0.3 | 2.4901 | 2.4901 | 2.4901 | 2.4901 | [11 empty] | Berlin MD (Town of) | 100 | Berlin MD (Town of) | 100
Block Island | 6567_G_23 | 6567 | G | 23 |  | Combustion Turbine | IC Engine | NENGREST | Rhode Island | 44 | Washington | 9 | 44009 | 1.2 | 10946 | 2001 | 9999 |  |  | N | Distillate Fuel Oil |  |  |  |  | SCR | [7 empty] | 1.121 | 1.6498 | 0.32995 | 1.6498 | 0.32995 | [11 empty] | Block Island Power Co | 100 | Block Island Power Co | 100
Block Island | 6567_G_24 | 6567 | G | 24 |  | Combustion Turbine | IC Engine | NENGREST | Rhode Island | 44 | Washington | 9 | 44009 | 1.6 | 10946 | 2002 | 9999 |  |  | N | Distillate Fuel Oil |  |  |  |  | SCR | [7 empty] | 1.121 | 1.6498 | 0.32995 | 1.6498 | 0.32995 | [11 empty] | Block Island Power Co | 100 | Block Island Power Co | 100
Block Island | 6567_G_25 | 6567 | G | 25 |  | Combustion Turbine | IC Engine | NENGREST | Rhode Island | 44 | Washington | 9 | 44009 | 1.8 | 10947 | 2006 | 9999 |  |  | N | Distillate Fuel Oil |  |  |  |  | SCR | [8 empty] | 1.6498 | 0.32995 | 1.6498 | 0.32995 | [11 empty] | Block Island Power Co | 100 | Block Island Power Co | 100
Block Island | 6567_G_27 | 6567 | G | 27 |  | Combustion Turbine | IC Engine | NENGREST | Rhode Island | 44 | Washington | 9 | 44009 | 2.5 | 10745 | 2018 | 9999 |  |  | N | Distillate Fuel Oil | [13 empty] | 1.6498 | 1.6498 | 1.6498 | 1.6498 | [11 empty] | Block Island Power Co | 100 | Block Island Power Co | 100
Johnson | 6579_G_CAT8 | 6579 | G | CAT8 |  | Combustion Turbine | IC Engine | SPP_N | Kansas | 20 | Stanton | 187 | 20187 | 3 | 10766 | 2017 | 9999 |  |  | N | Distillate Fuel Oil | [13 empty] | 1.6498 | 1.6498 | 1.6498 | 1.6498 | [11 empty] | Johnson KS (City of) | 100 | Johnson KS (City of) | 100
Johnson | 6579_G_CAT9 | 6579 | G | CAT9 |  | Combustion Turbine | IC Engine | SPP_N | Kansas | 20 | Stanton | 187 | 20187 | 3 | 11000 | 2017 | 9999 |  |  | N | Distillate Fuel Oil | [13 empty] | 1.6498 | 1.6498 | 1.6498 | 1.6498 | [11 empty] | Johnson KS (City of) | 100 | Johnson KS (City of) | 100
Stock Island | 6584_G_GT1 | 6584 | G | GT1 |  | Combustion Turbine |  | FRCC | Florida | 12 | Monroe | 87 | 12087 | 19 | 11975 | 1978 | 9999 |  |  | N | Distillate Fuel Oil |  |  |  | H2O | [8 empty] | 0.05 | 0.32005 | 0.32005 | 0.32005 | 0.32005 | [11 empty] | Keys Energy Services | 100 | Keys Energy Services | 100
Stock Island | 6584_G_MSD1 | 6584 | G | MSD1 |  | Combustion Turbine | IC Engine | FRCC | Florida | 12 | Monroe | 87 | 12087 | 7.5 | 10745 | 1991 | 9999 |  |  | N | Distillate Fuel Oil | [12 empty] | 0.002 | 1.884 | 1.884 | 1.884 | 1.884 | [11 empty] | Keys Energy Services | 100 | Keys Energy Services | 100
Stock Island | 6584_G_MSD2 | 6584 | G | MSD2 |  | Combustion Turbine | IC Engine | FRCC | Florida | 12 | Monroe | 87 | 12087 | 7.5 | 10745 | 1991 | 9999 |  |  | N | Distillate Fuel Oil | [12 empty] | 0.002 | 1.884 | 1.884 | 1.884 | 1.884 | [11 empty] | Keys Energy Services | 100 | Keys Energy Services | 100
Stock Island | 6584_G_GT2 | 6584 | G | GT2 |  | Combustion Turbine |  | FRCC | Florida | 12 | Monroe | 87 | 12087 | 17 | 11974 | 1999 | 9999 |  |  | N | Distillate Fuel Oil |  |  |  | H2O | [8 empty] | 0.05 | 0.39716 | 0.39716 | 0.39716 | 0.39716 | [11 empty] | Keys Energy Services | 100 | Keys Energy Services | 100
Stock Island | 6584_G_GT3 | 6584 | G | GT3 |  | Combustion Turbine |  | FRCC | Florida | 12 | Monroe | 87 | 12087 | 17 | 11974 | 1999 | 9999 |  |  | N | Distillate Fuel Oil |  |  |  | H2O | [8 empty] | 0.05 | 0.35951 | 0.35951 | 0.35951 | 0.35951 | [11 empty] | Keys Energy Services | 100 | Keys Energy Services | 100
Stock Island | 6584_G_GT4 | 6584 | G | GT4 | 89604 | Combustion Turbine |  | FRCC | Florida | 12 | Monroe | 87 | 12087 | 44 | 11972 | 2006 | 9999 |  |  | N | Distillate Fuel Oil |  |  |  | H2O | [8 empty] | 0.05 | 0.16273 | 0.16273 | 0.16273 | 0.16273 | [11 empty] | Keys Energy Services | 100 | Keys Energy Services | 100
Stock Island | 6584_G_EP2 | 6584 | G | EP2 |  | Combustion Turbine | IC Engine | FRCC | Florida | 12 | Monroe | 87 | 12087 | 2.5 | 10745 | 2012 | 9999 |  |  | N | Distillate Fuel Oil | [13 empty] | 1.6498 | 1.6498 | 1.6498 | 1.6498 | [11 empty] | Keys Energy Services | 100 | Keys Energy Services | 100
Wilkins Station | 6586_G_1 | 6586 | G | 1 |  | Combustion Turbine | IC Engine | NENGREST | Massachusetts | 25 | Essex | 9 | 25009 | 2.5 | 11617 | 1975 | 9999 |  |  | N | Distillate Fuel Oil | [12 empty] | 0.789 | 1.2162 | 1.2162 | 1.2162 | 1.2162 | [11 empty] | Marblehead Municipal Light Dept | 100 | Marblehead Municipal Light Dept | 100
Wilkins Station | 6586_G_2 | 6586 | G | 2 |  | Combustion Turbine | IC Engine | NENGREST | Massachusetts | 25 | Essex | 9 | 25009 | 2.5 | 11707 | 1975 | 9999 |  |  | N | Distillate Fuel Oil | [12 empty] | 0.789 | 1.2632 | 1.2632 | 1.2632 | 1.2632 | [11 empty] | Marblehead Municipal Light Dept | 100 | Marblehead Municipal Light Dept | 100
Toledo Bend | 6595_G_1 | 6595 | G | 1 |  | Hydro |  | MIS_WOTA | Texas | 48 | Newton | 351 | 48351 | 40 | 0 | 1969 | 9999 |  |  | N | Hydro | [13 empty] | 0 | 0 | 0 | 0 | [11 empty] | Sabine River Authority of Louisiana | 50 | Sabine River Authority of Louisiana | 50
Toledo Bend | 6595_G_2 | 6595 | G | 2 |  | Hydro |  | MIS_WOTA | Texas | 48 | Newton | 351 | 48351 | 40 | 0 | 1969 | 9999 |  |  | N | Hydro | [13 empty] | 0 | 0 | 0 | 0 | [11 empty] | Sabine River Authority of Louisiana | 50 | Sabine River Authority of Louisiana | 50
Union Valley | 6612_G_1 | 6612 | G | 1 |  | Hydro |  | WEC_BANC | California | 6 | El Dorado | 17 | 06017 | 38.6 | 0 | 1963 | 9999 |  |  | N | Hydro | [13 empty] | 0 | 0 | 0 | 0 | [11 empty] | Sacramento Municipal Utility District | 100 | Sacramento Municipal Utility District | 100
Highgate Falls | 6618_G_2 | 6618 | G | 2 |  | Hydro |  | NENGREST | Vermont | 50 | Franklin | 11 | 50011 | 1 | 0 | 1923 | 9999 |  |  | N | Hydro | [13 empty] | 0 | 0 | 0 | 0 | [11 empty] | Swanton VT (Village of) | 100 | Swanton VT (Village of) | 100
Highgate Falls | 6618_G_1 | 6618 | G | 1 |  | Hydro |  | NENGREST | Vermont | 50 | Franklin | 11 | 50011 | 1 | 0 | 1930 | 9999 |  |  | N | Hydro | [13 empty] | 0 | 0 | 0 | 0 | [11 empty] | Swanton VT (Village of) | 100 | Swanton VT (Village of) | 100
Highgate Falls | 6618_G_4 | 6618 | G | 4 |  | Hydro |  | NENGREST | Vermont | 50 | Franklin | 11 | 50011 | 4.8 | 0 | 1990 | 9999 |  |  | N | Hydro | [13 empty] | 0 | 0 | 0 | 0 | [11 empty] | Swanton VT (Village of) | 100 | Swanton VT (Village of) | 100
Highgate Falls | 6618_G_5 | 6618 | G | 5 |  | Hydro |  | NENGREST | Vermont | 50 | Franklin | 11 | 50011 | 0.1 | 0 | 2012 | 9999 |  |  | N | Hydro | [13 empty] | 0 | 0 | 0 | 0 | [11 empty] | Swanton VT (Village of) | 100 | Swanton VT (Village of) | 100
Burlington (CO) | 6619_G_1 | 6619 | G | 1 |  | Combustion Turbine |  | WECC_CO | Colorado | 8 | Kit Carson | 63 | 08063 | 50 | 14201 | 1977 | 9999 |  |  | N | Distillate Fuel Oil | [12 empty] | 1.2 | 0.28704 | 0.28704 | 0.28704 | 0.28704 | [11 empty] | Tri State Generation & Transmission Association Inc | 100 | Tri State Generation & Transmission Association Inc | 100
Burlington (CO) | 6619_G_2 | 6619 | G | 2 |  | Combustion Turbine |  | WECC_CO | Colorado | 8 | Kit Carson | 63 | 08063 | 50 | 14206 | 1977 | 9999 |  |  | N | Distillate Fuel Oil | [12 empty] | 1.2 | 1.0157 | 1.0157 | 1.0157 | 1.0157 | [11 empty] | Tri State Generation & Transmission Association Inc | 100 | Tri State Generation & Transmission Association Inc | 100
Fort Peck | 6623_G_1 | 6623 | G | 1 |  | Hydro |  | SPP_WAUE | Montana | 30 | McCone | 55 | 30055 | 50 | 0 | 1943 | 9999 |  |  | N | Hydro | [13 empty] | 0 | 0 | 0 | 0 | [11 empty] | USACE Omaha District | 100 | U S Army Corps of Engineers | 100
Fort Peck | 6623_G_3 | 6623 | G | 3 |  | Hydro |  | SPP_WAUE | Montana | 30 | McCone | 55 | 30055 | 50 | 0 | 1951 | 9999 |  |  | N | Hydro | [13 empty] | 0 | 0 | 0 | 0 | [11 empty] | USACE Omaha District | 100 | U S Army Corps of Engineers | 100
Fort Peck | 6623_G_4 | 6623 | G | 4 |  | Hydro |  | SPP_WAUE | Montana | 30 | McCone | 55 | 30055 | 49 | 0 | 1961 | 9999 |  |  | N | Hydro | [13 empty] | 0 | 0 | 0 | 0 | [11 empty] | USACE Omaha District | 100 | U S Army Corps of Engineers | 100
Fort Peck | 6623_G_5 | 6623 | G | 5 |  | Hydro |  | SPP_WAUE | Montana | 30 | McCone | 55 | 30055 | 49 | 0 | 1961 | 9999 |  |  | N | Hydro | [13 empty] | 0 | 0 | 0 | 0 | [11 empty] | USACE Omaha District | 100 | U S Army Corps of Engineers | 100
Gavins Point | 6624_G_1 | 6624 | G | 1 |  | Hydro |  | SPP_WAUE | Nebraska | 31 | Cedar | 27 | 31027 | 34 | 0 | 1956 | 9999 |  |  | N | Hydro | [13 empty] | 0 | 0 | 0 | 0 | [11 empty] | USACE Omaha District | 100 | U S Army Corps of Engineers | 100
Gavins Point | 6624_G_2 | 6624 | G | 2 |  | Hydro |  | SPP_WAUE | Nebraska | 31 | Cedar | 27 | 31027 | 34 | 0 | 1956 | 9999 |  |  | N | Hydro | [13 empty] | 0 | 0 | 0 | 0 | [11 empty] | USACE Omaha District | 100 | U S Army Corps of Engineers | 100
Gavins Point | 6624_G_3 | 6624 | G | 3 |  | Hydro |  | SPP_WAUE | Nebraska | 31 | Cedar | 27 | 31027 | 34 | 0 | 1957 | 9999 |  |  | N | Hydro | [13 empty] | 0 | 0 | 0 | 0 | [11 empty] | USACE Omaha District | 100 | U S Army Corps of Engineers | 100
A L Pierce | 6635_G_4 | 6635 | G | 4 | 90114 | Combustion Turbine |  | NENG_CT | Connecticut | 9 | New Haven | 9 | 09009 | 74.1 | 11843 | 2007 | 9999 |  |  | N | Natural Gas, Distillate Fuel Oil |  |  |  | DLNB + H2O | [9 empty] | 0.1076 | 0.1076 | 0.1076 | 0.1076 | [11 empty] | MPH AL Pierce LLC | 100 | Hull Street Energy LLC | 100
Lake Lynn Hydro Station | 6636_G_1 | 6636 | G | 1 |  | Hydro |  | PJM_AP | Pennsylvania | 42 | FAYETTE | 51 | 42051 | 13 | 0 | 1926 | 9999 |  |  | N | Hydro | [13 empty] | 0 | 0 | 0 | 0 | [11 empty] | Lake Lynn Generation LLC | 100 | Ontario Power Generation Inc | 100
Lake Lynn Hydro Station | 6636_G_3 | 6636 | G | 3 |  | Hydro |  | PJM_AP | Pennsylvania | 42 | FAYETTE | 51 | 42051 | 13 | 0 | 1926 | 9999 |  |  | N | Hydro | [13 empty] | 0 | 0 | 0 | 0 | [11 empty] | Lake Lynn Generation LLC | 100 | Ontario Power Generation Inc | 100
Lake Lynn Hydro Station | 6636_G_4 | 6636 | G | 4 |  | Hydro |  | PJM_AP | Pennsylvania | 42 | FAYETTE | 51 | 42051 | 13 | 0 | 1926 | 9999 |  |  | N | Hydro | [13 empty] | 0 | 0 | 0 | 0 | [11 empty] | Lake Lynn Generation LLC | 100 | Ontario Power Generation Inc | 100
Lake Lynn Hydro Station | 6636_G_2 | 6636 | G | 2 |  | Hydro |  | PJM_AP | Pennsylvania | 42 | FAYETTE | 51 | 42051 | 13 | 0 | 1929 | 9999 |  |  | N | Hydro | [13 empty] | 0 | 0 | 0 | 0 | [11 empty] | Lake Lynn Generation LLC | 100 | Ontario Power Generation Inc | 100
R D Green | 6639_B_G1 | 6639 | B | G1 | 2896 | Coal Steam |  | MIS_INKY | Kentucky | 21 | Webster | 233 | 21233 | 231 | 11190 | 1979 | 9999 | wall | dry | N | Bituminous | Wet Scrubber | 1979 | 0.9 | LNB |  |  |  | ESPC | No | ACI | 2016 |  | 0.8 | 0.17475 | 0.17475 | 0.17475 | 0.17475 | 0.05 | 0.1 | 0.1 | 0.98 | Yes | 2016 |  |  | C2G | 2022 |  | Big Rivers Electric Corp | 100 | Big Rivers Electric Corp | 100
R D Green | 6639_B_G2 | 6639 | B | G2 | 2897 | Coal Steam |  | MIS_INKY | Kentucky | 21 | Webster | 233 | 21233 | 223 | 11119 | 1981 | 9999 | wall | dry | N | Bituminous | Wet Scrubber | 1981 | 0.9 | LNB |  |  |  | ESPC | No | ACI | 2016 |  | 0.8 | 0.24499 | 0.24499 | 0.1987 | 0.1987 | 0.05 | 0.1 | 0.1 | 0.98 | Yes | 2016 |  |  | C2G | 2022 |  | Big Rivers Electric Corp | 100 | Big Rivers Electric Corp | 100
Independence Steam Electric Station | 6641_B_1 | 6641 | B | 1 | 2898 | Coal Steam |  | MIS_AR | Arkansas | 5 | Independence | 63 | 05063 | 809 | 10428 | 1983 | 2031 | tangential | wet | N | Subbituminous |  |  |  | LNC2 |  |  |  | ESPC | No | ACI | 2015 |  | 0.93 | 0.16344 | 0.16344 | 0.1469 | 0.1469 | 0.1 | 0.1 | 0.1 | 0 | [7 empty] | Arkansas Electric Coop Corp | 35 | Entergy Corp | 56.5
Independence Steam Electric Station | 6641_B_2 | 6641 | B | 2 | 2899 | Coal Steam |  | MIS_AR | Arkansas | 5 | Independence | 63 | 05063 | 842 | 10427 | 1985 | 2031 | tangential | wet | N | Subbituminous |  |  |  | LNC2 |  |  |  | ESPC | No | ACI | 2015 |  | 0.93 | 0.14541 | 0.14541 | 0.14541 | 0.14541 | 0.1 | 0.1 | 0.1 | 0 | [7 empty] | Arkansas Electric Coop Corp | 35 | Entergy Corp | 39.4
Lake Mathews | 6644_G_1 | 6644 | G | 1 |  | Hydro |  | WECC_SCE | California | 6 | Riverside | 65 | 06065 | 4.9 | 0 | 1980 | 9999 |  |  | N | Hydro | [13 empty] | 0 | 0 | 0 | 0 | [11 empty] | Metropolitan Water District | 100 | Metropolitan Water District | 100
Foothill Feeder | 6645_G_1 | 6645 | G | 1 |  | Hydro |  | WEC_LADW | California | 6 | Los Angeles | 37 | 06037 | 3.6 | 0 | 1981 | 9999 |  |  | N | Hydro | [13 empty] | 0 | 0 | 0 | 0 | [11 empty] | Metropolitan Water District | 100 | Metropolitan Water District | 100
Foothill Feeder | 6645_G_2 | 6645 | G | 2 |  | Hydro |  | WEC_LADW | California | 6 | Los Angeles | 37 | 06037 | 3.6 | 0 | 1981 | 9999 |  |  | N | Hydro | [13 empty] | 0 | 0 | 0 | 0 | [11 empty] | Metropolitan Water District | 100 | Metropolitan Water District | 100
San Dimas | 6646_G_1 | 6646 | G | 1 |  | Hydro |  | WECC_SCE | California | 6 | Los Angeles | 37 | 06037 | 9.9 | 0 | 1981 | 9999 |  |  | N | Hydro | [13 empty] | 0 | 0 | 0 | 0 | [11 empty] | Metropolitan Water District | 100 | Metropolitan Water District | 100
Yorba Linda | 6647_G_1 | 6647 | G | 1 |  | Hydro |  | WECC_SCE | California | 6 | Orange | 59 | 06059 | 5.1 | 0 | 1981 | 9999 |  |  | N | Hydro | [13 empty] | 0 | 0 | 0 | 0 | [11 empty] | Metropolitan Water District | 100 | Metropolitan Water District | 100
Mexico | 6650_G_1 | 6650 | G | 1 | 90098 | Combustion Turbine |  | MIS_MO | Missouri | 29 | Audrain | 7 | 29007 | 53 | 15788 | 1978 | 9999 |  |  | N | Distillate Fuel Oil | [12 empty] | 2.02 | 1.2 | 1.2 | 1.2 | 1.2 | [11 empty] | Ameren Missouri | 100 | Ameren Corp | 100
Moberly | 6651_G_1 | 6651 | G | 1 | 90099 | Combustion Turbine |  | MIS_MO | Missouri | 29 | Randolph | 175 | 29175 | 53 | 24030 | 1978 | 9999 |  |  | N | Distillate Fuel Oil | [12 empty] | 2.02 | 1.2 | 1.2 | 1.2 | 1.2 | [11 empty] | Ameren Missouri | 100 | Ameren Corp | 100
Moreau | 6652_G_1 | 6652 | G | 1 | 90100 | Combustion Turbine |  | MIS_MO | Missouri | 29 | Cole | 51 | 29051 | 53 | 22314 | 1978 | 9999 |  |  | N | Distillate Fuel Oil | [12 empty] | 2.02 | 1.2 | 1.2 | 1.2 | 1.2 | [11 empty] | Ameren Missouri | 100 | Ameren Corp | 100
Louisa | 6664_B_101 | 6664 | B | 101 | 2901 | Coal Steam |  | MIS_MIDA | Iowa | 19 | Louisa | 115 | 19115 | 746 | 10591 | 1983 | 9999 | wall | dry | N | Subbituminous | Dry Scrubber | 2007 | 0.9 | LNBO |  |  |  | ESPH + B | No | ACI | 2015 |  | 0.1 | 0.17135 | 0.17135 | 0.17135 | 0.17135 | 0.1 | 0.1 | 0.1 | 0.95 | [7 empty] | MidAmerican Energy Co | 88 | Berkshire Hathaway Inc | 88
Pebbly Beach Generating Station | 6704_G_7 | 6704 | G | 7 |  | Combustion Turbine | IC Engine | WECC_SCE | California | 6 | Los Angeles | 37 | 06037 | 1 | 10745 | 1958 | 9999 |  |  | N | Distillate Fuel Oil | [12 empty] | 0.74 | 0.45155 | 0.45155 | 0.45155 | 0.45155 | [11 empty] | Southern California Edison Co | 100 | Edison International | 100
Pebbly Beach Generating Station | 6704_G_8 | 6704 | G | 8 |  | Combustion Turbine | IC Engine | WECC_SCE | California | 6 | Los Angeles | 37 | 06037 | 1.5 | 10745 | 1963 | 9999 |  |  | N | Distillate Fuel Oil | [12 empty] | 0.74 | 0.45155 | 0.45155 | 0.45155 | 0.45155 | [11 empty] | Southern California Edison Co | 100 | Edison International | 100
Pebbly Beach Generating Station | 6704_G_10 | 6704 | G | 10 |  | Combustion Turbine | IC Engine | WECC_SCE | California | 6 | Los Angeles | 37 | 06037 | 1.1 | 10745 | 1966 | 9999 |  |  | N | Distillate Fuel Oil | [12 empty] | 0.74 | 0.45155 | 0.45155 | 0.45155 | 0.45155 | [11 empty] | Southern California Edison Co | 100 | Edison International | 100
Pebbly Beach Generating Station | 6704_G_12 | 6704 | G | 12 |  | Combustion Turbine | IC Engine | WECC_SCE | California | 6 | Los Angeles | 37 | 06037 | 1.6 | 10745 | 1976 | 9999 |  |  | N | Distillate Fuel Oil | [12 empty] | 0.74 | 0.45155 | 0.45155 | 0.45155 | 0.45155 | [11 empty] | Southern California Edison Co | 100 | Edison International | 100
Pebbly Beach Generating Station | 6704_G_14 | 6704 | G | 14 |  | Combustion Turbine | IC Engine | WECC_SCE | California | 6 | Los Angeles | 37 | 06037 | 1.4 | 10745 | 1986 | 9999 |  |  | N | Distillate Fuel Oil | [12 empty] | 0.74 | 0.45155 | 0.45155 | 0.45155 | 0.45155 | [11 empty] | Southern California Edison Co | 100 | Edison International | 100
Pebbly Beach Generating Station | 6704_G_15 | 6704 | G | 15 |  | Combustion Turbine | IC Engine | WECC_SCE | California | 6 | Los Angeles | 37 | 06037 | 2.8 | 10745 | 1995 | 9999 |  |  | N | Distillate Fuel Oil | [12 empty] | 0.74 | 0.45155 | 0.45155 | 0.45155 | 0.45155 | [11 empty] | Southern California Edison Co | 100 | Edison International | 100
Pebbly Beach Generating Station | 6704_G_MT01 | 6704 | G | MT01 |  | Combustion Turbine |  | WEC_LADW | California | 6 | Los Angeles | 37 | 06037 | 0.1 | 15276 | 2011 | 9999 |  |  | N | Natural Gas | [13 empty] | 0.79549 | 0.79549 | 0.79549 | 0.79549 | [11 empty] | Southern California Edison Co | 100 | Edison International | 100
Pebbly Beach Generating Station | 6704_G_MT02 | 6704 | G | MT02 |  | Combustion Turbine |  | WEC_LADW | California | 6 | Los Angeles | 37 | 06037 | 0.1 | 15294 | 2011 | 9999 |  |  | N | Natural Gas | [13 empty] | 0.79549 | 0.79549 | 0.79549 | 0.79549 | [11 empty] | Southern California Edison Co | 100 | Edison International | 100
Pebbly Beach Generating Station | 6704_G_MT03 | 6704 | G | MT03 |  | Combustion Turbine |  | WEC_LADW | California | 6 | Los Angeles | 37 | 06037 | 0.1 | 15294 | 2011 | 9999 |  |  | N | Natural Gas | [13 empty] | 0.79549 | 0.79549 | 0.79549 | 0.79549 | [11 empty] | Southern California Edison Co | 100 | Edison International | 100
Pebbly Beach Generating Station | 6704_G_MT04 | 6704 | G | MT04 |  | Combustion Turbine |  | WEC_LADW | California | 6 | Los Angeles | 37 | 06037 | 0.1 | 15294 | 2011 | 9999 |  |  | N | Natural Gas | [13 empty] | 0.79549 | 0.79549 | 0.79549 | 0.79549 | [11 empty] | Southern California Edison Co | 100 | Edison International | 100
Pebbly Beach Generating Station | 6704_G_MT05 | 6704 | G | MT05 |  | Combustion Turbine |  | WEC_LADW | California | 6 | Los Angeles | 37 | 06037 | 0.1 | 15294 | 2011 | 9999 |  |  | N | Natural Gas | [13 empty] | 0.79549 | 0.79549 | 0.79549 | 0.79549 | [11 empty] | Southern California Edison Co | 100 | Edison International | 100
Pebbly Beach Generating Station | 6704_G_MT06 | 6704 | G | MT06 |  | Combustion Turbine |  | WEC_LADW | California | 6 | Los Angeles | 37 | 06037 | 0.1 | 15294 | 2011 | 9999 |  |  | N | Natural Gas | [13 empty] | 0.79549 | 0.79549 | 0.79549 | 0.79549 | [11 empty] | Southern California Edison Co | 100 | Edison International | 100
Pebbly Beach Generating Station | 6704_G_MT07 | 6704 | G | MT07 |  | Combustion Turbine |  | WEC_LADW | California | 6 | Los Angeles | 37 | 06037 | 0.1 | 15294 | 2011 | 9999 |  |  | N | Natural Gas | [13 empty] | 0.79549 | 0.79549 | 0.79549 | 0.79549 | [11 empty] | Southern California Edison Co | 100 | Edison International | 100
Pebbly Beach Generating Station | 6704_G_MT08 | 6704 | G | MT08 |  | Combustion Turbine |  | WEC_LADW | California | 6 | Los Angeles | 37 | 06037 | 0.1 | 15294 | 2011 | 9999 |  |  | N | Natural Gas | [13 empty] | 0.79549 | 0.79549 | 0.79549 | 0.79549 | [11 empty] | Southern California Edison Co | 100 | Edison International | 100
Pebbly Beach Generating Station | 6704_G_MT09 | 6704 | G | MT09 |  | Combustion Turbine |  | WEC_LADW | California | 6 | Los Angeles | 37 | 06037 | 0.1 | 15294 | 2011 | 9999 |  |  | N | Natural Gas | [13 empty] | 0.79549 | 0.79549 | 0.79549 | 0.79549 | [11 empty] | Southern California Edison Co | 100 | Edison International | 100
Pebbly Beach Generating Station | 6704_G_MT10 | 6704 | G | MT10 |  | Combustion Turbine |  | WEC_LADW | California | 6 | Los Angeles | 37 | 06037 | 0.1 | 15294 | 2011 | 9999 |  |  | N | Natural Gas | [13 empty] | 0.79549 | 0.79549 | 0.79549 | 0.79549 | [11 empty] | Southern California Edison Co | 100 | Edison International | 100
Pebbly Beach Generating Station | 6704_G_MT11 | 6704 | G | MT11 |  | Combustion Turbine |  | WEC_LADW | California | 6 | Los Angeles | 37 | 06037 | 0.1 | 15294 | 2011 | 9999 |  |  | N | Natural Gas | [13 empty] | 0.79549 | 0.79549 | 0.79549 | 0.79549 | [11 empty] | Southern California Edison Co | 100 | Edison International | 100
Pebbly Beach Generating Station | 6704_G_MT14 | 6704 | G | MT14 |  | Combustion Turbine |  | WEC_LADW | California | 6 | Los Angeles | 37 | 06037 | 0.1 | 15294 | 2011 | 9999 |  |  | N | Natural Gas | [13 empty] | 0.79549 | 0.79549 | 0.79549 | 0.79549 | [11 empty] | Southern California Edison Co | 100 | Edison International | 100
Pebbly Beach Generating Station | 6704_G_MT15 | 6704 | G | MT15 |  | Combustion Turbine |  | WEC_LADW | California | 6 | Los Angeles | 37 | 06037 | 0.1 | 15294 | 2011 | 9999 |  |  | N | Natural Gas | [13 empty] | 0.79549 | 0.79549 | 0.79549 | 0.79549 | [11 empty] | Southern California Edison Co | 100 | Edison International | 100
Pebbly Beach Generating Station | 6704_G_MT16 | 6704 | G | MT16 |  | Combustion Turbine |  | WEC_LADW | California | 6 | Los Angeles | 37 | 06037 | 0.1 | 15294 | 2011 | 9999 |  |  | N | Natural Gas | [13 empty] | 0.79549 | 0.79549 | 0.79549 | 0.79549 | [11 empty] | Southern California Edison Co | 100 | Edison International | 100
Pebbly Beach Generating Station | 6704_G_MT17 | 6704 | G | MT17 |  | Combustion Turbine |  | WEC_LADW | California | 6 | Los Angeles | 37 | 06037 | 0.1 | 15294 | 2011 | 9999 |  |  | N | Natural Gas | [13 empty] | 0.79549 | 0.79549 | 0.79549 | 0.79549 | [11 empty] | Southern California Edison Co | 100 | Edison International | 100
Pebbly Beach Generating Station | 6704_G_MT18 | 6704 | G | MT18 |  | Combustion Turbine |  | WEC_LADW | California | 6 | Los Angeles | 37 | 06037 | 0.1 | 15294 | 2011 | 9999 |  |  | N | Natural Gas | [13 empty] | 0.79549 | 0.79549 | 0.79549 | 0.79549 | [11 empty] | Southern California Edison Co | 100 | Edison International | 100
Pebbly Beach Generating Station | 6704_G_MT19 | 6704 | G | MT19 |  | Combustion Turbine |  | WEC_LADW | California | 6 | Los Angeles | 37 | 06037 | 0.1 | 15294 | 2011 | 9999 |  |  | N | Natural Gas | [13 empty] | 0.79549 | 0.79549 | 0.79549 | 0.79549 | [11 empty] | Southern California Edison Co | 100 | Edison International | 100
Pebbly Beach Generating Station | 6704_G_MT20 | 6704 | G | MT20 |  | Combustion Turbine |  | WEC_LADW | California | 6 | Los Angeles | 37 | 06037 | 0.1 | 15294 | 2011 | 9999 |  |  | N | Natural Gas | [13 empty] | 0.79549 | 0.79549 | 0.79549 | 0.79549 | [11 empty] | Southern California Edison Co | 100 | Edison International | 100
Pebbly Beach Generating Station | 6704_G_MT21 | 6704 | G | MT21 |  | Combustion Turbine |  | WEC_LADW | California | 6 | Los Angeles | 37 | 06037 | 0.1 | 15294 | 2011 | 9999 |  |  | N | Natural Gas | [13 empty] | 0.79549 | 0.79549 | 0.79549 | 0.79549 | [11 empty] | Southern California Edison Co | 100 | Edison International | 100
Pebbly Beach Generating Station | 6704_G_MT22 | 6704 | G | MT22 |  | Combustion Turbine |  | WEC_LADW | California | 6 | Los Angeles | 37 | 06037 | 0.1 | 15294 | 2011 | 9999 |  |  | N | Natural Gas | [13 empty] | 0.79549 | 0.79549 | 0.79549 | 0.79549 | [11 empty] | Southern California Edison Co | 100 | Edison International | 100
Pebbly Beach Generating Station | 6704_G_MT23 | 6704 | G | MT23 |  | Combustion Turbine |  | WEC_LADW | California | 6 | Los Angeles | 37 | 06037 | 0.1 | 15294 | 2011 | 9999 |  |  | N | Natural Gas | [13 empty] | 0.79549 | 0.79549 | 0.79549 | 0.79549 | [11 empty] | Southern California Edison Co | 100 | Edison International | 100
Pebbly Beach Generating Station | 6704_G_MT24 | 6704 | G | MT24 |  | Combustion Turbine |  | WEC_LADW | California | 6 | Los Angeles | 37 | 06037 | 0.1 | 15294 | 2011 | 9999 |  |  | N | Natural Gas | [13 empty] | 0.79549 | 0.79549 | 0.79549 | 0.79549 | [11 empty] | Southern California Edison Co | 100 | Edison International | 100
Pebbly Beach Generating Station | 6704_G_MT25 | 6704 | G | MT25 |  | Combustion Turbine |  | WEC_LADW | California | 6 | Los Angeles | 37 | 06037 | 0.1 | 15294 | 2011 | 9999 |  |  | N | Natural Gas | [13 empty] | 0.79549 | 0.79549 | 0.79549 | 0.79549 | [11 empty] | Southern California Edison Co | 100 | Edison International | 100
Pebbly Beach Generating Station | 6704_G_NASB1 | 6704 | G | NASB1 |  | Energy Storage |  | WEC_LADW | California | 6 | Los Angeles | 37 | 06037 | 1 | 0 | 2012 | 9999 |  |  | N | Energy Storage | [13 empty] | 0 | 0 | 0 | 0 | [11 empty] | Southern California Edison Co | 100 | Edison International | 100
Warrick | 6705_B_1 | 6705 | B | 1 | 2902 | Coal Steam |  | MIS_INKY | Indiana | 18 | Warrick | 173 | 18173 | 154 | 10809 | 1960 | 9999 | wall | dry | Y | Bituminous | Wet Scrubber | 2008 | 0.98 | LNBO | SNCR |  | 2013 | ESPC | No |  |  |  | 5.11 | 0.32496 | 0.24372 | 0.32496 | 0.24372 | 0.05 | 0.1 | 0.56 | 0.99 | [7 empty] | Alcoa Power Generating Inc | 100 | Alcoa Inc | 100
Warrick | 6705_B_2 | 6705 | B | 2 | 2903 | Coal Steam |  | MIS_INKY | Indiana | 18 | Warrick | 173 | 18173 | 146 | 10809 | 1964 | 9999 | wall | dry | Y | Bituminous | Wet Scrubber | 2008 | 0.98 | LNBO | SNCR |  | 2013 | ESPC | No |  |  |  | 5.11 | 0.33064 | 0.24798 | 0.33064 | 0.24798 | 0.05 | 0.1 | 0.56 | 0.99 | [7 empty] | Alcoa Power Generating Inc | 100 | Alcoa Inc | 100
Warrick | 6705_B_3 | 6705 | B | 3 | 2904 | Coal Steam |  | MIS_INKY | Indiana | 18 | Warrick | 173 | 18173 | 149 | 10809 | 1965 | 9999 | wall | dry | Y | Bituminous | Wet Scrubber | 2008 | 0.98 | LNBO | SNCR |  | 2013 | ESPC | No |  |  |  | 5.11 | 0.32807 | 0.24605 | 0.32807 | 0.24605 | 0.05 | 0.1 | 0.56 | 0.99 | [7 empty] | Alcoa Power Generating Inc | 100 | Alcoa Inc | 100
Warrick | 6705_B_4 | 6705 | B | 4 | 2905 | Coal Steam |  | MIS_INKY | Indiana | 18 | Warrick | 173 | 18173 | 295 | 11131 | 1970 | 9999 | cell | dry | N | Bituminous | Wet Scrubber | 2008 | 0.98 | LNB + NH3 | SCR | 2004 |  | ESPC | No | ACI | 2015 |  | 5.11 | 0.35649 | 0.07 | 0.35649 | 0.07 | 0.05 | 0.1 | 0.1 | 0.99 | [7 empty] | Alcoa Power Generating Inc | 50 | Alcoa Inc | 50
Rock Lake CT | 6741_G_1 | 6741 | G | 1 | 90185 | Combustion Turbine |  | MIS_MNWI | Minnesota | 27 | Pine | 115 | 27115 | 22.1 | 15120 | 1978 | 9999 |  |  | N | Distillate Fuel Oil | [13 empty] | 1.1998 | 1.1998 | 1.1998 | 1.1998 | [11 empty] | Great River Energy | 100 | Great River Energy | 100
Rawhide | 6761_B_101 | 6761 | B | 101 | 2906 | Coal Steam |  | WECC_CO | Colorado | 8 | Larimer | 69 | 08069 | 280 | 10091 | 1984 | 2030 | tangential | dry | N | Subbituminous | Dry Scrubber | 1984 | 0.8 | LNC3 |  |  |  | B | NA | ACI | 2010 |  | 0.11 | 0.11672 | 0.11672 | 0.11672 | 0.11672 | 0.1 | 0.1 | 0.1 | 0.85 | [7 empty] | Platte River Power Authority | 100 | Platte River Power Authority | 100
Rawhide | 6761_G_A | 6761 | G | A | 8360 | Combustion Turbine |  | WECC_CO | Colorado | 8 | Larimer | 69 | 08069 | 65 | 11879 | 2002 | 9999 |  |  | N | Natural Gas |  |  |  | DLNB | [8 empty] | 1.2 | 0.03514 | 0.03514 | 0.03514 | 0.03514 | [11 empty] | Platte River Power Authority | 100 | Platte River Power Authority | 100
Rawhide | 6761_G_B | 6761 | G | B | 8362 | Combustion Turbine |  | WECC_CO | Colorado | 8 | Larimer | 69 | 08069 | 65 | 11879 | 2002 | 9999 |  |  | N | Natural Gas |  |  |  | DLNB | [8 empty] | 1.2 | 0.03984 | 0.03984 | 0.03984 | 0.03984 | [11 empty] | Platte River Power Authority | 100 | Platte River Power Authority | 100
Rawhide | 6761_G_C | 6761 | G | C | 8364 | Combustion Turbine |  | WECC_CO | Colorado | 8 | Larimer | 69 | 08069 | 65 | 11879 | 2002 | 9999 |  |  | N | Natural Gas |  |  |  | DLNB | [8 empty] | 1.2 | 0.04152 | 0.04152 | 0.04152 | 0.04152 | [11 empty] | Platte River Power Authority | 100 | Platte River Power Authority | 100
Rawhide | 6761_G_D | 6761 | G | D | 89476 | Combustion Turbine |  | WECC_CO | Colorado | 8 | Larimer | 69 | 08069 | 65 | 11879 | 2004 | 9999 |  |  | N | Natural Gas |  |  |  | DLNB | [8 empty] | 1.2 | 0.03088 | 0.03088 | 0.03088 | 0.03088 | [11 empty] | Platte River Power Authority | 100 | Platte River Power Authority | 100
Rawhide | 6761_G_F | 6761 | G | F | 90256 | Combustion Turbine |  | WECC_CO | Colorado | 8 | Larimer | 69 | 08069 | 128 | 11879 | 2008 | 9999 |  |  | N | Natural Gas |  |  |  | DLNB | [9 empty] | 0.03827 | 0.03827 | 0.03827 | 0.03827 | [11 empty] | Platte River Power Authority | 100 | Platte River Power Authority | 100
Sikeston Power Station | 6768_B_1 | 6768 | B | 1 | 2907 | Coal Steam |  | SPP_WEST | Missouri | 29 | Scott | 201 | 29201 | 240 | 10648 | 1981 | 9999 | wall | dry | N | Subbituminous |  |  |  | LNB + OFA |  |  |  | ESPC | No | ACI | 2016 |  | 1.2 | 0.09971 | 0.09971 | 0.09971 | 0.09971 | 0.1 | 0.1 | 0.1 | [8 empty] | Sikeston Utilities | 100 | Sikeston Utilities | 100
Hugo | 6772_B_1 | 6772 | B | 1 | 2908 | Coal Steam |  | SPP_WEST | Oklahoma | 40 | Choctaw | 23 | 40023 | 440 | 11061 | 1982 | 9999 | wall | dry | N | Subbituminous |  |  | 0.1279 | LNBO |  |  |  | ESPC | No | ACI | 2015 |  | 1.2 | 0.16166 | 0.16166 | 0.16166 | 0.16166 | 0.1 | 0.1 | 0.1 | 0.98 | Yes | 2015 | [5 empty] | Western Farmers Electric Coop | 100 | Western Farmers Electric Coop | 100
West Station (NJ) | 6776_G_1 | 6776 | G | 1 | 2909 | Combustion Turbine |  | PJM_EMAC | New Jersey | 34 | Cumberland | 11 | 34011 | 22.9 | 16148 | 1972 | 9999 |  |  | N | Distillate Fuel Oil |  |  |  | H2O | SCR | [7 empty] | 2.1 | 0.51545 | 0.17371 | 0.51545 | 0.17371 | [11 empty] | Vineland NJ (City of) | 100 | Vineland NJ (City of) | 100
St Stephen | 6789_G_1 | 6789 | G | 1 |  | Hydro |  | S_VACA | South Carolina | 45 | Berkeley | 15 | 45015 | 28 | 0 | 1985 | 9999 |  |  | N | Hydro | [13 empty] | 0 | 0 | 0 | 0 | [11 empty] | USACE Buffalo District | 100 | U S Army Corps of Engineers | 100
St Stephen | 6789_G_2 | 6789 | G | 2 |  | Hydro |  | S_VACA | South Carolina | 45 | Berkeley | 15 | 45015 | 28 | 0 | 1985 | 9999 |  |  | N | Hydro | [13 empty] | 0 | 0 | 0 | 0 | [11 empty] | USACE Buffalo District | 100 | U S Army Corps of Engineers | 100
St Stephen | 6789_G_3 | 6789 | G | 3 |  | Hydro |  | S_VACA | South Carolina | 45 | Berkeley | 15 | 45015 | 28 | 0 | 1985 | 9999 |  |  | N | Hydro | [13 empty] | 0 | 0 | 0 | 0 | [11 empty] | USACE Buffalo District | 100 | U S Army Corps of Engineers | 100
Augusta Electric Plant No 2 | 6791_G_1 | 6791 | G | 1 |  | Combustion Turbine | IC Engine | SPP_N | Kansas | 20 | Butler | 15 | 20015 | 4 | 18000 | 1968 | 9999 |  |  | N | Natural Gas, Distillate Fuel Oil | [13 empty] | 2.7 | 2.7 | 2.7 | 2.7 | [11 empty] | Augusta KS (City of) | 100 | Augusta KS (City of) | 100
Augusta Electric Plant No 2 | 6791_G_2 | 6791 | G | 2 |  | Combustion Turbine | IC Engine | SPP_N | Kansas | 20 | Butler | 15 | 20015 | 4 | 18000 | 1968 | 9999 |  |  | N | Natural Gas, Distillate Fuel Oil | [13 empty] | 2.7 | 2.7 | 2.7 | 2.7 | [11 empty] | Augusta KS (City of) | 100 | Augusta KS (City of) | 100
Augusta Electric Plant No 2 | 6791_G_3 | 6791 | G | 3 |  | Combustion Turbine | IC Engine | SPP_N | Kansas | 20 | Butler | 15 | 20015 | 6 | 18000 | 1981 | 9999 |  |  | N | Natural Gas, Distillate Fuel Oil | [13 empty] | 2.7 | 2.7 | 2.7 | 2.7 | [11 empty] | Augusta KS (City of) | 100 | Augusta KS (City of) | 100
Augusta Electric Plant No 2 | 6791_G_4 | 6791 | G | 4 |  | Combustion Turbine | IC Engine | SPP_N | Kansas | 20 | Butler | 15 | 20015 | 6.1 | 18000 | 2005 | 9999 |  |  | N | Natural Gas, Distillate Fuel Oil | [13 empty] | 1.061 | 1.061 | 1.061 | 1.061 | [11 empty] | Augusta KS (City of) | 100 | Augusta KS (City of) | 100
D B Wilson | 6823_B_W1 | 6823 | B | W1 | 2910 | Coal Steam |  | MIS_INKY | Kentucky | 21 | Ohio | 183 | 21183 | 417 | 10643 | 1984 | 9999 | wall | dry | N | Bituminous | Wet Scrubber | 1984 | 0.9 | LNB | SCR | 2003 |  | ESPC | No | ACI | 2016 |  | 0.6 | 0.5553 | 0.07965 | 0.5553 | 0.07965 | 0.05 | 0.1 | 0.1 | 0.98 | Yes | 2016 | [5 empty] | Big Rivers Electric Corp | 100 | Big Rivers Electric Corp | 100
St Bonifacius | 6824_G_1 | 6824 | G | 1 | 90186 | Combustion Turbine |  | MIS_MNWI | Minnesota | 27 | Carver | 19 | 27019 | 60.1 | 16117 | 1978 | 9999 |  |  | N | Distillate Fuel Oil | [12 empty] | 0.5 | 0.88339 | 0.88339 | 0.88339 | 0.88339 | [11 empty] | Great River Energy | 100 | Great River Energy | 100
Hugoton 2 | 7011_G_7 | 7011 | G | 7 |  | Combustion Turbine | IC Engine | SPP_N | Kansas | 20 | Stevens | 189 | 20189 | 2 | 10745 | 1964 | 9999 |  |  | N | Natural Gas, Distillate Fuel Oil | [12 empty] | 3 | 1.6498 | 1.6498 | 1.6498 | 1.6498 | [11 empty] | Hugoton KS (City of) | 100 | Hugoton KS (City of) | 100
Hugoton 2 | 7011_G_8 | 7011 | G | 8 |  | Combustion Turbine | IC Engine | SPP_N | Kansas | 20 | Stevens | 189 | 20189 | 1.8 | 10745 | 1971 | 9999 |  |  | N | Natural Gas, Distillate Fuel Oil | [12 empty] | 3 | 1.6498 | 1.6498 | 1.6498 | 1.6498 | [11 empty] | Hugoton KS (City of) | 100 | Hugoton KS (City of) | 100
Hugoton 2 | 7011_G_10 | 7011 | G | 10 |  | Combustion Turbine | IC Engine | SPP_N | Kansas | 20 | Stevens | 189 | 20189 | 4 | 10745 | 1983 | 9999 |  |  | N | Natural Gas, Distillate Fuel Oil | [12 empty] | 3 | 1.6498 | 1.6498 | 1.6498 | 1.6498 | [11 empty] | Hugoton KS (City of) | 100 | Hugoton KS (City of) | 100
Hugoton 2 | 7011_G_9A | 7011 | G | 9A |  | Combustion Turbine | IC Engine | SPP_N | Kansas | 20 | Stevens | 189 | 20189 | 4 | 10745 | 1994 | 9999 |  |  | N | Natural Gas, Distillate Fuel Oil | [12 empty] | 3 | 1.6498 | 1.6498 | 1.6498 | 1.6498 | [11 empty] | Hugoton KS (City of) | 100 | Hugoton KS (City of) | 100
Hugoton 2 | 7011_G_11 | 7011 | G | 11 |  | Combustion Turbine | IC Engine | SPP_N | Kansas | 20 | Stevens | 189 | 20189 | 2.2 | 10745 | 1997 | 9999 |  |  | N | Natural Gas, Distillate Fuel Oil | [12 empty] | 3 | 1.6498 | 1.6498 | 1.6498 | 1.6498 | [11 empty] | Hugoton KS (City of) | 100 | Hugoton KS (City of) | 100
Hugoton 2 | 7011_G_12 | 7011 | G | 12 |  | Combustion Turbine | IC Engine | SPP_N | Kansas | 20 | Stevens | 189 | 20189 | 2.8 | 10745 | 1997 | 9999 |  |  | N | Natural Gas, Distillate Fuel Oil | [12 empty] | 3 | 1.6498 | 1.6498 | 1.6498 | 1.6498 | [11 empty] | Hugoton KS (City of) | 100 | Hugoton KS (City of) | 100
Hugoton 2 | 7011_G_13 | 7011 | G | 13 |  | Combustion Turbine | IC Engine | SPP_N | Kansas | 20 | Stevens | 189 | 20189 | 0.5 | 10745 | 1998 | 9999 |  |  | N | Natural Gas | [12 empty] | 3 | 1.061 | 1.061 | 1.061 | 1.061 | [11 empty] | Hugoton KS (City of) | 100 | Hugoton KS (City of) | 100
Lower No 1 | 7012_G_2 | 7012 | G | 2 |  | Hydro |  | WECC_ID | Idaho | 16 | Bonneville | 19 | 16019 | 8 | 0 | 1982 | 9999 |  |  | N | Hydro | [13 empty] | 0 | 0 | 0 | 0 | [11 empty] | Idaho Falls ID (City of) | 100 | Idaho Falls ID (City of) | 100
East 12th Street | 7013_B_4 | 7013 | B | 4 | 2915 | O/G Steam |  | SPP_N | Kansas | 20 | Cowley | 35 | 20035 | 26 | 13598 | 1971 | 9999 | wall | dry | N | Natural Gas | [12 empty] | 3 | 0.28096 | 0.28096 | 0.28096 | 0.28096 | [11 empty] | Winfield KS (City of) | 100 | Winfield KS (City of) | 100
East 12th Street | 7013_G_5 | 7013 | G | 5 |  | Combustion Turbine | IC Engine | SPP_N | Kansas | 20 | Cowley | 35 | 20035 | 1.6 | 16553 | 2002 | 9999 |  |  | N | Distillate Fuel Oil | [13 empty] | 1.6498 | 1.6498 | 1.6498 | 1.6498 | [11 empty] | Winfield KS (City of) | 100 | Winfield KS (City of) | 100
Unit 4 | 7015_G_1 | 7015 | G | 1 |  | Hydro |  | WECC_UT | Utah | 49 | Sanpete | 39 | 49039 | 1.1 | 0 | 1993 | 9999 |  |  | N | Hydro | [13 empty] | 0 | 0 | 0 | 0 | [11 empty] | MT Pleasant UT (City of) | 100 | MT Pleasant UT (City of) | 100
Chanute 3 | 7018_G_9 | 7018 | G | 9 |  | Combustion Turbine | IC Engine | SPP_N | Kansas | 20 | Neosho | 133 | 20133 | 6.9 | 11876 | 1985 | 9999 |  |  | N | Natural Gas, Distillate Fuel Oil | [12 empty] | 3 | 2.7 | 2.7 | 2.7 | 2.7 | [11 empty] | Chanute Municipal Electric Utility | 100 | Chanute Municipal Electric Utility | 100
Chanute 3 | 7018_G_10 | 7018 | G | 10 |  | Combustion Turbine | IC Engine | SPP_N | Kansas | 20 | Neosho | 133 | 20133 | 6.9 | 11875 | 1986 | 9999 |  |  | N | Natural Gas, Distillate Fuel Oil | [12 empty] | 3 | 2.7 | 2.7 | 2.7 | 2.7 | [11 empty] | Chanute Municipal Electric Utility | 100 | Chanute Municipal Electric Utility | 100
Chanute 3 | 7018_G_11 | 7018 | G | 11 |  | Combustion Turbine | IC Engine | SPP_N | Kansas | 20 | Neosho | 133 | 20133 | 6.9 | 11876 | 1986 | 9999 |  |  | N | Natural Gas | [12 empty] | 3 | 2.7 | 2.7 | 2.7 | 2.7 | [11 empty] | Chanute Municipal Electric Utility | 100 | Chanute Municipal Electric Utility | 100
Chanute 3 | 7018_G_12 | 7018 | G | 12 |  | Combustion Turbine | IC Engine | SPP_N | Kansas | 20 | Neosho | 133 | 20133 | 5.5 | 11876 | 1991 | 9999 |  |  | N | Distillate Fuel Oil | [12 empty] | 3 | 1.6498 | 1.6498 | 1.6498 | 1.6498 | [11 empty] | Chanute Municipal Electric Utility | 100 | Chanute Municipal Electric Utility | 100
Chanute 3 | 7018_G_13 | 7018 | G | 13 |  | Combustion Turbine | IC Engine | SPP_N | Kansas | 20 | Neosho | 133 | 20133 | 5.9 | 11878 | 1991 | 9999 |  |  | N | Distillate Fuel Oil | [12 empty] | 3 | 3.2 | 3.2 | 3.2 | 3.2 | [11 empty] | Chanute Municipal Electric Utility | 100 | Chanute Municipal Electric Utility | 100
Whitehead | 7028_G_K1 | 7028 | G | K1 |  | Combustion Turbine | IC Engine | WECC_UT | Utah | 49 | Utah | 49 | 49049 | 5.9 | 11420 | 1986 | 9999 |  |  | N | Natural Gas | [12 empty] | 0.85 | 2.4437 | 2.4437 | 2.4437 | 2.4437 | [11 empty] | Springville UT (City of) | 100 | Springville UT (City of) | 100
Whitehead | 7028_G_K2 | 7028 | G | K2 |  | Combustion Turbine | IC Engine | WECC_UT | Utah | 49 | Utah | 49 | 49049 | 6 | 11421 | 1986 | 9999 |  |  | N | Natural Gas | [12 empty] | 0.85 | 1.061 | 1.061 | 1.061 | 1.061 | [11 empty] | Springville UT (City of) | 100 | Springville UT (City of) | 100
Whitehead | 7028_G_K3 | 7028 | G | K3 |  | Combustion Turbine | IC Engine | WECC_UT | Utah | 49 | Utah | 49 | 49049 | 5.9 | 11420 | 2000 | 9999 |  |  | N | Natural Gas | [12 empty] | 0.85 | 2.5907 | 2.5907 | 2.5907 | 2.5907 | [11 empty] | Springville UT (City of) | 100 | Springville UT (City of) | 100
Whitehead | 7028_G_K4 | 7028 | G | K4 |  | Combustion Turbine | IC Engine | WECC_UT | Utah | 49 | Utah | 49 | 49049 | 4 | 11419 | 2002 | 9999 |  |  | N | Natural Gas | [12 empty] | 0.85 | 1.061 | 1.061 | 1.061 | 1.061 | [11 empty] | Springville UT (City of) | 100 | Springville UT (City of) | 100
Whitehead | 7028_G_K6CAT | 7028 | G | K6CAT |  | Combustion Turbine | IC Engine | WECC_UT | Utah | 49 | Utah | 49 | 49049 | 2.5 | 10745 | 2016 | 9999 |  |  | Y | Natural Gas | [13 empty] | 1.061 | 1.061 | 1.061 | 1.061 | [11 empty] | Springville UT (City of) | 100 | Springville UT (City of) | 100
Whitehead | 7028_G_K7CAT | 7028 | G | K7CAT |  | Combustion Turbine | IC Engine | WECC_UT | Utah | 49 | Utah | 49 | 49049 | 2.5 | 10745 | 2016 | 9999 |  |  | Y | Natural Gas | [13 empty] | 1.061 | 1.061 | 1.061 | 1.061 | [11 empty] | Springville UT (City of) | 100 | Springville UT (City of) | 100
Major Oak Power | 7030_B_U1 | 7030 | B | U1 | 2920 | Coal Steam |  | ERC_REST | Texas | 48 | Robertson | 395 | 48395 | 152 | 11608 | 1990 | 9999 | FBC | wet | N | Lignite, Subbituminous | Reagent Injection | 1990 | 0.78 | ROFA | SNCR |  | 2007 | B | NA | ACI | 2011 |  | 0.58 | 0.1962 | 0.08552 | 0.1962 | 0.08552 | 0.1 | 0.1 | 0.1 | 0.98 | Yes | 1990 | [5 empty] | Major Oak Power LLC | 100 | Blackstone Group (The) | 100
Major Oak Power | 7030_B_U2 | 7030 | B | U2 | 2921 | Coal Steam |  | ERC_REST | Texas | 48 | Robertson | 395 | 48395 | 153 | 11407 | 1991 | 9999 | FBC | wet | N | Lignite, Subbituminous | Reagent Injection | 1991 | 0.78 | ROFA | SNCR |  | 2008 | B | NA | ACI | 2011 |  | 0.58 | 0.18344 | 0.09014 | 0.18344 | 0.09014 | 0.1 | 0.1 | 0.1 | 0.98 | Yes | 1991 | [5 empty] | Major Oak Power LLC | 100 | Blackstone Group (The) | 100
Gravel Neck | 7032_G_1 | 7032 | G | 1 |  | Combustion Turbine |  | PJM_Dom | Virginia | 51 | Surry | 181 | 51181 | 12 | 12716 | 1970 | 9999 |  |  | N | Distillate Fuel Oil | [12 empty] | 2.64 | 0.18396 | 0.18396 | 0.18396 | 0.18396 | [11 empty] | Virginia Electric & Power Co | 100 | Dominion Energy Inc | 100
Gravel Neck | 7032_G_2 | 7032 | G | 2 |  | Combustion Turbine |  | PJM_Dom | Virginia | 51 | Surry | 181 | 51181 | 16 | 12717 | 1970 | 9999 |  |  | N | Distillate Fuel Oil | [12 empty] | 2.64 | 0.11655 | 0.11655 | 0.11655 | 0.11655 | [11 empty] | Virginia Electric & Power Co | 100 | Dominion Energy Inc | 100
Gravel Neck | 7032_G_3 | 7032 | G | 3 | 88238 | Combustion Turbine |  | PJM_Dom | Virginia | 51 | Surry | 181 | 51181 | 85 | 12717 | 1989 | 9999 |  |  | N | Natural Gas, Distillate Fuel Oil |  |  |  | H2O | [8 empty] | 2.64 | 0.15199 | 0.15199 | 0.15199 | 0.15199 | [11 empty] | Virginia Electric & Power Co | 100 | Dominion Energy Inc | 100
Gravel Neck | 7032_G_4 | 7032 | G | 4 | 88239 | Combustion Turbine |  | PJM_Dom | Virginia | 51 | Surry | 181 | 51181 | 85 | 12717 | 1989 | 9999 |  |  | N | Natural Gas, Distillate Fuel Oil |  |  |  | H2O | [8 empty] | 2.64 | 0.1631 | 0.1631 | 0.1631 | 0.1631 | [11 empty] | Virginia Electric & Power Co | 100 | Dominion Energy Inc | 100
Gravel Neck | 7032_G_5 | 7032 | G | 5 | 88240 | Combustion Turbine |  | PJM_Dom | Virginia | 51 | Surry | 181 | 51181 | 85 | 12717 | 1989 | 9999 |  |  | N | Natural Gas, Distillate Fuel Oil |  |  |  | H2O | [8 empty] | 2.64 | 0.15261 | 0.15261 | 0.15261 | 0.15261 | [11 empty] | Virginia Electric & Power Co | 100 | Dominion Energy Inc | 100
Gravel Neck | 7032_G_6 | 7032 | G | 6 | 88241 | Combustion Turbine |  | PJM_Dom | Virginia | 51 | Surry | 181 | 51181 | 85 | 12717 | 1989 | 9999 |  |  | N | Natural Gas, Distillate Fuel Oil |  |  |  | H2O | [8 empty] | 2.64 | 0.15619 | 0.15619 | 0.15619 | 0.15619 | [11 empty] | Virginia Electric & Power Co | 100 | Dominion Energy Inc | 100
Hydro II | 7034_G_1 | 7034 | G | 1 |  | Hydro |  | WECC_UT | Utah | 49 | Cache | 5 | 49005 | 3.1 | 0 | 1986 | 9999 |  |  | N | Hydro | [13 empty] | 0 | 0 | 0 | 0 | [11 empty] | Logan City Light & Power | 100 | Logan City Light & Power | 100
Hydro II | 7034_G_2 | 7034 | G | 2 |  | Hydro |  | WECC_UT | Utah | 49 | Cache | 5 | 49005 | 3.1 | 0 | 1986 | 9999 |  |  | N | Hydro | [13 empty] | 0 | 0 | 0 | 0 | [11 empty] | Logan City Light & Power | 100 | Logan City Light & Power | 100
Lake (WY) | 7039_G_1 | 7039 | G | 1 |  | Combustion Turbine | IC Engine | WECC_WY | Wyoming | 56 | Teton | 39 | 56039 | 2.7 | 10745 | 1967 | 9999 |  |  | N | Distillate Fuel Oil | [12 empty] | 0.8 | 1.6498 | 1.6498 | 1.6498 | 1.6498 | [11 empty] | NorthWestern Corp | 100 | NorthWestern Corp | 100
Ellis Hydro | 7040_G_1 | 7040 | G | 1 |  | Hydro |  | SPP_WEST | Arkansas | 5 | Crawford | 33 | 05033 | 5 | 0 | 1988 | 9999 |  |  | N | Hydro | [13 empty] | 0 | 0 | 0 | 0 | [11 empty] | Arkansas Electric Coop Corp | 100 | Arkansas Electric Coop Corp | 100
Ellis Hydro | 7040_G_2 | 7040 | G | 2 |  | Hydro |  | SPP_WEST | Arkansas | 5 | Crawford | 33 | 05033 | 6 | 0 | 1988 | 9999 |  |  | N | Hydro | [13 empty] | 0 | 0 | 0 | 0 | [11 empty] | Arkansas Electric Coop Corp | 100 | Arkansas Electric Coop Corp | 100
Ellis Hydro | 7040_G_3 | 7040 | G | 3 |  | Hydro |  | SPP_WEST | Arkansas | 5 | Crawford | 33 | 05033 | 6 | 0 | 1988 | 9999 |  |  | N | Hydro | [13 empty] | 0 | 0 | 0 | 0 | [11 empty] | Arkansas Electric Coop Corp | 100 | Arkansas Electric Coop Corp | 100
Wrightsville Hydro Plant | 7051_G_1 | 7051 | G | 1 |  | Hydro |  | NENGREST | Vermont | 50 | Washington | 23 | 50023 | 0.1 | 0 | 1985 | 9999 |  |  | N | Hydro | [13 empty] | 0 | 0 | 0 | 0 | [11 empty] | Washington Electric Coop Inc (VT) | 100 | Washington Electric Coop Inc (VT) | 100
Wrightsville Hydro Plant | 7051_G_2 | 7051 | G | 2 |  | Hydro |  | NENGREST | Vermont | 50 | Washington | 23 | 50023 | 0.2 | 0 | 1985 | 9999 |  |  | N | Hydro | [13 empty] | 0 | 0 | 0 | 0 | [11 empty] | Washington Electric Coop Inc (VT) | 100 | Washington Electric Coop Inc (VT) | 100
Wrightsville Hydro Plant | 7051_G_3 | 7051 | G | 3 |  | Hydro |  | NENGREST | Vermont | 50 | Washington | 23 | 50023 | 0.4 | 0 | 1985 | 9999 |  |  | N | Hydro | [13 empty] | 0 | 0 | 0 | 0 | [11 empty] | Washington Electric Coop Inc (VT) | 100 | Washington Electric Coop Inc (VT) | 100
Bolton Falls | 7056_G_1 | 7056 | G | 1 |  | Hydro |  | NENGREST | Vermont | 50 | Washington | 23 | 50023 | 3.9 | 0 | 1986 | 9999 |  |  | N | Hydro | [13 empty] | 0 | 0 | 0 | 0 | [11 empty] | Green Mountain Power Corp | 100 | Gaz Métropolitain & Co LP | 100
Bolton Falls | 7056_G_2 | 7056 | G | 2 |  | Hydro |  | NENGREST | Vermont | 50 | Washington | 23 | 50023 | 3.9 | 0 | 1986 | 9999 |  |  | N | Hydro | [13 empty] | 0 | 0 | 0 | 0 | [11 empty] | Green Mountain Power Corp | 100 | Gaz Métropolitain & Co LP | 100
Solon Diesel | 7058_G_1 | 7058 | G | 1 |  | Combustion Turbine | IC Engine | MIS_MNWI | Wisconsin | 55 | Douglas | 31 | 55031 | 0.8 | 16822 | 1988 | 9999 |  |  | N | Distillate Fuel Oil | [12 empty] | 3 | 1.6498 | 1.6498 | 1.6498 | 1.6498 | [11 empty] | Dahlberg Light & Power Co | 100 | Dahlberg Light & Power Co | 100
Solon Diesel | 7058_G_2 | 7058 | G | 2 |  | Combustion Turbine | IC Engine | MIS_MNWI | Wisconsin | 55 | Douglas | 31 | 55031 | 0.8 | 17606 | 1988 | 9999 |  |  | N | Distillate Fuel Oil | [12 empty] | 3 | 1.6498 | 1.6498 | 1.6498 | 1.6498 | [11 empty] | Dahlberg Light & Power Co | 100 | Dahlberg Light & Power Co | 100
Solon Diesel | 7058_G_3 | 7058 | G | 3 |  | Combustion Turbine | IC Engine | MIS_MNWI | Wisconsin | 55 | Douglas | 31 | 55031 | 0.8 | 17606 | 1989 | 9999 |  |  | N | Distillate Fuel Oil | [12 empty] | 3 | 1.6498 | 1.6498 | 1.6498 | 1.6498 | [11 empty] | Dahlberg Light & Power Co | 100 | Dahlberg Light & Power Co | 100
Solon Diesel | 7058_G_4 | 7058 | G | 4 |  | Combustion Turbine | IC Engine | MIS_MNWI | Wisconsin | 55 | Douglas | 31 | 55031 | 0.8 | 17606 | 1989 | 9999 |  |  | N | Distillate Fuel Oil | [12 empty] | 3 | 1.6498 | 1.6498 | 1.6498 | 1.6498 | [11 empty] | Dahlberg Light & Power Co | 100 | Dahlberg Light & Power Co | 100
Solon Diesel | 7058_G_5 | 7058 | G | 5 |  | Combustion Turbine | IC Engine | MIS_MNWI | Wisconsin | 55 | Douglas | 31 | 55031 | 0.8 | 17606 | 1989 | 9999 |  |  | N | Distillate Fuel Oil | [12 empty] | 3 | 1.6498 | 1.6498 | 1.6498 | 1.6498 | [11 empty] | Dahlberg Light & Power Co | 100 | Dahlberg Light & Power Co | 100
Solon Diesel | 7058_G_6 | 7058 | G | 6 |  | Combustion Turbine | IC Engine | MIS_MNWI | Wisconsin | 55 | Douglas | 31 | 55031 | 0.8 | 17606 | 1995 | 9999 |  |  | N | Distillate Fuel Oil | [12 empty] | 3 | 1.6498 | 1.6498 | 1.6498 | 1.6498 | [11 empty] | Dahlberg Light & Power Co | 100 | Dahlberg Light & Power Co | 100
Solon Diesel | 7058_G_7 | 7058 | G | 7 |  | Combustion Turbine | IC Engine | MIS_MNWI | Wisconsin | 55 | Douglas | 31 | 55031 | 0.8 | 17606 | 1995 | 9999 |  |  | N | Distillate Fuel Oil | [12 empty] | 3 | 1.6498 | 1.6498 | 1.6498 | 1.6498 | [11 empty] | Dahlberg Light & Power Co | 100 | Dahlberg Light & Power Co | 100
Solon Diesel | 7058_G_8 | 7058 | G | 8 |  | Combustion Turbine | IC Engine | MIS_MNWI | Wisconsin | 55 | Douglas | 31 | 55031 | 0.8 | 17606 | 1995 | 9999 |  |  | N | Distillate Fuel Oil | [12 empty] | 3 | 1.6498 | 1.6498 | 1.6498 | 1.6498 | [11 empty] | Dahlberg Light & Power Co | 100 | Dahlberg Light & Power Co | 100
Sibley No Two | 7060_G_4 | 7060 | G | 4 |  | Combustion Turbine | IC Engine | MIS_IA | Iowa | 19 | Osceola | 143 | 19143 | 1 | 10745 | 1987 | 9999 |  |  | N | Natural Gas | [12 empty] | 2.5 | 1.061 | 1.061 | 1.061 | 1.061 | [11 empty] | Sibley IA (City of) | 100 | Sibley IA (City of) | 100
McIntosh (AL) | 7063_G_1 | 7063 | G | 1 | 2924 | Combustion Turbine |  | S_SOU | Alabama | 1 | Washington | 129 | 01129 | 110 | 8904 | 1991 | 9999 |  |  | N | Natural Gas | [13 empty] | 0.21621 | 0.21621 | 0.21621 | 0.21621 | [11 empty] | PowerSouth Energy Coop | 100 | PowerSouth Energy Coop | 100
McIntosh (AL) | 7063_G_2 | 7063 | G | 2 | 2925 | Combustion Turbine |  | S_SOU | Alabama | 1 | Washington | 129 | 01129 | 114 | 11359 | 1998 | 9999 |  |  | N | Natural Gas, Distillate Fuel Oil |  |  |  | H2O | [8 empty] | 0.006 | 0.07097 | 0.07097 | 0.07097 | 0.07097 | [11 empty] | PowerSouth Energy Coop | 100 | PowerSouth Energy Coop | 100
McIntosh (AL) | 7063_G_3 | 7063 | G | 3 | 2926 | Combustion Turbine |  | S_SOU | Alabama | 1 | Washington | 129 | 01129 | 114 | 11359 | 1998 | 9999 |  |  | N | Natural Gas, Distillate Fuel Oil |  |  |  | H2O | [8 empty] | 0.006 | 0.05678 | 0.05678 | 0.05678 | 0.05678 | [11 empty] | PowerSouth Energy Coop | 100 | PowerSouth Energy Coop | 100
McIntosh (AL) | 7063_G_4 | 7063 | G | 4 | 90423 | Combustion Turbine |  | S_SOU | Alabama | 1 | Washington | 129 | 01129 | 175 | 11359 | 2010 | 9999 |  |  | N | Natural Gas |  |  |  | DLNB | [9 empty] | 0.03616 | 0.03616 | 0.03616 | 0.03616 | [11 empty] | PowerSouth Energy Coop | 100 | PowerSouth Energy Coop | 100
McIntosh (AL) | 7063_G_5 | 7063 | G | 5 | 90424 | Combustion Turbine |  | S_SOU | Alabama | 1 | Washington | 129 | 01129 | 175 | 11359 | 2010 | 9999 |  |  | N | Natural Gas |  |  |  | DLNB | [9 empty] | 0.03737 | 0.03737 | 0.03737 | 0.03737 | [11 empty] | PowerSouth Energy Coop | 100 | PowerSouth Energy Coop | 100
Stampede | 7066_G_1 | 7066 | G | 1 |  | Hydro |  | WEC_CALN | California | 6 | Sierra | 91 | 06091 | 3 | 0 | 1988 | 9999 |  |  | N | Hydro | [13 empty] | 0 | 0 | 0 | 0 | [11 empty] | U S Bureau of Reclamation | 100 | U S Bureau of Reclamation | 100
Stampede | 7066_G_2 | 7066 | G | 2 |  | Hydro |  | WEC_CALN | California | 6 | Sierra | 91 | 06091 | 0.6 | 0 | 1988 | 9999 |  |  | N | Hydro | [13 empty] | 0 | 0 | 0 | 0 | [11 empty] | U S Bureau of Reclamation | 100 | U S Bureau of Reclamation | 100
Mojave Siphon | 7072_G_1 | 7072 | G | 1 |  | Hydro |  | WECC_SCE | California | 6 | San Bernardino | 71 | 06071 | 10.8 | 0 | 1996 | 9999 |  |  | N | Hydro | [13 empty] | 0 | 0 | 0 | 0 | [11 empty] | California Dept Water Resources | 100 | California Dept Water Resources | 100
Mojave Siphon | 7072_G_2 | 7072 | G | 2 |  | Hydro |  | WECC_SCE | California | 6 | San Bernardino | 71 | 06071 | 10.8 | 0 | 1996 | 9999 |  |  | N | Hydro | [13 empty] | 0 | 0 | 0 | 0 | [11 empty] | California Dept Water Resources | 100 | California Dept Water Resources | 100
Mojave Siphon | 7072_G_3 | 7072 | G | 3 |  | Hydro |  | WECC_SCE | California | 6 | San Bernardino | 71 | 06071 | 10.8 | 0 | 1996 | 9999 |  |  | N | Hydro | [13 empty] | 0 | 0 | 0 | 0 | [11 empty] | California Dept Water Resources | 100 | California Dept Water Resources | 100
Upper Salmon B | 7079_G_1 | 7079 | G | 1 |  | Hydro |  | WECC_ID | Idaho | 16 | Twin Falls | 83 | 16083 | 8.8 | 0 | 1947 | 9999 |  |  | N | Hydro | [13 empty] | 0 | 0 | 0 | 0 | [11 empty] | Idaho Power Co | 100 | IDACORP Inc | 100
Upper Salmon B | 7079_G_2 | 7079 | G | 2 |  | Hydro |  | WECC_ID | Idaho | 16 | Twin Falls | 83 | 16083 | 8.4 | 0 | 1947 | 9999 |  |  | N | Hydro | [13 empty] | 0 | 0 | 0 | 0 | [11 empty] | Idaho Power Co | 100 | IDACORP Inc | 100
St George Red Rock | 7080_G_1 | 7080 | G | 1 |  | Combustion Turbine | IC Engine | WECC_UT | Utah | 49 | Washington | 53 | 49053 | 7 | 10745 | 1987 | 9999 |  |  | N | Distillate Fuel Oil | [12 empty] | 0.85 | 1.6498 | 1.6498 | 1.6498 | 1.6498 | [11 empty] | St George Dept Water & Power | 100 | St George Dept Water & Power | 100
St George Red Rock | 7080_G_2 | 7080 | G | 2 |  | Combustion Turbine | IC Engine | WECC_UT | Utah | 49 | Washington | 53 | 49053 | 7 | 10745 | 1987 | 9999 |  |  | N | Distillate Fuel Oil | [12 empty] | 0.85 | 2.2801 | 2.2801 | 2.2801 | 2.2801 | [11 empty] | St George Dept Water & Power | 100 | St George Dept Water & Power | 100
Harry Allen | 7082_G_GT1 | 7082 | G | GT1 | 2931 | Combustion Turbine |  | WECC_SNV | Nevada | 32 | Clark | 3 | 32003 | 72 | 11653 | 1995 | 9999 |  |  | N | Natural Gas |  |  |  | DLNB + H2O | [8 empty] | 1.4 | 0.03555 | 0.03555 | 0.03555 | 0.03555 | [11 empty] | Nevada Power Co | 100 | Berkshire Hathaway Inc | 100
Harry Allen | 7082_G_GT4 | 7082 | G | GT4 | 2932 | Combustion Turbine |  | WECC_SNV | Nevada | 32 | Clark | 3 | 32003 | 72 | 11653 | 2006 | 9999 |  |  | N | Natural Gas |  |  |  | DLNB | [8 empty] | 0.8 | 0.0231 | 0.0231 | 0.0231 | 0.0231 | [11 empty] | Nevada Power Co | 100 | Berkshire Hathaway Inc | 100
Harry Allen | 7082_G_5 | 7082 | G | 5 | 2933 | Combined Cycle |  | WECC_SNV | Nevada | 32 | Clark | 3 | 32003 | 151.6 | 7078 | 2011 | 9999 |  |  | N | Natural Gas |  |  |  | DLNB | SCR | [8 empty] | 0.0056753 | 0.0056753 | 0.0056753 | 0.0056753 | [11 empty] | Nevada Power Co | 100 | Berkshire Hathaway Inc | 100
Harry Allen | 7082_G_6 | 7082 | G | 6 | 2934 | Combined Cycle |  | WECC_SNV | Nevada | 32 | Clark | 3 | 32003 | 151.6 | 7078 | 2011 | 9999 |  |  | N | Natural Gas |  |  |  | DLNB | SCR | [8 empty] | 0.0056753 | 0.0056753 | 0.0056753 | 0.0056753 | [11 empty] | Nevada Power Co | 100 | Berkshire Hathaway Inc | 100
Harry Allen | 7082_G_7 | 7082 | G | 7 | 2933 | Combined Cycle |  | WECC_SNV | Nevada | 32 | Clark | 3 | 32003 | 206.8 | 7078 | 2011 | 9999 |  |  | N | Natural Gas |  |  |  | DLNB | SCR | [8 empty] | 0.0056753 | 0.0056753 | 0.0056753 | 0.0056753 | [11 empty] | Nevada Power Co | 100 | Berkshire Hathaway Inc | 100
J K Spruce | 7097_B_BLR1 | 7097 | B | BLR1 | 2939 | Coal Steam |  | ERC_REST | Texas | 48 | Bexar | 29 | 48029 | 560 | 9995 | 1992 | 2029 | tangential | wet | N | Subbituminous | Wet Scrubber | 1992 | 0.93 | LNC3 |  |  |  | B | NA | ACI | 2015 |  | 0.35 | 0.14372 | 0.14372 | 0.14372 | 0.14372 | 0.1 | 0.1 | 0.1 | 0.98 | [7 empty] | CPS Energy | 100 | CPS Energy | 100
J K Spruce | 7097_B_BLR2 | 7097 | B | BLR2 | 2940 | Coal Steam |  | ERC_REST | Texas | 48 | Bexar | 29 | 48029 | 785 | 9923 | 2010 | 9999 | tangential | wet | N | Subbituminous | Wet Scrubber | 2010 | 0.95 | AA + LNB | SCR | 2010 |  | B | NA | ACI | 2013 |  | 0.1 | 0.04811 | 0.04811 | 0.04811 | 0.04811 | 0.1 | 0.1 | 0.1 | 0.99 |  |  |  |  | C2G | 2027 |  | CPS Energy | 100 | CPS Energy | 100
Heber City | 7111_G_NA6 | 7111 | G | NA6 |  | Combustion Turbine | IC Engine | WECC_UT | Utah | 49 | Wasatch | 51 | 49051 | 0.7 | 10959 | 2001 | 9999 |  |  | N | Natural Gas | [12 empty] | 0.85 | 0.14942 | 0.14942 | 0.14942 | 0.14942 | [11 empty] | Heber Light & Power Co | 100 | Heber Light & Power Co | 100
Heber City | 7111_G_NA10 | 7111 | G | NA10 |  | Combustion Turbine | IC Engine | WECC_UT | Utah | 49 | Wasatch | 51 | 49051 | 1.9 | 10958 | 2002 | 9999 |  |  | N | Natural Gas | [12 empty] | 0.85 | 0.02071 | 0.02071 | 0.02071 | 0.02071 | [11 empty] | Heber Light & Power Co | 100 | Heber Light & Power Co | 100
Heber City | 7111_G_4 | 7111 | G | 4 |  | Combustion Turbine | IC Engine | WECC_UT | Utah | 49 | Wasatch | 51 | 49051 | 1.9 | 10958 | 2003 | 9999 |  |  | N | Natural Gas | [12 empty] | 0.85 | 0.3003 | 0.3003 | 0.3003 | 0.3003 | [11 empty] | Heber Light & Power Co | 100 | Heber Light & Power Co | 100
Heber City | 7111_G_NA9 | 7111 | G | NA9 |  | Combustion Turbine | IC Engine | WECC_UT | Utah | 49 | Wasatch | 51 | 49051 | 1.9 | 10958 | 2003 | 9999 |  |  | N | Natural Gas | [12 empty] | 0.85 | 0.01118 | 0.01118 | 0.01118 | 0.01118 | [11 empty] | Heber Light & Power Co | 100 | Heber Light & Power Co | 100
Heber City | 7111_G_1 | 7111 | G | 1 |  | Combustion Turbine | IC Engine | WECC_UT | Utah | 49 | Wasatch | 51 | 49051 | 1.4 | 10959 | 2004 | 9999 |  |  | N | Natural Gas | [12 empty] | 0.85 | 0.20238 | 0.20238 | 0.20238 | 0.20238 | [11 empty] | Heber Light & Power Co | 100 | Heber Light & Power Co | 100
Heber City | 7111_G_2 | 7111 | G | 2 |  | Combustion Turbine | IC Engine | WECC_UT | Utah | 49 | Wasatch | 51 | 49051 | 1.4 | 10959 | 2004 | 9999 |  |  | N | Natural Gas | [12 empty] | 0.85 | 0.31682 | 0.31682 | 0.31682 | 0.31682 | [11 empty] | Heber Light & Power Co | 100 | Heber Light & Power Co | 100
Heber City | 7111_G_11 | 7111 | G | 11 |  | Combustion Turbine | IC Engine | WECC_UT | Utah | 49 | Wasatch | 51 | 49051 | 1.9 | 10745 | 2015 | 9999 |  |  | N | Natural Gas | [13 empty] | 1.061 | 1.061 | 1.061 | 1.061 | [11 empty] | Heber Light & Power Co | 100 | Heber Light & Power Co | 100
Heber City | 7111_G_12 | 7111 | G | 12 |  | Combustion Turbine | IC Engine | WECC_UT | Utah | 49 | Wasatch | 51 | 49051 | 2.3 | 10745 | 2015 | 9999 |  |  | N | Natural Gas | [13 empty] | 1.061 | 1.061 | 1.061 | 1.061 | [11 empty] | Heber Light & Power Co | 100 | Heber Light & Power Co | 100
PEC Headworks | 7113_G_1 | 7113 | G | 1 |  | Hydro |  | WECC_PNW | Washington | 53 | Grant | 25 | 53025 | 6.6 | 0 | 1990 | 9999 |  |  | N | Hydro | [13 empty] | 0 | 0 | 0 | 0 | [11 empty] | Grand Coulee Project Hydroelectric Authority | 100 | East Columbia Basin Irrigation District | 100
Hoist | 7115_G_2 | 7115 | G | 2 |  | Hydro |  | MIS_WUMS | Michigan | 26 | Marquette | 103 | 26103 | 0.8 | 0 | 1988 | 9999 |  |  | N | Hydro | [13 empty] | 0 | 0 | 0 | 0 | [11 empty] | Upper Peninsula Power Co | 100 | Balfour Beatty Infrastructure Inc | 100
Hoist | 7115_G_3 | 7115 | G | 3 |  | Hydro |  | MIS_WUMS | Michigan | 26 | Marquette | 103 | 26103 | 1.2 | 0 | 1988 | 9999 |  |  | N | Hydro | [13 empty] | 0 | 0 | 0 | 0 | [11 empty] | Upper Peninsula Power Co | 100 | Balfour Beatty Infrastructure Inc | 100
McClure Dam | 7116_G_1 | 7116 | G | 1 |  | Hydro |  | MIS_WUMS | Michigan | 26 | Marquette | 103 | 26103 | 2.9 | 0 | 1988 | 9999 |  |  | N | Hydro | [13 empty] | 0 | 0 | 0 | 0 | [11 empty] | Upper Peninsula Power Co | 100 | Balfour Beatty Infrastructure Inc | 100
McClure Dam | 7116_G_2 | 7116 | G | 2 |  | Hydro |  | MIS_WUMS | Michigan | 26 | Marquette | 103 | 26103 | 2.9 | 0 | 1988 | 9999 |  |  | N | Hydro | [13 empty] | 0 | 0 | 0 | 0 | [11 empty] | Upper Peninsula Power Co | 100 | Balfour Beatty Infrastructure Inc | 100
Cataract (MI) | 7118_G_1 | 7118 | G | 1 |  | Hydro |  | MIS_WUMS | Michigan | 26 | Marquette | 103 | 26103 | 0.6 | 0 | 1988 | 9999 |  |  | N | Hydro | [13 empty] | 0 | 0 | 0 | 0 | [11 empty] | Upper Peninsula Power Co | 100 | Balfour Beatty Infrastructure Inc | 100
Gladstone | 7119_G_1 | 7119 | G | 1 |  | Combustion Turbine |  | MIS_WUMS | Michigan | 26 | Delta | 41 | 26041 | 17 | 16213 | 1975 | 9999 |  |  | N | Distillate Fuel Oil | [12 empty] | 1.67 | 1.01 | 1.01 | 1.01 | 1.01 | [11 empty] | Upper Peninsula Power Co | 100 | Balfour Beatty Infrastructure Inc | 100
Bad Creek | 7125_G_1 | 7125 | G | 1 |  | Pumped Storage |  | S_VACA | South Carolina | 45 | Oconee | 73 | 45073 | 405 | 0 | 1991 | 9999 |  |  | N | Pumped Storage | [13 empty] | 0 | 0 | 0 | 0 | [11 empty] | Duke Energy Carolinas | 100 | Duke Energy Corp | 100
Bad Creek | 7125_G_2 | 7125 | G | 2 |  | Pumped Storage |  | S_VACA | South Carolina | 45 | Oconee | 73 | 45073 | 405 | 0 | 1991 | 9999 |  |  | N | Pumped Storage | [13 empty] | 0 | 0 | 0 | 0 | [11 empty] | Duke Energy Carolinas | 100 | Duke Energy Corp | 100
Bad Creek | 7125_G_3 | 7125 | G | 3 |  | Pumped Storage |  | S_VACA | South Carolina | 45 | Oconee | 73 | 45073 | 405 | 0 | 1991 | 9999 |  |  | N | Pumped Storage | [13 empty] | 0 | 0 | 0 | 0 | [11 empty] | Duke Energy Carolinas | 100 | Duke Energy Corp | 100
Bad Creek | 7125_G_4 | 7125 | G | 4 |  | Pumped Storage |  | S_VACA | South Carolina | 45 | Oconee | 73 | 45073 | 405 | 0 | 1991 | 9999 |  |  | N | Pumped Storage | [13 empty] | 0 | 0 | 0 | 0 | [11 empty] | Duke Energy Carolinas | 100 | Duke Energy Corp | 100
Wynoochee | 7127_G_1 | 7127 | G | 1 |  | Hydro |  | WECC_PNW | Washington | 53 | Grays Harbor | 27 | 53027 | 15.5 | 0 | 1994 | 9999 |  |  | N | Hydro | [13 empty] | 0 | 0 | 0 | 0 | [11 empty] | Tacoma Public Utilities | 100 | Tacoma Public Utilities | 100
William F Matson Generating Station | 7128_G_1 | 7128 | G | 1 |  | Hydro |  | PJM_PENE | Pennsylvania | 42 | Huntingdon | 61 | 42061 | 2.4 | 0 | 1988 | 9999 |  |  | N | Hydro | [13 empty] | 0 | 0 | 0 | 0 | [11 empty] | Allegheny Electric Coop Inc | 100 | Allegheny Electric Coop Inc | 100
William F Matson Generating Station | 7128_G_2 | 7128 | G | 2 |  | Hydro |  | PJM_PENE | Pennsylvania | 42 | Huntingdon | 61 | 42061 | 6 | 0 | 1988 | 9999 |  |  | N | Hydro | [13 empty] | 0 | 0 | 0 | 0 | [11 empty] | Allegheny Electric Coop Inc | 100 | Allegheny Electric Coop Inc | 100
Thermalito Diverson Dam | 7129_G_TD1 | 7129 | G | TD1 |  | Hydro |  | WEC_CALN | California | 6 | Butte | 7 | 06007 | 3 | 0 | 1987 | 9999 |  |  | N | Hydro | [13 empty] | 0 | 0 | 0 | 0 | [11 empty] | California Dept Water Resources | 100 | California Dept Water Resources | 100
Brandon Station | 7131_G_1 | 7131 | G | 1 |  | Combustion Turbine |  | SPP_SPS | Texas | 48 | Lubbock | 303 | 48303 | 20 | 10249 | 1990 | 9999 |  |  | Y | Natural Gas | [12 empty] | 3 | 0.09267 | 0.09267 | 0.09267 | 0.09267 | [11 empty] | Lubbock Power & Light Dept | 100 | Lubbock Power & Light Dept | 100
Pine View Dam | 7132_G_NA1 | 7132 | G | NA1 |  | Hydro |  | WECC_UT | Utah | 49 | Weber | 57 | 49057 | 1.8 | 0 | 1991 | 9999 |  |  | N | Hydro | [13 empty] | 0 | 0 | 0 | 0 | [11 empty] | Bountiful City Light & Power | 100 | Bountiful City Light & Power | 100
Whillock | 7135_G_1 | 7135 | G | 1 |  | Hydro |  | MIS_AR | Arkansas | 5 | Conway | 29 | 05029 | 6 | 0 | 1993 | 9999 |  |  | N | Hydro | [13 empty] | 0 | 0 | 0 | 0 | [11 empty] | Arkansas Electric Coop Corp | 100 | Arkansas Electric Coop Corp | 100
Whillock | 7135_G_2 | 7135 | G | 2 |  | Hydro |  | MIS_AR | Arkansas | 5 | Conway | 29 | 05029 | 6 | 0 | 1993 | 9999 |  |  | N | Hydro | [13 empty] | 0 | 0 | 0 | 0 | [11 empty] | Arkansas Electric Coop Corp | 100 | Arkansas Electric Coop Corp | 100
Whillock | 7135_G_3 | 7135 | G | 3 |  | Hydro |  | MIS_AR | Arkansas | 5 | Conway | 29 | 05029 | 5 | 0 | 1993 | 9999 |  |  | N | Hydro | [13 empty] | 0 | 0 | 0 | 0 | [11 empty] | Arkansas Electric Coop Corp | 100 | Arkansas Electric Coop Corp | 100
Forked River | 7138_G_1 | 7138 | G | 1 | 2945 | Combustion Turbine |  | PJM_EMAC | New Jersey | 34 | Ocean | 29 | 34029 | 34.5 | 14438 | 1989 | 9999 |  |  | N | Natural Gas, Distillate Fuel Oil |  |  |  | H2O | [8 empty] | 0.32 | 0.14101 | 0.14101 | 0.14101 | 0.14101 | [11 empty] | Forked River Power LLC | 100 | Maxim Power Corp | 100
Forked River | 7138_G_2 | 7138 | G | 2 | 2946 | Combustion Turbine |  | PJM_EMAC | New Jersey | 34 | Ocean | 29 | 34029 | 32.5 | 14423 | 1989 | 9999 |  |  | N | Natural Gas, Distillate Fuel Oil |  |  |  | DLNB + H2O | [8 empty] | 0.32 | 0.30436 | 0.30436 | 0.30436 | 0.30436 | [11 empty] | Forked River Power LLC | 100 | Maxim Power Corp | 100
Pleasant Hill | 7145_G_1 | 7145 | G | 1 | 90077 | Combustion Turbine |  | MIS_MIDA | Iowa | 19 | Polk | 153 | 19153 | 38 | 16482 | 1990 | 9999 |  |  | N | Natural Gas, Distillate Fuel Oil |  |  |  | H2O | [8 empty] | 0.5 | 0.25392 | 0.25392 | 0.25392 | 0.25392 | [11 empty] | MidAmerican Energy Co | 100 | Berkshire Hathaway Inc | 100
Pleasant Hill | 7145_G_2 | 7145 | G | 2 | 90078 | Combustion Turbine |  | MIS_MIDA | Iowa | 19 | Polk | 153 | 19153 | 37.8 | 16482 | 1990 | 9999 |  |  | N | Natural Gas, Distillate Fuel Oil |  |  |  | H2O | [8 empty] | 0.5 | 0.25385 | 0.25385 | 0.25385 | 0.25385 | [11 empty] | MidAmerican Energy Co | 100 | Berkshire Hathaway Inc | 100
Pleasant Hill | 7145_G_3 | 7145 | G | 3 | 2954 | Combustion Turbine |  | MIS_MIDA | Iowa | 19 | Polk | 153 | 19153 | 79.7 | 16463 | 1994 | 9999 |  |  | N | Natural Gas, Distillate Fuel Oil |  |  |  | H2O | [8 empty] | 0.5 | 0.15756 | 0.15756 | 0.15756 | 0.15756 | [11 empty] | MidAmerican Energy Co | 100 | Berkshire Hathaway Inc | 100
Wading River | 7146_G_02 | 7146 | G | 02 | 2956 | Combustion Turbine |  | NY_Z_K | New York | 36 | Suffolk | 103 | 36103 | 76.9 | 14576 | 1989 | 9999 |  |  | N | Distillate Fuel Oil |  |  |  | H2O | [8 empty] | 1.053 | 0.16278 | 0.16278 | 0.16278 | 0.16278 | [11 empty] | National Grid Generation LLC | 100 | National Grid Plc | 100
Wading River | 7146_G_03 | 7146 | G | 03 | 2957 | Combustion Turbine |  | NY_Z_K | New York | 36 | Suffolk | 103 | 36103 | 81.7 | 14643 | 1989 | 9999 |  |  | N | Distillate Fuel Oil |  |  |  | H2O | [8 empty] | 1.053 | 0.16278 | 0.16278 | 0.16278 | 0.16278 | [11 empty] | National Grid Generation LLC | 100 | National Grid Plc | 100
Wading River | 7146_G_1 | 7146 | G | 1 | 2955 | Combustion Turbine |  | NY_Z_K | New York | 36 | Suffolk | 103 | 36103 | 82 | 14599 | 1989 | 9999 |  |  | N | Distillate Fuel Oil |  |  |  | H2O | [8 empty] | 1.053 | 0.16278 | 0.16278 | 0.16278 | 0.16278 | [11 empty] | National Grid Generation LLC | 100 | National Grid Plc | 100
Mill Creek 3 | 7147_G_3 | 7147 | G | 3 |  | Hydro |  | WECC_SCE | California | 6 | San Bernardino | 71 | 06071 | 1 | 0 | 1903 | 9999 |  |  | N | Hydro | [13 empty] | 0 | 0 | 0 | 0 | [11 empty] | Southern California Edison Co | 100 | Edison International | 100
Mill Creek 3 | 7147_G_4 | 7147 | G | 4 |  | Hydro |  | WECC_SCE | California | 6 | San Bernardino | 71 | 06071 | 1 | 0 | 1904 | 9999 |  |  | N | Hydro | [13 empty] | 0 | 0 | 0 | 0 | [11 empty] | Southern California Edison Co | 100 | Edison International | 100
Mill Creek 3 | 7147_G_5 | 7147 | G | 5 |  | Hydro |  | WECC_SCE | California | 6 | San Bernardino | 71 | 06071 | 1 | 0 | 1904 | 9999 |  |  | N | Hydro | [13 empty] | 0 | 0 | 0 | 0 | [11 empty] | Southern California Edison Co | 100 | Edison International | 100
Stony Gorge | 7151_G_1 | 7151 | G | 1 |  | Hydro |  | WEC_CALN | California | 6 | Glenn | 21 | 06021 | 2.5 | 0 | 1986 | 9999 |  |  | N | Hydro | [13 empty] | 0 | 0 | 0 | 0 | [11 empty] | Silicon Valley Power | 100 | Santa Clara CA (City of) | 100
Stony Gorge | 7151_G_2 | 7151 | G | 2 |  | Hydro |  | WEC_CALN | California | 6 | Glenn | 21 | 06021 | 2.5 | 0 | 1986 | 9999 |  |  | N | Hydro | [13 empty] | 0 | 0 | 0 | 0 | [11 empty] | Silicon Valley Power | 100 | Santa Clara CA (City of) | 100
Hay Road | 7153_G_HR1 | 7153 | G | HR1 | 2964 | Combined Cycle |  | PJM_EMAC | Delaware | 10 | New Castle | 3 | 10003 | 126 | 8104 | 1989 | 9999 |  |  | N | Natural Gas, Distillate Fuel Oil |  |  |  | H2O + OFA | [8 empty] | 0.04 | 0.054397 | 0.054397 | 0.054397 | 0.054397 | [11 empty] | Calpine Mid Atlantic Generation LLC | 100 | Energy Capital Partners | 100
Hay Road | 7153_G_HR2 | 7153 | G | HR2 | 2965 | Combined Cycle |  | PJM_EMAC | Delaware | 10 | New Castle | 3 | 10003 | 126 | 8104 | 1989 | 9999 |  |  | N | Natural Gas, Distillate Fuel Oil |  |  |  | H2O + OFA | [8 empty] | 0.04 | 0.054397 | 0.054397 | 0.054397 | 0.054397 | [11 empty] | Calpine Mid Atlantic Generation LLC | 100 | Energy Capital Partners | 100
Hay Road | 7153_G_HR3 | 7153 | G | HR3 | 2963 | Combined Cycle |  | PJM_EMAC | Delaware | 10 | New Castle | 3 | 10003 | 126 | 8104 | 1991 | 9999 |  |  | N | Natural Gas, Distillate Fuel Oil |  |  |  | H2O + OFA | [8 empty] | 0.04 | 0.054397 | 0.054397 | 0.054397 | 0.054397 | [11 empty] | Calpine Mid Atlantic Generation LLC | 100 | Energy Capital Partners | 100
Hay Road | 7153_G_HR4 | 7153 | G | HR4 | 2963 | Combined Cycle |  | PJM_EMAC | Delaware | 10 | New Castle | 3 | 10003 | 187 | 8104 | 1993 | 9999 |  |  | N | Natural Gas, Distillate Fuel Oil |  |  |  | H2O + OFA | [8 empty] | 0.04 | 0.054397 | 0.054397 | 0.054397 | 0.054397 | [11 empty] | Calpine Mid Atlantic Generation LLC | 100 | Energy Capital Partners | 100
Hay Road | 7153_G_HR5 | 7153 | G | HR5 | 2966 | Combined Cycle |  | PJM_EMAC | Delaware | 10 | New Castle | 3 | 10003 | 128 | 8104 | 2001 | 9999 |  |  | N | Natural Gas, Distillate Fuel Oil |  |  |  | H2O + OFA | SCR | [7 empty] | 0.04 | 0.022027 | 0.022027 | 0.022027 | 0.022027 | [11 empty] | Calpine Mid Atlantic Generation LLC | 100 | Energy Capital Partners | 100
Hay Road | 7153_G_HR6 | 7153 | G | HR6 | 2967 | Combined Cycle |  | PJM_EMAC | Delaware | 10 | New Castle | 3 | 10003 | 128 | 8104 | 2001 | 9999 |  |  | N | Natural Gas, Distillate Fuel Oil |  |  |  | H2O + OFA | SCR | [7 empty] | 0.04 | 0.022027 | 0.022027 | 0.022027 | 0.022027 | [11 empty] | Calpine Mid Atlantic Generation LLC | 100 | Energy Capital Partners | 100
Hay Road | 7153_G_HR7 | 7153 | G | HR7 | 2968 | Combined Cycle |  | PJM_EMAC | Delaware | 10 | New Castle | 3 | 10003 | 128 | 8104 | 2001 | 9999 |  |  | N | Natural Gas, Distillate Fuel Oil |  |  |  | H2O + OFA | SCR | [7 empty] | 0.04 | 0.022027 | 0.022027 | 0.022027 | 0.022027 | [11 empty] | Calpine Mid Atlantic Generation LLC | 100 | Energy Capital Partners | 100
Hay Road | 7153_G_HR8 | 7153 | G | HR8 | 2966 | Combined Cycle |  | PJM_EMAC | Delaware | 10 | New Castle | 3 | 10003 | 187 | 8104 | 2002 | 9999 |  |  | N | Natural Gas, Distillate Fuel Oil |  |  |  | H2O + OFA | SCR | [7 empty] | 0.04 | 0.022027 | 0.022027 | 0.022027 | 0.022027 | [11 empty] | Calpine Mid Atlantic Generation LLC | 100 | Energy Capital Partners | 100
Lime Creek | 7155_G_1 | 7155 | G | 1 | 2969 | Combustion Turbine |  | MIS_IA | Iowa | 19 | Cerro Gordo | 33 | 19033 | 35.6 | 22308 | 1991 | 9999 |  |  | N | Distillate Fuel Oil |  |  |  | H2O | [8 empty] | 2.5 | 0.28736 | 0.28736 | 0.28736 | 0.28736 | [11 empty] | Interstate Power & Light Co | 100 | Alliant Energy Corp | 100
Lime Creek | 7155_G_2 | 7155 | G | 2 | 2970 | Combustion Turbine |  | MIS_IA | Iowa | 19 | Cerro Gordo | 33 | 19033 | 34.4 | 22428 | 1991 | 9999 |  |  | N | Distillate Fuel Oil |  |  |  | H2O | [8 empty] | 2.5 | 0.26676 | 0.26676 | 0.26676 | 0.26676 | [11 empty] | Interstate Power & Light Co | 100 | Alliant Energy Corp | 100
Woodsdale | 7158_G_GT2 | 7158 | G | GT2 | 2977 | Combustion Turbine |  | PJM_West | Ohio | 39 | Butler | 17 | 39017 | 80 | 18700 | 1992 | 9999 |  |  | N | Natural Gas |  |  |  | H2O | [8 empty] | 0.5 | 0.14308 | 0.14308 | 0.14308 | 0.14308 | [11 empty] | Duke Energy Kentucky | 100 | Duke Energy Corp | 100
Woodsdale | 7158_G_GT3 | 7158 | G | GT3 | 2978 | Combustion Turbine |  | PJM_West | Ohio | 39 | Butler | 17 | 39017 | 80 | 18700 | 1992 | 9999 |  |  | N | Natural Gas |  |  |  | H2O | [8 empty] | 0.5 | 0.13948 | 0.13948 | 0.13948 | 0.13948 | [11 empty] | Duke Energy Kentucky | 100 | Duke Energy Corp | 100
Woodsdale | 7158_G_GT4 | 7158 | G | GT4 | 2979 | Combustion Turbine |  | PJM_West | Ohio | 39 | Butler | 17 | 39017 | 78 | 19621 | 1992 | 9999 |  |  | N | Natural Gas |  |  |  | H2O | [8 empty] | 0.5 | 0.14031 | 0.14031 | 0.14031 | 0.14031 | [11 empty] | Duke Energy Kentucky | 100 | Duke Energy Corp | 100
Woodsdale | 7158_G_GT5 | 7158 | G | GT5 | 2980 | Combustion Turbine |  | PJM_West | Ohio | 39 | Butler | 17 | 39017 | 80 | 18700 | 1992 | 9999 |  |  | N | Natural Gas |  |  |  | H2O | [8 empty] | 0.5 | 0.1338 | 0.1338 | 0.1338 | 0.1338 | [11 empty] | Duke Energy Kentucky | 100 | Duke Energy Corp | 100
Woodsdale | 7158_G_GT6 | 7158 | G | GT6 | 2981 | Combustion Turbine |  | PJM_West | Ohio | 39 | Butler | 17 | 39017 | 80 | 18700 | 1992 | 9999 |  |  | N | Natural Gas |  |  |  | H2O | [8 empty] | 0.5 | 0.12459 | 0.12459 | 0.12459 | 0.12459 | [11 empty] | Duke Energy Kentucky | 100 | Duke Energy Corp | 100
Woodsdale | 7158_G_GT1 | 7158 | G | GT1 | 2973 | Combustion Turbine |  | PJM_West | Ohio | 39 | Butler | 17 | 39017 | 78 | 19620 | 1993 | 9999 |  |  | N | Natural Gas |  |  |  | H2O | [8 empty] | 0.5 | 0.1296 | 0.1296 | 0.1296 | 0.1296 | [11 empty] | Duke Energy Kentucky | 100 | Duke Energy Corp | 100
Concord | 7159_G_1 | 7159 | G | 1 | 2985 | Combustion Turbine |  | MIS_WUMS | Wisconsin | 55 | Jefferson | 55 | 55055 | 90 | 14358 | 1993 | 9999 |  |  | N | Natural Gas, Distillate Fuel Oil |  |  |  | H2O | [8 empty] | 0.002 | 0.0947 | 0.0947 | 0.0947 | 0.0947 | [11 empty] | Wisconsin Electric Power Co | 100 | WEC Energy Group Inc | 100
Concord | 7159_G_2 | 7159 | G | 2 | 2986 | Combustion Turbine |  | MIS_WUMS | Wisconsin | 55 | Jefferson | 55 | 55055 | 89.7 | 14359 | 1993 | 9999 |  |  | N | Natural Gas, Distillate Fuel Oil |  |  |  | H2O | [8 empty] | 0.002 | 0.0912 | 0.0912 | 0.0912 | 0.0912 | [11 empty] | Wisconsin Electric Power Co | 100 | WEC Energy Group Inc | 100
Concord | 7159_G_3 | 7159 | G | 3 | 2987 | Combustion Turbine |  | MIS_WUMS | Wisconsin | 55 | Jefferson | 55 | 55055 | 90.7 | 14358 | 1994 | 9999 |  |  | N | Natural Gas, Distillate Fuel Oil |  |  |  | H2O | [8 empty] | 0.002 | 0.07831 | 0.07831 | 0.07831 | 0.07831 | [11 empty] | Wisconsin Electric Power Co | 100 | WEC Energy Group Inc | 100
Concord | 7159_G_4 | 7159 | G | 4 | 2988 | Combustion Turbine |  | MIS_WUMS | Wisconsin | 55 | Jefferson | 55 | 55055 | 91.2 | 14358 | 1994 | 9999 |  |  | N | Natural Gas, Distillate Fuel Oil |  |  |  | H2O | [8 empty] | 0.002 | 0.09071 | 0.09071 | 0.09071 | 0.09071 | [11 empty] | Wisconsin Electric Power Co | 100 | WEC Energy Group Inc | 100
Waddell | 7164_G_PG3 | 7164 | G | PG3 |  | Pumped Storage |  | WECC_AZ | Arizona | 4 | Maricopa | 13 | 04013 | 10 | 0 | 1993 | 9999 |  |  | N | Pumped Storage | [13 empty] | 0 | 0 | 0 | 0 | [11 empty] | U S Bureau of Reclamation | 100 | U S Bureau of Reclamation | 100
Waddell | 7164_G_PG6 | 7164 | G | PG6 |  | Pumped Storage |  | WECC_AZ | Arizona | 4 | Maricopa | 13 | 04013 | 10 | 0 | 1993 | 9999 |  |  | N | Pumped Storage | [13 empty] | 0 | 0 | 0 | 0 | [11 empty] | U S Bureau of Reclamation | 100 | U S Bureau of Reclamation | 100
Waddell | 7164_G_PG7 | 7164 | G | PG7 |  | Pumped Storage |  | WECC_AZ | Arizona | 4 | Maricopa | 13 | 04013 | 10 | 0 | 1993 | 9999 |  |  | N | Pumped Storage | [13 empty] | 0 | 0 | 0 | 0 | [11 empty] | U S Bureau of Reclamation | 100 | U S Bureau of Reclamation | 100
Waddell | 7164_G_PS1 | 7164 | G | PS1 |  | Pumped Storage |  | WECC_AZ | Arizona | 4 | Maricopa | 13 | 04013 | 10 | 0 | 1993 | 9999 |  |  | N | Pumped Storage | [13 empty] | 0 | 0 | 0 | 0 | [11 empty] | U S Bureau of Reclamation | 100 | U S Bureau of Reclamation | 100
Murray | 7166_G_1 | 7166 | G | 1 |  | Hydro |  | MIS_AR | Arkansas | 5 | Pulaski | 119 | 05119 | 21.2 | 0 | 1988 | 9999 |  |  | N | Hydro | [13 empty] | 0 | 0 | 0 | 0 | [11 empty] | North Little Rock AR (City of) | 100 | North Little Rock AR (City of) | 100
Murray | 7166_G_2 | 7166 | G | 2 |  | Hydro |  | MIS_AR | Arkansas | 5 | Pulaski | 119 | 05119 | 21.2 | 0 | 1988 | 9999 |  |  | N | Hydro | [13 empty] | 0 | 0 | 0 | 0 | [11 empty] | North Little Rock AR (City of) | 100 | North Little Rock AR (City of) | 100
Headgate Rock | 7179_G_1 | 7179 | G | 1 |  | Hydro |  | WECC_AZ | Arizona | 4 | La Paz | 12 | 04012 | 6.5 | 0 | 1993 | 9999 |  |  | N | Hydro | [13 empty] | 0 | 0 | 0 | 0 | [11 empty] | Colorado River Indian Irrigation Project | 100 | Colorado River Indian Irrigation Project | 100
Headgate Rock | 7179_G_2 | 7179 | G | 2 |  | Hydro |  | WECC_AZ | Arizona | 4 | La Paz | 12 | 04012 | 6.5 | 0 | 1993 | 9999 |  |  | N | Hydro | [13 empty] | 0 | 0 | 0 | 0 | [11 empty] | Colorado River Indian Irrigation Project | 100 | Colorado River Indian Irrigation Project | 100
Headgate Rock | 7179_G_3 | 7179 | G | 3 |  | Hydro |  | WECC_AZ | Arizona | 4 | La Paz | 12 | 04012 | 6.5 | 0 | 1993 | 9999 |  |  | N | Hydro | [13 empty] | 0 | 0 | 0 | 0 | [11 empty] | Colorado River Indian Irrigation Project | 100 | Colorado River Indian Irrigation Project | 100
Whiskeytown | 7189_G_1 | 7189 | G | 1 |  | Hydro |  | WEC_CALN | California | 6 | Shasta | 89 | 06089 | 3.5 | 0 | 1986 | 9999 |  |  | N | Hydro | [13 empty] | 0 | 0 | 0 | 0 | [11 empty] | Redding Electric Utility | 100 | Redding Electric Utility | 100
Milner Hydro | 7190_G_1 | 7190 | G | 1 |  | Hydro |  | WECC_ID | Idaho | 16 | Cassia | 31 | 16031 | 47.8 | 0 | 1992 | 9999 |  |  | N | Hydro | [13 empty] | 0 | 0 | 0 | 0 | [11 empty] | Idaho Power Co | 100 | IDACORP Inc | 100
Milner Hydro | 7190_G_2 | 7190 | G | 2 |  | Hydro |  | WECC_ID | Idaho | 16 | Cassia | 31 | 16031 | 12.5 | 0 | 1992 | 9999 |  |  | N | Hydro | [13 empty] | 0 | 0 | 0 | 0 | [11 empty] | Idaho Power Co | 100 | IDACORP Inc | 100
Milner Hydro | 7190_G_3 | 7190 | G | 3 |  | Hydro |  | WECC_ID | Idaho | 16 | Cassia | 31 | 16031 | 0.8 | 0 | 1992 | 9999 |  |  | N | Hydro | [13 empty] | 0 | 0 | 0 | 0 | [11 empty] | Idaho Power Co | 100 | IDACORP Inc | 100
Tallassee Hydro Project | 7191_G_1 | 7191 | G | 1 |  | Hydro |  | S_SOU | Georgia | 13 | Clarke | 59 | 13059 | 2 | 0 | 1986 | 9999 |  |  | N | Hydro | [13 empty] | 0 | 0 | 0 | 0 | [11 empty] | Tallassee Shoals LLC | 100 | Tallassee Shoals LLC | 100
Tallassee Hydro Project | 7191_G_2 | 7191 | G | 2 |  | Hydro |  | S_SOU | Georgia | 13 | Clarke | 59 | 13059 | 0.1 | 0 | 1986 | 9999 |  |  | N | Hydro | [13 empty] | 0 | 0 | 0 | 0 | [11 empty] | Tallassee Shoals LLC | 100 | Tallassee Shoals LLC | 100
Robert D Willis | 7200_G_1 | 7200 | G | 1 |  | Hydro |  | MIS_WOTA | Texas | 48 | Jasper | 241 | 48241 | 4 | 0 | 1989 | 9999 |  |  | N | Hydro | [13 empty] | 0 | 0 | 0 | 0 | [11 empty] | USACE Fort Worth District | 100 | U S Army Corps of Engineers | 100
Robert D Willis | 7200_G_2 | 7200 | G | 2 |  | Hydro |  | MIS_WOTA | Texas | 48 | Jasper | 241 | 48241 | 4 | 0 | 1989 | 9999 |  |  | N | Hydro | [13 empty] | 0 | 0 | 0 | 0 | [11 empty] | USACE Fort Worth District | 100 | U S Army Corps of Engineers | 100
South Fond Du Lac | 7203_G_CT1 | 7203 | G | CT1 | 2999 | Combustion Turbine |  | MIS_WUMS | Wisconsin | 55 | Fond Du Lac | 39 | 55039 | 79.6 | 13955 | 1993 | 9999 |  |  | N | Natural Gas, Distillate Fuel Oil |  |  |  | H2O | [9 empty] | 0.12302 | 0.12302 | 0.12302 | 0.12302 | [11 empty] | Wisconsin Power & Light Co | 100 | Alliant Energy Corp | 100
South Fond Du Lac | 7203_G_CT2 | 7203 | G | CT2 | 3000 | Combustion Turbine |  | MIS_WUMS | Wisconsin | 55 | Fond Du Lac | 39 | 55039 | 79 | 13959 | 1994 | 9999 |  |  | N | Natural Gas, Distillate Fuel Oil |  |  |  | H2O | [9 empty] | 0.12597 | 0.12597 | 0.12597 | 0.12597 | [11 empty] | Wisconsin Power & Light Co | 100 | Alliant Energy Corp | 100
South Fond Du Lac | 7203_G_CT3 | 7203 | G | CT3 | 3001 | Combustion Turbine |  | MIS_WUMS | Wisconsin | 55 | Fond Du Lac | 39 | 55039 | 81 | 13964 | 1994 | 9999 |  |  | N | Natural Gas, Distillate Fuel Oil |  |  |  | H2O | [9 empty] | 0.08743 | 0.08743 | 0.08743 | 0.08743 | [11 empty] | Wisconsin Power & Light Co | 100 | Alliant Energy Corp | 100
South Fond Du Lac | 7203_G_CT4 | 7203 | G | CT4 | 3002 | Combustion Turbine |  | MIS_WUMS | Wisconsin | 55 | Fond Du Lac | 39 | 55039 | 82.7 | 13949 | 1996 | 9999 |  |  | N | Natural Gas, Distillate Fuel Oil |  |  |  | H2O | [9 empty] | 0.11616 | 0.11616 | 0.11616 | 0.11616 | [11 empty] | Wisconsin Power & Light Co | 100 | Alliant Energy Corp | 100
Cope | 7210_B_COP1 | 7210 | B | COP1 | 3006 | Coal Steam |  | S_VACA | South Carolina | 45 | Orangeburg | 75 | 45075 | 415 | 9502 | 1996 | 9999 | tangential | dry | N | Bituminous | Dry Scrubber | 1996 | 0.95 | LNC2 | SCR | 2008 |  | B | NA | ACI | 2016 |  | 0.25 | 0.2662 | 0.09844 | 0.2662 | 0.09844 | 0.1 | 0.1 | 0.1 | 0.99 |  |  |  |  | C2G | 2019 |  | Dominion Energy South Carolina | 100 | Dominion Energy Inc | 100
Darbytown | 7212_G_1 | 7212 | G | 1 | 88242 | Combustion Turbine |  | PJM_Dom | Virginia | 51 | Henrico | 87 | 51087 | 84 | 12340 | 1990 | 9999 |  |  | N | Natural Gas, Distillate Fuel Oil |  |  |  | H2O | [8 empty] | 2.64 | 0.15336 | 0.15336 | 0.15336 | 0.15336 | [11 empty] | Virginia Electric & Power Co | 100 | Dominion Energy Inc | 100
Darbytown | 7212_G_2 | 7212 | G | 2 | 88243 | Combustion Turbine |  | PJM_Dom | Virginia | 51 | Henrico | 87 | 51087 | 84 | 12340 | 1990 | 9999 |  |  | N | Natural Gas, Distillate Fuel Oil |  |  |  | H2O | [8 empty] | 2.64 | 0.15519 | 0.15519 | 0.15519 | 0.15519 | [11 empty] | Virginia Electric & Power Co | 100 | Dominion Energy Inc | 100
Darbytown | 7212_G_3 | 7212 | G | 3 | 88244 | Combustion Turbine |  | PJM_Dom | Virginia | 51 | Henrico | 87 | 51087 | 84 | 12340 | 1990 | 9999 |  |  | N | Natural Gas, Distillate Fuel Oil |  |  |  | H2O | [8 empty] | 2.64 | 0.15558 | 0.15558 | 0.15558 | 0.15558 | [11 empty] | Virginia Electric & Power Co | 100 | Dominion Energy Inc | 100
Darbytown | 7212_G_4 | 7212 | G | 4 | 88245 | Combustion Turbine |  | PJM_Dom | Virginia | 51 | Henrico | 87 | 51087 | 84 | 12340 | 1990 | 9999 |  |  | N | Natural Gas, Distillate Fuel Oil |  |  |  | H2O | [8 empty] | 2.64 | 0.15353 | 0.15353 | 0.15353 | 0.15353 | [11 empty] | Virginia Electric & Power Co | 100 | Dominion Energy Inc | 100
Clover | 7213_B_1 | 7213 | B | 1 | 3007 | Coal Steam |  | PJM_Dom | Virginia | 51 | Halifax | 83 | 51083 | 440 | 10106 | 1995 | 2045 | tangential | dry | N | Bituminous | Wet Scrubber | 1995 | 0.94 | LNB + OFA | SNCR |  | 1995 | B + WS | NA |  |  |  | 0.1 | 0.31341 | 0.28371 | 0.1469 | 0.13298 | 0.05 | 0.1 | 0.56 | 0.99 | [7 empty] | Old Dominion Electric Coop | 50 | Dominion Energy Inc | 50
Clover | 7213_B_2 | 7213 | B | 2 | 3008 | Coal Steam |  | PJM_Dom | Virginia | 51 | Halifax | 83 | 51083 | 437 | 10086 | 1996 | 9999 | tangential | dry | N | Bituminous | Wet Scrubber | 1996 | 0.94 | LNB + OFA | SNCR |  | 1996 | B + WS | NA |  |  |  | 0.1 | 0.3005 | 0.28043 | 0.1469 | 0.13709 | 0.05 | 0.1 | 0.56 | 0.99 | [7 empty] | Old Dominion Electric Coop | 50 | Dominion Energy Inc | 50
Black Butte | 7229_G_1 | 7229 | G | 1 |  | Hydro |  | WEC_CALN | California | 6 | Tehama | 103 | 06103 | 6.1 | 0 | 1988 | 9999 |  |  | N | Hydro | [13 empty] | 0 | 0 | 0 | 0 | [11 empty] | Silicon Valley Power | 100 | Santa Clara CA (City of) | 100
Gianera | 7231_G_2 | 7231 | G | 2 |  | Combustion Turbine |  | WEC_CALN | California | 6 | Santa Clara | 85 | 06085 | 24.8 | 15362 | 1986 | 9999 |  |  | N | Natural Gas, Distillate Fuel Oil | [12 empty] | 0.74 | 0.13818 | 0.13818 | 0.13818 | 0.13818 | [11 empty] | Silicon Valley Power | 100 | Santa Clara CA (City of) | 100
Gianera | 7231_G_1 | 7231 | G | 1 |  | Combustion Turbine |  | WEC_CALN | California | 6 | Santa Clara | 85 | 06085 | 24.8 | 15358 | 1987 | 9999 |  |  | N | Natural Gas, Distillate Fuel Oil | [12 empty] | 0.74 | 0.13818 | 0.13818 | 0.13818 | 0.13818 | [11 empty] | Silicon Valley Power | 100 | Santa Clara CA (City of) | 100
Santa Clara Cogen | 7232_G_1 | 7232 | G | 1 |  | Combustion Turbine |  | WEC_CALN | California | 6 | Santa Clara | 85 | 06085 | 3.5 | 11744 | 1982 | 9999 |  |  | Y | Natural Gas | [12 empty] | 0.74 | 0.47388 | 0.47388 | 0.47388 | 0.47388 | [11 empty] | Silicon Valley Power | 100 | Santa Clara CA (City of) | 100
Santa Clara Cogen | 7232_G_2 | 7232 | G | 2 |  | Combustion Turbine |  | WEC_CALN | California | 6 | Santa Clara | 85 | 06085 | 3.5 | 11744 | 1982 | 9999 |  |  | Y | Natural Gas | [12 empty] | 0.74 | 0.47388 | 0.47388 | 0.47388 | 0.47388 | [11 empty] | Silicon Valley Power | 100 | Santa Clara CA (City of) | 100
Tesla | 7233_G_1 | 7233 | G | 1 |  | Hydro |  | WECC_CO | Colorado | 8 | El Paso | 41 | 08041 | 28 | 0 | 1997 | 9999 |  |  | N | Hydro | [13 empty] | 0 | 0 | 0 | 0 | [11 empty] | Colorado Springs Utilities | 100 | Colorado Springs Utilities | 100
Angus Anson | 7237_G_4 | 7237 | G | 4 | 89387 | Combustion Turbine |  | MIS_MNWI | South Dakota | 46 | Minnehaha | 99 | 46099 | 147 | 12119 | 2005 | 9999 |  |  | N | Natural Gas |  |  |  | DLNB | [8 empty] | 3 | 0.0324 | 0.0324 | 0.0324 | 0.0324 | [11 empty] | Northern States Power Co (Minnesota) | 100 | Xcel Energy Inc | 100
Cane Island | 7238_G_1 | 7238 | G | 1 | 3043 | Combustion Turbine |  | FRCC | Florida | 12 | Osceola | 97 | 12097 | 32 | 14064 | 1994 | 9999 |  |  | N | Natural Gas, Distillate Fuel Oil |  |  |  | H2O | [8 empty] | 0.006 | 0.08996 | 0.08996 | 0.08996 | 0.08996 | [11 empty] | Florida Municipal Power Agency | 50 | Florida Municipal Power Agency | 50
Cane Island | 7238_G_2 | 7238 | G | 2 | 3044 | Combined Cycle |  | FRCC | Florida | 12 | Osceola | 97 | 12097 | 69 | 7384 | 1995 | 9999 |  |  | N | Natural Gas, Distillate Fuel Oil |  |  |  | DLNB + H2O | [8 empty] | 0.006 | 0.025877 | 0.025877 | 0.025877 | 0.025877 | [11 empty] | Florida Municipal Power Agency | 50 | Florida Municipal Power Agency | 50
Cane Island | 7238_G_2A | 7238 | G | 2A | 3044 | Combined Cycle |  | FRCC | Florida | 12 | Osceola | 97 | 12097 | 39 | 7384 | 1995 | 9999 | other |  | N | Natural Gas, Distillate Fuel Oil |  |  |  | LNB | [8 empty] | 0.006 | 0.025877 | 0.025877 | 0.025877 | 0.025877 | [11 empty] | Florida Municipal Power Agency | 50 | Florida Municipal Power Agency | 50
Cane Island | 7238_G_3 | 7238 | G | 3 | 3045 | Combined Cycle |  | FRCC | Florida | 12 | Osceola | 97 | 12097 | 150 | 7384 | 2002 | 9999 |  |  | N | Natural Gas, Distillate Fuel Oil |  |  |  | DLNB + H2O | SCR | [7 empty] | 0.006 | 0.0092031 | 0.0092031 | 0.0092031 | 0.0092031 | [11 empty] | Florida Municipal Power Agency | 50 | Florida Municipal Power Agency | 50
Cane Island | 7238_G_3A | 7238 | G | 3A | 3045 | Combined Cycle |  | FRCC | Florida | 12 | Osceola | 97 | 12097 | 90 | 7384 | 2002 | 9999 |  |  | N | Natural Gas, Distillate Fuel Oil |  |  |  | DLNB + H2O | SCR | [7 empty] | 0.006 | 0.0092031 | 0.0092031 | 0.0092031 | 0.0092031 | [11 empty] | Florida Municipal Power Agency | 50 | Florida Municipal Power Agency | 50
Cane Island | 7238_G_4 | 7238 | G | 4 | 90643 | Combined Cycle |  | FRCC | Florida | 12 | Osceola | 97 | 12097 | 160 | 7384 | 2011 | 9999 |  |  | N | Natural Gas |  |  |  | DLNB | SCR | [7 empty] | 0.001 | 0.0054882 | 0.0054882 | 0.0054882 | 0.0054882 | [11 empty] | Florida Municipal Power Agency | 100 | Florida Municipal Power Agency | 100
Cane Island | 7238_G_4A | 7238 | G | 4A | 90643 | Combined Cycle |  | FRCC | Florida | 12 | Osceola | 97 | 12097 | 130 | 7384 | 2011 | 9999 |  |  | N | Natural Gas |  |  |  | LNB | SCR | [7 empty] | 0.001 | 0.0054882 | 0.0054882 | 0.0054882 | 0.0054882 | [11 empty] | Florida Municipal Power Agency | 100 | Florida Municipal Power Agency | 100
Polk | 7242_G_1CA | 7242 | G | 1CA | 3047 | IGCC |  | FRCC | Florida | 12 | Polk | 105 | 12105 | 59 | 10105 | 1996 | 9999 |  |  | N | Bituminous |  |  | 0.95 | NDI | [8 empty] | 0.17 | 0.12659 | 0.12659 | 0.12659 | 0.12659 | 0.1 | 0.1 | 0.1 | 0.99 | [7 empty] | Tampa Electric Co | 100 | TECO Energy Inc | 100
Polk | 7242_G_1CT | 7242 | G | 1CT | 3047 | IGCC |  | FRCC | Florida | 12 | Polk | 105 | 12105 | 161 | 10105 | 1996 | 9999 |  |  | N | Bituminous |  |  | 0.95 | NDI | [8 empty] | 0.17 | 0.12659 | 0.12659 | 0.12659 | 0.12659 | 0.1 | 0.1 | 0.1 | 0.99 | [7 empty] | Tampa Electric Co | 100 | TECO Energy Inc | 100
Polk | 7242_G_2 | 7242 | G | 2 | 3048 | Combined Cycle |  | FRCC | Florida | 12 | Polk | 105 | 12105 | 150 | 7482 | 2000 | 9999 |  |  | N | Natural Gas, Distillate Fuel Oil |  |  |  | DLNB + H2O | SCR | [7 empty] | 0.06 | 0.0075598 | 0.0075598 | 0.0075598 | 0.0075598 | [11 empty] | Tampa Electric Co | 100 | TECO Energy Inc | 100
Polk | 7242_G_3 | 7242 | G | 3 | 3049 | Combined Cycle |  | FRCC | Florida | 12 | Polk | 105 | 12105 | 150 | 7482 | 2002 | 9999 |  |  | N | Natural Gas, Distillate Fuel Oil |  |  |  | DLNB + H2O | SCR | [7 empty] | 0.06 | 0.0075598 | 0.0075598 | 0.0075598 | 0.0075598 | [11 empty] | Tampa Electric Co | 100 | TECO Energy Inc | 100
Polk | 7242_G_4 | 7242 | G | 4 | 3050 | Combined Cycle |  | FRCC | Florida | 12 | Polk | 105 | 12105 | 150 | 7482 | 2007 | 9999 |  |  | N | Natural Gas, Distillate Fuel Oil |  |  |  | DLNB | SCR | [7 empty] | 0.005 | 0.0075598 | 0.0075598 | 0.0075598 | 0.0075598 | [11 empty] | Tampa Electric Co | 100 | TECO Energy Inc | 100
Polk | 7242_G_5 | 7242 | G | 5 | 90101 | Combined Cycle |  | FRCC | Florida | 12 | Polk | 105 | 12105 | 150 | 7482 | 2007 | 9999 |  |  | N | Natural Gas, Distillate Fuel Oil |  |  |  | DLNB | SCR | [7 empty] | 0.005 | 0.0075598 | 0.0075598 | 0.0075598 | 0.0075598 | [11 empty] | Tampa Electric Co | 100 | TECO Energy Inc | 100
Polk | 7242_G_2CC | 7242 | G | 2CC | 3048 | Combined Cycle |  | FRCC | Florida | 12 | Polk | 105 | 12105 | 461 | 7482 | 2017 | 9999 |  |  | N | Natural Gas, Distillate Fuel Oil |  |  |  |  | SCR | [8 empty] | 0.0075598 | 0.0075598 | 0.0075598 | 0.0075598 | [11 empty] | Tampa Electric Co | 100 | TECO Energy Inc | 100
Dam 2 | 7246_G_1 | 7246 | G | 1 |  | Hydro |  | MIS_AR | Arkansas | 5 | Desha | 41 | 05041 | 11 | 0 | 1999 | 9999 |  |  | N | Hydro | [13 empty] | 0 | 0 | 0 | 0 | [11 empty] | Arkansas Electric Coop Corp | 100 | Arkansas Electric Coop Corp | 100
Dam 2 | 7246_G_2 | 7246 | G | 2 |  | Hydro |  | MIS_AR | Arkansas | 5 | Desha | 41 | 05041 | 12 | 0 | 1999 | 9999 |  |  | N | Hydro | [13 empty] | 0 | 0 | 0 | 0 | [11 empty] | Arkansas Electric Coop Corp | 100 | Arkansas Electric Coop Corp | 100
Dam 2 | 7246_G_3 | 7246 | G | 3 |  | Hydro |  | MIS_AR | Arkansas | 5 | Desha | 41 | 05041 | 12 | 0 | 1999 | 9999 |  |  | N | Hydro | [13 empty] | 0 | 0 | 0 | 0 | [11 empty] | Arkansas Electric Coop Corp | 100 | Arkansas Electric Coop Corp | 100
Watertown Power Plant | 7247_G_1 | 7247 | G | 1 |  | Combustion Turbine |  | SPP_WAUE | South Dakota | 46 | Codington | 29 | 46029 | 50 | 24198 | 1978 | 9999 |  |  | N | Distillate Fuel Oil | [12 empty] | 3 | 1.01 | 1.01 | 1.01 | 1.01 | [11 empty] | Missouri River Energy Services | 100 | Missouri River Energy Services | 100
Skookumchuck | 7259_G_1 | 7259 | G | 1 |  | Hydro |  | WECC_PNW | Washington | 53 | Thurston | 67 | 53067 | 1 | 0 | 1990 | 9999 |  |  | N | Hydro | [13 empty] | 0 | 0 | 0 | 0 | [11 empty] | TransAlta Utilities Corp | 100 | TransAlta Corp | 100
Woodland | 7266_G_NA1 | 7266 | G | NA1 | 3065 | Combustion Turbine |  | WEC_BANC | California | 6 | Stanislaus | 99 | 06099 | 45 | 10745 | 1993 | 9999 |  |  | N | Natural Gas, Distillate Fuel Oil |  |  |  | H2O + STM | SCR | [7 empty] | 0.74 | 0.01086 | 0.01086 | 0.01086 | 0.01086 | [11 empty] | Modesto Irrigation District | 100 | Modesto Irrigation District | 100
Woodland | 7266_G_2 | 7266 | G | 2 | 9046 | Combined Cycle |  | WEC_BANC | California | 6 | Stanislaus | 99 | 06099 | 33 | 8004 | 2003 | 9999 |  |  | N | Natural Gas |  |  |  | H2O | SCR | [8 empty] | 0.0067851 | 0.0067851 | 0.0067851 | 0.0067851 | [11 empty] | Modesto Irrigation District | 100 | Modesto Irrigation District | 100
Woodland | 7266_G_3 | 7266 | G | 3 | 9046 | Combined Cycle |  | WEC_BANC | California | 6 | Stanislaus | 99 | 06099 | 50 | 8004 | 2003 | 9999 |  |  | N | Natural Gas |  |  |  | H2O | SCR | [8 empty] | 0.0067851 | 0.0067851 | 0.0067851 | 0.0067851 | [11 empty] | Modesto Irrigation District | 100 | Modesto Irrigation District | 100
Woodland | 7266_G_3A | 7266 | G | 3A |  | Combustion Turbine | IC Engine | WEC_BANC | California | 6 | Stanislaus | 99 | 06099 | 8.2 | 10745 | 2011 | 9999 |  |  | N | Natural Gas | [13 empty] | 0.2046 | 0.2046 | 0.2046 | 0.2046 | [11 empty] | Modesto Irrigation District | 100 | Modesto Irrigation District | 100
Woodland | 7266_G_3B | 7266 | G | 3B |  | Combustion Turbine | IC Engine | WEC_BANC | California | 6 | Stanislaus | 99 | 06099 | 8.2 | 10745 | 2011 | 9999 |  |  | N | Natural Gas | [13 empty] | 0.2046 | 0.2046 | 0.2046 | 0.2046 | [11 empty] | Modesto Irrigation District | 100 | Modesto Irrigation District | 100
Woodland | 7266_G_3C | 7266 | G | 3C |  | Combustion Turbine | IC Engine | WEC_BANC | California | 6 | Stanislaus | 99 | 06099 | 8.2 | 10745 | 2011 | 9999 |  |  | N | Natural Gas | [13 empty] | 0.2046 | 0.2046 | 0.2046 | 0.2046 | [11 empty] | Modesto Irrigation District | 100 | Modesto Irrigation District | 100
Woodland | 7266_G_3D | 7266 | G | 3D |  | Combustion Turbine | IC Engine | WEC_BANC | California | 6 | Stanislaus | 99 | 06099 | 8.2 | 10745 | 2011 | 9999 |  |  | N | Natural Gas | [13 empty] | 0.2046 | 0.2046 | 0.2046 | 0.2046 | [11 empty] | Modesto Irrigation District | 100 | Modesto Irrigation District | 100
Woodland | 7266_G_3E | 7266 | G | 3E |  | Combustion Turbine | IC Engine | WEC_BANC | California | 6 | Stanislaus | 99 | 06099 | 8.2 | 10745 | 2011 | 9999 |  |  | N | Natural Gas | [13 empty] | 0.2046 | 0.2046 | 0.2046 | 0.2046 | [11 empty] | Modesto Irrigation District | 100 | Modesto Irrigation District | 100
Woodland | 7266_G_3F | 7266 | G | 3F |  | Combustion Turbine | IC Engine | WEC_BANC | California | 6 | Stanislaus | 99 | 06099 | 8.2 | 10745 | 2011 | 9999 |  |  | N | Natural Gas | [13 empty] | 0.2046 | 0.2046 | 0.2046 | 0.2046 | [11 empty] | Modesto Irrigation District | 100 | Modesto Irrigation District | 100
491 E 48th Street | 7268_G_7 | 7268 | G | 7 | 3062 | Combustion Turbine |  | MIS_LMI | Michigan | 26 | Allegan | 5 | 26005 | 32 | 17570 | 1992 | 9999 |  |  | N | Natural Gas, Distillate Fuel Oil |  |  |  | H2O | [8 empty] | 1.67 | 0.11794 | 0.11794 | 0.11794 | 0.11794 | [11 empty] | Holland Board of Public Works | 100 | Holland Board of Public Works | 100
491 E 48th Street | 7268_G_8 | 7268 | G | 8 | 3063 | Combustion Turbine |  | MIS_LMI | Michigan | 26 | Allegan | 5 | 26005 | 32 | 17570 | 1992 | 9999 |  |  | N | Natural Gas, Distillate Fuel Oil |  |  |  | H2O | [8 empty] | 1.67 | 0.12167 | 0.12167 | 0.12167 | 0.12167 | [11 empty] | Holland Board of Public Works | 100 | Holland Board of Public Works | 100
491 E 48th Street | 7268_G_9 | 7268 | G | 9 | 3064 | Combustion Turbine |  | MIS_LMI | Michigan | 26 | Allegan | 5 | 26005 | 72 | 17570 | 2000 | 9999 |  |  | N | Natural Gas |  |  |  | DLNB | [8 empty] | 1.67 | 0.03324 | 0.03324 | 0.03324 | 0.03324 | [11 empty] | Holland Board of Public Works | 100 | Holland Board of Public Works | 100
Paris (WI) | 7270_G_1 | 7270 | G | 1 | 3066 | Combustion Turbine |  | MIS_WUMS | Wisconsin | 55 | Kenosha | 59 | 55059 | 91 | 14302 | 1995 | 9999 |  |  | N | Natural Gas, Distillate Fuel Oil |  |  |  | H2O | [8 empty] | 0.052 | 0.07358 | 0.07358 | 0.07358 | 0.07358 | [11 empty] | Wisconsin Electric Power Co | 100 | WEC Energy Group Inc | 100
Paris (WI) | 7270_G_2 | 7270 | G | 2 | 3067 | Combustion Turbine |  | MIS_WUMS | Wisconsin | 55 | Kenosha | 59 | 55059 | 89.1 | 14304 | 1995 | 9999 |  |  | N | Natural Gas, Distillate Fuel Oil |  |  |  | H2O | [8 empty] | 0.052 | 0.10408 | 0.10408 | 0.10408 | 0.10408 | [11 empty] | Wisconsin Electric Power Co | 100 | WEC Energy Group Inc | 100
Paris (WI) | 7270_G_3 | 7270 | G | 3 | 3068 | Combustion Turbine |  | MIS_WUMS | Wisconsin | 55 | Kenosha | 59 | 55059 | 91.8 | 14301 | 1995 | 9999 |  |  | N | Natural Gas, Distillate Fuel Oil |  |  |  | H2O | [8 empty] | 0.052 | 0.07711 | 0.07711 | 0.07711 | 0.07711 | [11 empty] | Wisconsin Electric Power Co | 100 | WEC Energy Group Inc | 100
Paris (WI) | 7270_G_4 | 7270 | G | 4 | 3069 | Combustion Turbine |  | MIS_WUMS | Wisconsin | 55 | Kenosha | 59 | 55059 | 90.8 | 14302 | 1995 | 9999 |  |  | N | Natural Gas, Distillate Fuel Oil |  |  |  | H2O | [8 empty] | 0.052 | 0.08014 | 0.08014 | 0.08014 | 0.08014 | [11 empty] | Wisconsin Electric Power Co | 100 | WEC Energy Group Inc | 100
Lincoln Combustion | 7277_G_1 | 7277 | G | 1 | 3070 | Combustion Turbine |  | S_VACA | North Carolina | 37 | Lincoln | 109 | 37109 | 76 | 14183 | 1995 | 9999 |  |  | N | Natural Gas, Distillate Fuel Oil |  |  |  | H2O | [8 empty] | 2.3 | 0.0827 | 0.0827 | 0.0827 | 0.0827 | [11 empty] | Duke Energy Carolinas | 100 | Duke Energy Corp | 100
Lincoln Combustion | 7277_G_10 | 7277 | G | 10 | 3071 | Combustion Turbine |  | S_VACA | North Carolina | 37 | Lincoln | 109 | 37109 | 75 | 14178 | 1995 | 9999 |  |  | N | Natural Gas, Distillate Fuel Oil |  |  |  | H2O | [8 empty] | 2.3 | 0.08285 | 0.08285 | 0.08285 | 0.08285 | [11 empty] | Duke Energy Carolinas | 100 | Duke Energy Corp | 100
Lincoln Combustion | 7277_G_11 | 7277 | G | 11 | 3072 | Combustion Turbine |  | S_VACA | North Carolina | 37 | Lincoln | 109 | 37109 | 74 | 14176 | 1995 | 9999 |  |  | N | Natural Gas, Distillate Fuel Oil |  |  |  | H2O | [8 empty] | 2.3 | 0.09486 | 0.09486 | 0.09486 | 0.09486 | [11 empty] | Duke Energy Carolinas | 100 | Duke Energy Corp | 100
Lincoln Combustion | 7277_G_12 | 7277 | G | 12 | 3073 | Combustion Turbine |  | S_VACA | North Carolina | 37 | Lincoln | 109 | 37109 | 75 | 14178 | 1995 | 9999 |  |  | N | Natural Gas, Distillate Fuel Oil |  |  |  | H2O | [8 empty] | 2.3 | 0.09467 | 0.09467 | 0.09467 | 0.09467 | [11 empty] | Duke Energy Carolinas | 100 | Duke Energy Corp | 100
Lincoln Combustion | 7277_G_2 | 7277 | G | 2 | 3078 | Combustion Turbine |  | S_VACA | North Carolina | 37 | Lincoln | 109 | 37109 | 76 | 14181 | 1995 | 9999 |  |  | N | Natural Gas, Distillate Fuel Oil |  |  |  | H2O | [8 empty] | 2.3 | 0.08332 | 0.08332 | 0.08332 | 0.08332 | [11 empty] | Duke Energy Carolinas | 100 | Duke Energy Corp | 100
Lincoln Combustion | 7277_G_3 | 7277 | G | 3 | 3079 | Combustion Turbine |  | S_VACA | North Carolina | 37 | Lincoln | 109 | 37109 | 75 | 14178 | 1995 | 9999 |  |  | N | Natural Gas, Distillate Fuel Oil |  |  |  | H2O | [8 empty] | 2.3 | 0.08409 | 0.08409 | 0.08409 | 0.08409 | [11 empty] | Duke Energy Carolinas | 100 | Duke Energy Corp | 100
Lincoln Combustion | 7277_G_4 | 7277 | G | 4 | 3080 | Combustion Turbine |  | S_VACA | North Carolina | 37 | Lincoln | 109 | 37109 | 75 | 14178 | 1995 | 9999 |  |  | N | Natural Gas, Distillate Fuel Oil |  |  |  | H2O | [8 empty] | 2.3 | 0.08225 | 0.08225 | 0.08225 | 0.08225 | [11 empty] | Duke Energy Carolinas | 100 | Duke Energy Corp | 100
Lincoln Combustion | 7277_G_5 | 7277 | G | 5 | 3081 | Combustion Turbine |  | S_VACA | North Carolina | 37 | Lincoln | 109 | 37109 | 74 | 14176 | 1995 | 9999 |  |  | N | Natural Gas, Distillate Fuel Oil |  |  |  | H2O | [8 empty] | 2.3 | 0.08208 | 0.08208 | 0.08208 | 0.08208 | [11 empty] | Duke Energy Carolinas | 100 | Duke Energy Corp | 100
Lincoln Combustion | 7277_G_6 | 7277 | G | 6 | 3082 | Combustion Turbine |  | S_VACA | North Carolina | 37 | Lincoln | 109 | 37109 | 73 | 14173 | 1995 | 9999 |  |  | N | Natural Gas, Distillate Fuel Oil |  |  |  | H2O | [8 empty] | 2.3 | 0.07994 | 0.07994 | 0.07994 | 0.07994 | [11 empty] | Duke Energy Carolinas | 100 | Duke Energy Corp | 100
Lincoln Combustion | 7277_G_7 | 7277 | G | 7 | 3083 | Combustion Turbine |  | S_VACA | North Carolina | 37 | Lincoln | 109 | 37109 | 76 | 14181 | 1995 | 9999 |  |  | N | Natural Gas, Distillate Fuel Oil |  |  |  | H2O | [8 empty] | 2.3 | 0.08191 | 0.08191 | 0.08191 | 0.08191 | [11 empty] | Duke Energy Carolinas | 100 | Duke Energy Corp | 100
Lincoln Combustion | 7277_G_8 | 7277 | G | 8 | 3084 | Combustion Turbine |  | S_VACA | North Carolina | 37 | Lincoln | 109 | 37109 | 75 | 14178 | 1995 | 9999 |  |  | N | Natural Gas, Distillate Fuel Oil |  |  |  | H2O | [8 empty] | 2.3 | 0.08058 | 0.08058 | 0.08058 | 0.08058 | [11 empty] | Duke Energy Carolinas | 100 | Duke Energy Corp | 100
Lincoln Combustion | 7277_G_9 | 7277 | G | 9 | 3085 | Combustion Turbine |  | S_VACA | North Carolina | 37 | Lincoln | 109 | 37109 | 75 | 14178 | 1995 | 9999 |  |  | N | Natural Gas, Distillate Fuel Oil |  |  |  | H2O | [8 empty] | 2.3 | 0.08815 | 0.08815 | 0.08815 | 0.08815 | [11 empty] | Duke Energy Carolinas | 100 | Duke Energy Corp | 100
Lincoln Combustion | 7277_G_13 | 7277 | G | 13 | 3074 | Combustion Turbine |  | S_VACA | North Carolina | 37 | Lincoln | 109 | 37109 | 74 | 14176 | 1996 | 9999 |  |  | N | Natural Gas, Distillate Fuel Oil |  |  |  | H2O | [8 empty] | 2.3 | 0.08986 | 0.08986 | 0.08986 | 0.08986 | [11 empty] | Duke Energy Carolinas | 100 | Duke Energy Corp | 100
Lincoln Combustion | 7277_G_14 | 7277 | G | 14 | 3075 | Combustion Turbine |  | S_VACA | North Carolina | 37 | Lincoln | 109 | 37109 | 74 | 14176 | 1996 | 9999 |  |  | N | Natural Gas, Distillate Fuel Oil |  |  |  | H2O | [8 empty] | 2.3 | 0.09273 | 0.09273 | 0.09273 | 0.09273 | [11 empty] | Duke Energy Carolinas | 100 | Duke Energy Corp | 100
Lincoln Combustion | 7277_G_15 | 7277 | G | 15 | 3076 | Combustion Turbine |  | S_VACA | North Carolina | 37 | Lincoln | 109 | 37109 | 73 | 14173 | 1996 | 9999 |  |  | N | Natural Gas, Distillate Fuel Oil |  |  |  | H2O | [8 empty] | 2.3 | 0.08861 | 0.08861 | 0.08861 | 0.08861 | [11 empty] | Duke Energy Carolinas | 100 | Duke Energy Corp | 100
Lincoln Combustion | 7277_G_16 | 7277 | G | 16 | 3077 | Combustion Turbine |  | S_VACA | North Carolina | 37 | Lincoln | 109 | 37109 | 73 | 14173 | 1996 | 9999 |  |  | N | Natural Gas, Distillate Fuel Oil |  |  |  | H2O | [8 empty] | 2.3 | 0.08872 | 0.08872 | 0.08872 | 0.08872 | [11 empty] | Duke Energy Carolinas | 100 | Duke Energy Corp | 100
Gardner Energy Center | 7281_G_CT1 | 7281 | G | CT1 |  | Combustion Turbine |  | SPP_N | Kansas | 20 | Johnson | 91 | 20091 | 13.5 | 19511 | 1990 | 9999 |  |  | N | Natural Gas, Distillate Fuel Oil | [13 empty] | 0.23894 | 0.23894 | 0.23894 | 0.23894 | [11 empty] | Gardner KS (City of) | 100 | Gardner KS (City of) | 100
Gardner Energy Center | 7281_G_CT2 | 7281 | G | CT2 |  | Combustion Turbine |  | SPP_N | Kansas | 20 | Johnson | 91 | 20091 | 13.5 | 19570 | 1990 | 9999 |  |  | N | Natural Gas, Distillate Fuel Oil | [13 empty] | 0.23894 | 0.23894 | 0.23894 | 0.23894 | [11 empty] | Gardner KS (City of) | 100 | Gardner KS (City of) | 100
Paragould Turbine | 7283_G_1 | 7283 | G | 1 |  | Combustion Turbine |  | SPP_WEST | Arkansas | 5 | Greene | 55 | 05055 | 3.4 | 13658 | 1990 | 9999 |  |  | N | Natural Gas | [13 empty] | 0.23894 | 0.23894 | 0.23894 | 0.23894 | [11 empty] | Paragould Light & Water Commission | 100 | Paragould Light & Water Commission | 100
Paragould Turbine | 7283_G_2 | 7283 | G | 2 |  | Combustion Turbine |  | SPP_WEST | Arkansas | 5 | Greene | 55 | 05055 | 3.4 | 14026 | 1990 | 9999 |  |  | N | Natural Gas | [13 empty] | 0.23894 | 0.23894 | 0.23894 | 0.23894 | [11 empty] | Paragould Light & Water Commission | 100 | Paragould Light & Water Commission | 100
Paragould Turbine | 7283_G_3 | 7283 | G | 3 |  | Combustion Turbine |  | SPP_WEST | Arkansas | 5 | Greene | 55 | 05055 | 3.4 | 14026 | 1990 | 9999 |  |  | N | Natural Gas | [13 empty] | 0.23894 | 0.23894 | 0.23894 | 0.23894 | [11 empty] | Paragould Light & Water Commission | 100 | Paragould Light & Water Commission | 100
Paragould Turbine | 7283_G_4 | 7283 | G | 4 |  | Combustion Turbine |  | SPP_WEST | Arkansas | 5 | Greene | 55 | 05055 | 3.4 | 14026 | 1990 | 9999 |  |  | N | Natural Gas | [13 empty] | 0.23894 | 0.23894 | 0.23894 | 0.23894 | [11 empty] | Paragould Light & Water Commission | 100 | Paragould Light & Water Commission | 100
Paragould Turbine | 7283_G_5 | 7283 | G | 5 |  | Combustion Turbine | IC Engine | SPP_WEST | Arkansas | 5 | Greene | 55 | 05055 | 0.2 | 12283 | 1991 | 9999 |  |  | N | Distillate Fuel Oil | [13 empty] | 1.6498 | 1.6498 | 1.6498 | 1.6498 | [11 empty] | Paragould Light & Water Commission | 100 | Paragould Light & Water Commission | 100
Sherman Avenue | 7288_G_SEHR | 7288 | G | SEHR | 3086 | Combustion Turbine |  | PJM_EMAC | New Jersey | 34 | Cumberland | 11 | 34011 | 82.4 | 13167 | 1991 | 9999 |  |  | N | Natural Gas, Distillate Fuel Oil |  |  |  | H2O | [8 empty] | 0.21 | 0.07314 | 0.07314 | 0.07314 | 0.07314 | [11 empty] | Calpine New Jersey Generation LLC | 100 | Energy Capital Partners | 100
Central Energy Plant | 7294_G_GTG | 7294 | G | GTG | 3061 | Combined Cycle |  | FRCC | Florida | 12 | Orange | 95 | 12095 | 48 | 8526 | 1989 | 9999 |  |  | N | Natural Gas, Distillate Fuel Oil |  |  |  | H2O | [9 empty] | 0.083387 | 0.083387 | 0.083387 | 0.083387 | [11 empty] | Reedy Creek Improvement District | 100 | Reedy Creek Improvement District | 100
Central Energy Plant | 7294_G_STG | 7294 | G | STG | 3061 | Combined Cycle |  | FRCC | Florida | 12 | Orange | 95 | 12095 | 8 | 8526 | 1989 | 9999 |  |  | N | Natural Gas, Distillate Fuel Oil |  |  |  | H2O | [9 empty] | 0.083387 | 0.083387 | 0.083387 | 0.083387 | [11 empty] | Reedy Creek Improvement District | 100 | Reedy Creek Improvement District | 100
State Line Combined Cycle | 7296_G_1 | 7296 | G | 1 | 3087 | Combustion Turbine |  | SPP_N | Missouri | 29 | Jasper | 97 | 29097 | 94 | 12689 | 1995 | 9999 |  |  | N | Natural Gas, Distillate Fuel Oil |  |  |  | DLNB + H2O | [8 empty] | 2.3 | 0.0815 | 0.0815 | 0.0815 | 0.0815 | [11 empty] | Empire District Electric Co (The) | 100 | Algonquin Power & Utilities Corp | 100
State Line Combined Cycle | 7296_G_2-2 | 7296 | G | 2-2 | 3089 | Combined Cycle |  | SPP_N | Missouri | 29 | Jasper | 97 | 29097 | 158 | 7389 | 1997 | 9999 |  |  | N | Natural Gas |  |  |  |  | SCR | [8 empty] | 0.013945 | 0.013945 | 0.013945 | 0.013945 | [11 empty] | Empire District Electric Co (The) | 60 | Algonquin Power & Utilities Corp | 60
State Line Combined Cycle | 7296_G_2-1 | 7296 | G | 2-1 | 3088 | Combined Cycle |  | SPP_N | Missouri | 29 | Jasper | 97 | 29097 | 159 | 7389 | 2001 | 9999 |  |  | N | Natural Gas |  |  |  |  | SCR | [8 empty] | 0.013945 | 0.013945 | 0.013945 | 0.013945 | [11 empty] | Empire District Electric Co (The) | 60 | Algonquin Power & Utilities Corp | 60
State Line Combined Cycle | 7296_G_2-3 | 7296 | G | 2-3 | 3088 | Combined Cycle |  | SPP_N | Missouri | 29 | Jasper | 97 | 29097 | 178 | 7389 | 2001 | 9999 |  |  | N | Natural Gas |  |  |  |  | SCR | [8 empty] | 0.013945 | 0.013945 | 0.013945 | 0.013945 | [11 empty] | Empire District Electric Co (The) | 60 | Algonquin Power & Utilities Corp | 60
Hines Energy Complex | 7302_G_1GT | 7302 | G | 1GT | 3090 | Combined Cycle |  | FRCC | Florida | 12 | Polk | 105 | 12105 | 163 | 7166 | 1999 | 9999 |  |  | N | Natural Gas, Distillate Fuel Oil |  |  |  | DLNB + H2O | SCR | [7 empty] | 0.05 | 0.036644 | 0.036644 | 0.036644 | 0.036644 | [11 empty] | Duke Energy Florida | 100 | Duke Energy Corp | 100
Hines Energy Complex | 7302_G_1GT2 | 7302 | G | 1GT2 | 3091 | Combined Cycle |  | FRCC | Florida | 12 | Polk | 105 | 12105 | 169 | 7166 | 1999 | 9999 |  |  | N | Natural Gas, Distillate Fuel Oil |  |  |  | DLNB + H2O | SCR | [7 empty] | 0.05 | 0.036644 | 0.036644 | 0.036644 | 0.036644 | [11 empty] | Duke Energy Florida | 100 | Duke Energy Corp | 100
Hines Energy Complex | 7302_G_1ST | 7302 | G | 1ST | 3090 | Combined Cycle |  | FRCC | Florida | 12 | Polk | 105 | 12105 | 158 | 7166 | 1999 | 9999 |  |  | N | Natural Gas, Distillate Fuel Oil |  |  |  | DLNB + H2O | SCR | [7 empty] | 0.05 | 0.036644 | 0.036644 | 0.036644 | 0.036644 | [11 empty] | Duke Energy Florida | 100 | Duke Energy Corp | 100
Hines Energy Complex | 7302_G_2GT | 7302 | G | 2GT | 10029 | Combined Cycle |  | FRCC | Florida | 12 | Polk | 105 | 12105 | 172 | 7166 | 2003 | 9999 |  |  | N | Natural Gas, Distillate Fuel Oil |  |  |  | DLNB + H2O | SCR | [7 empty] | 0.05 | 0.011729 | 0.011729 | 0.011729 | 0.011729 | [11 empty] | Duke Energy Florida | 100 | Duke Energy Corp | 100
Hines Energy Complex | 7302_G_2GT2 | 7302 | G | 2GT2 | 10030 | Combined Cycle |  | FRCC | Florida | 12 | Polk | 105 | 12105 | 175 | 7166 | 2003 | 9999 |  |  | N | Natural Gas, Distillate Fuel Oil |  |  |  | DLNB + H2O | SCR | [7 empty] | 0.05 | 0.011729 | 0.011729 | 0.011729 | 0.011729 | [11 empty] | Duke Energy Florida | 100 | Duke Energy Corp | 100
Hines Energy Complex | 7302_G_2ST | 7302 | G | 2ST | 10029 | Combined Cycle |  | FRCC | Florida | 12 | Polk | 105 | 12105 | 177 | 7166 | 2003 | 9999 |  |  | N | Natural Gas, Distillate Fuel Oil |  |  |  | DLNB + H2O | SCR | [7 empty] | 0.05 | 0.011729 | 0.011729 | 0.011729 | 0.011729 | [11 empty] | Duke Energy Florida | 100 | Duke Energy Corp | 100
Hines Energy Complex | 7302_G_3GT | 7302 | G | 3GT | 89245 | Combined Cycle |  | FRCC | Florida | 12 | Polk | 105 | 12105 | 173 | 7166 | 2005 | 9999 |  |  | N | Natural Gas, Distillate Fuel Oil |  |  |  | DLNB + H2O | SCR | [7 empty] | 0.05 | 0.0080592 | 0.0080592 | 0.0080592 | 0.0080592 | [11 empty] | Duke Energy Florida | 100 | Duke Energy Corp | 100
Hines Energy Complex | 7302_G_3GT2 | 7302 | G | 3GT2 | 89246 | Combined Cycle |  | FRCC | Florida | 12 | Polk | 105 | 12105 | 173 | 7166 | 2005 | 9999 |  |  | N | Natural Gas, Distillate Fuel Oil |  |  |  | DLNB + H2O | SCR | [7 empty] | 0.05 | 0.0080592 | 0.0080592 | 0.0080592 | 0.0080592 | [11 empty] | Duke Energy Florida | 100 | Duke Energy Corp | 100
Hines Energy Complex | 7302_G_3ST | 7302 | G | 3ST | 89245 | Combined Cycle |  | FRCC | Florida | 12 | Polk | 105 | 12105 | 169 | 7166 | 2005 | 9999 |  |  | N | Natural Gas, Distillate Fuel Oil |  |  |  | DLNB + H2O | SCR | [7 empty] | 0.05 | 0.0080592 | 0.0080592 | 0.0080592 | 0.0080592 | [11 empty] | Duke Energy Florida | 100 | Duke Energy Corp | 100
Hines Energy Complex | 7302_G_4GT | 7302 | G | 4GT | 90110 | Combined Cycle |  | FRCC | Florida | 12 | Polk | 105 | 12105 | 176 | 7166 | 2007 | 9999 |  |  | N | Natural Gas, Distillate Fuel Oil |  |  |  | DLNB + H2O | SCR | [8 empty] | 0.0081985 | 0.0081985 | 0.0081985 | 0.0081985 | [11 empty] | Duke Energy Florida | 100 | Duke Energy Corp | 100
Hines Energy Complex | 7302_G_4GT2 | 7302 | G | 4GT2 | 90111 | Combined Cycle |  | FRCC | Florida | 12 | Polk | 105 | 12105 | 175 | 7166 | 2007 | 9999 |  |  | N | Natural Gas, Distillate Fuel Oil |  |  |  | DLNB + H2O | SCR | [8 empty] | 0.0081985 | 0.0081985 | 0.0081985 | 0.0081985 | [11 empty] | Duke Energy Florida | 100 | Duke Energy Corp | 100
Hines Energy Complex | 7302_G_4ST | 7302 | G | 4ST | 90110 | Combined Cycle |  | FRCC | Florida | 12 | Polk | 105 | 12105 | 165 | 7166 | 2007 | 9999 |  |  | N | Natural Gas, Distillate Fuel Oil |  |  |  | DLNB + H2O | SCR | [8 empty] | 0.0081985 | 0.0081985 | 0.0081985 | 0.0081985 | [11 empty] | Duke Energy Florida | 100 | Duke Energy Corp | 100
Redding Power | 7307_G_4 | 7307 | G | 4 | 9189 | Combined Cycle |  | WEC_BANC | California | 6 | Shasta | 89 | 06089 | 27 | 8490 | 1989 | 9999 |  |  | N | Natural Gas |  |  |  | other | SCR | [8 empty] | 0.0053238 | 0.0053238 | 0.0053238 | 0.0053238 | [11 empty] | Redding Electric Utility | 100 | Redding Electric Utility | 100
Redding Power | 7307_G_1 | 7307 | G | 1 |  | Combustion Turbine |  | WEC_BANC | California | 6 | Shasta | 89 | 06089 | 16 | 15532 | 1996 | 9999 |  |  | N | Natural Gas | [12 empty] | 0.74 | 0.01964 | 0.01964 | 0.01964 | 0.01964 | [11 empty] | Redding Electric Utility | 100 | Redding Electric Utility | 100
Redding Power | 7307_G_2 | 7307 | G | 2 |  | Combustion Turbine |  | WEC_BANC | California | 6 | Shasta | 89 | 06089 | 23 | 15533 | 1996 | 9999 |  |  | N | Natural Gas | [12 empty] | 0.74 | 0.02558 | 0.02558 | 0.02558 | 0.02558 | [11 empty] | Redding Electric Utility | 100 | Redding Electric Utility | 100
Redding Power | 7307_G_3 | 7307 | G | 3 |  | Combustion Turbine |  | WEC_BANC | California | 6 | Shasta | 89 | 06089 | 23 | 15533 | 1996 | 9999 |  |  | N | Natural Gas | [12 empty] | 0.74 | 0.04415 | 0.04415 | 0.04415 | 0.04415 | [11 empty] | Redding Electric Utility | 100 | Redding Electric Utility | 100
Redding Power | 7307_G_5 | 7307 | G | 5 | 9189 | Combined Cycle |  | WEC_BANC | California | 6 | Shasta | 89 | 06089 | 41 | 8490 | 2002 | 9999 |  |  | N | Natural Gas |  |  |  | other | SCR | [8 empty] | 0.0053238 | 0.0053238 | 0.0053238 | 0.0053238 | [11 empty] | Redding Electric Utility | 100 | Redding Electric Utility | 100
Redding Power | 7307_G_6 | 7307 | G | 6 | 89746 | Combined Cycle |  | WEC_BANC | California | 6 | Shasta | 89 | 06089 | 41 | 8490 | 2011 | 9999 |  |  | N | Natural Gas |  |  |  | other | SCR | [8 empty] | 0.0053238 | 0.0053238 | 0.0053238 | 0.0053238 | [11 empty] | Redding Electric Utility | 100 | Redding Electric Utility | 100
Richard M Flynn | 7314_G_NA1 | 7314 | G | NA1 | 3092 | Combined Cycle |  | NY_Z_K | New York | 36 | Suffolk | 103 | 36103 | 87.5 | 8042 | 1994 | 9999 |  |  | N | Natural Gas, Distillate Fuel Oil | [12 empty] | 0.2 | 0.038056 | 0.038056 | 0.038056 | 0.038056 | [11 empty] | New York Power Authority | 100 | New York Power Authority | 100
Richard M Flynn | 7314_G_NA2 | 7314 | G | NA2 | 3092 | Combined Cycle |  | NY_Z_K | New York | 36 | Suffolk | 103 | 36103 | 49.4 | 8042 | 1994 | 9999 |  |  | N | Natural Gas, Distillate Fuel Oil | [12 empty] | 0.2 | 0.038056 | 0.038056 | 0.038056 | 0.038056 | [11 empty] | New York Power Authority | 100 | New York Power Authority | 100
Almond Power Plant | 7315_G_1 | 7315 | G | 1 | 3093 | Combustion Turbine |  | WEC_CALN | California | 6 | Stanislaus | 99 | 06099 | 49.5 | 10753 | 1996 | 9999 |  |  | N | Natural Gas |  |  |  | STM | SCR | [7 empty] | 0.74 | 0.01125 | 0.01125 | 0.01125 | 0.01125 | [11 empty] | Turlock Irrigation District | 100 | Turlock Irrigation District | 100
Almond Power Plant | 7315_G_2 | 7315 | G | 2 | 90500 | Combustion Turbine |  | WEC_CALN | California | 6 | Stanislaus | 99 | 06099 | 50 | 10752 | 2012 | 9999 |  |  | N | Natural Gas |  |  |  | H2O | SCR | [8 empty] | 0.00863 | 0.00863 | 0.00863 | 0.00863 | [11 empty] | Turlock Irrigation District | 100 | Turlock Irrigation District | 100
Almond Power Plant | 7315_G_3 | 7315 | G | 3 | 90501 | Combustion Turbine |  | WEC_CALN | California | 6 | Stanislaus | 99 | 06099 | 50 | 10753 | 2012 | 9999 |  |  | N | Natural Gas |  |  |  | H2O | SCR | [8 empty] | 0.00828 | 0.00828 | 0.00828 | 0.00828 | [11 empty] | Turlock Irrigation District | 100 | Turlock Irrigation District | 100
Almond Power Plant | 7315_G_4 | 7315 | G | 4 | 90502 | Combustion Turbine |  | WEC_CALN | California | 6 | Stanislaus | 99 | 06099 | 50 | 10753 | 2012 | 9999 |  |  | N | Natural Gas |  |  |  | H2O | SCR | [8 empty] | 0.00845 | 0.00845 | 0.00845 | 0.00845 | [11 empty] | Turlock Irrigation District | 100 | Turlock Irrigation District | 100
Buffalo Bill | 7317_G_1 | 7317 | G | 1 |  | Hydro |  | WECC_WY | Wyoming | 56 | Park | 29 | 56029 | 6 | 0 | 1992 | 9999 |  |  | N | Hydro | [13 empty] | 0 | 0 | 0 | 0 | [11 empty] | U S Bureau of Reclamation | 100 | U S Bureau of Reclamation | 100
Buffalo Bill | 7317_G_2 | 7317 | G | 2 |  | Hydro |  | WECC_WY | Wyoming | 56 | Park | 29 | 56029 | 6 | 0 | 1992 | 9999 |  |  | N | Hydro | [13 empty] | 0 | 0 | 0 | 0 | [11 empty] | U S Bureau of Reclamation | 100 | U S Bureau of Reclamation | 100
Buffalo Bill | 7317_G_3 | 7317 | G | 3 |  | Hydro |  | WECC_WY | Wyoming | 56 | Park | 29 | 56029 | 6 | 0 | 1992 | 9999 |  |  | N | Hydro | [13 empty] | 0 | 0 | 0 | 0 | [11 empty] | U S Bureau of Reclamation | 100 | U S Bureau of Reclamation | 100
Van Sant Station | 7318_G_1 | 7318 | G | 1 | 3094 | Combustion Turbine |  | PJM_EMAC | Delaware | 10 | Kent | 1 | 10001 | 45.2 | 13368 | 1991 | 9999 |  |  | N | Natural Gas, Distillate Fuel Oil |  |  |  | H2O | [8 empty] | 0.3 | 0.15464 | 0.15464 | 0.15464 | 0.15464 | [11 empty] | Dover DE (City of) | 100 | Dover DE (City of) | 100
San Jacinto Steam Electric Station | 7325_G_1 | 7325 | G | 1 | 3095 | Combustion Turbine |  | ERC_REST | Texas | 48 | Harris | 201 | 48201 | 81 | 13501 | 1995 | 9999 |  |  | N | Natural Gas |  |  |  | DLNB + H2O | [8 empty] | 0.01 | 0.02172 | 0.02172 | 0.02172 | 0.02172 | [11 empty] | NRG Texas LLC | 100 | NRG Energy Inc | 100
San Jacinto Steam Electric Station | 7325_G_2 | 7325 | G | 2 | 3096 | Combustion Turbine |  | ERC_REST | Texas | 48 | Harris | 201 | 48201 | 81 | 13501 | 1995 | 9999 |  |  | N | Natural Gas |  |  |  | DLNB + H2O | [8 empty] | 0.01 | 0.02421 | 0.02421 | 0.02421 | 0.02421 | [11 empty] | NRG Texas LLC | 100 | NRG Energy Inc | 100
Richmond | 7335_G_RCT1 | 7335 | G | RCT1 | 3097 | Combustion Turbine |  | PJM_West | Indiana | 18 | Wayne | 177 | 18177 | 34 | 13591 | 1992 | 9999 |  |  | N | Natural Gas, Distillate Fuel Oil |  |  |  | H2O | [8 empty] | 1.6 | 0.11766 | 0.11766 | 0.11766 | 0.11766 | [11 empty] | Indiana Municipal Power Agency | 100 | Indiana Municipal Power Agency | 100
Richmond | 7335_G_RCT2 | 7335 | G | RCT2 | 3098 | Combustion Turbine |  | PJM_West | Indiana | 18 | Wayne | 177 | 18177 | 34 | 13592 | 1992 | 9999 |  |  | N | Natural Gas, Distillate Fuel Oil |  |  |  | H2O | [8 empty] | 1.6 | 0.12627 | 0.12627 | 0.12627 | 0.12627 | [11 empty] | Indiana Municipal Power Agency | 100 | Indiana Municipal Power Agency | 100
Anderson | 7336_G_ACT1 | 7336 | G | ACT1 | 3099 | Combustion Turbine |  | PJM_West | Indiana | 18 | Madison | 95 | 18095 | 34 | 12613 | 1992 | 9999 |  |  | N | Natural Gas, Distillate Fuel Oil |  |  |  | H2O | [8 empty] | 1.6 | 0.14785 | 0.14785 | 0.14785 | 0.14785 | [11 empty] | Indiana Municipal Power Agency | 100 | Indiana Municipal Power Agency | 100
Anderson | 7336_G_ACT2 | 7336 | G | ACT2 | 3100 | Combustion Turbine |  | PJM_West | Indiana | 18 | Madison | 95 | 18095 | 34 | 12613 | 1992 | 9999 |  |  | N | Natural Gas, Distillate Fuel Oil |  |  |  | H2O | [8 empty] | 1.6 | 0.14635 | 0.14635 | 0.14635 | 0.14635 | [11 empty] | Indiana Municipal Power Agency | 100 | Indiana Municipal Power Agency | 100
Anderson | 7336_G_ACT3 | 7336 | G | ACT3 | 9578 | Combustion Turbine |  | PJM_West | Indiana | 18 | Madison | 95 | 18095 | 72 | 12613 | 2004 | 9999 |  |  | N | Natural Gas, Distillate Fuel Oil |  |  |  | DLNB + H2O | [8 empty] | 1.6 | 0.057 | 0.057 | 0.057 | 0.057 | [11 empty] | Indiana Municipal Power Agency | 100 | Indiana Municipal Power Agency | 100
Grizzly | 7338_G_NA1 | 7338 | G | NA1 |  | Hydro |  | WEC_CALN | California | 6 | Plumas | 63 | 06063 | 17.7 | 0 | 1993 | 9999 |  |  | N | Hydro | [13 empty] | 0 | 0 | 0 | 0 | [11 empty] | Silicon Valley Power | 100 | Santa Clara CA (City of) | 100
Wellington 2 | 7339_G_6 | 7339 | G | 6 |  | Combustion Turbine |  | SPP_N | Kansas | 20 | Sumner | 191 | 20191 | 21 | 18082 | 1989 | 9999 |  |  | N | Natural Gas, Distillate Fuel Oil | [12 empty] | 3 | 0.10904 | 0.10904 | 0.10904 | 0.10904 | [11 empty] | Wellington Municipal Electric Utility | 100 | Wellington Municipal Electric Utility | 100
George Neal South | 7343_B_4 | 7343 | B | 4 | 3101 | Coal Steam |  | MIS_MIDA | Iowa | 19 | Woodbury | 193 | 19193 | 645 | 10033 | 1979 | 9999 | wall | dry | Y | Subbituminous | Dry Scrubber | 2013 | 0.9 | LNBO | SNCR |  | 2014 | ESPC + B | No | ACI | 2014 |  | 1.2 | 0.1812 | 0.1812 | 0.1812 | 0.1812 | 0.1 | 0.1 | 0.1 | 0.95 | [7 empty] | MidAmerican Energy Co | 40.57 | Berkshire Hathaway Inc | 40.57
University of Florida | 7345_G_P1 | 7345 | G | P1 | 3102 | Combustion Turbine |  | FRCC | Florida | 12 | Alachua | 1 | 12001 | 44 | 10745 | 1994 | 9999 |  |  | N | Natural Gas |  |  |  | STM | [8 empty] | 0.501 | 0.0621 | 0.0621 | 0.0621 | 0.0621 | [11 empty] | Duke Energy Florida | 100 | Duke Energy Corp | 100
Robins | 7348_G_1 | 7348 | G | 1 | 3103 | Combustion Turbine |  | S_SOU | Georgia | 13 | Houston | 153 | 13153 | 80 | 14041 | 1995 | 9999 |  |  | N | Natural Gas, Distillate Fuel Oil |  |  |  | H2O | [8 empty] | 0.309 | 0.73619 | 0.73619 | 0.73619 | 0.73619 | [11 empty] | Georgia Power Co | 100 | Southern Co | 100
Robins | 7348_G_2 | 7348 | G | 2 | 3104 | Combustion Turbine |  | S_SOU | Georgia | 13 | Houston | 153 | 13153 | 80 | 14042 | 1995 | 9999 |  |  | N | Natural Gas, Distillate Fuel Oil |  |  |  | H2O | [8 empty] | 0.309 | 0.74288 | 0.74288 | 0.74288 | 0.74288 | [11 empty] | Georgia Power Co | 100 | Southern Co | 100
Coyote Springs | 7350_G_1 | 7350 | G | 1 | 3105 | Combined Cycle |  | WECC_PNW | Oregon | 41 | Morrow | 49 | 41049 | 171 | 6840 | 1995 | 9999 |  |  | Y | Natural Gas |  |  |  | DLNB + H2O | SCR | [8 empty] | 0.014985 | 0.014985 | 0.014985 | 0.014985 | [11 empty] | Avista Corp | 100 | Avista Corp | 100
Coyote Springs | 7350_G_2 | 7350 | G | 2 | 3105 | Combined Cycle |  | WECC_PNW | Oregon | 41 | Morrow | 49 | 41049 | 72 | 6840 | 1995 | 9999 |  |  | Y | Natural Gas |  |  |  | LNB + NH3 | SCR | [8 empty] | 0.014985 | 0.014985 | 0.014985 | 0.014985 | [11 empty] | Avista Corp | 100 | Avista Corp | 100
Geothermal 1 | 7368_G_1 | 7368 | G | 1 |  | Geothermal |  | WEC_CALN | California | 6 | Sonoma | 97 | 06097 | 25 | 9771 | 1983 | 9999 |  |  | N | Geothermal | [13 empty] | 0 | 0 | 0 | 0 | 0.3713 | 0.3713 | 0.3713 | [8 empty] | Northern California Power Agency | 100 | Northern California Power Agency | 100
Geothermal 1 | 7368_G_2 | 7368 | G | 2 |  | Geothermal |  | WEC_CALN | California | 6 | Sonoma | 97 | 06097 | 22 | 9771 | 1983 | 9999 |  |  | N | Geothermal | [13 empty] | 0 | 0 | 0 | 0 | 0.3713 | 0.3713 | 0.3713 | [8 empty] | Northern California Power Agency | 100 | Northern California Power Agency | 100
Geothermal 2 | 7369_G_3 | 7369 | G | 3 |  | Geothermal |  | WEC_CALN | California | 6 | Sonoma | 97 | 06097 | 25 | 9771 | 1985 | 9999 |  |  | N | Geothermal | [13 empty] | 0 | 0 | 0 | 0 | 0.3713 | 0.3713 | 0.3713 | [8 empty] | Northern California Power Agency | 100 | Northern California Power Agency | 100
Geothermal 2 | 7369_G_4 | 7369 | G | 4 |  | Geothermal |  | WEC_CALN | California | 6 | Sonoma | 97 | 06097 | 41 | 9771 | 1986 | 9999 |  |  | N | Geothermal | [13 empty] | 0 | 0 | 0 | 0 | 0.3713 | 0.3713 | 0.3713 | [8 empty] | Northern California Power Agency | 100 | Northern California Power Agency | 100
McPhee | 7372_G_1 | 7372 | G | 1 |  | Hydro |  | WECC_CO | Colorado | 8 | Montezuma | 83 | 08083 | 1.2 | 0 | 1992 | 9999 |  |  | N | Hydro | [13 empty] | 0 | 0 | 0 | 0 | [11 empty] | U S Bureau of Reclamation | 100 | U S Bureau of Reclamation | 100
Towaoc | 7373_G_1 | 7373 | G | 1 |  | Hydro |  | WECC_CO | Colorado | 8 | Montezuma | 83 | 08083 | 11.4 | 0 | 1993 | 9999 |  |  | N | Hydro | [13 empty] | 0 | 0 | 0 | 0 | [11 empty] | U S Bureau of Reclamation | 100 | U S Bureau of Reclamation | 100
Midulla Generating Station | 7380_G_CT1 | 7380 | G | CT1 | 8366 | Combined Cycle |  | FRCC | Florida | 12 | Hardee | 49 | 12049 | 155 | 7417 | 2002 | 9999 |  |  | N | Natural Gas, Distillate Fuel Oil |  |  |  | DLNB + H2O | SCR | [8 empty] | 0.029208 | 0.029208 | 0.029208 | 0.029208 | [11 empty] | Seminole Electric Coop Inc | 100 | Seminole Electric Coop Inc | 100
Midulla Generating Station | 7380_G_CT2 | 7380 | G | CT2 | 8368 | Combined Cycle |  | FRCC | Florida | 12 | Hardee | 49 | 12049 | 155 | 7417 | 2002 | 9999 |  |  | N | Natural Gas, Distillate Fuel Oil |  |  |  | DLNB + H2O | SCR | [8 empty] | 0.029208 | 0.029208 | 0.029208 | 0.029208 | [11 empty] | Seminole Electric Coop Inc | 100 | Seminole Electric Coop Inc | 100
Midulla Generating Station | 7380_G_ST3 | 7380 | G | ST3 | 8366 | Combined Cycle |  | FRCC | Florida | 12 | Hardee | 49 | 12049 | 179 | 7417 | 2002 | 9999 |  |  | N | Natural Gas, Distillate Fuel Oil |  |  |  | DLNB + H2O | SCR | [8 empty] | 0.029208 | 0.029208 | 0.029208 | 0.029208 | [11 empty] | Seminole Electric Coop Inc | 100 | Seminole Electric Coop Inc | 100
Midulla Generating Station | 7380_G_GT4 | 7380 | G | GT4 | 89703 | Combustion Turbine |  | FRCC | Florida | 12 | Hardee | 49 | 12049 | 54 | 11630 | 2006 | 9999 |  |  | N | Natural Gas, Distillate Fuel Oil |  |  |  | DLNB + H2O | [8 empty] | 0.8 | 0.08394 | 0.08394 | 0.08394 | 0.08394 | [11 empty] | Seminole Electric Coop Inc | 100 | Seminole Electric Coop Inc | 100
Midulla Generating Station | 7380_G_GT5 | 7380 | G | GT5 | 89705 | Combustion Turbine |  | FRCC | Florida | 12 | Hardee | 49 | 12049 | 54 | 11630 | 2006 | 9999 |  |  | N | Natural Gas, Distillate Fuel Oil |  |  |  | DLNB + H2O | [8 empty] | 0.8 | 0.09887 | 0.09887 | 0.09887 | 0.09887 | [11 empty] | Seminole Electric Coop Inc | 100 | Seminole Electric Coop Inc | 100
Midulla Generating Station | 7380_G_GT6 | 7380 | G | GT6 | 89707 | Combustion Turbine |  | FRCC | Florida | 12 | Hardee | 49 | 12049 | 54 | 11630 | 2006 | 9999 |  |  | N | Natural Gas, Distillate Fuel Oil |  |  |  | DLNB + H2O | [8 empty] | 0.8 | 0.097 | 0.097 | 0.097 | 0.097 | [11 empty] | Seminole Electric Coop Inc | 100 | Seminole Electric Coop Inc | 100
Midulla Generating Station | 7380_G_GT7 | 7380 | G | GT7 | 89709 | Combustion Turbine |  | FRCC | Florida | 12 | Hardee | 49 | 12049 | 54 | 11630 | 2006 | 9999 |  |  | N | Natural Gas, Distillate Fuel Oil |  |  |  | DLNB + H2O | [8 empty] | 0.8 | 0.07972 | 0.07972 | 0.07972 | 0.07972 | [11 empty] | Seminole Electric Coop Inc | 100 | Seminole Electric Coop Inc | 100
Midulla Generating Station | 7380_G_GT8 | 7380 | G | GT8 | 89711 | Combustion Turbine |  | FRCC | Florida | 12 | Hardee | 49 | 12049 | 54 | 11630 | 2006 | 9999 |  |  | N | Natural Gas, Distillate Fuel Oil |  |  |  | DLNB + H2O | [8 empty] | 0.8 | 0.08229 | 0.08229 | 0.08229 | 0.08229 | [11 empty] | Seminole Electric Coop Inc | 100 | Seminole Electric Coop Inc | 100
Searsburg Wind Turbine | 7381_G_1 | 7381 | G | 1 |  | Onshore Wind |  | NENGREST | Vermont | 50 | Bennington | 3 | 50003 | 5.2 | 0 | 1997 | 9999 |  |  | N | Wind | [13 empty] | 0 | 0 | 0 | 0 | [11 empty] | Green Mountain Power Corp | 100 | Gaz Métropolitain & Co LP | 100
Poplar Bluff Generating Station | 7392_G_1 | 7392 | G | 1 |  | Combustion Turbine | IC Engine | SPP_WEST | Missouri | 29 | Butler | 23 | 29023 | 7 | 11092 | 1976 | 9999 |  |  | N | Distillate Fuel Oil | [12 empty] | 2.3 | 1.6498 | 1.6498 | 1.6498 | 1.6498 | [11 empty] | Poplar Bluff Light & Water | 100 | Poplar Bluff Light & Water | 100
Poplar Bluff Generating Station | 7392_G_2 | 7392 | G | 2 |  | Combustion Turbine | IC Engine | SPP_WEST | Missouri | 29 | Butler | 23 | 29023 | 7 | 11078 | 1976 | 9999 |  |  | N | Distillate Fuel Oil | [12 empty] | 2.3 | 1.5578 | 1.5578 | 1.5578 | 1.5578 | [11 empty] | Poplar Bluff Light & Water | 100 | Poplar Bluff Light & Water | 100
Poplar Bluff Generating Station | 7392_G_3 | 7392 | G | 3 |  | Combustion Turbine | IC Engine | SPP_WEST | Missouri | 29 | Butler | 23 | 29023 | 6.6 | 11085 | 2002 | 9999 |  |  | N | Natural Gas | [12 empty] | 2.3 | 1.061 | 1.061 | 1.061 | 1.061 | [11 empty] | Poplar Bluff Light & Water | 100 | Poplar Bluff Light & Water | 100
Poplar Bluff Generating Station | 7392_G_4 | 7392 | G | 4 |  | Combustion Turbine | IC Engine | SPP_WEST | Missouri | 29 | Butler | 23 | 29023 | 6.6 | 11085 | 2002 | 9999 |  |  | N | Natural Gas | [12 empty] | 2.3 | 1.061 | 1.061 | 1.061 | 1.061 | [11 empty] | Poplar Bluff Light & Water | 100 | Poplar Bluff Light & Water | 100
Poplar Bluff Generating Station | 7392_G_5 | 7392 | G | 5 |  | Combustion Turbine | IC Engine | SPP_WEST | Missouri | 29 | Butler | 23 | 29023 | 6.6 | 11085 | 2002 | 9999 |  |  | N | Natural Gas | [12 empty] | 2.3 | 1.061 | 1.061 | 1.061 | 1.061 | [11 empty] | Poplar Bluff Light & Water | 100 | Poplar Bluff Light & Water | 100
Front Street | 7396_G_1 | 7396 | G | 1 |  | Combustion Turbine | IC Engine | NENGREST | Massachusetts | 25 | Hampden | 13 | 25013 | 2.8 | 10745 | 1978 | 9999 |  |  | N | Distillate Fuel Oil | [12 empty] | 0.789 | 3.178 | 3.178 | 3.178 | 3.178 | [11 empty] | Chicopee Municipal Light Plant MA (City of) | 100 | Chicopee Municipal Light Plant MA (City of) | 100
Front Street | 7396_G_2 | 7396 | G | 2 |  | Combustion Turbine | IC Engine | NENGREST | Massachusetts | 25 | Hampden | 13 | 25013 | 2.8 | 10745 | 1978 | 9999 |  |  | N | Distillate Fuel Oil | [12 empty] | 0.789 | 3.5642 | 3.5642 | 3.5642 | 3.5642 | [11 empty] | Chicopee Municipal Light Plant MA (City of) | 100 | Chicopee Municipal Light Plant MA (City of) | 100
Front Street | 7396_G_3 | 7396 | G | 3 |  | Combustion Turbine | IC Engine | NENGREST | Massachusetts | 25 | Hampden | 13 | 25013 | 2.8 | 10745 | 1978 | 9999 |  |  | N | Distillate Fuel Oil | [12 empty] | 0.789 | 0.95755 | 0.95755 | 0.95755 | 0.95755 | [11 empty] | Chicopee Municipal Light Plant MA (City of) | 100 | Chicopee Municipal Light Plant MA (City of) | 100
Falling Spring | 7397_G_5 | 7397 | G | 5 |  | Combustion Turbine | IC Engine | PJM_AP | Pennsylvania | 42 | Franklin | 55 | 42055 | 2.1 | 10745 | 1967 | 9999 |  |  | N | Natural Gas, Distillate Fuel Oil | [12 empty] | 3.7 | 1.2219 | 1.2219 | 1.2219 | 1.2219 | [11 empty] | Chambersburg PA (Borough of) | 100 | Chambersburg PA (Borough of) | 100
Falling Spring | 7397_G_6 | 7397 | G | 6 |  | Combustion Turbine | IC Engine | PJM_AP | Pennsylvania | 42 | Franklin | 55 | 42055 | 2.1 | 10745 | 1967 | 9999 |  |  | N | Natural Gas, Distillate Fuel Oil | [12 empty] | 3.7 | 1.2219 | 1.2219 | 1.2219 | 1.2219 | [11 empty] | Chambersburg PA (Borough of) | 100 | Chambersburg PA (Borough of) | 100
Falling Spring | 7397_G_7 | 7397 | G | 7 |  | Combustion Turbine | IC Engine | PJM_AP | Pennsylvania | 42 | Franklin | 55 | 42055 | 2.9 | 10745 | 2001 | 9999 |  |  | N | Natural Gas, Distillate Fuel Oil | [12 empty] | 3.7 | 1.2219 | 1.2219 | 1.2219 | 1.2219 | [11 empty] | Chambersburg PA (Borough of) | 100 | Chambersburg PA (Borough of) | 100
Water Street Station | 7398_G_GEN1 | 7398 | G | GEN1 |  | Combustion Turbine | IC Engine | MIS_LMI | Michigan | 26 | Bay | 17 | 26017 | 5.5 | 11291 | 1980 | 9999 |  |  | N | Natural Gas, Distillate Fuel Oil | [12 empty] | 1.67 | 1.3881 | 1.3881 | 1.3881 | 1.3881 | [11 empty] | Bay City Electric Light & Power | 100 | Bay City Electric Light & Power | 100
Water Street Station | 7398_G_GEN2 | 7398 | G | GEN2 |  | Combustion Turbine | IC Engine | MIS_LMI | Michigan | 26 | Bay | 17 | 26017 | 6.5 | 11288 | 1984 | 9999 |  |  | N | Natural Gas, Distillate Fuel Oil | [12 empty] | 1.67 | 2.0657 | 2.0657 | 2.0657 | 2.0657 | [11 empty] | Bay City Electric Light & Power | 100 | Bay City Electric Light & Power | 100
Henry Station | 7399_G_GEN3 | 7399 | G | GEN3 |  | Combustion Turbine | IC Engine | MIS_LMI | Michigan | 26 | Bay | 17 | 26017 | 7.5 | 10745 | 1993 | 9999 |  |  | N | Natural Gas, Distillate Fuel Oil | [12 empty] | 1.67 | 2.9507 | 2.9507 | 2.9507 | 2.9507 | [11 empty] | Bay City Electric Light & Power | 100 | Bay City Electric Light & Power | 100
Henry Station | 7399_G_GEN4 | 7399 | G | GEN4 |  | Combustion Turbine | IC Engine | MIS_LMI | Michigan | 26 | Bay | 17 | 26017 | 7.5 | 10745 | 1993 | 9999 |  |  | N | Natural Gas, Distillate Fuel Oil | [12 empty] | 1.67 | 4.308 | 4.308 | 4.308 | 4.308 | [11 empty] | Bay City Electric Light & Power | 100 | Bay City Electric Light & Power | 100
Salisbury City of | 7400_G_1 | 7400 | G | 1 |  | Combustion Turbine | IC Engine | SPP_N | Missouri | 29 | Chariton | 41 | 29041 | 0.8 | 12283 | 1983 | 9999 |  |  | N | Distillate Fuel Oil | [12 empty] | 2.3 | 1.6498 | 1.6498 | 1.6498 | 1.6498 | [11 empty] | Salisbury Municipal Utility | 100 | Salisbury Municipal Utility | 100
Salisbury City of | 7400_G_2 | 7400 | G | 2 |  | Combustion Turbine | IC Engine | SPP_N | Missouri | 29 | Chariton | 41 | 29041 | 0.8 | 12283 | 1983 | 9999 |  |  | N | Distillate Fuel Oil | [12 empty] | 2.3 | 1.6498 | 1.6498 | 1.6498 | 1.6498 | [11 empty] | Salisbury Municipal Utility | 100 | Salisbury Municipal Utility | 100
Salisbury City of | 7400_G_3 | 7400 | G | 3 |  | Combustion Turbine | IC Engine | SPP_N | Missouri | 29 | Chariton | 41 | 29041 | 1.8 | 12283 | 1986 | 9999 |  |  | N | Distillate Fuel Oil | [12 empty] | 2.3 | 1.6498 | 1.6498 | 1.6498 | 1.6498 | [11 empty] | Salisbury Municipal Utility | 100 | Salisbury Municipal Utility | 100
Salisbury City of | 7400_G_4 | 7400 | G | 4 |  | Combustion Turbine | IC Engine | SPP_N | Missouri | 29 | Chariton | 41 | 29041 | 1.8 | 12283 | 1986 | 9999 |  |  | N | Distillate Fuel Oil | [12 empty] | 2.3 | 1.6498 | 1.6498 | 1.6498 | 1.6498 | [11 empty] | Salisbury Municipal Utility | 100 | Salisbury Municipal Utility | 100
Shelbina Power #1 | 7405_G_G1 | 7405 | G | G1 |  | Combustion Turbine | IC Engine | S_D_AECI | Missouri | 29 | Shelby | 205 | 29205 | 3 | 11711 | 1981 | 9999 |  |  | N | Distillate Fuel Oil | [12 empty] | 2.3 | 1.6498 | 1.6498 | 1.6498 | 1.6498 | [11 empty] | Shelbina MO (City of) | 100 | Shelbina MO (City of) | 100
Shelbina Power #1 | 7405_G_G2 | 7405 | G | G2 |  | Combustion Turbine | IC Engine | S_D_AECI | Missouri | 29 | Shelby | 205 | 29205 | 1.6 | 11410 | 1989 | 9999 |  |  | N | Distillate Fuel Oil | [12 empty] | 2.3 | 1.6498 | 1.6498 | 1.6498 | 1.6498 | [11 empty] | Shelbina MO (City of) | 100 | Shelbina MO (City of) | 100
Shelbina Power #2 | 7406_G_G3 | 7406 | G | G3 |  | Combustion Turbine | IC Engine | S_D_AECI | Missouri | 29 | Shelby | 205 | 29205 | 1.6 | 10745 | 1992 | 9999 |  |  | N | Distillate Fuel Oil | [12 empty] | 2.3 | 1.6498 | 1.6498 | 1.6498 | 1.6498 | [11 empty] | Shelbina MO (City of) | 100 | Shelbina MO (City of) | 100
Shelbina Power #2 | 7406_G_G4 | 7406 | G | G4 |  | Combustion Turbine | IC Engine | S_D_AECI | Missouri | 29 | Shelby | 205 | 29205 | 1.6 | 10745 | 1992 | 9999 |  |  | N | Distillate Fuel Oil | [12 empty] | 2.3 | 1.6498 | 1.6498 | 1.6498 | 1.6498 | [11 empty] | Shelbina MO (City of) | 100 | Shelbina MO (City of) | 100
Shelbina Power #2 | 7406_G_G5 | 7406 | G | G5 |  | Combustion Turbine | IC Engine | S_D_AECI | Missouri | 29 | Shelby | 205 | 29205 | 1.6 | 10745 | 1992 | 9999 |  |  | N | Distillate Fuel Oil | [12 empty] | 2.3 | 0.52105 | 0.52105 | 0.52105 | 0.52105 | [11 empty] | Shelbina MO (City of) | 100 | Shelbina MO (City of) | 100
Shelbina Power #2 | 7406_G_G6 | 7406 | G | G6 |  | Combustion Turbine | IC Engine | S_D_AECI | Missouri | 29 | Shelby | 205 | 29205 | 1.8 | 10745 | 1999 | 9999 |  |  | N | Distillate Fuel Oil | [12 empty] | 2.3 | 1.6498 | 1.6498 | 1.6498 | 1.6498 | [11 empty] | Shelbina MO (City of) | 100 | Shelbina MO (City of) | 100
Payson | 7408_G_86-1 | 7408 | G | 86-1 |  | Combustion Turbine | IC Engine | WECC_UT | Utah | 49 | Utah | 49 | 49049 | 2.6 | 18000 | 1988 | 9999 |  |  | N | Natural Gas, Distillate Fuel Oil | [12 empty] | 0.85 | 1.061 | 1.061 | 1.061 | 1.061 | [11 empty] | Payson City Corp | 100 | Payson City Corp | 100
Payson | 7408_G_86-2 | 7408 | G | 86-2 |  | Combustion Turbine | IC Engine | WECC_UT | Utah | 49 | Utah | 49 | 49049 | 2.6 | 18000 | 1988 | 9999 |  |  | N | Natural Gas, Distillate Fuel Oil | [12 empty] | 0.85 | 1.061 | 1.061 | 1.061 | 1.061 | [11 empty] | Payson City Corp | 100 | Payson City Corp | 100
Payson | 7408_G_86-3 | 7408 | G | 86-3 |  | Combustion Turbine | IC Engine | WECC_UT | Utah | 49 | Utah | 49 | 49049 | 2 | 18000 | 1995 | 9999 |  |  | N | Natural Gas, Distillate Fuel Oil | [12 empty] | 0.85 | 1.061 | 1.061 | 1.061 | 1.061 | [11 empty] | Payson City Corp | 100 | Payson City Corp | 100
Payson | 7408_G_86-4 | 7408 | G | 86-4 |  | Combustion Turbine | IC Engine | WECC_UT | Utah | 49 | Utah | 49 | 49049 | 2 | 18000 | 1995 | 9999 |  |  | N | Natural Gas, Distillate Fuel Oil | [12 empty] | 0.85 | 1.061 | 1.061 | 1.061 | 1.061 | [11 empty] | Payson City Corp | 100 | Payson City Corp | 100
Short Mountain | 7413_G_1 | 7413 | G | 1 |  | Landfill Gas |  | WECC_PNW | Oregon | 41 | Lane | 39 | 41039 | 0.8 | 13837 | 1992 | 9999 |  |  | N | Landfill Gas | [13 empty] | 0.22117 | 0.22117 | 0.22117 | 0.22117 | [11 empty] | Emerald Peoples Utility District | 100 | Emerald Peoples Utility District | 100
Short Mountain | 7413_G_2 | 7413 | G | 2 |  | Landfill Gas |  | WECC_PNW | Oregon | 41 | Lane | 39 | 41039 | 0.8 | 13839 | 1992 | 9999 |  |  | N | Landfill Gas | [13 empty] | 0.22117 | 0.22117 | 0.22117 | 0.22117 | [11 empty] | Emerald Peoples Utility District | 100 | Emerald Peoples Utility District | 100
Short Mountain | 7413_G_3 | 7413 | G | 3 |  | Landfill Gas |  | WECC_PNW | Oregon | 41 | Lane | 39 | 41039 | 0.8 | 13839 | 1993 | 9999 |  |  | N | Landfill Gas | [13 empty] | 0.22117 | 0.22117 | 0.22117 | 0.22117 | [11 empty] | Emerald Peoples Utility District | 100 | Emerald Peoples Utility District | 100
Short Mountain | 7413_G_4 | 7413 | G | 4 |  | Landfill Gas |  | WECC_PNW | Oregon | 41 | Lane | 39 | 41039 | 0.8 | 13839 | 1993 | 9999 |  |  | N | Landfill Gas | [13 empty] | 0.22117 | 0.22117 | 0.22117 | 0.22117 | [11 empty] | Emerald Peoples Utility District | 100 | Emerald Peoples Utility District | 100
Lakefield Utilities | 7415_G_5 | 7415 | G | 5 |  | Combustion Turbine | IC Engine | MIS_MNWI | Minnesota | 27 | Jackson | 63 | 27063 | 1 | 11219 | 1985 | 9999 |  |  | N | Distillate Fuel Oil | [13 empty] | 1.6498 | 1.6498 | 1.6498 | 1.6498 | [11 empty] | Lakefield MN (City of) | 100 | Lakefield MN (City of) | 100
Lakefield Utilities | 7415_G_6 | 7415 | G | 6 |  | Combustion Turbine | IC Engine | MIS_MNWI | Minnesota | 27 | Jackson | 63 | 27063 | 2 | 11200 | 2003 | 9999 |  |  | N | Distillate Fuel Oil | [13 empty] | 1.6498 | 1.6498 | 1.6498 | 1.6498 | [11 empty] | Lakefield MN (City of) | 100 | Lakefield MN (City of) | 100
Interstate | 7425_G_1 | 7425 | G | 1 | 3116 | Combustion Turbine |  | MIS_IL | Illinois | 17 | Sangamon | 167 | 17167 | 112 | 12948 | 1997 | 2045 |  |  | N | Natural Gas, Distillate Fuel Oil |  |  |  | H2O | [8 empty] | 1 | 0.12418 | 0.12418 | 0.12418 | 0.12418 | [11 empty] | Springfield Water Light & Power Dept | 100 | Springfield Water Light & Power Dept | 100
Cowlitz Falls | 7427_G_U#1 | 7427 | G | U#1 |  | Hydro |  | WECC_PNW | Washington | 53 | Lewis | 41 | 53041 | 35 | 0 | 1994 | 9999 |  |  | N | Hydro | [13 empty] | 0 | 0 | 0 | 0 | [11 empty] | PUD No 1 of Lewis County | 100 | PUD No 1 of Lewis County | 100
Cowlitz Falls | 7427_G_U#2 | 7427 | G | U#2 |  | Hydro |  | WECC_PNW | Washington | 53 | Lewis | 41 | 53041 | 35 | 0 | 1994 | 9999 |  |  | N | Hydro | [13 empty] | 0 | 0 | 0 | 0 | [11 empty] | PUD No 1 of Lewis County | 100 | PUD No 1 of Lewis County | 100
Edenton Generators | 7429_G_2 | 7429 | G | 2 |  | Combustion Turbine | IC Engine | PJM_Dom | North Carolina | 37 | Chowan | 41 | 37041 | 1.2 | 14199 | 1988 | 9999 |  |  | N | Distillate Fuel Oil | [12 empty] | 2.3 | 1.6498 | 1.6498 | 1.6498 | 1.6498 | [11 empty] | Edenton NC (Town of) | 100 | Edenton NC (Town of) | 100
Edenton Generators | 7429_G_3 | 7429 | G | 3 |  | Combustion Turbine | IC Engine | PJM_Dom | North Carolina | 37 | Chowan | 41 | 37041 | 1.2 | 18028 | 2014 | 9999 |  |  | N | Distillate Fuel Oil | [13 empty] | 1.6498 | 1.6498 | 1.6498 | 1.6498 | [11 empty] | Edenton NC (Town of) | 100 | Edenton NC (Town of) | 100
Dalles Dam North Fishway Project | 7431_G_1 | 7431 | G | 1 |  | Hydro |  | WECC_PNW | Oregon | 41 | Wasco | 65 | 41065 | 5 | 0 | 1991 | 9999 |  |  | N | Hydro | [13 empty] | 0 | 0 | 0 | 0 | [11 empty] | Northern Wasco County PUD | 100 | Northern Wasco County PUD | 100
Oxford (KS) | 7432_G_1A | 7432 | G | 1A |  | Combustion Turbine | IC Engine | SPP_N | Kansas | 20 | Sumner | 191 | 20191 | 1.6 | 12283 | 1999 | 9999 |  |  | N | Distillate Fuel Oil | [12 empty] | 3 | 1.6498 | 1.6498 | 1.6498 | 1.6498 | [11 empty] | Oxford KS (City of) | 100 | Oxford KS (City of) | 100
Oxford (KS) | 7432_G_2A | 7432 | G | 2A |  | Combustion Turbine | IC Engine | SPP_N | Kansas | 20 | Sumner | 191 | 20191 | 1.6 | 12283 | 1999 | 9999 |  |  | N | Distillate Fuel Oil | [12 empty] | 3 | 1.6498 | 1.6498 | 1.6498 | 1.6498 | [11 empty] | Oxford KS (City of) | 100 | Oxford KS (City of) | 100
Oxford (KS) | 7432_G_3A | 7432 | G | 3A |  | Combustion Turbine | IC Engine | SPP_N | Kansas | 20 | Sumner | 191 | 20191 | 1.6 | 12283 | 2007 | 9999 |  |  | N | Distillate Fuel Oil | [12 empty] | 3 | 1.6498 | 1.6498 | 1.6498 | 1.6498 | [11 empty] | Oxford KS (City of) | 100 | Oxford KS (City of) | 100
Church Street Plant | 7438_G_C5 | 7438 | G | C5 |  | Combustion Turbine | IC Engine | PJM_Dom | Virginia | 51 | Prince William | 153 | 51153 | 1.5 | 13009 | 1987 | 9999 |  |  | N | Distillate Fuel Oil | [12 empty] | 1.06 | 0.07042 | 0.07042 | 0.07042 | 0.07042 | [11 empty] | Manassas VA (City of) | 100 | Manassas VA (City of) | 100
Church Street Plant | 7438_G_C6 | 7438 | G | C6 |  | Combustion Turbine | IC Engine | PJM_Dom | Virginia | 51 | Prince William | 153 | 51153 | 1.5 | 12974 | 1987 | 9999 |  |  | N | Distillate Fuel Oil | [12 empty] | 1.06 | 0.07042 | 0.07042 | 0.07042 | 0.07042 | [11 empty] | Manassas VA (City of) | 100 | Manassas VA (City of) | 100
Church Street Plant | 7438_G_C3A | 7438 | G | C3A |  | Combustion Turbine | IC Engine | PJM_Dom | Virginia | 51 | Prince William | 153 | 51153 | 1 | 12885 | 1996 | 9999 |  |  | N | Distillate Fuel Oil | [12 empty] | 1.06 | 0.07042 | 0.07042 | 0.07042 | 0.07042 | [11 empty] | Manassas VA (City of) | 100 | Manassas VA (City of) | 100
Godwin Drive Plant | 7439_G_C7 | 7439 | G | C7 |  | Combustion Turbine | IC Engine | PJM_Dom | Virginia | 51 | Prince William | 153 | 51153 | 1.5 | 10745 | 1990 | 9999 |  |  | N | Distillate Fuel Oil | [12 empty] | 1.06 | 1.6498 | 1.6498 | 1.6498 | 1.6498 | [11 empty] | Manassas VA (City of) | 100 | Manassas VA (City of) | 100
Godwin Drive Plant | 7439_G_C8 | 7439 | G | C8 |  | Combustion Turbine | IC Engine | PJM_Dom | Virginia | 51 | Prince William | 153 | 51153 | 1.5 | 10745 | 1990 | 9999 |  |  | N | Distillate Fuel Oil | [12 empty] | 1.06 | 1.6498 | 1.6498 | 1.6498 | 1.6498 | [11 empty] | Manassas VA (City of) | 100 | Manassas VA (City of) | 100
Godwin Drive Plant | 7439_G_C10 | 7439 | G | C10 |  | Combustion Turbine | IC Engine | PJM_Dom | Virginia | 51 | Prince William | 153 | 51153 | 1.5 | 10745 | 1992 | 9999 |  |  | N | Distillate Fuel Oil | [12 empty] | 1.06 | 1.6498 | 1.6498 | 1.6498 | 1.6498 | [11 empty] | Manassas VA (City of) | 100 | Manassas VA (City of) | 100
Godwin Drive Plant | 7439_G_C9 | 7439 | G | C9 |  | Combustion Turbine | IC Engine | PJM_Dom | Virginia | 51 | Prince William | 153 | 51153 | 1.5 | 10745 | 1992 | 9999 |  |  | N | Distillate Fuel Oil | [12 empty] | 1.06 | 1.6498 | 1.6498 | 1.6498 | 1.6498 | [11 empty] | Manassas VA (City of) | 100 | Manassas VA (City of) | 100
VMEA 1 Credit Gen | 7440_G_V10 | 7440 | G | V10 |  | Combustion Turbine | IC Engine | PJM_Dom | Virginia | 51 | Prince William | 153 | 51153 | 1.5 | 10745 | 1990 | 9999 |  |  | N | Distillate Fuel Oil | [12 empty] | 1.06 | 1.6498 | 1.6498 | 1.6498 | 1.6498 | [11 empty] | Harrisonburg VA (City of) | 48.58 | Harrisonburg VA (City of) | 48.58
VMEA 1 Credit Gen | 7440_G_V3 | 7440 | G | V3 |  | Combustion Turbine | IC Engine | PJM_Dom | Virginia | 51 | Prince William | 153 | 51153 | 1.5 | 10745 | 1990 | 9999 |  |  | N | Distillate Fuel Oil | [12 empty] | 1.06 | 1.6498 | 1.6498 | 1.6498 | 1.6498 | [11 empty] | Harrisonburg VA (City of) | 48.58 | Harrisonburg VA (City of) | 48.58
VMEA 1 Credit Gen | 7440_G_V4 | 7440 | G | V4 |  | Combustion Turbine | IC Engine | PJM_Dom | Virginia | 51 | Prince William | 153 | 51153 | 1.5 | 10745 | 1990 | 9999 |  |  | N | Distillate Fuel Oil | [12 empty] | 1.06 | 1.6498 | 1.6498 | 1.6498 | 1.6498 | [11 empty] | Harrisonburg VA (City of) | 48.58 | Harrisonburg VA (City of) | 48.58
VMEA 1 Credit Gen | 7440_G_V5 | 7440 | G | V5 |  | Combustion Turbine | IC Engine | PJM_Dom | Virginia | 51 | Prince William | 153 | 51153 | 1.5 | 10745 | 1990 | 9999 |  |  | N | Distillate Fuel Oil | [12 empty] | 1.06 | 1.6498 | 1.6498 | 1.6498 | 1.6498 | [11 empty] | Harrisonburg VA (City of) | 48.58 | Harrisonburg VA (City of) | 48.58
VMEA 1 Credit Gen | 7440_G_V6 | 7440 | G | V6 |  | Combustion Turbine | IC Engine | PJM_Dom | Virginia | 51 | Prince William | 153 | 51153 | 1.5 | 10745 | 1990 | 9999 |  |  | N | Distillate Fuel Oil | [12 empty] | 1.06 | 1.6498 | 1.6498 | 1.6498 | 1.6498 | [11 empty] | Harrisonburg VA (City of) | 48.58 | Harrisonburg VA (City of) | 48.58
VMEA 1 Credit Gen | 7440_G_V7 | 7440 | G | V7 |  | Combustion Turbine | IC Engine | PJM_Dom | Virginia | 51 | Prince William | 153 | 51153 | 1.5 | 10745 | 1990 | 9999 |  |  | N | Distillate Fuel Oil | [12 empty] | 1.06 | 1.6498 | 1.6498 | 1.6498 | 1.6498 | [11 empty] | Harrisonburg VA (City of) | 48.58 | Harrisonburg VA (City of) | 48.58
VMEA 1 Credit Gen | 7440_G_V8 | 7440 | G | V8 |  | Combustion Turbine | IC Engine | PJM_Dom | Virginia | 51 | Prince William | 153 | 51153 | 1.5 | 10745 | 1990 | 9999 |  |  | N | Distillate Fuel Oil | [12 empty] | 1.06 | 1.6498 | 1.6498 | 1.6498 | 1.6498 | [11 empty] | Harrisonburg VA (City of) | 48.58 | Harrisonburg VA (City of) | 48.58
VMEA 1 Credit Gen | 7440_G_V9-1 | 7440 | G | V9-1 |  | Combustion Turbine | IC Engine | PJM_Dom | Virginia | 51 | Prince William | 153 | 51153 | 1.8 | 10745 | 2009 | 9999 |  |  | N | Distillate Fuel Oil | [13 empty] | 1.6498 | 1.6498 | 1.6498 | 1.6498 | [11 empty] | Harrisonburg VA (City of) | 48.58 | Harrisonburg VA (City of) | 48.58
VMEA Peaking Gen | 7441_G_V1 | 7441 | G | V1 |  | Combustion Turbine | IC Engine | PJM_Dom | Virginia | 51 | Prince William | 153 | 51153 | 1.5 | 10745 | 1992 | 9999 |  |  | N | Distillate Fuel Oil | [12 empty] | 1.06 | 1.6498 | 1.6498 | 1.6498 | 1.6498 | [11 empty] | Harrisonburg VA (City of) | 47.35 | Harrisonburg VA (City of) | 47.35
VMEA Peaking Gen | 7441_G_V2 | 7441 | G | V2 |  | Combustion Turbine | IC Engine | PJM_Dom | Virginia | 51 | Prince William | 153 | 51153 | 1.5 | 10745 | 1992 | 9999 |  |  | N | Distillate Fuel Oil | [12 empty] | 1.06 | 1.6498 | 1.6498 | 1.6498 | 1.6498 | [11 empty] | Harrisonburg VA (City of) | 47.35 | Harrisonburg VA (City of) | 47.35
VMEA Peaking Gen | 7441_G_V11 | 7441 | G | V11 |  | Combustion Turbine | IC Engine | PJM_Dom | Virginia | 51 | Prince William | 153 | 51153 | 1.5 | 10745 | 1993 | 9999 |  |  | N | Distillate Fuel Oil | [12 empty] | 1.06 | 1.6498 | 1.6498 | 1.6498 | 1.6498 | [11 empty] | Harrisonburg VA (City of) | 47.35 | Harrisonburg VA (City of) | 47.35
VMEA Peaking Gen | 7441_G_V12 | 7441 | G | V12 |  | Combustion Turbine | IC Engine | PJM_Dom | Virginia | 51 | Prince William | 153 | 51153 | 1.5 | 10745 | 1993 | 9999 |  |  | N | Distillate Fuel Oil | [12 empty] | 1.06 | 1.6498 | 1.6498 | 1.6498 | 1.6498 | [11 empty] | Harrisonburg VA (City of) | 47.35 | Harrisonburg VA (City of) | 47.35
Pratt 2 | 7447_G_IC2 | 7447 | G | IC2 |  | Combustion Turbine | IC Engine | SPP_N | Kansas | 20 | Pratt | 151 | 20151 | 7.6 | 16609 | 1994 | 9999 |  |  | N | Natural Gas, Distillate Fuel Oil | [13 empty] | 2.4814 | 2.4814 | 2.4814 | 2.4814 | [11 empty] | Pratt KS (City of) | 100 | Pratt KS (City of) | 100
Pratt 2 | 7447_G_IC3 | 7447 | G | IC3 |  | Combustion Turbine | IC Engine | SPP_N | Kansas | 20 | Pratt | 151 | 20151 | 7.6 | 16624 | 2004 | 9999 |  |  | N | Natural Gas, Distillate Fuel Oil | [13 empty] | 1.061 | 1.061 | 1.061 | 1.061 | [11 empty] | Pratt KS (City of) | 100 | Pratt KS (City of) | 100
Combustion Turbine Project No 2 | 7449_G_NA1 | 7449 | G | NA1 | 3117 | Combustion Turbine |  | WEC_CALN | California | 6 | San Joaquin | 77 | 06077 | 49.3 | 10745 | 1996 | 9999 |  |  | N | Natural Gas |  |  |  |  | SCR | [7 empty] | 0.74 | 0.02041 | 0.02041 | 0.02041 | 0.02041 | [11 empty] | Northern California Power Agency | 100 | Northern California Power Agency | 100
Alameda | 7450_G_1 | 7450 | G | 1 |  | Combustion Turbine |  | WEC_CALN | California | 6 | Alameda | 1 | 06001 | 21.8 | 15634 | 1986 | 9999 |  |  | N | Natural Gas, Distillate Fuel Oil | [12 empty] | 0.74 | 0.013 | 0.013 | 0.013 | 0.013 | [11 empty] | Northern California Power Agency | 100 | Northern California Power Agency | 100
Alameda | 7450_G_2 | 7450 | G | 2 |  | Combustion Turbine |  | WEC_CALN | California | 6 | Alameda | 1 | 06001 | 21.8 | 15636 | 1986 | 9999 |  |  | N | Natural Gas, Distillate Fuel Oil | [12 empty] | 0.74 | 0.013 | 0.013 | 0.013 | 0.013 | [11 empty] | Northern California Power Agency | 100 | Northern California Power Agency | 100
Lodi | 7451_G_1 | 7451 | G | 1 |  | Combustion Turbine |  | WEC_CALN | California | 6 | San Joaquin | 77 | 06077 | 23.3 | 16304 | 1986 | 9999 |  |  | N | Natural Gas, Distillate Fuel Oil | [12 empty] | 0.74 | 0.00671 | 0.00671 | 0.00671 | 0.00671 | [11 empty] | Northern California Power Agency | 100 | Northern California Power Agency | 100
Roseville | 7452_G_1 | 7452 | G | 1 |  | Combustion Turbine |  | WEC_CALN | California | 6 | Placer | 61 | 06061 | 21.2 | 15844 | 1986 | 9999 |  |  | N | Natural Gas | [12 empty] | 0.74 | 0.05581 | 0.05581 | 0.05581 | 0.05581 | [11 empty] | Roseville Electric | 100 | Roseville Electric | 100
Roseville | 7452_G_2 | 7452 | G | 2 |  | Combustion Turbine |  | WEC_CALN | California | 6 | Placer | 61 | 06061 | 21.2 | 15852 | 1986 | 9999 |  |  | N | Natural Gas | [12 empty] | 0.74 | 0.15011 | 0.15011 | 0.15011 | 0.15011 | [11 empty] | Roseville Electric | 100 | Roseville Electric | 100
Rathdrum | 7456_G_1 | 7456 | G | 1 | 3118 | Combustion Turbine |  | WECC_PNW | Idaho | 16 | Kootenai | 55 | 16055 | 66 | 12093 | 1994 | 9999 |  |  | N | Natural Gas |  |  |  | DLNB | [8 empty] | 1.75 | 0.03726 | 0.03726 | 0.03726 | 0.03726 | [11 empty] | Avista Corp | 100 | Avista Corp | 100
Rathdrum | 7456_G_2 | 7456 | G | 2 | 3119 | Combustion Turbine |  | WECC_PNW | Idaho | 16 | Kootenai | 55 | 16055 | 66 | 12093 | 1994 | 9999 |  |  | N | Natural Gas |  |  |  | DLNB | [8 empty] | 1.75 | 0.03643 | 0.03643 | 0.03643 | 0.03643 | [11 empty] | Avista Corp | 100 | Avista Corp | 100
Basalt | 7458_G_1 | 7458 | G | 1 |  | Hydro |  | WECC_CO | Colorado | 8 | Eagle | 37 | 08037 | 4.5 | 0 | 1985 | 9999 |  |  | N | Hydro | [13 empty] | 0 | 0 | 0 | 0 | [11 empty] | Aspen CO (City of) | 100 | Aspen CO (City of) | 100
Madison Utilities | 7469_G_FM3 | 7469 | G | FM3 |  | Combustion Turbine | IC Engine | SPP_NEBR | Nebraska | 31 | Madison | 119 | 31119 | 0.9 | 17875 | 1953 | 9999 |  |  | N | Natural Gas, Distillate Fuel Oil | [12 empty] | 2.5 | 1.6498 | 1.6498 | 1.6498 | 1.6498 | [11 empty] | Madison NE (City of) | 100 | Madison NE (City of) | 100
Madison Utilities | 7469_G_FM1 | 7469 | G | FM1 |  | Combustion Turbine | IC Engine | SPP_NEBR | Nebraska | 31 | Madison | 119 | 31119 | 1.7 | 17700 | 1959 | 9999 |  |  | N | Natural Gas, Distillate Fuel Oil | [12 empty] | 2.5 | 1.6498 | 1.6498 | 1.6498 | 1.6498 | [11 empty] | Madison NE (City of) | 100 | Madison NE (City of) | 100
Madison Utilities | 7469_G_FM2 | 7469 | G | FM2 |  | Combustion Turbine | IC Engine | SPP_NEBR | Nebraska | 31 | Madison | 119 | 31119 | 1 | 18541 | 1959 | 9999 |  |  | N | Natural Gas, Distillate Fuel Oil | [12 empty] | 2.5 | 1.6498 | 1.6498 | 1.6498 | 1.6498 | [11 empty] | Madison NE (City of) | 100 | Madison NE (City of) | 100
Madison Utilities | 7469_G_FM5 | 7469 | G | FM5 |  | Combustion Turbine | IC Engine | SPP_NEBR | Nebraska | 31 | Madison | 119 | 31119 | 1 | 18541 | 2006 | 9999 |  |  | N | Natural Gas, Distillate Fuel Oil | [13 empty] | 1.6498 | 1.6498 | 1.6498 | 1.6498 | [11 empty] | Madison NE (City of) | 100 | Madison NE (City of) | 100
Marceline | 7470_G_1 | 7470 | G | 1 |  | Combustion Turbine | IC Engine | MIS_MO | Missouri | 29 | Linn | 115 | 29115 | 1 | 12937 | 1989 | 9999 |  |  | N | Distillate Fuel Oil | [12 empty] | 2.3 | 1.6498 | 1.6498 | 1.6498 | 1.6498 | [11 empty] | Marceline MO (City of) | 100 | Marceline MO (City of) | 100
Marceline | 7470_G_2 | 7470 | G | 2 |  | Combustion Turbine | IC Engine | MIS_MO | Missouri | 29 | Linn | 115 | 29115 | 3 | 12207 | 2002 | 9999 |  |  | N | Distillate Fuel Oil | [12 empty] | 2.3 | 1.6498 | 1.6498 | 1.6498 | 1.6498 | [11 empty] | Marceline MO (City of) | 100 | Marceline MO (City of) | 100
Marceline | 7470_G_5 | 7470 | G | 5 |  | Combustion Turbine | IC Engine | MIS_MO | Missouri | 29 | Linn | 115 | 29115 | 2 | 12275 | 2004 | 9999 |  |  | N | Distillate Fuel Oil | [12 empty] | 2.3 | 1.6498 | 1.6498 | 1.6498 | 1.6498 | [11 empty] | Marceline MO (City of) | 100 | Marceline MO (City of) | 100
Marceline | 7470_G_6 | 7470 | G | 6 |  | Combustion Turbine | IC Engine | MIS_MO | Missouri | 29 | Linn | 115 | 29115 | 2 | 12275 | 2004 | 9999 |  |  | N | Distillate Fuel Oil | [12 empty] | 2.3 | 1.6498 | 1.6498 | 1.6498 | 1.6498 | [11 empty] | Marceline MO (City of) | 100 | Marceline MO (City of) | 100
Upper Sterling | 7474_G_1 | 7474 | G | 1 |  | Hydro |  | PJM_COMD | Illinois | 17 | Whiteside | 195 | 17195 | 1 | 0 | 1988 | 9999 |  |  | N | Hydro | [13 empty] | 0 | 0 | 0 | 0 | [11 empty] | Rock Falls Electrical Dept | 100 | Rock Falls Electrical Dept | 100
Upper Sterling | 7474_G_2 | 7474 | G | 2 |  | Hydro |  | PJM_COMD | Illinois | 17 | Whiteside | 195 | 17195 | 1 | 0 | 1988 | 9999 |  |  | N | Hydro | [13 empty] | 0 | 0 | 0 | 0 | [11 empty] | Rock Falls Electrical Dept | 100 | Rock Falls Electrical Dept | 100
North Road Peak | 7479_G_EAST | 7479 | G | EAST |  | Combustion Turbine | IC Engine | S_VACA | South Carolina | 45 | Orangeburg | 75 | 45075 | 6.5 | 12283 | 1987 | 9999 |  |  | N | Distillate Fuel Oil | [12 empty] | 3.5 | 1.6498 | 1.6498 | 1.6498 | 1.6498 | [11 empty] | Orangeburg SC (City of) | 100 | Orangeburg SC (City of) | 100
North Road Peak | 7479_G_WEST | 7479 | G | WEST |  | Combustion Turbine | IC Engine | S_VACA | South Carolina | 45 | Orangeburg | 75 | 45075 | 6.5 | 12283 | 1987 | 9999 |  |  | N | Distillate Fuel Oil | [12 empty] | 3.5 | 1.6498 | 1.6498 | 1.6498 | 1.6498 | [11 empty] | Orangeburg SC (City of) | 100 | Orangeburg SC (City of) | 100
Rowesville Rd Plant | 7480_G_GEN3 | 7480 | G | GEN3 |  | Combustion Turbine |  | S_VACA | South Carolina | 45 | Orangeburg | 75 | 45075 | 4.2 | 25000 | 1994 | 9999 |  |  | N | Natural Gas | [12 empty] | 3.5 | 0.23894 | 0.23894 | 0.23894 | 0.23894 | [11 empty] | Orangeburg SC (City of) | 100 | Orangeburg SC (City of) | 100
Rowesville Rd Plant | 7480_G_GEN4 | 7480 | G | GEN4 |  | Combustion Turbine |  | S_VACA | South Carolina | 45 | Orangeburg | 75 | 45075 | 4.2 | 25000 | 1994 | 9999 |  |  | N | Natural Gas | [12 empty] | 3.5 | 0.23894 | 0.23894 | 0.23894 | 0.23894 | [11 empty] | Orangeburg SC (City of) | 100 | Orangeburg SC (City of) | 100
City Light & Water | 7481_G_1 | 7481 | G | 1 |  | Combustion Turbine | IC Engine | SPP_NEBR | Nebraska | 31 | Webster | 181 | 31181 | 0.9 | 16167 | 1987 | 9999 |  |  | N | Distillate Fuel Oil | [12 empty] | 2.5 | 0.27886 | 0.27886 | 0.27886 | 0.27886 | [11 empty] | Blue Hill NE (City of) | 100 | Blue Hill NE (City of) | 100
City Light & Water | 7481_G_2 | 7481 | G | 2 |  | Combustion Turbine | IC Engine | SPP_NEBR | Nebraska | 31 | Webster | 181 | 31181 | 0.4 | 16553 | 1987 | 9999 |  |  | N | Distillate Fuel Oil | [12 empty] | 2.5 | 1.6498 | 1.6498 | 1.6498 | 1.6498 | [11 empty] | Blue Hill NE (City of) | 100 | Blue Hill NE (City of) | 100
Lake Mendocino | 7489_G_G1 | 7489 | G | G1 |  | Hydro |  | WEC_CALN | California | 6 | Mendocino | 45 | 06045 | 1 | 0 | 1987 | 9999 |  |  | N | Hydro | [13 empty] | 0 | 0 | 0 | 0 | [11 empty] | Ukiah CA (City of) | 100 | Ukiah CA (City of) | 100
Lake Mendocino | 7489_G_G2 | 7489 | G | G2 |  | Hydro |  | WEC_CALN | California | 6 | Mendocino | 45 | 06045 | 2.5 | 0 | 1987 | 9999 |  |  | N | Hydro | [13 empty] | 0 | 0 | 0 | 0 | [11 empty] | Ukiah CA (City of) | 100 | Ukiah CA (City of) | 100
Croswell | 7497_G_1 | 7497 | G | 1 |  | Combustion Turbine | IC Engine | MIS_LMI | Michigan | 26 | Sanilac | 151 | 26151 | 0.6 | 12283 | 1982 | 9999 |  |  | N | Distillate Fuel Oil | [12 empty] | 1.67 | 1.6498 | 1.6498 | 1.6498 | 1.6498 | [11 empty] | Croswell MI (City of) | 100 | Croswell MI (City of) | 100
Croswell | 7497_G_2 | 7497 | G | 2 |  | Combustion Turbine | IC Engine | MIS_LMI | Michigan | 26 | Sanilac | 151 | 26151 | 0.7 | 12283 | 1984 | 9999 |  |  | N | Distillate Fuel Oil | [12 empty] | 1.67 | 1.6498 | 1.6498 | 1.6498 | 1.6498 | [11 empty] | Croswell MI (City of) | 100 | Croswell MI (City of) | 100
Croswell | 7497_G_3 | 7497 | G | 3 |  | Combustion Turbine | IC Engine | MIS_LMI | Michigan | 26 | Sanilac | 151 | 26151 | 1.2 | 12283 | 1988 | 9999 |  |  | N | Distillate Fuel Oil | [12 empty] | 1.67 | 1.6498 | 1.6498 | 1.6498 | 1.6498 | [11 empty] | Croswell MI (City of) | 100 | Croswell MI (City of) | 100
Croswell | 7497_G_4 | 7497 | G | 4 |  | Combustion Turbine | IC Engine | MIS_LMI | Michigan | 26 | Sanilac | 151 | 26151 | 1.3 | 12283 | 1990 | 9999 |  |  | N | Distillate Fuel Oil | [12 empty] | 1.67 | 1.6498 | 1.6498 | 1.6498 | 1.6498 | [11 empty] | Croswell MI (City of) | 100 | Croswell MI (City of) | 100
Croswell | 7497_G_5 | 7497 | G | 5 |  | Combustion Turbine | IC Engine | MIS_LMI | Michigan | 26 | Sanilac | 151 | 26151 | 1.3 | 12283 | 1996 | 9999 |  |  | N | Distillate Fuel Oil | [12 empty] | 1.67 | 1.6498 | 1.6498 | 1.6498 | 1.6498 | [11 empty] | Croswell MI (City of) | 100 | Croswell MI (City of) | 100
Princeton Wind Farm | 7501_G_2 | 7501 | G | 2 |  | Onshore Wind |  | NENGREST | Massachusetts | 25 | Worcester | 27 | 25027 | 3 | 0 | 2010 | 9999 |  |  | N | Wind | [13 empty] | 0 | 0 | 0 | 0 | [11 empty] | Princeton Municipal Light Dept | 100 | Princeton Municipal Light Dept | 100
Neil Simpson II | 7504_B_2 | 7504 | B | 2 | 3120 | Coal Steam |  | WECC_WY | Wyoming | 56 | Campbell | 5 | 56005 | 80 | 12337 | 1995 | 9999 | wall | dry | N | Subbituminous | Dry Scrubber | 1996 | 0.875 | LNB + OFA |  |  |  | ESPC | No | ACI | 2016 |  | 0.2 | 0.15324 | 0.15324 | 0.15324 | 0.15324 | 0.1 | 0.1 | 0.1 | 0.925 |  |  |  |  | C2G/Retire | 2025 |  | Black Hills Power Inc | 100 | Black Hills Corp | 100
Neil Simpson II | 7504_G_GT1 | 7504 | G | GT1 | 3121 | Combustion Turbine |  | WECC_WY | Wyoming | 56 | Campbell | 5 | 56005 | 34 | 11676 | 2000 | 9999 |  |  | N | Natural Gas |  |  |  | DLNB | [8 empty] | 0.8 | 0.06332 | 0.06332 | 0.06332 | 0.06332 | [11 empty] | Black Hills Power Inc | 100 | Black Hills Corp | 100
Deadwood Creek | 7507_G_1 | 7507 | G | 1 |  | Hydro |  | WEC_CALN | California | 6 | Yuba | 115 | 06115 | 1.9 | 0 | 1993 | 9999 |  |  | N | Hydro | [13 empty] | 0 | 0 | 0 | 0 | [11 empty] | Yuba County Water Agency | 100 | Yuba County Water Agency | 100
Stone Creek | 7508_G_1 | 7508 | G | 1 |  | Hydro |  | WECC_PNW | Oregon | 41 | Clackamas | 5 | 41005 | 7 | 0 | 1994 | 9999 |  |  | N | Hydro | [13 empty] | 0 | 0 | 0 | 0 | [11 empty] | Eugene Water & Electric Board | 100 | Eugene Water & Electric Board | 100
McNary Dam Fish Attraction Project | 7511_G_1 | 7511 | G | 1 |  | Hydro |  | WECC_PNW | Washington | 53 | Benton | 5 | 53005 | 9 | 0 | 1997 | 9999 |  |  | N | Hydro | [13 empty] | 0 | 0 | 0 | 0 | [11 empty] | Northern Wasco County PUD | 50 | Northern Wasco County PUD | 50
Arthur Von Rosenberg | 7512_G_1 | 7512 | G | 1 | 2484 | Combined Cycle |  | ERC_REST | Texas | 48 | Bexar | 29 | 48029 | 157 | 7162 | 2000 | 9999 |  |  | N | Natural Gas |  |  |  | DLNB | SCR | [7 empty] | 0.5 | 0.02358 | 0.02358 | 0.02358 | 0.02358 | [11 empty] | CPS Energy | 100 | CPS Energy | 100
Arthur Von Rosenberg | 7512_G_2 | 7512 | G | 2 | 2485 | Combined Cycle |  | ERC_REST | Texas | 48 | Bexar | 29 | 48029 | 157 | 7162 | 2000 | 9999 |  |  | N | Natural Gas |  |  |  | DLNB | SCR | [7 empty] | 0.5 | 0.02358 | 0.02358 | 0.02358 | 0.02358 | [11 empty] | CPS Energy | 100 | CPS Energy | 100
Arthur Von Rosenberg | 7512_G_3 | 7512 | G | 3 | 2484 | Combined Cycle |  | ERC_REST | Texas | 48 | Bexar | 29 | 48029 | 164 | 7162 | 2000 | 9999 |  |  | N | Natural Gas |  |  |  | DLNB | SCR | [7 empty] | 0.5 | 0.02358 | 0.02358 | 0.02358 | 0.02358 | [11 empty] | CPS Energy | 100 | CPS Energy | 100
McPherson 3 | 7515_G_NA1 | 7515 | G | NA1 | 3124 | Combustion Turbine |  | SPP_N | Kansas | 20 | McPherson | 113 | 20113 | 80 | 15841 | 1998 | 9999 |  |  | N | Natural Gas, Distillate Fuel Oil |  |  |  | H2O | [8 empty] | 3 | 0.18316 | 0.18316 | 0.18316 | 0.18316 | [11 empty] | McPherson Board of Public Utilities | 100 | McPherson Board of Public Utilities | 100
Solano Wind | 7526_G_1 | 7526 | G | 1 |  | Onshore Wind |  | WEC_CALN | California | 6 | Solano | 95 | 06095 | 13.1 | 0 | 1994 | 9999 |  |  | N | Wind | [13 empty] | 0 | 0 | 0 | 0 | [11 empty] | Sacramento Municipal Utility District | 100 | Sacramento Municipal Utility District | 100
Solano Wind | 7526_G_2 | 7526 | G | 2 |  | Onshore Wind |  | WEC_CALN | California | 6 | Solano | 95 | 06095 | 24 | 0 | 2006 | 9999 |  |  | N | Wind | [13 empty] | 0 | 0 | 0 | 0 | [11 empty] | Sacramento Municipal Utility District | 100 | Sacramento Municipal Utility District | 100
Solano Wind | 7526_G_2B | 7526 | G | 2B |  | Onshore Wind |  | WEC_CALN | California | 6 | Solano | 95 | 06095 | 63 | 0 | 2007 | 9999 |  |  | N | Wind | [13 empty] | 0 | 0 | 0 | 0 | [11 empty] | Sacramento Municipal Utility District | 100 | Sacramento Municipal Utility District | 100
Solano Wind | 7526_G_3 | 7526 | G | 3 |  | Onshore Wind |  | WEC_CALN | California | 6 | Solano | 95 | 06095 | 128 | 0 | 2012 | 9999 |  |  | N | Wind | [13 empty] | 0 | 0 | 0 | 0 | [11 empty] | Sacramento Municipal Utility District | 100 | Sacramento Municipal Utility District | 100
Carson Ice-Gen Project | 7527_G_1 | 7527 | G | 1 | 3125 | Combustion Turbine |  | WEC_BANC | California | 6 | Sacramento | 67 | 06067 | 41.2 | 8700 | 1995 | 9999 |  |  | Y | Natural Gas |  |  |  | H2O | SCR | [8 empty] | 0.00668 | 0.00668 | 0.00668 | 0.00668 | [11 empty] | Sacramento Municipal Utility District | 100 | Sacramento Municipal Utility District | 100
Carson Ice-Gen Project | 7527_G_2 | 7527 | G | 2 | 3126 | Combined Cycle |  | WEC_BANC | California | 6 | Sacramento | 67 | 06067 | 16.6 | 7952 | 1995 | 9999 |  |  | Y | Natural Gas |  |  |  | H2O | SCR | [8 empty] | 0.0089487 | 0.0089487 | 0.0089487 | 0.0089487 | [11 empty] | Central Valley Financing Authority | 100 | Central Valley Financing Authority | 100
Carson Ice-Gen Project | 7527_G_CCCT | 7527 | G | CCCT | 3125 | Combined Cycle |  | WEC_BANC | California | 6 | Sacramento | 67 | 06067 | 51.2 | 7952 | 1995 | 9999 |  |  | Y | Natural Gas |  |  |  | H2O | SCR | [7 empty] | 0.74 | 0.0089487 | 0.0089487 | 0.0089487 | 0.0089487 | [11 empty] | Sacramento Municipal Utility District | 100 | Sacramento Municipal Utility District | 100
Wayne County | 7538_G_1 | 7538 | G | 1 | 1825 | Combustion Turbine |  | S_VACA | North Carolina | 37 | Wayne | 191 | 37191 | 177 | 11501 | 2000 | 9999 |  |  | N | Natural Gas, Distillate Fuel Oil |  |  |  | H2O | [8 empty] | 2.3 | 0.08198 | 0.08198 | 0.08198 | 0.08198 | [11 empty] | Duke Energy Progress | 100 | Duke Energy Corp | 100
Wayne County | 7538_G_2 | 7538 | G | 2 | 1826 | Combustion Turbine |  | S_VACA | North Carolina | 37 | Wayne | 191 | 37191 | 174 | 11501 | 2000 | 9999 |  |  | N | Natural Gas, Distillate Fuel Oil |  |  |  | H2O | [8 empty] | 2.3 | 0.1093 | 0.1093 | 0.1093 | 0.1093 | [11 empty] | Duke Energy Progress | 100 | Duke Energy Corp | 100
Wayne County | 7538_G_3 | 7538 | G | 3 | 1827 | Combustion Turbine |  | S_VACA | North Carolina | 37 | Wayne | 191 | 37191 | 173 | 11501 | 2000 | 9999 |  |  | N | Natural Gas, Distillate Fuel Oil |  |  |  | DLNB + H2O | [8 empty] | 2.3 | 0.04172 | 0.04172 | 0.04172 | 0.04172 | [11 empty] | Duke Energy Progress | 100 | Duke Energy Corp | 100
Wayne County | 7538_G_4 | 7538 | G | 4 | 1828 | Combustion Turbine |  | S_VACA | North Carolina | 37 | Wayne | 191 | 37191 | 170 | 11501 | 2000 | 9999 |  |  | N | Natural Gas, Distillate Fuel Oil |  |  |  | DLNB + H2O | [8 empty] | 2.3 | 0.04401 | 0.04401 | 0.04401 | 0.04401 | [11 empty] | Duke Energy Progress | 100 | Duke Energy Corp | 100
Wayne County | 7538_G_5 | 7538 | G | 5 | 89702 | Combustion Turbine |  | S_VACA | North Carolina | 37 | Wayne | 191 | 37191 | 163 | 11506 | 2009 | 9999 |  |  | N | Natural Gas, Distillate Fuel Oil |  |  |  | DLNB + H2O | [8 empty] | 2.3 | 0.02923 | 0.02923 | 0.02923 | 0.02923 | [11 empty] | Duke Energy Progress | 100 | Duke Energy Corp | 100
Spirit Mountain | 7541_G_1 | 7541 | G | 1 |  | Hydro |  | WECC_WY | Wyoming | 56 | Park | 29 | 56029 | 4.5 | 0 | 1994 | 9999 |  |  | N | Hydro | [13 empty] | 0 | 0 | 0 | 0 | [11 empty] | U S Bureau of Reclamation | 100 | U S Bureau of Reclamation | 100
Kaw Hydro | 7545_G_1 | 7545 | G | 1 |  | Hydro |  | SPP_WEST | Oklahoma | 40 | Kay | 71 | 40071 | 29.6 | 0 | 1989 | 9999 |  |  | N | Hydro | [13 empty] | 0 | 0 | 0 | 0 | [11 empty] | Oklahoma Municipal Power Authority | 100 | Oklahoma Municipal Power Authority | 100
Ponca City | 7546_G_1 | 7546 | G | 1 | 566 | Combined Cycle |  | SPP_WEST | Oklahoma | 40 | Kay | 71 | 40071 | 18.8 | 9589 | 1966 | 9999 |  |  | N | Natural Gas, Distillate Fuel Oil |  |  |  | H2O | [9 empty] | 0.079562 | 0.079562 | 0.079562 | 0.079562 | [11 empty] | Ponca City OK (City of) | 100 | Ponca City OK (City of) | 100
Ponca City | 7546_G_3 | 7546 | G | 3 | 566 | Combined Cycle |  | SPP_WEST | Oklahoma | 40 | Kay | 71 | 40071 | 44.1 | 9589 | 1995 | 9999 |  |  | N | Natural Gas, Distillate Fuel Oil |  |  |  | H2O | [9 empty] | 0.079562 | 0.079562 | 0.079562 | 0.079562 | [11 empty] | Ponca City OK (City of) | 100 | Ponca City OK (City of) | 100
Ponca City | 7546_G_4 | 7546 | G | 4 | 89334 | Combustion Turbine |  | SPP_WEST | Oklahoma | 40 | Kay | 71 | 40071 | 43.9 | 11122 | 2003 | 9999 |  |  | N | Natural Gas |  |  |  | H2O | [8 empty] | 0.8 | 0.06863 | 0.06863 | 0.06863 | 0.06863 | [11 empty] | Ponca City OK (City of) | 100 | Ponca City OK (City of) | 100
Causey | 7548_G_1 | 7548 | G | 1 |  | Hydro |  | WECC_UT | Utah | 49 | Weber | 57 | 49057 | 1.5 | 0 | 1998 | 9999 |  |  | N | Hydro | [13 empty] | 0 | 0 | 0 | 0 | [11 empty] | U S Bureau of Reclamation | 100 | U S Bureau of Reclamation | 100
Causey | 7548_G_2 | 7548 | G | 2 |  | Hydro |  | WECC_UT | Utah | 49 | Weber | 57 | 49057 | 0.6 | 0 | 1998 | 9999 |  |  | N | Hydro | [13 empty] | 0 | 0 | 0 | 0 | [11 empty] | U S Bureau of Reclamation | 100 | U S Bureau of Reclamation | 100
SCA Cogen 2 | 7551_G_CCST | 7551 | G | CCST | 3129 | Combined Cycle |  | WEC_BANC | California | 6 | Sacramento | 67 | 06067 | 37.6 | 7216 | 1997 | 9999 |  |  | Y | Natural Gas |  |  |  |  | SCR | [8 empty] | 0.0075343 | 0.0075343 | 0.0075343 | 0.0075343 | [11 empty] | Sacramento Cogeneration Authority | 100 | Sacramento Municipal Utility District | 100
SCA Cogen 2 | 7551_G_CT1A | 7551 | G | CT1A | 3129 | Combined Cycle |  | WEC_BANC | California | 6 | Sacramento | 67 | 06067 | 47.6 | 7216 | 1997 | 9999 |  |  | Y | Natural Gas |  |  |  |  | SCR | [8 empty] | 0.0075343 | 0.0075343 | 0.0075343 | 0.0075343 | [11 empty] | Sacramento Cogeneration Authority | 100 | Sacramento Municipal Utility District | 100
SCA Cogen 2 | 7551_G_CT1B | 7551 | G | CT1B | 3130 | Combined Cycle |  | WEC_BANC | California | 6 | Sacramento | 67 | 06067 | 47.6 | 7216 | 1997 | 9999 |  |  | Y | Natural Gas |  |  |  |  | SCR | [8 empty] | 0.0075343 | 0.0075343 | 0.0075343 | 0.0075343 | [11 empty] | Sacramento Cogeneration Authority | 100 | Sacramento Municipal Utility District | 100
SCA Cogen 2 | 7551_G_CT1C | 7551 | G | CT1C | 3131 | Combustion Turbine |  | WEC_BANC | California | 6 | Sacramento | 67 | 06067 | 43.8 | 10745 | 2001 | 9999 |  |  | N | Natural Gas |  |  |  |  | SCR | [7 empty] | 0.74 | 0.01032 | 0.01032 | 0.01032 | 0.01032 | [11 empty] | Sacramento Cogeneration Authority | 100 | Sacramento Municipal Utility District | 100
SPA Cogen 3 | 7552_G_CCCT | 7552 | G | CCCT | 3132 | Combined Cycle |  | WEC_BANC | California | 6 | Sacramento | 67 | 06067 | 119 | 7957 | 1997 | 9999 |  |  | Y | Natural Gas |  |  |  |  | SCR | [8 empty] | 0.29376 | 0.0095983 | 0.29376 | 0.0095983 | [11 empty] | Sacramento Power Authority | 100 | Sacramento Power Authority | 100
SPA Cogen 3 | 7552_G_CCST | 7552 | G | CCST | 3132 | Combined Cycle |  | WEC_BANC | California | 6 | Sacramento | 67 | 06067 | 59 | 7957 | 1997 | 9999 |  |  | Y | Natural Gas |  |  |  |  | SCR | [8 empty] | 0.29376 | 0.0095983 | 0.29376 | 0.0095983 | [11 empty] | Sacramento Power Authority | 100 | Sacramento Power Authority | 100
Nebraska City # 2 | 7555_G_11 | 7555 | G | 11 |  | Combustion Turbine | IC Engine | SPP_N | Nebraska | 31 | Otoe | 131 | 31131 | 3.8 | 12283 | 1998 | 9999 |  |  | N | Natural Gas | [12 empty] | 2.5 | 1.061 | 1.061 | 1.061 | 1.061 | [11 empty] | Nebraska City Utilities | 100 | Nebraska City Utilities | 100
Nebraska City # 2 | 7555_G_12 | 7555 | G | 12 |  | Combustion Turbine | IC Engine | SPP_N | Nebraska | 31 | Otoe | 131 | 31131 | 3.8 | 12283 | 1998 | 9999 |  |  | N | Natural Gas | [12 empty] | 2.5 | 1.061 | 1.061 | 1.061 | 1.061 | [11 empty] | Nebraska City Utilities | 100 | Nebraska City Utilities | 100
Nebraska City # 2 | 7555_G_13 | 7555 | G | 13 |  | Combustion Turbine | IC Engine | SPP_N | Nebraska | 31 | Otoe | 131 | 31131 | 4.2 | 12283 | 1998 | 9999 |  |  | N | Distillate Fuel Oil | [12 empty] | 2.5 | 1.6498 | 1.6498 | 1.6498 | 1.6498 | [11 empty] | Nebraska City Utilities | 100 | Nebraska City Utilities | 100
State Farm | 7556_G_1 | 7556 | G | 1 |  | Combustion Turbine | IC Engine | MIS_IL | Illinois | 17 | McLean | 113 | 17113 | 1.7 | 13469 | 1996 | 2030 |  |  | N | Distillate Fuel Oil | [12 empty] | 1 | 1.6498 | 1.6498 | 1.6498 | 1.6498 | [11 empty] | AmerenIP | 50 | Ameren Corp | 50
State Farm | 7556_G_2 | 7556 | G | 2 |  | Combustion Turbine | IC Engine | MIS_IL | Illinois | 17 | McLean | 113 | 17113 | 1.7 | 13469 | 1996 | 2030 |  |  | N | Distillate Fuel Oil | [12 empty] | 1 | 1.6498 | 1.6498 | 1.6498 | 1.6498 | [11 empty] | AmerenIP | 50 | Ameren Corp | 50
State Farm | 7556_G_3 | 7556 | G | 3 |  | Combustion Turbine | IC Engine | MIS_IL | Illinois | 17 | McLean | 113 | 17113 | 1.7 | 13469 | 1996 | 2030 |  |  | N | Distillate Fuel Oil | [12 empty] | 1 | 1.6498 | 1.6498 | 1.6498 | 1.6498 | [11 empty] | AmerenIP | 50 | Ameren Corp | 50
Talcville | 7583_G_1 | 7583 | G | 1 |  | Hydro |  | NY_Z_C&E | New York | 36 | St Lawrence | 89 | 36089 | 0.7 | 0 | 1986 | 9999 |  |  | N | Hydro | [13 empty] | 0 | 0 | 0 | 0 | [11 empty] | Brookfield Renewable Energy Partners LP | 100 | Brookfield Asset Management Inc | 100
Talcville | 7583_G_2 | 7583 | G | 2 |  | Hydro |  | NY_Z_C&E | New York | 36 | St Lawrence | 89 | 36089 | 0.1 | 0 | 1986 | 9999 |  |  | N | Hydro | [13 empty] | 0 | 0 | 0 | 0 | [11 empty] | Brookfield Renewable Energy Partners LP | 100 | Brookfield Asset Management Inc | 100
Panora | 7584_G_1 | 7584 | G | 1 |  | Combustion Turbine | IC Engine | MIS_IA | Iowa | 19 | GUTHRIE | 77 | 19077 | 1.5 | 10745 | 1988 | 9999 |  |  | N | Distillate Fuel Oil | [12 empty] | 0.153 | 1.6498 | 1.6498 | 1.6498 | 1.6498 | [11 empty] | Central Iowa Power Coop | 100 | Central Iowa Power Coop | 100
Panora | 7584_G_2 | 7584 | G | 2 |  | Combustion Turbine | IC Engine | MIS_IA | Iowa | 19 | GUTHRIE | 77 | 19077 | 1 | 10745 | 1988 | 9999 |  |  | N | Distillate Fuel Oil | [12 empty] | 0.15 | 1.6498 | 1.6498 | 1.6498 | 1.6498 | [11 empty] | Central Iowa Power Coop | 100 | Central Iowa Power Coop | 100
Panora | 7584_G_3 | 7584 | G | 3 |  | Combustion Turbine | IC Engine | MIS_IA | Iowa | 19 | GUTHRIE | 77 | 19077 | 2 | 10745 | 1993 | 9999 |  |  | N | Distillate Fuel Oil | [12 empty] | 0.143 | 1.6498 | 1.6498 | 1.6498 | 1.6498 | [11 empty] | Central Iowa Power Coop | 100 | Central Iowa Power Coop | 100
H M Jackson | 7588_G_1 | 7588 | G | 1 |  | Hydro |  | WECC_PNW | Washington | 53 | Snohomish | 61 | 53061 | 41 | 0 | 1984 | 9999 |  |  | N | Hydro | [13 empty] | 0 | 0 | 0 | 0 | [11 empty] | PUD No 1 of Snohomish County | 100 | PUD No 1 of Snohomish County | 100
H M Jackson | 7588_G_2 | 7588 | G | 2 |  | Hydro |  | WECC_PNW | Washington | 53 | Snohomish | 61 | 53061 | 41 | 0 | 1984 | 9999 |  |  | N | Hydro | [13 empty] | 0 | 0 | 0 | 0 | [11 empty] | PUD No 1 of Snohomish County | 100 | PUD No 1 of Snohomish County | 100
H M Jackson | 7588_G_3 | 7588 | G | 3 |  | Hydro |  | WECC_PNW | Washington | 53 | Snohomish | 61 | 53061 | 7 | 0 | 1984 | 9999 |  |  | N | Hydro | [13 empty] | 0 | 0 | 0 | 0 | [11 empty] | PUD No 1 of Snohomish County | 100 | PUD No 1 of Snohomish County | 100
H M Jackson | 7588_G_4 | 7588 | G | 4 |  | Hydro |  | WECC_PNW | Washington | 53 | Snohomish | 61 | 53061 | 7 | 0 | 1984 | 9999 |  |  | N | Hydro | [13 empty] | 0 | 0 | 0 | 0 | [11 empty] | PUD No 1 of Snohomish County | 100 | PUD No 1 of Snohomish County | 100
El Vado Dam | 7593_G_1 | 7593 | G | 1 |  | Hydro |  | WECC_NM | New Mexico | 35 | Rio Arriba | 39 | 35039 | 8 | 0 | 1988 | 9999 |  |  | N | Hydro | [13 empty] | 0 | 0 | 0 | 0 | [11 empty] | Los Alamos County | 100 | Los Alamos County | 100
Belleville Dam | 7594_G_1 | 7594 | G | 1 |  | Hydro |  | PJM_West | West Virginia | 54 | Wood | 107 | 54107 | 21 | 0 | 1999 | 9999 |  |  | N | Hydro | [13 empty] | 0 | 0 | 0 | 0 | [11 empty] | Ohio Municipal Electric Generation Agency Joint Venture 5 | 100 | Cuyahoga Falls OH (City of) | 100
Belleville Dam | 7594_G_2 | 7594 | G | 2 |  | Hydro |  | PJM_West | West Virginia | 54 | Wood | 107 | 54107 | 21 | 0 | 1999 | 9999 |  |  | N | Hydro | [13 empty] | 0 | 0 | 0 | 0 | [11 empty] | Ohio Municipal Electric Generation Agency Joint Venture 5 | 100 | Cuyahoga Falls OH (City of) | 100
Prospect Municipal | 7603_G_1 | 7603 | G | 1 |  | Combustion Turbine | IC Engine | PJM_ATSI | Ohio | 39 | Marion | 101 | 39101 | 1.8 | 12283 | 1998 | 9999 |  |  | N | Distillate Fuel Oil | [12 empty] | 0.5 | 1.6498 | 1.6498 | 1.6498 | 1.6498 | [11 empty] | American Municipal Power Inc | 100 | American Municipal Power Inc | 100
St Francis Energy Facility | 7604_G_1 | 7604 | G | 1 | 3135 | Combined Cycle |  | S_D_AECI | Missouri | 29 | Dunklin | 69 | 29069 | 207 | 7517 | 1999 | 9999 |  |  | N | Natural Gas |  |  |  | DLNB | SCR | [8 empty] | 0.011577 | 0.011577 | 0.011577 | 0.011577 | [11 empty] | Associated Electric Coop Inc | 50 | Associated Electric Coop Inc | 50
St Francis Energy Facility | 7604_G_2 | 7604 | G | 2 | 3136 | Combined Cycle |  | S_D_AECI | Missouri | 29 | Dunklin | 69 | 29069 | 218 | 7517 | 2001 | 9999 |  |  | N | Natural Gas |  |  |  | DLNB | SCR | [8 empty] | 0.011577 | 0.011577 | 0.011577 | 0.011577 | [11 empty] | Associated Electric Coop Inc | 50 | Associated Electric Coop Inc | 50
River Road Gen Plant | 7605_G_1 | 7605 | G | 1 | 3137 | Combined Cycle |  | WECC_PNW | Washington | 53 | Clark | 11 | 53011 | 220 | 7287 | 1997 | 9999 |  |  | N | Natural Gas |  |  |  |  | SCR | [8 empty] | 0.013935 | 0.013935 | 0.013935 | 0.013935 | [11 empty] | PUD No 1 of Clark County | 100 | PUD No 1 of Clark County | 100
Monticello Dam | 7646_G_1 | 7646 | G | 1 |  | Hydro |  | WEC_CALN | California | 6 | Solano | 95 | 06095 | 5 | 0 | 1983 | 9999 |  |  | N | Hydro | [13 empty] | 0 | 0 | 0 | 0 | [11 empty] | Solano Irrigation District | 100 | Solano Irrigation District | 100
Monticello Dam | 7646_G_2 | 7646 | G | 2 |  | Hydro |  | WEC_CALN | California | 6 | Solano | 95 | 06095 | 5 | 0 | 1983 | 9999 |  |  | N | Hydro | [13 empty] | 0 | 0 | 0 | 0 | [11 empty] | Solano Irrigation District | 100 | Solano Irrigation District | 100
Monticello Dam | 7646_G_3 | 7646 | G | 3 |  | Hydro |  | WEC_CALN | California | 6 | Solano | 95 | 06095 | 1.5 | 0 | 1983 | 9999 |  |  | N | Hydro | [13 empty] | 0 | 0 | 0 | 0 | [11 empty] | Solano Irrigation District | 100 | Solano Irrigation District | 100
Auglaize Hydro | 7657_G_1 | 7657 | G | 1 |  | Hydro |  | PJM_ATSI | Ohio | 39 | Defiance | 39 | 39039 | 0.8 | 0 | 1986 | 9999 |  |  | N | Hydro | [13 empty] | 0 | 0 | 0 | 0 | [11 empty] | Bryan Municipal Utilities | 100 | Bryan OH (City of) | 100
Auglaize Hydro | 7657_G_4 | 7657 | G | 4 |  | Hydro |  | PJM_ATSI | Ohio | 39 | Defiance | 39 | 39039 | 0.8 | 0 | 1987 | 9999 |  |  | N | Hydro | [13 empty] | 0 | 0 | 0 | 0 | [11 empty] | Bryan Municipal Utilities | 100 | Bryan OH (City of) | 100
Auglaize Hydro | 7657_G_5 | 7657 | G | 5 |  | Hydro |  | PJM_ATSI | Ohio | 39 | Defiance | 39 | 39039 | 0.8 | 0 | 1988 | 9999 |  |  | N | Hydro | [13 empty] | 0 | 0 | 0 | 0 | [11 empty] | Bryan Municipal Utilities | 100 | Bryan OH (City of) | 100
Auglaize Hydro | 7657_G_2A | 7657 | G | 2A |  | Hydro |  | PJM_ATSI | Ohio | 39 | Defiance | 39 | 39039 | 1 | 0 | 2004 | 9999 |  |  | N | Hydro | [13 empty] | 0 | 0 | 0 | 0 | [11 empty] | Bryan Municipal Utilities | 100 | Bryan OH (City of) | 100
Auglaize Hydro | 7657_G_3A | 7657 | G | 3A |  | Hydro |  | PJM_ATSI | Ohio | 39 | Defiance | 39 | 39039 | 1 | 0 | 2004 | 9999 |  |  | N | Hydro | [13 empty] | 0 | 0 | 0 | 0 | [11 empty] | Bryan Municipal Utilities | 100 | Bryan OH (City of) | 100
Auglaize Hydro | 7657_G_6 | 7657 | G | 6 |  | Hydro |  | PJM_ATSI | Ohio | 39 | Defiance | 39 | 39039 | 0.1 | 0 | 2004 | 9999 |  |  | N | Hydro | [13 empty] | 0 | 0 | 0 | 0 | [11 empty] | Bryan Municipal Utilities | 100 | Bryan OH (City of) | 100
Pennsbury | 7690_G_1 | 7690 | G | 1 |  | Landfill Gas |  | PJM_EMAC | Pennsylvania | 42 | Bucks | 17 | 42017 | 2 | 13500 | 1996 | 9999 |  |  | N | Landfill Gas | [13 empty] | 0.23222 | 0.23222 | 0.23222 | 0.23222 | [11 empty] | Exelon Power | 100 | Exelon Power | 100
Washington County Cogeneration Facility | 7697_G_1 | 7697 | G | 1 | 3139 | Combined Cycle |  | S_SOU | Alabama | 1 | Washington | 129 | 01129 | 75 | 5500 | 1999 | 9999 |  |  | Y | Natural Gas |  |  |  | DLNB | [8 empty] | 0.001 | 0.041831 | 0.041831 | 0.041831 | 0.041831 | [11 empty] | Alabama Power Co | 100 | Southern Co | 100
Washington County Cogeneration Facility | 7697_G_2 | 7697 | G | 2 | 3139 | Combined Cycle |  | S_SOU | Alabama | 1 | Washington | 129 | 01129 | 25 | 5500 | 1999 | 9999 |  |  | Y | Natural Gas |  |  |  | DLNB | [8 empty] | 0.001 | 0.041831 | 0.041831 | 0.041831 | 0.041831 | [11 empty] | Alabama Power Co | 100 | Southern Co | 100
General Electric Plastic | 7698_G_1 | 7698 | G | 1 | 3140 | Combined Cycle |  | S_SOU | Alabama | 1 | Lowndes | 85 | 01085 | 80 | 5500 | 1999 | 9999 |  |  | Y | Natural Gas |  |  |  | DLNB | [8 empty] | 0.001 | 0.028697 | 0.028697 | 0.028697 | 0.028697 | [11 empty] | Alabama Power Co | 100 | Southern Co | 100
General Electric Plastic | 7698_G_2 | 7698 | G | 2 | 3140 | Combined Cycle |  | S_SOU | Alabama | 1 | Lowndes | 85 | 01085 | 12 | 5500 | 1999 | 9999 |  |  | Y | Natural Gas |  |  |  | DLNB | [8 empty] | 0.001 | 0.028697 | 0.028697 | 0.028697 | 0.028697 | [11 empty] | Alabama Power Co | 100 | Southern Co | 100
Tiger Bay | 7699_G_CT1 | 7699 | G | CT1 | 3141 | Combined Cycle |  | FRCC | Florida | 12 | Polk | 105 | 12105 | 130 | 7777 | 1997 | 9999 |  |  | N | Natural Gas |  |  |  | DLNB | [8 empty] | 0.05 | 0.026639 | 0.026639 | 0.026639 | 0.026639 | [11 empty] | Duke Energy Florida | 100 | Duke Energy Corp | 100
Tiger Bay | 7699_G_CW1 | 7699 | G | CW1 | 3141 | Combined Cycle |  | FRCC | Florida | 12 | Polk | 105 | 12105 | 70 | 7777 | 1997 | 9999 |  |  | N | Natural Gas |  |  |  | DLNB | [8 empty] | 0.05 | 0.026639 | 0.026639 | 0.026639 | 0.026639 | [11 empty] | Duke Energy Florida | 100 | Duke Energy Corp | 100
Dahlberg | 7709_G_1 | 7709 | G | 1 | 3178 | Combustion Turbine |  | S_SOU | Georgia | 13 | Jackson | 157 | 13157 | 74.8 | 12129 | 2000 | 9999 |  |  | N | Natural Gas, Distillate Fuel Oil |  |  |  | DLNB + H2O | [9 empty] | 0.02572 | 0.02572 | 0.02572 | 0.02572 | [11 empty] | Southern Power Co | 100 | Southern Co | 100
Dahlberg | 7709_G_2 | 7709 | G | 2 | 3186 | Combustion Turbine |  | S_SOU | Georgia | 13 | Jackson | 157 | 13157 | 74 | 12129 | 2000 | 9999 |  |  | N | Natural Gas, Distillate Fuel Oil |  |  |  | DLNB + H2O | [9 empty] | 0.0268 | 0.0268 | 0.0268 | 0.0268 | [11 empty] | Southern Power Co | 100 | Southern Co | 100
Dahlberg | 7709_G_3 | 7709 | G | 3 | 3187 | Combustion Turbine |  | S_SOU | Georgia | 13 | Jackson | 157 | 13157 | 74.7 | 12129 | 2000 | 9999 |  |  | N | Natural Gas, Distillate Fuel Oil |  |  |  | DLNB + H2O | [9 empty] | 0.02627 | 0.02627 | 0.02627 | 0.02627 | [11 empty] | Southern Power Co | 100 | Southern Co | 100
Dahlberg | 7709_G_4 | 7709 | G | 4 | 3188 | Combustion Turbine |  | S_SOU | Georgia | 13 | Jackson | 157 | 13157 | 73.5 | 12129 | 2000 | 9999 |  |  | N | Natural Gas, Distillate Fuel Oil |  |  |  | DLNB + H2O | [9 empty] | 0.02581 | 0.02581 | 0.02581 | 0.02581 | [11 empty] | Southern Power Co | 100 | Southern Co | 100
Dahlberg | 7709_G_5 | 7709 | G | 5 | 3189 | Combustion Turbine |  | S_SOU | Georgia | 13 | Jackson | 157 | 13157 | 74.7 | 12129 | 2000 | 9999 |  |  | N | Natural Gas, Distillate Fuel Oil |  |  |  | DLNB + H2O | [9 empty] | 0.02757 | 0.02757 | 0.02757 | 0.02757 | [11 empty] | Southern Power Co | 100 | Southern Co | 100
Dahlberg | 7709_G_6 | 7709 | G | 6 | 3190 | Combustion Turbine |  | S_SOU | Georgia | 13 | Jackson | 157 | 13157 | 74.9 | 12129 | 2000 | 9999 |  |  | N | Natural Gas, Distillate Fuel Oil |  |  |  | DLNB + H2O | [9 empty] | 0.02863 | 0.02863 | 0.02863 | 0.02863 | [11 empty] | Southern Power Co | 100 | Southern Co | 100
Dahlberg | 7709_G_7 | 7709 | G | 7 | 3191 | Combustion Turbine |  | S_SOU | Georgia | 13 | Jackson | 157 | 13157 | 75 | 12129 | 2000 | 9999 |  |  | N | Natural Gas, Distillate Fuel Oil |  |  |  | DLNB + H2O | [9 empty] | 0.02908 | 0.02908 | 0.02908 | 0.02908 | [11 empty] | Southern Power Co | 100 | Southern Co | 100
Dahlberg | 7709_G_8 | 7709 | G | 8 | 3192 | Combustion Turbine |  | S_SOU | Georgia | 13 | Jackson | 157 | 13157 | 74 | 12129 | 2000 | 9999 |  |  | N | Natural Gas, Distillate Fuel Oil |  |  |  | DLNB + H2O | [9 empty] | 0.02849 | 0.02849 | 0.02849 | 0.02849 | [11 empty] | Southern Power Co | 100 | Southern Co | 100
Dahlberg | 7709_G_10 | 7709 | G | 10 | 3179 | Combustion Turbine |  | S_SOU | Georgia | 13 | Jackson | 157 | 13157 | 75.2 | 12129 | 2001 | 9999 |  |  | N | Natural Gas, Distillate Fuel Oil |  |  |  | DLNB + H2O | [9 empty] | 0.02693 | 0.02693 | 0.02693 | 0.02693 | [11 empty] | Southern Power Co | 100 | Southern Co | 100
Dahlberg | 7709_G_9 | 7709 | G | 9 | 3193 | Combustion Turbine |  | S_SOU | Georgia | 13 | Jackson | 157 | 13157 | 76.1 | 12130 | 2001 | 9999 |  |  | N | Natural Gas, Distillate Fuel Oil |  |  |  | DLNB + H2O | [9 empty] | 0.02771 | 0.02771 | 0.02771 | 0.02771 | [11 empty] | Southern Power Co | 100 | Southern Co | 100
H Allen Franklin Combined Cycle | 7710_G_CT1A | 7710 | G | CT1A | 3285 | Combined Cycle |  | S_SOU | Alabama | 1 | Lee | 81 | 01081 | 177.5 | 7068 | 2002 | 9999 |  |  | N | Natural Gas |  |  |  | DLNB | SCR | 2002 | [6 empty] | 0.001 | 0.0084928 | 0.0084928 | 0.0084928 | 0.0084928 | [11 empty] | Southern Power Co | 100 | Southern Co | 100
H Allen Franklin Combined Cycle | 7710_G_CT1B | 7710 | G | CT1B | 3286 | Combined Cycle |  | S_SOU | Alabama | 1 | Lee | 81 | 01081 | 177.5 | 7068 | 2002 | 9999 |  |  | N | Natural Gas |  |  |  | DLNB | SCR | 2002 | [6 empty] | 0.001 | 0.0084928 | 0.0084928 | 0.0084928 | 0.0084928 | [11 empty] | Southern Power Co | 100 | Southern Co | 100
H Allen Franklin Combined Cycle | 7710_G_CT2A | 7710 | G | CT2A | 3287 | Combined Cycle |  | S_SOU | Alabama | 1 | Lee | 81 | 01081 | 177.8 | 7068 | 2002 | 9999 |  |  | N | Natural Gas |  |  |  | DLNB | SCR | 2002 | [6 empty] | 0.001 | 0.0085373 | 0.0085373 | 0.0085373 | 0.0085373 | [11 empty] | Southern Power Co | 100 | Southern Co | 100
H Allen Franklin Combined Cycle | 7710_G_CT2B | 7710 | G | CT2B | 3288 | Combined Cycle |  | S_SOU | Alabama | 1 | Lee | 81 | 01081 | 177.8 | 7068 | 2002 | 9999 |  |  | N | Natural Gas |  |  |  | DLNB | SCR | 2002 | [6 empty] | 0.001 | 0.0085373 | 0.0085373 | 0.0085373 | 0.0085373 | [11 empty] | Southern Power Co | 100 | Southern Co | 100
H Allen Franklin Combined Cycle | 7710_G_ST1 | 7710 | G | ST1 | 3285 | Combined Cycle |  | S_SOU | Alabama | 1 | Lee | 81 | 01081 | 240 | 7068 | 2002 | 9999 |  |  | N | Natural Gas |  |  |  | DLNB | SCR | 2002 | [6 empty] | 0.001 | 0.0084928 | 0.0084928 | 0.0084928 | 0.0084928 | [11 empty] | Southern Power Co | 100 | Southern Co | 100
H Allen Franklin Combined Cycle | 7710_G_ST2 | 7710 | G | ST2 | 3287 | Combined Cycle |  | S_SOU | Alabama | 1 | Lee | 81 | 01081 | 293 | 7068 | 2002 | 9999 |  |  | N | Natural Gas |  |  |  | DLNB | SCR | 2002 | [6 empty] | 0.001 | 0.0085373 | 0.0085373 | 0.0085373 | 0.0085373 | [11 empty] | Southern Power Co | 100 | Southern Co | 100
H Allen Franklin Combined Cycle | 7710_G_CT3A | 7710 | G | CT3A | 3289 | Combined Cycle |  | S_SOU | Alabama | 1 | Lee | 81 | 01081 | 182.6 | 7068 | 2008 | 9999 |  |  | N | Natural Gas |  |  |  | DLNB | SCR | 2008 | [6 empty] | 0.001 | 0.008525 | 0.008525 | 0.008525 | 0.008525 | [11 empty] | Southern Power Co | 100 | Southern Co | 100
H Allen Franklin Combined Cycle | 7710_G_CT3B | 7710 | G | CT3B | 3290 | Combined Cycle |  | S_SOU | Alabama | 1 | Lee | 81 | 01081 | 182.6 | 7068 | 2008 | 9999 |  |  | N | Natural Gas |  |  |  | DLNB | SCR | 2008 | [6 empty] | 0.001 | 0.008525 | 0.008525 | 0.008525 | 0.008525 | [11 empty] | Southern Power Co | 100 | Southern Co | 100
H Allen Franklin Combined Cycle | 7710_G_ST3 | 7710 | G | ST3 | 3289 | Combined Cycle |  | S_SOU | Alabama | 1 | Lee | 81 | 01081 | 293 | 7068 | 2008 | 9999 |  |  | N | Natural Gas |  |  |  | DLNB | SCR | 2008 | [6 empty] | 0.001 | 0.008525 | 0.008525 | 0.008525 | 0.008525 | [11 empty] | Southern Power Co | 100 | Southern Co | 100
Meridian | 7719_G_1 | 7719 | G | 1 |  | Combustion Turbine | IC Engine | S_C_TVA | Mississippi | 28 | Lauderdale | 75 | 28075 | 1.8 | 21441 | 1998 | 9999 |  |  | N | Distillate Fuel Oil | [12 empty] | 4.8 | 1.6498 | 1.6498 | 1.6498 | 1.6498 | [11 empty] | Tennessee Valley Authority | 100 | Tennessee Valley Authority | 100
Meridian | 7719_G_2 | 7719 | G | 2 |  | Combustion Turbine | IC Engine | S_C_TVA | Mississippi | 28 | Lauderdale | 75 | 28075 | 1.8 | 19840 | 1998 | 9999 |  |  | N | Distillate Fuel Oil | [12 empty] | 4.8 | 1.6498 | 1.6498 | 1.6498 | 1.6498 | [11 empty] | Tennessee Valley Authority | 100 | Tennessee Valley Authority | 100
Meridian | 7719_G_3 | 7719 | G | 3 |  | Combustion Turbine | IC Engine | S_C_TVA | Mississippi | 28 | Lauderdale | 75 | 28075 | 1.8 | 19840 | 1998 | 9999 |  |  | N | Distillate Fuel Oil | [12 empty] | 4.8 | 1.6498 | 1.6498 | 1.6498 | 1.6498 | [11 empty] | Tennessee Valley Authority | 100 | Tennessee Valley Authority | 100
Meridian | 7719_G_4 | 7719 | G | 4 |  | Combustion Turbine | IC Engine | S_C_TVA | Mississippi | 28 | Lauderdale | 75 | 28075 | 1.8 | 19840 | 1998 | 9999 |  |  | N | Distillate Fuel Oil | [12 empty] | 4.8 | 1.6498 | 1.6498 | 1.6498 | 1.6498 | [11 empty] | Tennessee Valley Authority | 100 | Tennessee Valley Authority | 100
Meridian | 7719_G_5 | 7719 | G | 5 |  | Combustion Turbine | IC Engine | S_C_TVA | Mississippi | 28 | Lauderdale | 75 | 28075 | 1.8 | 19840 | 1998 | 9999 |  |  | N | Distillate Fuel Oil | [12 empty] | 4.8 | 1.6498 | 1.6498 | 1.6498 | 1.6498 | [11 empty] | Tennessee Valley Authority | 100 | Tennessee Valley Authority | 100
Theodore Cogen Facility | 7721_G_1 | 7721 | G | 1 | 3151 | Combined Cycle |  | S_SOU | Alabama | 1 | Mobile | 97 | 01097 | 166.3 | 5500 | 2000 | 9999 |  |  | Y | Natural Gas |  |  |  | DLNB | SCR | [7 empty] | 0.001 | 0.0077442 | 0.0077442 | 0.0077442 | 0.0077442 | [11 empty] | Alabama Power Co | 100 | Southern Co | 100
Theodore Cogen Facility | 7721_G_2 | 7721 | G | 2 | 3151 | Combined Cycle |  | S_SOU | Alabama | 1 | Mobile | 97 | 01097 | 64.7 | 5500 | 2000 | 9999 |  |  | Y | Natural Gas |  |  |  | DLNB | SCR | [7 empty] | 0.001 | 0.0077442 | 0.0077442 | 0.0077442 | 0.0077442 | [11 empty] | Alabama Power Co | 100 | Southern Co | 100
Watts Bar Nuclear Plant | 7722_G_1 | 7722 | G | 1 |  | Nuclear |  | S_C_TVA | Tennessee | 47 | Rhea | 143 | 47143 | 1123 | 10456 | 1996 | 9999 |  |  | N | Nuclear Fuel | [13 empty] | 0 | 0 | 0 | 0 | [11 empty] | Tennessee Valley Authority | 100 | Tennessee Valley Authority | 100
Watts Bar Nuclear Plant | 7722_G_2 | 7722 | G | 2 |  | Nuclear |  | S_C_TVA | Tennessee | 47 | Rhea | 143 | 47143 | 1122 | 10456 | 2016 | 9999 |  |  | N | Nuclear Fuel | [13 empty] | 0 | 0 | 0 | 0 | [11 empty] | Tennessee Valley Authority | 100 | Tennessee Valley Authority | 100
Coffin Butte | 7725_G_1 | 7725 | G | 1 |  | Landfill Gas |  | WECC_PNW | Oregon | 41 | Benton | 3 | 41003 | 0.8 | 13500 | 1995 | 9999 |  |  | N | Landfill Gas | [13 empty] | 0.25298 | 0.25298 | 0.25298 | 0.25298 | [11 empty] | Pacific Northwest Generating Coop | 100 | Pacific Northwest Generating Coop | 100
Coffin Butte | 7725_G_2 | 7725 | G | 2 |  | Landfill Gas |  | WECC_PNW | Oregon | 41 | Benton | 3 | 41003 | 0.8 | 13500 | 1995 | 9999 |  |  | N | Landfill Gas | [13 empty] | 0.25298 | 0.25298 | 0.25298 | 0.25298 | [11 empty] | Pacific Northwest Generating Coop | 100 | Pacific Northwest Generating Coop | 100
Coffin Butte | 7725_G_3 | 7725 | G | 3 |  | Landfill Gas |  | WECC_PNW | Oregon | 41 | Benton | 3 | 41003 | 0.8 | 13500 | 1995 | 9999 |  |  | N | Landfill Gas | [13 empty] | 0.25298 | 0.25298 | 0.25298 | 0.25298 | [11 empty] | Pacific Northwest Generating Coop | 100 | Pacific Northwest Generating Coop | 100
Coffin Butte | 7725_G_4 | 7725 | G | 4 |  | Landfill Gas |  | WECC_PNW | Oregon | 41 | Benton | 3 | 41003 | 1.5 | 13500 | 2007 | 9999 |  |  | N | Landfill Gas | [13 empty] | 0.17633 | 0.17633 | 0.17633 | 0.17633 | [11 empty] | Pacific Northwest Generating Coop | 79 | Pacific Northwest Generating Coop | 79
Coffin Butte | 7725_G_5 | 7725 | G | 5 |  | Landfill Gas |  | WECC_PNW | Oregon | 41 | Benton | 3 | 41003 | 1.5 | 13500 | 2007 | 9999 |  |  | N | Landfill Gas | [13 empty] | 0.17633 | 0.17633 | 0.17633 | 0.17633 | [11 empty] | Pacific Northwest Generating Coop | 79 | Pacific Northwest Generating Coop | 79
Kapstone | 7737_B_B001 | 7737 | B | B001 | 88328 | Biomass |  | S_VACA | South Carolina | 45 | Charleston | 19 | 45019 | 42 | 5721 | 1998 | 9999 | wall | dry | Y | Biomass | Dry Scrubber | 1999 | 0.916 | LNB |  |  |  | B | NA |  |  |  | 2.3 | 0.27554 | 0.27554 | 0.27554 | 0.27554 | 0.05 | 0.75 | 1 | [8 empty] | Dominion Energy South Carolina | 100 | Dominion Energy Inc | 100
Kapstone | 7737_B_RB01 | 7737 | B | RB01 | 88328 | Biomass |  | S_VACA | South Carolina | 45 | Charleston | 19 | 45019 | 42 | 5721 | 1998 | 9999 | wall | dry | Y | Biomass |  |  |  | LNB |  |  |  | ESPH | No |  |  |  | 2.3 | 0.27554 | 0.27554 | 0.27554 | 0.27554 | 0.11 | 0.27 | 1 | [8 empty] | Dominion Energy South Carolina | 100 | Dominion Energy Inc | 100
Essex | 7749_G_1 | 7749 | G | 1 | 3152 | Combustion Turbine |  | S_D_AECI | Missouri | 29 | Stoddard | 207 | 29207 | 98 | 11488 | 1999 | 9999 |  |  | N | Natural Gas |  |  |  | DLNB | [8 empty] | 2.3 | 0.10182 | 0.10182 | 0.10182 | 0.10182 | [11 empty] | Associated Electric Coop Inc | 100 | Associated Electric Coop Inc | 100
Nodaway | 7754_G_1 | 7754 | G | 1 | 3153 | Combustion Turbine |  | S_D_AECI | Missouri | 29 | Nodaway | 147 | 29147 | 84 | 12317 | 1999 | 9999 |  |  | N | Natural Gas |  |  |  | DLNB | [8 empty] | 2.3 | 0.08631 | 0.08631 | 0.08631 | 0.08631 | [11 empty] | Associated Electric Coop Inc | 100 | Associated Electric Coop Inc | 100
Nodaway | 7754_G_2 | 7754 | G | 2 | 3154 | Combustion Turbine |  | S_D_AECI | Missouri | 29 | Nodaway | 147 | 29147 | 91 | 12327 | 1999 | 9999 |  |  | N | Natural Gas |  |  |  | DLNB | [8 empty] | 2.3 | 0.08101 | 0.08101 | 0.08101 | 0.08101 | [11 empty] | Associated Electric Coop Inc | 100 | Associated Electric Coop Inc | 100
Chouteau | 7757_G_1 | 7757 | G | 1 | 3155 | Combined Cycle |  | S_D_AECI | Oklahoma | 40 | Mayes | 97 | 40097 | 149 | 7340 | 2000 | 9999 |  |  | N | Natural Gas |  |  |  | DLNB | SCR | [8 empty] | 0.027404 | 0.027404 | 0.027404 | 0.027404 | [11 empty] | Associated Electric Coop Inc | 100 | Associated Electric Coop Inc | 100
Chouteau | 7757_G_2 | 7757 | G | 2 | 3156 | Combined Cycle |  | S_D_AECI | Oklahoma | 40 | Mayes | 97 | 40097 | 154 | 7340 | 2000 | 9999 |  |  | N | Natural Gas |  |  |  | DLNB | SCR | [8 empty] | 0.027404 | 0.027404 | 0.027404 | 0.027404 | [11 empty] | Associated Electric Coop Inc | 100 | Associated Electric Coop Inc | 100
Chouteau | 7757_G_3 | 7757 | G | 3 | 3155 | Combined Cycle |  | S_D_AECI | Oklahoma | 40 | Mayes | 97 | 40097 | 149 | 7340 | 2000 | 9999 |  |  | N | Natural Gas |  |  |  | DLNB | SCR | [8 empty] | 0.027404 | 0.027404 | 0.027404 | 0.027404 | [11 empty] | Associated Electric Coop Inc | 100 | Associated Electric Coop Inc | 100
Chouteau | 7757_G_4 | 7757 | G | 4 | 90618 | Combined Cycle |  | S_D_AECI | Oklahoma | 40 | Mayes | 97 | 40097 | 151 | 7340 | 2011 | 9999 |  |  | N | Natural Gas |  |  |  | DLNB | SCR | [8 empty] | 0.003445 | 0.003445 | 0.003445 | 0.003445 | [11 empty] | Associated Electric Coop Inc | 100 | Associated Electric Coop Inc | 100
Chouteau | 7757_G_5 | 7757 | G | 5 | 90617 | Combined Cycle |  | S_D_AECI | Oklahoma | 40 | Mayes | 97 | 40097 | 150 | 7340 | 2011 | 9999 |  |  | N | Natural Gas |  |  |  | DLNB | SCR | [8 empty] | 0.003445 | 0.003445 | 0.003445 | 0.003445 | [11 empty] | Associated Electric Coop Inc | 100 | Associated Electric Coop Inc | 100
Chouteau | 7757_G_6 | 7757 | G | 6 | 90617 | Combined Cycle |  | S_D_AECI | Oklahoma | 40 | Mayes | 97 | 40097 | 143 | 7340 | 2011 | 9999 |  |  | N | Natural Gas |  |  |  | LNB | SCR | [8 empty] | 0.003445 | 0.003445 | 0.003445 | 0.003445 | [11 empty] | Associated Electric Coop Inc | 100 | Associated Electric Coop Inc | 100
South Plant | 7758_G_1 | 7758 | G | 1 |  | Combustion Turbine | IC Engine | MIS_MIDA | Iowa | 19 | Bremer | 17 | 19017 | 1.9 | 10745 | 2000 | 9999 |  |  | N | Distillate Fuel Oil | [12 empty] | 1.406 | 1.6498 | 1.6498 | 1.6498 | 1.6498 | [11 empty] | Waverly Light & Power | 100 | Waverly Light & Power | 100
South Plant | 7758_G_2 | 7758 | G | 2 |  | Combustion Turbine | IC Engine | MIS_MIDA | Iowa | 19 | Bremer | 17 | 19017 | 1.9 | 10745 | 2000 | 9999 |  |  | N | Distillate Fuel Oil | [12 empty] | 1.406 | 1.6498 | 1.6498 | 1.6498 | 1.6498 | [11 empty] | Waverly Light & Power | 100 | Waverly Light & Power | 100
South Plant | 7758_G_3 | 7758 | G | 3 |  | Combustion Turbine | IC Engine | MIS_MIDA | Iowa | 19 | Bremer | 17 | 19017 | 1.9 | 10745 | 2000 | 9999 |  |  | N | Distillate Fuel Oil | [12 empty] | 1.406 | 1.6498 | 1.6498 | 1.6498 | 1.6498 | [11 empty] | Waverly Light & Power | 100 | Waverly Light & Power | 100
South Plant | 7758_G_4 | 7758 | G | 4 |  | Combustion Turbine | IC Engine | MIS_MIDA | Iowa | 19 | Bremer | 17 | 19017 | 1.9 | 10745 | 2000 | 9999 |  |  | N | Distillate Fuel Oil | [12 empty] | 1.406 | 1.6498 | 1.6498 | 1.6498 | 1.6498 | [11 empty] | Waverly Light & Power | 100 | Waverly Light & Power | 100
South Plant | 7758_G_5 | 7758 | G | 5 |  | Combustion Turbine | IC Engine | MIS_MIDA | Iowa | 19 | Bremer | 17 | 19017 | 1.9 | 10745 | 2000 | 9999 |  |  | N | Distillate Fuel Oil | [12 empty] | 1.406 | 1.6498 | 1.6498 | 1.6498 | 1.6498 | [11 empty] | Waverly Light & Power | 100 | Waverly Light & Power | 100
South Plant | 7758_G_6 | 7758 | G | 6 |  | Combustion Turbine | IC Engine | MIS_MIDA | Iowa | 19 | Bremer | 17 | 19017 | 1.9 | 10745 | 2000 | 9999 |  |  | N | Distillate Fuel Oil | [12 empty] | 2.5 | 1.6498 | 1.6498 | 1.6498 | 1.6498 | [11 empty] | Waverly Light & Power | 100 | Waverly Light & Power | 100
Georgetown | 7759_G_GT1 | 7759 | G | GT1 | 3163 | Combustion Turbine |  | MIS_INKY | Indiana | 18 | Marion | 97 | 18097 | 69 | 13177 | 2000 | 9999 |  |  | N | Natural Gas |  |  |  | DLNB | [8 empty] | 1.6 | 0.02409 | 0.02409 | 0.02409 | 0.02409 | [11 empty] | Indianapolis Power & Light | 100 | AES Corp (The) | 100
Georgetown | 7759_G_GT2 | 7759 | G | GT2 | 3164 | Combustion Turbine |  | MIS_INKY | Indiana | 18 | Marion | 97 | 18097 | 69 | 13177 | 2000 | 9999 |  |  | N | Natural Gas |  |  |  | DLNB | [8 empty] | 1.6 | 0.0263 | 0.0263 | 0.0263 | 0.0263 | [11 empty] | DTE Georgetown LP | 100 | DTE Energy Co | 100
Georgetown | 7759_G_GT3 | 7759 | G | GT3 | 3165 | Combustion Turbine |  | MIS_INKY | Indiana | 18 | Marion | 97 | 18097 | 69 | 13177 | 2000 | 9999 |  |  | N | Natural Gas |  |  |  | DLNB | [8 empty] | 1.6 | 0.03037 | 0.03037 | 0.03037 | 0.03037 | [11 empty] | Indiana Municipal Power Agency | 100 | Indiana Municipal Power Agency | 100
Georgetown | 7759_G_GT4 | 7759 | G | GT4 | 3166 | Combustion Turbine |  | MIS_INKY | Indiana | 18 | Marion | 97 | 18097 | 69 | 13177 | 2001 | 9999 |  |  | N | Natural Gas |  |  |  | DLNB | [8 empty] | 1.6 | 0.02661 | 0.02661 | 0.02661 | 0.02661 | [11 empty] | Indianapolis Power & Light | 100 | AES Corp (The) | 100
Tilton | 7760_G_1 | 7760 | G | 1 | 3167 | Combustion Turbine |  | MIS_IL | Illinois | 17 | Vermilion | 183 | 17183 | 45.1 | 10831 | 1999 | 2045 |  |  | N | Natural Gas |  |  |  | H2O | [8 empty] | 1 | 0.10832 | 0.10832 | 0.10832 | 0.10832 | [11 empty] | Tilton Energy LLC | 100 | Carlyle Group (The) | 100
Tilton | 7760_G_2 | 7760 | G | 2 | 3168 | Combustion Turbine |  | MIS_IL | Illinois | 17 | Vermilion | 183 | 17183 | 45.2 | 10831 | 1999 | 2045 |  |  | N | Natural Gas |  |  |  | H2O | [8 empty] | 1 | 0.1134 | 0.1134 | 0.1134 | 0.1134 | [11 empty] | Tilton Energy LLC | 100 | Carlyle Group (The) | 100
Tilton | 7760_G_3 | 7760 | G | 3 | 3169 | Combustion Turbine |  | MIS_IL | Illinois | 17 | Vermilion | 183 | 17183 | 45.1 | 10832 | 1999 | 2045 |  |  | N | Natural Gas |  |  |  | H2O | [8 empty] | 1 | 0.11965 | 0.11965 | 0.11965 | 0.11965 | [11 empty] | Tilton Energy LLC | 100 | Carlyle Group (The) | 100
Tilton | 7760_G_4 | 7760 | G | 4 | 3170 | Combustion Turbine |  | MIS_IL | Illinois | 17 | Vermilion | 183 | 17183 | 45 | 10832 | 1999 | 2045 |  |  | N | Natural Gas |  |  |  | H2O | [8 empty] | 1 | 0.11289 | 0.11289 | 0.11289 | 0.11289 | [11 empty] | Tilton Energy LLC | 100 | Carlyle Group (The) | 100
Henry County | 7763_G_1 | 7763 | G | 1 | 3173 | Combustion Turbine |  | MIS_INKY | Indiana | 18 | Henry | 65 | 18065 | 43 | 11037 | 2001 | 9999 |  |  | N | Natural Gas |  |  |  | H2O | [8 empty] | 1.6 | 0.08525 | 0.08525 | 0.08525 | 0.08525 | [11 empty] | Duke Energy Indiana | 100 | Duke Energy Corp | 100
Henry County | 7763_G_2 | 7763 | G | 2 | 3174 | Combustion Turbine |  | MIS_INKY | Indiana | 18 | Henry | 65 | 18065 | 43 | 11037 | 2001 | 9999 |  |  | N | Natural Gas |  |  |  | H2O | [8 empty] | 1.6 | 0.0823 | 0.0823 | 0.0823 | 0.0823 | [11 empty] | Duke Energy Indiana | 100 | Duke Energy Corp | 100
Henry County | 7763_G_3 | 7763 | G | 3 | 3175 | Combustion Turbine |  | MIS_INKY | Indiana | 18 | Henry | 65 | 18065 | 43 | 11037 | 2001 | 9999 |  |  | N | Natural Gas |  |  |  | H2O | [8 empty] | 1.6 | 0.08375 | 0.08375 | 0.08375 | 0.08375 | [11 empty] | Duke Energy Indiana | 100 | Duke Energy Corp | 100
MPC Generating | 7764_G_1 | 7764 | G | 1 | 3176 | Combustion Turbine |  | S_SOU | Georgia | 13 | Walton | 297 | 13297 | 147.5 | 11038 | 2000 | 9999 |  |  | N | Natural Gas, Distillate Fuel Oil |  |  |  | H2O | [8 empty] | 0.052 | 0.11247 | 0.11247 | 0.11247 | 0.11247 | [11 empty] | MPC Generating LLC | 100 | Carlyle Group (The) | 100
MPC Generating | 7764_G_2 | 7764 | G | 2 | 3177 | Combustion Turbine |  | S_SOU | Georgia | 13 | Walton | 297 | 13297 | 155 | 11038 | 2001 | 9999 |  |  | N | Natural Gas, Distillate Fuel Oil |  |  |  | H2O | [8 empty] | 0.052 | 0.10964 | 0.10964 | 0.10964 | 0.10964 | [11 empty] | MPC Generating LLC | 100 | Carlyle Group (The) | 100
Erie Energy Center | 7766_G_1 | 7766 | G | 1 |  | Combustion Turbine | IC Engine | SPP_N | Kansas | 20 | Neosho | 133 | 20133 | 2.5 | 10745 | 1999 | 9999 |  |  | N | Distillate Fuel Oil | [12 empty] | 3 | 1.6498 | 1.6498 | 1.6498 | 1.6498 | [11 empty] | Erie Municipal Light & Power | 100 | Erie Municipal Light & Power | 100
Erie Energy Center | 7766_G_2 | 7766 | G | 2 |  | Combustion Turbine | IC Engine | SPP_N | Kansas | 20 | Neosho | 133 | 20133 | 2.5 | 10745 | 1999 | 9999 |  |  | N | Distillate Fuel Oil | [12 empty] | 3 | 1.6498 | 1.6498 | 1.6498 | 1.6498 | [11 empty] | Erie Municipal Light & Power | 100 | Erie Municipal Light & Power | 100
Erie Energy Center | 7766_G_3 | 7766 | G | 3 |  | Combustion Turbine | IC Engine | SPP_N | Kansas | 20 | Neosho | 133 | 20133 | 2.5 | 10745 | 1999 | 9999 |  |  | N | Distillate Fuel Oil | [12 empty] | 3 | 1.6498 | 1.6498 | 1.6498 | 1.6498 | [11 empty] | Erie Municipal Light & Power | 100 | Erie Municipal Light & Power | 100
Erie Energy Center | 7766_G_4 | 7766 | G | 4 |  | Combustion Turbine | IC Engine | SPP_N | Kansas | 20 | Neosho | 133 | 20133 | 2.5 | 10745 | 1999 | 9999 |  |  | N | Distillate Fuel Oil | [12 empty] | 3 | 1.6498 | 1.6498 | 1.6498 | 1.6498 | [11 empty] | Erie Municipal Light & Power | 100 | Erie Municipal Light & Power | 100
Erie Energy Center | 7766_G_5 | 7766 | G | 5 |  | Combustion Turbine | IC Engine | SPP_N | Kansas | 20 | Neosho | 133 | 20133 | 2.5 | 10745 | 1999 | 9999 |  |  | N | Distillate Fuel Oil | [12 empty] | 3 | 1.6498 | 1.6498 | 1.6498 | 1.6498 | [11 empty] | Erie Municipal Light & Power | 100 | Erie Municipal Light & Power | 100
Erie Energy Center | 7766_G_6 | 7766 | G | 6 |  | Combustion Turbine | IC Engine | SPP_N | Kansas | 20 | Neosho | 133 | 20133 | 2.5 | 10745 | 1999 | 9999 |  |  | N | Distillate Fuel Oil | [12 empty] | 3 | 1.6498 | 1.6498 | 1.6498 | 1.6498 | [11 empty] | Erie Municipal Light & Power | 100 | Erie Municipal Light & Power | 100
Erie Energy Center | 7766_G_7 | 7766 | G | 7 |  | Combustion Turbine | IC Engine | SPP_N | Kansas | 20 | Neosho | 133 | 20133 | 2.5 | 10745 | 1999 | 9999 |  |  | N | Distillate Fuel Oil | [12 empty] | 3 | 1.6498 | 1.6498 | 1.6498 | 1.6498 | [11 empty] | Erie Municipal Light & Power | 100 | Erie Municipal Light & Power | 100
Erie Energy Center | 7766_G_8 | 7766 | G | 8 |  | Combustion Turbine | IC Engine | SPP_N | Kansas | 20 | Neosho | 133 | 20133 | 2.5 | 10745 | 1999 | 9999 |  |  | N | Distillate Fuel Oil | [12 empty] | 3 | 1.6498 | 1.6498 | 1.6498 | 1.6498 | [11 empty] | Erie Municipal Light & Power | 100 | Erie Municipal Light & Power | 100
Bloomington Power Plant | 7767_G_1 | 7767 | G | 1 |  | Combustion Turbine | IC Engine | WECC_UT | Utah | 49 | Washington | 53 | 49053 | 1.5 | 10745 | 1999 | 9999 |  |  | N | Distillate Fuel Oil | [12 empty] | 0.85 | 1.6498 | 1.6498 | 1.6498 | 1.6498 | [11 empty] | St George Dept Water & Power | 84.75 | St George Dept Water & Power | 84.75
Bloomington Power Plant | 7767_G_2 | 7767 | G | 2 |  | Combustion Turbine | IC Engine | WECC_UT | Utah | 49 | Washington | 53 | 49053 | 1.5 | 11078 | 1999 | 9999 |  |  | N | Distillate Fuel Oil | [12 empty] | 0.85 | 1.6498 | 1.6498 | 1.6498 | 1.6498 | [11 empty] | St George Dept Water & Power | 84.75 | St George Dept Water & Power | 84.75
Bloomington Power Plant | 7767_G_3 | 7767 | G | 3 |  | Combustion Turbine | IC Engine | WECC_UT | Utah | 49 | Washington | 53 | 49053 | 1.5 | 11078 | 1999 | 9999 |  |  | N | Distillate Fuel Oil | [12 empty] | 0.85 | 1.6498 | 1.6498 | 1.6498 | 1.6498 | [11 empty] | St George Dept Water & Power | 84.75 | St George Dept Water & Power | 84.75
Bloomington Power Plant | 7767_G_4 | 7767 | G | 4 |  | Combustion Turbine | IC Engine | WECC_UT | Utah | 49 | Washington | 53 | 49053 | 1.5 | 11078 | 1999 | 9999 |  |  | N | Distillate Fuel Oil | [12 empty] | 0.85 | 1.6498 | 1.6498 | 1.6498 | 1.6498 | [11 empty] | St George Dept Water & Power | 84.75 | St George Dept Water & Power | 84.75
Bloomington Power Plant | 7767_G_5 | 7767 | G | 5 |  | Combustion Turbine | IC Engine | WECC_UT | Utah | 49 | Washington | 53 | 49053 | 1.5 | 11078 | 1999 | 9999 |  |  | N | Distillate Fuel Oil | [12 empty] | 0.85 | 1.6498 | 1.6498 | 1.6498 | 1.6498 | [11 empty] | St George Dept Water & Power | 84.75 | St George Dept Water & Power | 84.75
Bloomington Power Plant | 7767_G_6 | 7767 | G | 6 |  | Combustion Turbine | IC Engine | WECC_UT | Utah | 49 | Washington | 53 | 49053 | 1.5 | 11078 | 1999 | 9999 |  |  | N | Distillate Fuel Oil | [12 empty] | 0.85 | 1.6498 | 1.6498 | 1.6498 | 1.6498 | [11 empty] | St George Dept Water & Power | 84.75 | St George Dept Water & Power | 84.75
Sowega Power | 7768_G_CTG2 | 7768 | G | CTG2 | 3194 | Combustion Turbine |  | S_SOU | Georgia | 13 | Mitchell | 205 | 13205 | 48.5 | 10745 | 1999 | 9999 |  |  | N | Natural Gas, Distillate Fuel Oil |  |  |  | H2O | [8 empty] | 0.515 | 0.10493 | 0.10493 | 0.10493 | 0.10493 | [11 empty] | SOWEGA Power LLC | 100 | Georgia Energy Coop | 100
Sowega Power | 7768_G_CTG3 | 7768 | G | CTG3 | 3195 | Combustion Turbine |  | S_SOU | Georgia | 13 | Mitchell | 205 | 13205 | 48.5 | 10745 | 1999 | 9999 |  |  | N | Natural Gas, Distillate Fuel Oil |  |  |  | H2O | [8 empty] | 0.515 | 0.09458 | 0.09458 | 0.09458 | 0.09458 | [11 empty] | SOWEGA Power LLC | 100 | Georgia Energy Coop | 100
1515 S Caron Road | 7770_G_GT1 | 7770 | G | GT1 |  | Combustion Turbine |  | PJM_COMD | Illinois | 17 | Ogle | 141 | 17141 | 3 | 11112 | 2000 | 2045 |  |  | N | Natural Gas | [12 empty] | 1 | 0.16383 | 0.16383 | 0.16383 | 0.16383 | [11 empty] | Rochelle Municipal Utilities | 100 | Rochelle Municipal Utilities | 100
Springview | 7771_G_3 | 7771 | G | 3 |  | Onshore Wind |  | SPP_NEBR | Nebraska | 31 | Keya Paha | 103 | 31103 | 1.5 | 0 | 2011 | 9999 |  |  | N | Wind | [13 empty] | 0 | 0 | 0 | 0 | [11 empty] | Bluestem LLC | 100 | Bluestem LLC | 100
Springview | 7771_G_4 | 7771 | G | 4 |  | Onshore Wind |  | SPP_NEBR | Nebraska | 31 | Keya Paha | 103 | 31103 | 1.5 | 0 | 2011 | 9999 |  |  | N | Wind | [13 empty] | 0 | 0 | 0 | 0 | [11 empty] | Bluestem LLC | 100 | Bluestem LLC | 100
Cleveland Peaking | 7774_G_1 | 7774 | G | 1 |  | Combustion Turbine | IC Engine | PJM_ATSI | Ohio | 39 | Cuyahoga | 35 | 39035 | 1.8 | 10745 | 2000 | 9999 |  |  | N | Distillate Fuel Oil | [12 empty] | 0.5 | 2.6267 | 2.6267 | 2.6267 | 2.6267 | [11 empty] | American Municipal Power Inc | 100 | American Municipal Power Inc | 100
Cleveland Peaking | 7774_G_2 | 7774 | G | 2 |  | Combustion Turbine | IC Engine | PJM_ATSI | Ohio | 39 | Cuyahoga | 35 | 39035 | 1.8 | 10745 | 2000 | 9999 |  |  | N | Distillate Fuel Oil | [12 empty] | 0.5 | 1.8662 | 1.8662 | 1.8662 | 1.8662 | [11 empty] | American Municipal Power Inc | 100 | American Municipal Power Inc | 100
Cleveland Peaking | 7774_G_3 | 7774 | G | 3 |  | Combustion Turbine | IC Engine | PJM_ATSI | Ohio | 39 | Cuyahoga | 35 | 39035 | 1.8 | 10745 | 2000 | 9999 |  |  | N | Distillate Fuel Oil | [12 empty] | 0.5 | 2.6267 | 2.6267 | 2.6267 | 2.6267 | [11 empty] | American Municipal Power Inc | 100 | American Municipal Power Inc | 100
Cleveland Peaking | 7774_G_4 | 7774 | G | 4 |  | Combustion Turbine | IC Engine | PJM_ATSI | Ohio | 39 | Cuyahoga | 35 | 39035 | 1.8 | 10745 | 2000 | 9999 |  |  | N | Distillate Fuel Oil | [12 empty] | 0.5 | 2.7038 | 2.7038 | 2.7038 | 2.7038 | [11 empty] | American Municipal Power Inc | 100 | American Municipal Power Inc | 100
Cleveland Peaking | 7774_G_5 | 7774 | G | 5 |  | Combustion Turbine | IC Engine | PJM_ATSI | Ohio | 39 | Cuyahoga | 35 | 39035 | 1.8 | 10745 | 2000 | 9999 |  |  | N | Distillate Fuel Oil | [12 empty] | 0.5 | 2.7038 | 2.7038 | 2.7038 | 2.7038 | [11 empty] | American Municipal Power Inc | 100 | American Municipal Power Inc | 100
Cleveland Peaking | 7774_G_6 | 7774 | G | 6 |  | Combustion Turbine | IC Engine | PJM_ATSI | Ohio | 39 | Cuyahoga | 35 | 39035 | 1.8 | 10745 | 2000 | 9999 |  |  | N | Distillate Fuel Oil | [12 empty] | 0.5 | 2.7038 | 2.7038 | 2.7038 | 2.7038 | [11 empty] | American Municipal Power Inc | 100 | American Municipal Power Inc | 100
Versailles Peaking | 7775_G_1 | 7775 | G | 1 |  | Combustion Turbine | IC Engine | PJM_West | Ohio | 39 | Darke | 37 | 39037 | 1.8 | 10745 | 1999 | 9999 |  |  | N | Distillate Fuel Oil | [12 empty] | 0.5 | 1.4821 | 1.4821 | 1.4821 | 1.4821 | [11 empty] | Ohio Municipal Electric Agency Joint Venture 2 | 100 | Hamilton Dept of Public Utilities | 100
Versailles Peaking | 7775_G_2 | 7775 | G | 2 |  | Combustion Turbine | IC Engine | PJM_West | Ohio | 39 | Darke | 37 | 39037 | 1.8 | 10745 | 1999 | 9999 |  |  | N | Distillate Fuel Oil | [12 empty] | 0.5 | 1.4424 | 1.4424 | 1.4424 | 1.4424 | [11 empty] | Ohio Municipal Electric Agency Joint Venture 2 | 100 | Hamilton Dept of Public Utilities | 100
Versailles Peaking | 7775_G_3 | 7775 | G | 3 |  | Combustion Turbine | IC Engine | PJM_West | Ohio | 39 | Darke | 37 | 39037 | 1.8 | 10745 | 1999 | 9999 |  |  | N | Distillate Fuel Oil | [12 empty] | 0.5 | 1.2358 | 1.2358 | 1.2358 | 1.2358 | [11 empty] | Ohio Municipal Electric Agency Joint Venture 2 | 100 | Hamilton Dept of Public Utilities | 100
Napoleon Peaking | 7776_G_4 | 7776 | G | 4 |  | Combustion Turbine | IC Engine | PJM_ATSI | Ohio | 39 | Henry | 69 | 39069 | 1.8 | 10745 | 1999 | 9999 |  |  | N | Distillate Fuel Oil | [13 empty] | 2.7585 | 2.7585 | 2.7585 | 2.7585 | [11 empty] | Ohio Municipal Electric Generation Agency Joint Venture 5 | 100 | Cuyahoga Falls OH (City of) | 100
Napoleon Peaking | 7776_G_5 | 7776 | G | 5 |  | Combustion Turbine | IC Engine | PJM_ATSI | Ohio | 39 | Henry | 69 | 39069 | 1.8 | 10745 | 1999 | 9999 |  |  | N | Distillate Fuel Oil | [13 empty] | 2.5158 | 2.5158 | 2.5158 | 2.5158 | [11 empty] | Ohio Municipal Electric Generation Agency Joint Venture 5 | 100 | Cuyahoga Falls OH (City of) | 100
Napoleon Peaking | 7776_G_6 | 7776 | G | 6 |  | Combustion Turbine | IC Engine | PJM_ATSI | Ohio | 39 | Henry | 69 | 39069 | 1.8 | 10745 | 1999 | 9999 |  |  | N | Distillate Fuel Oil | [13 empty] | 0.48308 | 0.48308 | 0.48308 | 0.48308 | [11 empty] | Ohio Municipal Electric Generation Agency Joint Venture 5 | 100 | Cuyahoga Falls OH (City of) | 100
Dover Peaking | 7777_G_1 | 7777 | G | 1 |  | Combustion Turbine | IC Engine | PJM_West | Ohio | 39 | Tuscarawas | 157 | 39157 | 1.8 | 10745 | 1999 | 9999 |  |  | N | Distillate Fuel Oil | [12 empty] | 0.5 | 1.6498 | 1.6498 | 1.6498 | 1.6498 | [11 empty] | Ohio Municipal Electric Agency Joint Venture 2 | 100 | Hamilton Dept of Public Utilities | 100
Dover Peaking | 7777_G_2 | 7777 | G | 2 |  | Combustion Turbine | IC Engine | PJM_West | Ohio | 39 | Tuscarawas | 157 | 39157 | 1.8 | 10745 | 1999 | 9999 |  |  | N | Distillate Fuel Oil | [12 empty] | 0.5 | 1.6498 | 1.6498 | 1.6498 | 1.6498 | [11 empty] | Ohio Municipal Electric Agency Joint Venture 2 | 100 | Hamilton Dept of Public Utilities | 100
Dover Peaking | 7777_G_3 | 7777 | G | 3 |  | Combustion Turbine | IC Engine | PJM_West | Ohio | 39 | Tuscarawas | 157 | 39157 | 1.8 | 10745 | 1999 | 9999 |  |  | N | Distillate Fuel Oil | [12 empty] | 0.5 | 1.6498 | 1.6498 | 1.6498 | 1.6498 | [11 empty] | Ohio Municipal Electric Agency Joint Venture 2 | 100 | Hamilton Dept of Public Utilities | 100
Dover Peaking | 7777_G_4 | 7777 | G | 4 |  | Combustion Turbine | IC Engine | PJM_West | Ohio | 39 | Tuscarawas | 157 | 39157 | 1.8 | 10745 | 1999 | 9999 |  |  | N | Distillate Fuel Oil | [12 empty] | 0.5 | 1.6498 | 1.6498 | 1.6498 | 1.6498 | [11 empty] | Ohio Municipal Electric Agency Joint Venture 2 | 100 | Hamilton Dept of Public Utilities | 100
Dover Peaking | 7777_G_5 | 7777 | G | 5 |  | Combustion Turbine | IC Engine | PJM_West | Ohio | 39 | Tuscarawas | 157 | 39157 | 1.8 | 10745 | 1999 | 9999 |  |  | N | Distillate Fuel Oil | [12 empty] | 0.5 | 1.6498 | 1.6498 | 1.6498 | 1.6498 | [11 empty] | Ohio Municipal Electric Agency Joint Venture 2 | 100 | Hamilton Dept of Public Utilities | 100
Dover Peaking | 7777_G_6 | 7777 | G | 6 |  | Combustion Turbine | IC Engine | PJM_West | Ohio | 39 | Tuscarawas | 157 | 39157 | 1.8 | 10745 | 1999 | 9999 |  |  | N | Distillate Fuel Oil | [12 empty] | 0.5 | 1.6498 | 1.6498 | 1.6498 | 1.6498 | [11 empty] | Ohio Municipal Electric Agency Joint Venture 2 | 100 | Hamilton Dept of Public Utilities | 100
Orrville Peaking | 7778_G_1 | 7778 | G | 1 |  | Combustion Turbine | IC Engine | PJM_West | Ohio | 39 | Wayne | 169 | 39169 | 1.8 | 10745 | 1999 | 9999 |  |  | N | Distillate Fuel Oil | [12 empty] | 0.5 | 1.393 | 1.393 | 1.393 | 1.393 | [11 empty] | American Municipal Power Inc | 100 | American Municipal Power Inc | 100
Orrville Peaking | 7778_G_2 | 7778 | G | 2 |  | Combustion Turbine | IC Engine | PJM_West | Ohio | 39 | Wayne | 169 | 39169 | 1.8 | 10745 | 1999 | 9999 |  |  | N | Distillate Fuel Oil | [12 empty] | 0.5 | 1.4219 | 1.4219 | 1.4219 | 1.4219 | [11 empty] | American Municipal Power Inc | 100 | American Municipal Power Inc | 100
Orrville Peaking | 7778_G_3 | 7778 | G | 3 |  | Combustion Turbine | IC Engine | PJM_West | Ohio | 39 | Wayne | 169 | 39169 | 1.8 | 10745 | 1999 | 9999 |  |  | N | Distillate Fuel Oil | [12 empty] | 0.5 | 1.3355 | 1.3355 | 1.3355 | 1.3355 | [11 empty] | American Municipal Power Inc | 100 | American Municipal Power Inc | 100
Bryan Peaking | 7779_G_1 | 7779 | G | 1 |  | Combustion Turbine | IC Engine | PJM_ATSI | Ohio | 39 | Williams | 171 | 39171 | 1.8 | 10745 | 1999 | 9999 |  |  | N | Distillate Fuel Oil | [12 empty] | 0.5 | 4.5992 | 4.5992 | 4.5992 | 4.5992 | [11 empty] | American Municipal Power Inc | 100 | American Municipal Power Inc | 100
Bryan Peaking | 7779_G_2 | 7779 | G | 2 |  | Combustion Turbine | IC Engine | PJM_ATSI | Ohio | 39 | Williams | 171 | 39171 | 1.8 | 10745 | 1999 | 9999 |  |  | N | Distillate Fuel Oil | [12 empty] | 0.5 | 4.4767 | 4.4767 | 4.4767 | 4.4767 | [11 empty] | American Municipal Power Inc | 100 | American Municipal Power Inc | 100
Bryan Peaking | 7779_G_3 | 7779 | G | 3 |  | Combustion Turbine | IC Engine | PJM_ATSI | Ohio | 39 | Williams | 171 | 39171 | 1.8 | 10745 | 1999 | 9999 |  |  | N | Distillate Fuel Oil | [12 empty] | 0.5 | 4.716 | 4.716 | 4.716 | 4.716 | [11 empty] | American Municipal Power Inc | 100 | American Municipal Power Inc | 100
Bryan Peaking | 7779_G_4 | 7779 | G | 4 |  | Combustion Turbine | IC Engine | PJM_ATSI | Ohio | 39 | Williams | 171 | 39171 | 1.8 | 10745 | 1999 | 9999 |  |  | N | Distillate Fuel Oil | [13 empty] | 1.6498 | 1.6498 | 1.6498 | 1.6498 | [11 empty] | American Municipal Power Inc | 100 | American Municipal Power Inc | 100
Bryan Peaking | 7779_G_5 | 7779 | G | 5 |  | Combustion Turbine | IC Engine | PJM_ATSI | Ohio | 39 | Williams | 171 | 39171 | 1.8 | 10745 | 1999 | 9999 |  |  | N | Distillate Fuel Oil | [13 empty] | 1.6498 | 1.6498 | 1.6498 | 1.6498 | [11 empty] | American Municipal Power Inc | 100 | American Municipal Power Inc | 100
Bryan Peaking | 7779_G_6 | 7779 | G | 6 |  | Combustion Turbine | IC Engine | PJM_ATSI | Ohio | 39 | Williams | 171 | 39171 | 1.8 | 10745 | 1999 | 9999 |  |  | N | Distillate Fuel Oil | [13 empty] | 1.6498 | 1.6498 | 1.6498 | 1.6498 | [11 empty] | American Municipal Power Inc | 100 | American Municipal Power Inc | 100
Jackson Cntr Peaking | 7780_G_1 | 7780 | G | 1 |  | Combustion Turbine | IC Engine | PJM_West | Ohio | 39 | Shelby | 149 | 39149 | 1.8 | 10745 | 1999 | 9999 |  |  | N | Distillate Fuel Oil | [12 empty] | 0.5 | 0.5029 | 0.5029 | 0.5029 | 0.5029 | [11 empty] | Ohio Municipal Electric Agency Joint Venture 2 | 100 | Hamilton Dept of Public Utilities | 100
Arcanum Peaking | 7781_G_1 | 7781 | G | 1 |  | Combustion Turbine | IC Engine | PJM_West | Ohio | 39 | Darke | 37 | 39037 | 1.8 | 10745 | 1999 | 9999 |  |  | N | Distillate Fuel Oil | [12 empty] | 0.5 | 3.0928 | 3.0928 | 3.0928 | 3.0928 | [11 empty] | American Municipal Power Inc | 100 | American Municipal Power Inc | 100
Hamilton Peaking | 7782_G_1 | 7782 | G | 1 | 3225 | Combustion Turbine |  | PJM_West | Ohio | 39 | Butler | 17 | 39017 | 29 | 12112 | 2000 | 9999 |  |  | N | Natural Gas |  |  |  | H2O | [8 empty] | 0.5 | 0.16505 | 0.16505 | 0.16505 | 0.16505 | [11 empty] | American Municipal Power Inc | 100 | American Municipal Power Inc | 100
Bowling Green Peaking | 7783_G_1 | 7783 | G | 1 | 3226 | Combustion Turbine |  | PJM_ATSI | Ohio | 39 | Wood | 173 | 39173 | 29 | 10745 | 2000 | 9999 |  |  | N | Natural Gas |  |  |  | H2O | [8 empty] | 0.5 | 0.16508 | 0.16508 | 0.16508 | 0.16508 | [11 empty] | American Municipal Power Inc | 100 | American Municipal Power Inc | 100
Allegany Cogen | 7784_G_1 | 7784 | G | 1 | 3562 | Combined Cycle |  | NY_Z_B | New York | 36 | Allegany | 3 | 36003 | 40 | 8466 | 1994 | 9999 |  |  | N | Natural Gas |  |  |  | H2O | SCR | [8 empty] | 0.031202 | 0.031202 | 0.031202 | 0.031202 | [11 empty] | Allegany Generating Station LLC | 100 | Alliance Energy Group LLC | 100
Allegany Cogen | 7784_G_2 | 7784 | G | 2 | 3562 | Combined Cycle |  | NY_Z_B | New York | 36 | Allegany | 3 | 36003 | 20 | 8466 | 1994 | 9999 |  |  | N | Natural Gas |  |  |  | H2O | SCR | [8 empty] | 0.031202 | 0.031202 | 0.031202 | 0.031202 | [11 empty] | Allegany Generating Station LLC | 100 | Alliance Energy Group LLC | 100
Abiquiu Dam | 7789_G_1 | 7789 | G | 1 |  | Hydro |  | WECC_NM | New Mexico | 35 | Rio Arriba | 39 | 35039 | 6.9 | 0 | 1989 | 9999 |  |  | N | Hydro | [13 empty] | 0 | 0 | 0 | 0 | [11 empty] | Los Alamos County | 100 | Los Alamos County | 100
Abiquiu Dam | 7789_G_2 | 7789 | G | 2 |  | Hydro |  | WECC_NM | New Mexico | 35 | Rio Arriba | 39 | 35039 | 6.9 | 0 | 1989 | 9999 |  |  | N | Hydro | [13 empty] | 0 | 0 | 0 | 0 | [11 empty] | Los Alamos County | 100 | Los Alamos County | 100
Abiquiu Dam | 7789_G_3 | 7789 | G | 3 |  | Hydro |  | WECC_NM | New Mexico | 35 | Rio Arriba | 39 | 35039 | 3 | 0 | 2011 | 9999 |  |  | N | Hydro | [13 empty] | 0 | 0 | 0 | 0 | [11 empty] | Los Alamos County | 100 | Los Alamos County | 100
Bonanza | 7790_B_1-1 | 7790 | B | 1-1 | 3228 | Coal Steam |  | WECC_UT | Utah | 49 | Uintah | 47 | 49047 | 458 | 9983 | 1986 | 2030 | wall | dry | N | Bituminous | Wet Scrubber | 1986 | 0.95 | LNB |  |  |  | B | NA |  |  |  | 0.1 | 0.2634 | 0.2634 | 0.1987 | 0.1987 | 0.05 | 0.1 | 0.56 | 0.99 | [7 empty] | Deseret Power Electric Coop | 96.25 | Deseret Power Electric Coop | 96.25
Montpelier | 7791_G_1 | 7791 | G | 1 |  | Combustion Turbine | IC Engine | PJM_ATSI | Ohio | 39 | Williams | 171 | 39171 | 1.8 | 10745 | 2000 | 9999 |  |  | N | Distillate Fuel Oil | [12 empty] | 0.5 | 2.3597 | 2.3597 | 2.3597 | 2.3597 | [11 empty] | Ohio Municipal Electric Agency Joint Venture 2 | 100 | Hamilton Dept of Public Utilities | 100
Montpelier | 7791_G_2 | 7791 | G | 2 |  | Combustion Turbine | IC Engine | PJM_ATSI | Ohio | 39 | Williams | 171 | 39171 | 1.8 | 10745 | 2000 | 9999 |  |  | N | Distillate Fuel Oil | [12 empty] | 0.5 | 2.4243 | 2.4243 | 2.4243 | 2.4243 | [11 empty] | Ohio Municipal Electric Agency Joint Venture 2 | 100 | Hamilton Dept of Public Utilities | 100
Montpelier | 7791_G_3 | 7791 | G | 3 |  | Combustion Turbine | IC Engine | PJM_ATSI | Ohio | 39 | Williams | 171 | 39171 | 1.8 | 10745 | 2000 | 9999 |  |  | N | Distillate Fuel Oil | [12 empty] | 0.5 | 2.2951 | 2.2951 | 2.2951 | 2.2951 | [11 empty] | Ohio Municipal Electric Agency Joint Venture 2 | 100 | Hamilton Dept of Public Utilities | 100
Montpelier | 7791_G_4 | 7791 | G | 4 |  | Combustion Turbine | IC Engine | PJM_ATSI | Ohio | 39 | Williams | 171 | 39171 | 1.8 | 10745 | 2000 | 9999 |  |  | N | Distillate Fuel Oil | [12 empty] | 0.5 | 2.3597 | 2.3597 | 2.3597 | 2.3597 | [11 empty] | Ohio Municipal Electric Agency Joint Venture 2 | 100 | Hamilton Dept of Public Utilities | 100
Montpelier | 7791_G_5 | 7791 | G | 5 |  | Combustion Turbine | IC Engine | PJM_ATSI | Ohio | 39 | Williams | 171 | 39171 | 1.8 | 10745 | 2000 | 9999 |  |  | N | Distillate Fuel Oil | [12 empty] | 0.5 | 2.2336 | 2.2336 | 2.2336 | 2.2336 | [11 empty] | Ohio Municipal Electric Agency Joint Venture 2 | 100 | Hamilton Dept of Public Utilities | 100
Montpelier | 7791_G_6 | 7791 | G | 6 |  | Combustion Turbine | IC Engine | PJM_ATSI | Ohio | 39 | Williams | 171 | 39171 | 1.8 | 10745 | 2000 | 9999 |  |  | N | Distillate Fuel Oil | [12 empty] | 0.5 | 2.169 | 2.169 | 2.169 | 2.169 | [11 empty] | Ohio Municipal Electric Agency Joint Venture 2 | 100 | Hamilton Dept of Public Utilities | 100
Custer Energy Center | 7795_G_1 | 7795 | G | 1 |  | Combustion Turbine |  | MIS_WUMS | Wisconsin | 55 | Manitowoc | 71 | 55071 | 22 | 16966 | 1999 | 9999 |  |  | N | Natural Gas, Distillate Fuel Oil | [12 empty] | 3 | 0.23894 | 0.23894 | 0.23894 | 0.23894 | [11 empty] | Manitowoc Public Utilities | 100 | Manitowoc Public Utilities | 100
Dominion/Lo Mar | 7797_G_LOM3 | 7797 | G | LOM3 |  | Combustion Turbine | IC Engine | PJM_Dom | Virginia | 51 | Prince William | 153 | 51153 | 1.7 | 10745 | 1997 | 9999 |  |  | N | Distillate Fuel Oil | [12 empty] | 1.06 | 1.6498 | 1.6498 | 1.6498 | 1.6498 | [11 empty] | Manassas VA (City of) | 100 | Manassas VA (City of) | 100
Dominion/Lo Mar | 7797_G_DOM1 | 7797 | G | DOM1 |  | Combustion Turbine |  | PJM_Dom | Virginia | 51 | Prince William | 153 | 51153 | 9 | 24694 | 1997 | 9999 |  |  | N | Distillate Fuel Oil | [12 empty] | 0.8 | 1.01 | 1.01 | 1.01 | 1.01 | [11 empty] | Manassas VA (City of) | 100 | Manassas VA (City of) | 100
Dominion/Lo Mar | 7797_G_DOM2 | 7797 | G | DOM2 |  | Combustion Turbine | IC Engine | PJM_Dom | Virginia | 51 | Prince William | 153 | 51153 | 1.7 | 10745 | 1997 | 9999 |  |  | N | Distillate Fuel Oil | [12 empty] | 1.06 | 1.6498 | 1.6498 | 1.6498 | 1.6498 | [11 empty] | Manassas VA (City of) | 100 | Manassas VA (City of) | 100
Dominion/Lo Mar | 7797_G_LOM1 | 7797 | G | LOM1 |  | Combustion Turbine | IC Engine | PJM_Dom | Virginia | 51 | Prince William | 153 | 51153 | 1.7 | 10745 | 1997 | 9999 |  |  | N | Distillate Fuel Oil | [12 empty] | 1.06 | 1.6498 | 1.6498 | 1.6498 | 1.6498 | [11 empty] | Manassas VA (City of) | 100 | Manassas VA (City of) | 100
Dominion/Lo Mar | 7797_G_LOM2 | 7797 | G | LOM2 |  | Combustion Turbine | IC Engine | PJM_Dom | Virginia | 51 | Prince William | 153 | 51153 | 1.7 | 10745 | 1997 | 9999 |  |  | N | Distillate Fuel Oil | [12 empty] | 1.06 | 1.6498 | 1.6498 | 1.6498 | 1.6498 | [11 empty] | Manassas VA (City of) | 100 | Manassas VA (City of) | 100
Gateway Gen | 7798_G_1 | 7798 | G | 1 |  | Combustion Turbine | IC Engine | PJM_Dom | Virginia | 51 | Prince William | 153 | 51153 | 1.7 | 12479 | 1996 | 9999 |  |  | N | Distillate Fuel Oil | [12 empty] | 1.06 | 1.2901 | 1.2901 | 1.2901 | 1.2901 | [11 empty] | Manassas VA (City of) | 100 | Manassas VA (City of) | 100
Gateway Gen | 7798_G_2 | 7798 | G | 2 |  | Combustion Turbine | IC Engine | PJM_Dom | Virginia | 51 | Prince William | 153 | 51153 | 1.7 | 12759 | 2009 | 9999 |  |  | N | Distillate Fuel Oil | [13 empty] | 1.2901 | 1.2901 | 1.2901 | 1.2901 | [11 empty] | Manassas VA (City of) | 100 | Manassas VA (City of) | 100
West Marinette 34 | 7799_G_34 | 7799 | G | 34 | 2612 | Combustion Turbine |  | MIS_WUMS | Wisconsin | 55 | Marinette | 75 | 55075 | 70.4 | 12565 | 2000 | 9999 |  |  | N | Natural Gas |  |  |  | DLNB + H2O | [8 empty] | 3 | 0.03189 | 0.03189 | 0.03189 | 0.03189 | [11 empty] | Madison Gas & Electric Co | 100 | MGE Energy Inc | 100
Sherwood H Smith Jr Energy Complex | 7805_G_001 | 7805 | G | 001 | 3235 | Combustion Turbine |  | S_VACA | North Carolina | 37 | Richmond | 153 | 37153 | 157 | 11239 | 2001 | 9999 |  |  | N | Natural Gas, Distillate Fuel Oil |  |  |  | DLNB + H2O | [8 empty] | 2.3 | 0.03682 | 0.03682 | 0.03682 | 0.03682 | [11 empty] | Duke Energy Progress | 100 | Duke Energy Corp | 100
Sherwood H Smith Jr Energy Complex | 7805_G_002 | 7805 | G | 002 | 3236 | Combustion Turbine |  | S_VACA | North Carolina | 37 | Richmond | 153 | 37153 | 156 | 11239 | 2001 | 9999 |  |  | N | Natural Gas, Distillate Fuel Oil |  |  |  | DLNB + H2O | [8 empty] | 2.3 | 0.03163 | 0.03163 | 0.03163 | 0.03163 | [11 empty] | Duke Energy Progress | 100 | Duke Energy Corp | 100
Sherwood H Smith Jr Energy Complex | 7805_G_003 | 7805 | G | 003 | 3237 | Combustion Turbine |  | S_VACA | North Carolina | 37 | Richmond | 153 | 37153 | 155 | 11239 | 2001 | 9999 |  |  | N | Natural Gas, Distillate Fuel Oil |  |  |  | DLNB + H2O | [8 empty] | 2.3 | 0.03756 | 0.03756 | 0.03756 | 0.03756 | [11 empty] | Duke Energy Progress | 100 | Duke Energy Corp | 100
Sherwood H Smith Jr Energy Complex | 7805_G_004 | 7805 | G | 004 | 3238 | Combustion Turbine |  | S_VACA | North Carolina | 37 | Richmond | 153 | 37153 | 159 | 11239 | 2001 | 9999 |  |  | N | Natural Gas, Distillate Fuel Oil |  |  |  | DLNB + H2O | [8 empty] | 2.3 | 0.03279 | 0.03279 | 0.03279 | 0.03279 | [11 empty] | Duke Energy Progress | 100 | Duke Energy Corp | 100
Sherwood H Smith Jr Energy Complex | 7805_G_6 | 7805 | G | 6 | 3240 | Combustion Turbine |  | S_VACA | North Carolina | 37 | Richmond | 153 | 37153 | 145 | 11238 | 2002 | 9999 |  |  | N | Natural Gas, Distillate Fuel Oil |  |  |  | DLNB + H2O | [8 empty] | 2.3 | 0.03579 | 0.03579 | 0.03579 | 0.03579 | [11 empty] | Duke Energy Progress | 100 | Duke Energy Corp | 100
Sherwood H Smith Jr Energy Complex | 7805_G_7 | 7805 | G | 7 | 3241 | Combined Cycle |  | S_VACA | North Carolina | 37 | Richmond | 153 | 37153 | 154 | 7050 | 2002 | 9999 |  |  | N | Natural Gas, Distillate Fuel Oil |  |  |  | DLNB + H2O | SCR | [7 empty] | 2.3 | 0.0076843 | 0.0076843 | 0.0076843 | 0.0076843 | [11 empty] | Duke Energy Progress | 100 | Duke Energy Corp | 100
Sherwood H Smith Jr Energy Complex | 7805_G_8 | 7805 | G | 8 | 3242 | Combined Cycle |  | S_VACA | North Carolina | 37 | Richmond | 153 | 37153 | 153 | 7050 | 2002 | 9999 |  |  | N | Natural Gas, Distillate Fuel Oil |  |  |  | DLNB + H2O | SCR | [7 empty] | 2.3 | 0.0076843 | 0.0076843 | 0.0076843 | 0.0076843 | [11 empty] | Duke Energy Progress | 100 | Duke Energy Corp | 100
Sherwood H Smith Jr Energy Complex | 7805_G_ST4 | 7805 | G | ST4 | 3241 | Combined Cycle |  | S_VACA | North Carolina | 37 | Richmond | 153 | 37153 | 169 | 7050 | 2002 | 9999 |  |  | N | Natural Gas, Distillate Fuel Oil |  |  |  | DLNB + H2O | SCR | [7 empty] | 2.3 | 0.0076843 | 0.0076843 | 0.0076843 | 0.0076843 | [11 empty] | Duke Energy Progress | 100 | Duke Energy Corp | 100
Sherwood H Smith Jr Energy Complex | 7805_G_10 | 7805 | G | 10 | 90495 | Combined Cycle |  | S_VACA | North Carolina | 37 | Richmond | 153 | 37153 | 175 | 7050 | 2011 | 9999 |  |  | N | Natural Gas, Distillate Fuel Oil |  |  |  | DLNB + H2O | SCR | [8 empty] | 0.0064374 | 0.0064374 | 0.0064374 | 0.0064374 | [11 empty] | Duke Energy Progress | 100 | Duke Energy Corp | 100
Sherwood H Smith Jr Energy Complex | 7805_G_9 | 7805 | G | 9 | 90494 | Combined Cycle |  | S_VACA | North Carolina | 37 | Richmond | 153 | 37153 | 174 | 7050 | 2011 | 9999 |  |  | N | Natural Gas, Distillate Fuel Oil |  |  |  | DLNB + H2O | SCR | [8 empty] | 0.0064374 | 0.0064374 | 0.0064374 | 0.0064374 | [11 empty] | Duke Energy Progress | 100 | Duke Energy Corp | 100
Sherwood H Smith Jr Energy Complex | 7805_G_ST5 | 7805 | G | ST5 | 90494 | Combined Cycle |  | S_VACA | North Carolina | 37 | Richmond | 153 | 37153 | 248 | 7050 | 2011 | 9999 |  |  | N | Natural Gas, Distillate Fuel Oil |  |  |  | DLNB + H2O | SCR | [8 empty] | 0.0064374 | 0.0064374 | 0.0064374 | 0.0064374 | [11 empty] | Duke Energy Progress | 100 | Duke Energy Corp | 100
Pine Street | 7806_G_7 | 7806 | G | 7 |  | Combustion Turbine | IC Engine | MIS_LMI | Michigan | 26 | Huron | 63 | 26063 | 4.4 | 10745 | 2019 | 9999 |  |  | N | Natural Gas | [13 empty] | 1.061 | 1.061 | 1.061 | 1.061 | [11 empty] | Sebewaing Light & Water Dept | 100 | Sebewaing Light & Water Dept | 100
Pine Street | 7806_G_8 | 7806 | G | 8 |  | Combustion Turbine | IC Engine | MIS_LMI | Michigan | 26 | Huron | 63 | 26063 | 3.3 | 10745 | 2020 | 9999 |  |  | N | Natural Gas | [13 empty] | 1.061 | 1.061 | 1.061 | 1.061 | [11 empty] | Sebewaing Light & Water Dept | 100 | Sebewaing Light & Water Dept | 100
Hamilton Hydro | 7807_G_3 | 7807 | G | 3 |  | Hydro |  | PJM_West | Ohio | 39 | Butler | 17 | 39017 | 1 | 0 | 1994 | 9999 |  |  | N | Hydro | [13 empty] | 0 | 0 | 0 | 0 | [11 empty] | Hamilton Dept of Public Utilities | 100 | Hamilton Dept of Public Utilities | 100
Hamilton Hydro | 7807_G_4 | 7807 | G | 4 |  | Hydro |  | PJM_West | Ohio | 39 | Butler | 17 | 39017 | 1 | 0 | 1994 | 9999 |  |  | N | Hydro | [13 empty] | 0 | 0 | 0 | 0 | [11 empty] | Hamilton Dept of Public Utilities | 100 | Hamilton Dept of Public Utilities | 100
Argyle | 7810_G_5 | 7810 | G | 5 |  | Combustion Turbine | IC Engine | MIS_MNWI | Wisconsin | 55 | Lafayette | 65 | 55065 | 2 | 10745 | 2004 | 9999 |  |  | N | Distillate Fuel Oil | [12 empty] | 3 | 1.6498 | 1.6498 | 1.6498 | 1.6498 | [11 empty] | Argyle WI (City of) | 100 | Argyle WI (City of) | 100
Sewell Creek Energy | 7813_G_1 | 7813 | G | 1 | 3243 | Combustion Turbine |  | S_SOU | Georgia | 13 | Polk | 233 | 13233 | 97.2 | 11096 | 2000 | 9999 |  |  | N | Natural Gas |  |  |  | DLNB | [8 empty] | 0.006 | 0.03378 | 0.03378 | 0.03378 | 0.03378 | [11 empty] | Smarr EMC | 100 | Smarr EMC | 100
Sewell Creek Energy | 7813_G_2 | 7813 | G | 2 | 3244 | Combustion Turbine |  | S_SOU | Georgia | 13 | Polk | 233 | 13233 | 92.8 | 11088 | 2000 | 9999 |  |  | N | Natural Gas |  |  |  | DLNB | [8 empty] | 0.006 | 0.03609 | 0.03609 | 0.03609 | 0.03609 | [11 empty] | Smarr EMC | 100 | Smarr EMC | 100
Sewell Creek Energy | 7813_G_3 | 7813 | G | 3 | 3245 | Combustion Turbine |  | S_SOU | Georgia | 13 | Polk | 233 | 13233 | 129.8 | 11087 | 2000 | 9999 |  |  | N | Natural Gas |  |  |  | DLNB | [8 empty] | 0.006 | 0.07472 | 0.07472 | 0.07472 | 0.07472 | [11 empty] | Smarr EMC | 100 | Smarr EMC | 100
Sewell Creek Energy | 7813_G_4 | 7813 | G | 4 | 3246 | Combustion Turbine |  | S_SOU | Georgia | 13 | Polk | 233 | 13233 | 131.3 | 11091 | 2000 | 9999 |  |  | N | Natural Gas |  |  |  | DLNB | [8 empty] | 0.006 | 0.0809 | 0.0809 | 0.0809 | 0.0809 | [11 empty] | Smarr EMC | 100 | Smarr EMC | 100
Webb Forging | 7814_G_1 | 7814 | G | 1 |  | Combustion Turbine | IC Engine | S_VACA | South Carolina | 45 | Union | 87 | 45087 | 2.4 | 11525 | 2003 | 9999 |  |  | N | Distillate Fuel Oil | [12 empty] | 3.5 | 1.6498 | 1.6498 | 1.6498 | 1.6498 | [11 empty] | Santee Cooper | 100 | Santee Cooper | 100
Webb Forging | 7814_G_2 | 7814 | G | 2 |  | Combustion Turbine | IC Engine | S_VACA | South Carolina | 45 | Union | 87 | 45087 | 2.4 | 11623 | 2003 | 9999 |  |  | N | Distillate Fuel Oil | [12 empty] | 3.5 | 1.6498 | 1.6498 | 1.6498 | 1.6498 | [11 empty] | Santee Cooper | 100 | Santee Cooper | 100
Alsey | 7818_G_1 | 7818 | G | 1 | 89336 | Combustion Turbine |  | MIS_IL | Illinois | 17 | Scott | 171 | 17171 | 30 | 13410 | 1999 | 2045 |  |  | N | Natural Gas |  |  |  | H2O | [8 empty] | 1 | 0.23028 | 0.23028 | 0.23028 | 0.23028 | [11 empty] | Prairie Power Inc | 100 | Prairie Power Inc | 100
Alsey | 7818_G_2 | 7818 | G | 2 | 89337 | Combustion Turbine |  | MIS_IL | Illinois | 17 | Scott | 171 | 17171 | 30 | 13411 | 1999 | 2045 |  |  | N | Natural Gas |  |  |  | H2O | [8 empty] | 1 | 0.22606 | 0.22606 | 0.22606 | 0.22606 | [11 empty] | Prairie Power Inc | 100 | Prairie Power Inc | 100
Alsey | 7818_G_3 | 7818 | G | 3 |  | Combustion Turbine |  | MIS_IL | Illinois | 17 | Scott | 171 | 17171 | 18 | 13411 | 1999 | 2045 |  |  | N | Natural Gas, Distillate Fuel Oil | [12 empty] | 1 | 0.16383 | 0.16383 | 0.16383 | 0.16383 | [11 empty] | Prairie Power Inc | 100 | Prairie Power Inc | 100
Alsey | 7818_G_4 | 7818 | G | 4 |  | Combustion Turbine |  | MIS_IL | Illinois | 17 | Scott | 171 | 17171 | 18 | 13411 | 1999 | 2045 |  |  | N | Natural Gas, Distillate Fuel Oil | [12 empty] | 1 | 0.16383 | 0.16383 | 0.16383 | 0.16383 | [11 empty] | Prairie Power Inc | 100 | Prairie Power Inc | 100
Alsey | 7818_G_5 | 7818 | G | 5 | 89338 | Combustion Turbine |  | MIS_IL | Illinois | 17 | Scott | 171 | 17171 | 25 | 13411 | 1999 | 2045 |  |  | N | Natural Gas | [12 empty] | 1 | 0.3128 | 0.3128 | 0.3128 | 0.3128 | [11 empty] | Prairie Power Inc | 100 | Prairie Power Inc | 100
Alsey | 7818_G_6 | 7818 | G | 6 | 91126 | Combustion Turbine |  | MIS_IL | Illinois | 17 | Scott | 171 | 17171 | 42 | 10973 | 2016 | 2045 |  |  | N | Natural Gas, Distillate Fuel Oil | [13 empty] | 0.07516 | 0.07516 | 0.07516 | 0.07516 | [11 empty] | Prairie Power Inc | 100 | Prairie Power Inc | 100
Big Quinnesec 92 | 7820_G_1 | 7820 | G | 1 |  | Hydro |  | MIS_WUMS | Michigan | 26 | Dickinson | 43 | 26043 | 8 | 0 | 1949 | 9999 |  |  | N | Hydro | [13 empty] | 0 | 0 | 0 | 0 | [11 empty] | Wisconsin Electric Power Co | 100 | WEC Energy Group Inc | 100
Big Quinnesec 92 | 7820_G_2 | 7820 | G | 2 |  | Hydro |  | MIS_WUMS | Michigan | 26 | Dickinson | 43 | 26043 | 8 | 0 | 1949 | 9999 |  |  | N | Hydro | [13 empty] | 0 | 0 | 0 | 0 | [11 empty] | Wisconsin Electric Power Co | 100 | WEC Energy Group Inc | 100
Big Quinnesec 61 | 7821_G_4 | 7821 | G | 4 |  | Hydro |  | MIS_WUMS | Michigan | 26 | Dickinson | 43 | 26043 | 2.2 | 0 | 1914 | 9999 |  |  | N | Hydro | [13 empty] | 0 | 0 | 0 | 0 | [11 empty] | Wisconsin Electric Power Co | 100 | WEC Energy Group Inc | 100
Big Quinnesec 61 | 7821_G_5 | 7821 | G | 5 |  | Hydro |  | MIS_WUMS | Michigan | 26 | Dickinson | 43 | 26043 | 2.2 | 0 | 1914 | 9999 |  |  | N | Hydro | [13 empty] | 0 | 0 | 0 | 0 | [11 empty] | Wisconsin Electric Power Co | 100 | WEC Energy Group Inc | 100
Kaukauna City Hydro | 7822_G_1 | 7822 | G | 1 |  | Hydro |  | MIS_WUMS | Wisconsin | 55 | Outagamie | 87 | 55087 | 2.4 | 0 | 1940 | 9999 |  |  | N | Hydro | [13 empty] | 0 | 0 | 0 | 0 | [11 empty] | Kaukauna WI (City of) | 100 | Kaukauna WI (City of) | 100
Kaukauna City Hydro | 7822_G_2 | 7822 | G | 2 |  | Hydro |  | MIS_WUMS | Wisconsin | 55 | Outagamie | 87 | 55087 | 2.4 | 0 | 1942 | 9999 |  |  | N | Hydro | [13 empty] | 0 | 0 | 0 | 0 | [11 empty] | Kaukauna WI (City of) | 100 | Kaukauna WI (City of) | 100
Rockwood | 7824_G_1 | 7824 | G | 1 |  | Combustion Turbine |  | WECC_IID | California | 6 | Imperial | 25 | 06025 | 24.1 | 18223 | 1979 | 9999 |  |  | N | Natural Gas, Distillate Fuel Oil | [12 empty] | 0.74 | 0.24601 | 0.24601 | 0.24601 | 0.24601 | [11 empty] | Imperial Irrigation District | 100 | Imperial Irrigation District | 100
Rockwood | 7824_G_2 | 7824 | G | 2 |  | Combustion Turbine |  | WECC_IID | California | 6 | Imperial | 25 | 06025 | 23 | 18222 | 1980 | 9999 |  |  | N | Distillate Fuel Oil | [12 empty] | 1.23 | 0.24601 | 0.24601 | 0.24601 | 0.24601 | [11 empty] | Imperial Irrigation District | 100 | Imperial Irrigation District | 100
Fulton (AR) | 7825_G_1 | 7825 | G | 1 | 3247 | Combustion Turbine |  | SPP_WEST | Arkansas | 5 | Hempstead | 57 | 05057 | 153 | 10853 | 2001 | 9999 |  |  | N | Natural Gas |  |  |  | DLNB | [9 empty] | 0.06143 | 0.06143 | 0.06143 | 0.06143 | [11 empty] | Arkansas Electric Coop Corp | 100 | Arkansas Electric Coop Corp | 100
Rowan | 7826_G_001 | 7826 | G | 001 | 3248 | Combustion Turbine |  | S_VACA | North Carolina | 37 | Rowan | 159 | 37159 | 154 | 10883 | 2001 | 9999 |  |  | N | Natural Gas, Distillate Fuel Oil |  |  |  | DLNB + H2O | [8 empty] | 0.006 | 0.03287 | 0.03287 | 0.03287 | 0.03287 | [11 empty] | Southern Power Co | 100 | Southern Co | 100
Rowan | 7826_G_002 | 7826 | G | 002 | 3249 | Combustion Turbine |  | S_VACA | North Carolina | 37 | Rowan | 159 | 37159 | 154 | 10883 | 2001 | 9999 |  |  | N | Natural Gas, Distillate Fuel Oil |  |  |  | DLNB + H2O | [8 empty] | 0.006 | 0.03514 | 0.03514 | 0.03514 | 0.03514 | [11 empty] | Southern Power Co | 100 | Southern Co | 100
Rowan | 7826_G_003 | 7826 | G | 003 | 3250 | Combustion Turbine |  | S_VACA | North Carolina | 37 | Rowan | 159 | 37159 | 154 | 10883 | 2001 | 9999 |  |  | N | Natural Gas, Distillate Fuel Oil |  |  |  | DLNB + H2O | [8 empty] | 0.006 | 0.0327 | 0.0327 | 0.0327 | 0.0327 | [11 empty] | Southern Power Co | 100 | Southern Co | 100
Rowan | 7826_G_4 | 7826 | G | 4 | 3251 | Combined Cycle |  | S_VACA | North Carolina | 37 | Rowan | 159 | 37159 | 155.5 | 7050 | 2003 | 9999 |  |  | N | Natural Gas |  |  |  | DLNB | SCR | 2003 | [6 empty] | 0.006 | 0.010248 | 0.010248 | 0.010248 | 0.010248 | [11 empty] | Southern Power Co | 100 | Southern Co | 100
Rowan | 7826_G_5 | 7826 | G | 5 | 3252 | Combined Cycle |  | S_VACA | North Carolina | 37 | Rowan | 159 | 37159 | 155.5 | 7050 | 2003 | 9999 |  |  | N | Natural Gas |  |  |  | DLNB | SCR | 2003 | [6 empty] | 0.006 | 0.010248 | 0.010248 | 0.010248 | 0.010248 | [11 empty] | Southern Power Co | 100 | Southern Co | 100
Rowan | 7826_G_STG | 7826 | G | STG | 3251 | Combined Cycle |  | S_VACA | North Carolina | 37 | Rowan | 159 | 37159 | 188 | 7050 | 2003 | 9999 |  |  | N | Natural Gas |  |  |  | DLNB | SCR | 2003 | [6 empty] | 0.006 | 0.010248 | 0.010248 | 0.010248 | 0.010248 | [11 empty] | Southern Power Co | 100 | Southern Co | 100
Shelby North | 7827_G_1 | 7827 | G | 1 |  | Combustion Turbine | IC Engine | PJM_West | Ohio | 39 | Richland | 139 | 39139 | 1.8 | 10745 | 2000 | 9999 |  |  | N | Distillate Fuel Oil | [12 empty] | 0.5 | 1.6498 | 1.6498 | 1.6498 | 1.6498 | [11 empty] | American Municipal Power Inc | 100 | American Municipal Power Inc | 100
Shelby South | 7828_G_1 | 7828 | G | 1 |  | Combustion Turbine | IC Engine | PJM_West | Ohio | 39 | Richland | 139 | 39139 | 1.8 | 25000 | 2000 | 9999 |  |  | N | Distillate Fuel Oil | [12 empty] | 0.5 | 1.6498 | 1.6498 | 1.6498 | 1.6498 | [11 empty] | Shelby Dept of Utilities | 100 | Shelby Dept of Utilities | 100
Smarr Energy Center | 7829_G_1 | 7829 | G | 1 | 3255 | Combustion Turbine |  | S_SOU | Georgia | 13 | Monroe | 207 | 13207 | 93.6 | 12724 | 1999 | 9999 |  |  | N | Natural Gas |  |  |  | DLNB | [8 empty] | 0.006 | 0.04304 | 0.04304 | 0.04304 | 0.04304 | [11 empty] | Smarr EMC | 100 | Smarr EMC | 100
Smarr Energy Center | 7829_G_2 | 7829 | G | 2 | 3256 | Combustion Turbine |  | S_SOU | Georgia | 13 | Monroe | 207 | 13207 | 93.8 | 12724 | 1999 | 9999 |  |  | N | Natural Gas |  |  |  | DLNB | [8 empty] | 0.006 | 0.04328 | 0.04328 | 0.04328 | 0.04328 | [11 empty] | Smarr EMC | 100 | Smarr EMC | 100
Beaver Island | 7831_G_1 | 7831 | G | 1 |  | Combustion Turbine | IC Engine | MIS_LMI | Michigan | 26 | Charlevoix | 29 | 26029 | 1 | 25000 | 2000 | 9999 |  |  | N | Distillate Fuel Oil | [12 empty] | 1.67 | 1.6498 | 1.6498 | 1.6498 | 1.6498 | [11 empty] | Great Lakes Energy Coop | 100 | Great Lakes Energy Coop | 100
Beaver Island | 7831_G_2 | 7831 | G | 2 |  | Combustion Turbine | IC Engine | MIS_LMI | Michigan | 26 | Charlevoix | 29 | 26029 | 1 | 25000 | 2000 | 9999 |  |  | N | Distillate Fuel Oil | [12 empty] | 1.67 | 1.6498 | 1.6498 | 1.6498 | 1.6498 | [11 empty] | Great Lakes Energy Coop | 100 | Great Lakes Energy Coop | 100
Beaver Island | 7831_G_3 | 7831 | G | 3 |  | Combustion Turbine | IC Engine | MIS_LMI | Michigan | 26 | Charlevoix | 29 | 26029 | 0.8 | 25000 | 2001 | 9999 |  |  | N | Distillate Fuel Oil | [12 empty] | 1.67 | 1.6498 | 1.6498 | 1.6498 | 1.6498 | [11 empty] | Great Lakes Energy Coop | 100 | Great Lakes Energy Coop | 100
John S Rainey | 7834_G_CT1A | 7834 | G | CT1A | 3260 | Combined Cycle |  | S_VACA | South Carolina | 45 | Anderson | 7 | 45007 | 150 | 7162 | 2001 | 9999 |  |  | N | Natural Gas, Distillate Fuel Oil |  |  |  | DLNB + H2O | SCR | [7 empty] | 0.001 | 0.016186 | 0.016186 | 0.016186 | 0.016186 | [11 empty] | Santee Cooper | 100 | Santee Cooper | 100
John S Rainey | 7834_G_CT1B | 7834 | G | CT1B | 3261 | Combined Cycle |  | S_VACA | South Carolina | 45 | Anderson | 7 | 45007 | 150 | 7162 | 2001 | 9999 |  |  | N | Natural Gas, Distillate Fuel Oil |  |  |  | DLNB + H2O | SCR | [7 empty] | 0.001 | 0.016186 | 0.016186 | 0.016186 | 0.016186 | [11 empty] | Santee Cooper | 100 | Santee Cooper | 100
John S Rainey | 7834_G_ST1S | 7834 | G | ST1S | 3260 | Combined Cycle |  | S_VACA | South Carolina | 45 | Anderson | 7 | 45007 | 160 | 7162 | 2001 | 9999 |  |  | N | Natural Gas, Distillate Fuel Oil |  |  |  | DLNB + H2O | SCR | [7 empty] | 0.001 | 0.016186 | 0.016186 | 0.016186 | 0.016186 | [11 empty] | Santee Cooper | 100 | Santee Cooper | 100
John S Rainey | 7834_G_CT2A | 7834 | G | CT2A | 3262 | Combustion Turbine |  | S_VACA | South Carolina | 45 | Anderson | 7 | 45007 | 146 | 11487 | 2002 | 9999 |  |  | N | Natural Gas, Distillate Fuel Oil |  |  |  | DLNB + H2O | [8 empty] | 0.001 | 0.02938 | 0.02938 | 0.02938 | 0.02938 | [11 empty] | Santee Cooper | 100 | Santee Cooper | 100
John S Rainey | 7834_G_CT2B | 7834 | G | CT2B | 3263 | Combustion Turbine |  | S_VACA | South Carolina | 45 | Anderson | 7 | 45007 | 146 | 11487 | 2002 | 9999 |  |  | N | Natural Gas, Distillate Fuel Oil |  |  |  | DLNB + H2O | [8 empty] | 0.001 | 0.02888 | 0.02888 | 0.02888 | 0.02888 | [11 empty] | Santee Cooper | 100 | Santee Cooper | 100
John S Rainey | 7834_G_CT3A | 7834 | G | CT3A | 88287 | Combustion Turbine |  | S_VACA | South Carolina | 45 | Anderson | 7 | 45007 | 75 | 11487 | 2004 | 9999 |  |  | N | Natural Gas | [13 empty] | 0.02984 | 0.02984 | 0.02984 | 0.02984 | [11 empty] | Santee Cooper | 100 | Santee Cooper | 100
John S Rainey | 7834_G_CT3B | 7834 | G | CT3B | 88288 | Combustion Turbine |  | S_VACA | South Carolina | 45 | Anderson | 7 | 45007 | 75 | 11487 | 2004 | 9999 |  |  | N | Natural Gas | [13 empty] | 0.02953 | 0.02953 | 0.02953 | 0.02953 | [11 empty] | Santee Cooper | 100 | Santee Cooper | 100
John S Rainey | 7834_G_CT4A | 7834 | G | CT4A | 88289 | Combustion Turbine |  | S_VACA | South Carolina | 45 | Anderson | 7 | 45007 | 75 | 11487 | 2004 | 9999 |  |  | N | Natural Gas | [13 empty] | 0.02964 | 0.02964 | 0.02964 | 0.02964 | [11 empty] | Santee Cooper | 100 | Santee Cooper | 100
Essential Power Rock Springs LLC | 7835_G_1 | 7835 | G | 1 | 3264 | Combustion Turbine |  | PJM_EMAC | Maryland | 24 | Cecil | 15 | 24015 | 164 | 10745 | 2003 | 9999 |  |  | N | Natural Gas |  |  |  | DLNB | [8 empty] | 0.3 | 0.03286 | 0.03286 | 0.03286 | 0.03286 | [11 empty] | EP Rock Springs LLC | 100 | Essential Power LLC | 100
Essential Power Rock Springs LLC | 7835_G_2 | 7835 | G | 2 | 3265 | Combustion Turbine |  | PJM_EMAC | Maryland | 24 | Cecil | 15 | 24015 | 163 | 10745 | 2003 | 9999 |  |  | N | Natural Gas |  |  |  | DLNB | [8 empty] | 0.3 | 0.03733 | 0.03733 | 0.03733 | 0.03733 | [11 empty] | EP Rock Springs LLC | 100 | Essential Power LLC | 100
Essential Power Rock Springs LLC | 7835_G_3 | 7835 | G | 3 | 3266 | Combustion Turbine |  | PJM_EMAC | Maryland | 24 | Cecil | 15 | 24015 | 168.6 | 10745 | 2003 | 9999 |  |  | N | Natural Gas |  |  |  | DLNB | [8 empty] | 0.3 | 0.03386 | 0.03386 | 0.03386 | 0.03386 | [11 empty] | EP Rock Springs LLC | 100 | Essential Power LLC | 100
Essential Power Rock Springs LLC | 7835_G_4 | 7835 | G | 4 | 3267 | Combustion Turbine |  | PJM_EMAC | Maryland | 24 | Cecil | 15 | 24015 | 169.4 | 10745 | 2003 | 9999 |  |  | N | Natural Gas |  |  |  | DLNB | [8 empty] | 0.3 | 0.03746 | 0.03746 | 0.03746 | 0.03746 | [11 empty] | EP Rock Springs LLC | 100 | Essential Power LLC | 100
Marsh Run Generation Facility | 7836_G_1 | 7836 | G | 1 | 3270 | Combustion Turbine |  | PJM_Dom | Virginia | 51 | Fauquier | 61 | 51061 | 161 | 10819 | 2004 | 9999 |  |  | N | Natural Gas, Distillate Fuel Oil |  |  |  | DLNB + H2O | [8 empty] | 0.3 | 0.03525 | 0.03525 | 0.03525 | 0.03525 | [11 empty] | Old Dominion Electric Coop | 100 | Old Dominion Electric Coop | 100
Marsh Run Generation Facility | 7836_G_2 | 7836 | G | 2 | 3271 | Combustion Turbine |  | PJM_Dom | Virginia | 51 | Fauquier | 61 | 51061 | 159.3 | 10818 | 2004 | 9999 |  |  | N | Natural Gas, Distillate Fuel Oil |  |  |  | DLNB + H2O | [8 empty] | 0.3 | 0.0339 | 0.0339 | 0.0339 | 0.0339 | [11 empty] | Old Dominion Electric Coop | 100 | Old Dominion Electric Coop | 100
Marsh Run Generation Facility | 7836_G_3 | 7836 | G | 3 | 3272 | Combustion Turbine |  | PJM_Dom | Virginia | 51 | Fauquier | 61 | 51061 | 161 | 10818 | 2004 | 9999 |  |  | N | Natural Gas, Distillate Fuel Oil |  |  |  | DLNB + H2O | [8 empty] | 0.3 | 0.04218 | 0.04218 | 0.04218 | 0.04218 | [11 empty] | Old Dominion Electric Coop | 100 | Old Dominion Electric Coop | 100
Louisa Generation Facility | 7837_G_1 | 7837 | G | 1 | 3274 | Combustion Turbine |  | PJM_Dom | Virginia | 51 | Louisa | 109 | 51109 | 76.5 | 11627 | 2003 | 9999 |  |  | N | Natural Gas, Distillate Fuel Oil |  |  |  | DLNB + H2O | [8 empty] | 0.3 | 0.02525 | 0.02525 | 0.02525 | 0.02525 | [11 empty] | Old Dominion Electric Coop | 100 | Old Dominion Electric Coop | 100
Louisa Generation Facility | 7837_G_2 | 7837 | G | 2 | 3275 | Combustion Turbine |  | PJM_Dom | Virginia | 51 | Louisa | 109 | 51109 | 77 | 11627 | 2003 | 9999 |  |  | N | Natural Gas, Distillate Fuel Oil |  |  |  | DLNB + H2O | [8 empty] | 0.3 | 0.02946 | 0.02946 | 0.02946 | 0.02946 | [11 empty] | Old Dominion Electric Coop | 100 | Old Dominion Electric Coop | 100
Louisa Generation Facility | 7837_G_3 | 7837 | G | 3 | 3276 | Combustion Turbine |  | PJM_Dom | Virginia | 51 | Louisa | 109 | 51109 | 77.3 | 11627 | 2003 | 9999 |  |  | N | Natural Gas, Distillate Fuel Oil |  |  |  | DLNB + H2O | [8 empty] | 0.3 | 0.02936 | 0.02936 | 0.02936 | 0.02936 | [11 empty] | Old Dominion Electric Coop | 100 | Old Dominion Electric Coop | 100
Louisa Generation Facility | 7837_G_4 | 7837 | G | 4 | 3277 | Combustion Turbine |  | PJM_Dom | Virginia | 51 | Louisa | 109 | 51109 | 77.2 | 11627 | 2003 | 9999 |  |  | N | Natural Gas, Distillate Fuel Oil |  |  |  | DLNB + H2O | [8 empty] | 0.3 | 0.02263 | 0.02263 | 0.02263 | 0.02263 | [11 empty] | Old Dominion Electric Coop | 100 | Old Dominion Electric Coop | 100
Louisa Generation Facility | 7837_G_5 | 7837 | G | 5 | 3278 | Combustion Turbine |  | PJM_Dom | Virginia | 51 | Louisa | 109 | 51109 | 158 | 11627 | 2003 | 9999 |  |  | N | Natural Gas, Distillate Fuel Oil |  |  |  | DLNB + H2O | [8 empty] | 0.3 | 0.03283 | 0.03283 | 0.03283 | 0.03283 | [11 empty] | Old Dominion Electric Coop | 100 | Old Dominion Electric Coop | 100
Remington | 7838_G_1 | 7838 | G | 1 | 3281 | Combustion Turbine |  | PJM_Dom | Virginia | 51 | Fauquier | 61 | 51061 | 153 | 10745 | 2000 | 9999 |  |  | N | Natural Gas, Distillate Fuel Oil |  |  |  | DLNB + H2O | [8 empty] | 2.64 | 0.03619 | 0.03619 | 0.03619 | 0.03619 | [11 empty] | Virginia Electric & Power Co | 100 | Dominion Energy Inc | 100
Remington | 7838_G_2 | 7838 | G | 2 | 3282 | Combustion Turbine |  | PJM_Dom | Virginia | 51 | Fauquier | 61 | 51061 | 151 | 10745 | 2000 | 9999 |  |  | N | Natural Gas, Distillate Fuel Oil |  |  |  | DLNB + H2O | [8 empty] | 2.64 | 0.03609 | 0.03609 | 0.03609 | 0.03609 | [11 empty] | Virginia Electric & Power Co | 100 | Dominion Energy Inc | 100
Remington | 7838_G_3 | 7838 | G | 3 | 3283 | Combustion Turbine |  | PJM_Dom | Virginia | 51 | Fauquier | 61 | 51061 | 152 | 10745 | 2000 | 9999 |  |  | N | Natural Gas, Distillate Fuel Oil |  |  |  | DLNB + H2O | [8 empty] | 2.64 | 0.02777 | 0.02777 | 0.02777 | 0.02777 | [11 empty] | Virginia Electric & Power Co | 100 | Dominion Energy Inc | 100
Remington | 7838_G_4 | 7838 | G | 4 | 3284 | Combustion Turbine |  | PJM_Dom | Virginia | 51 | Fauquier | 61 | 51061 | 152 | 10745 | 2000 | 9999 |  |  | N | Natural Gas, Distillate Fuel Oil |  |  |  | DLNB + H2O | [8 empty] | 2.64 | 0.03292 | 0.03292 | 0.03292 | 0.03292 | [11 empty] | Virginia Electric & Power Co | 100 | Dominion Energy Inc | 100
Ladysmith | 7839_G_1 | 7839 | G | 1 | 3279 | Combustion Turbine |  | PJM_Dom | Virginia | 51 | Caroline | 33 | 51033 | 151 | 10745 | 2001 | 9999 |  |  | N | Natural Gas, Distillate Fuel Oil |  |  |  | DLNB + H2O | [8 empty] | 2.64 | 0.03145 | 0.03145 | 0.03145 | 0.03145 | [11 empty] | Virginia Electric & Power Co | 100 | Dominion Energy Inc | 100
Ladysmith | 7839_G_2 | 7839 | G | 2 | 3280 | Combustion Turbine |  | PJM_Dom | Virginia | 51 | Caroline | 33 | 51033 | 151 | 10745 | 2001 | 9999 |  |  | N | Natural Gas, Distillate Fuel Oil |  |  |  | DLNB + H2O | [8 empty] | 2.64 | 0.03254 | 0.03254 | 0.03254 | 0.03254 | [11 empty] | Virginia Electric & Power Co | 100 | Dominion Energy Inc | 100
Ladysmith | 7839_G_3 | 7839 | G | 3 | 90273 | Combustion Turbine |  | PJM_Dom | Virginia | 51 | Caroline | 33 | 51033 | 161 | 10745 | 2008 | 9999 |  |  | N | Natural Gas, Distillate Fuel Oil |  |  |  | DLNB + H2O | [9 empty] | 0.02888 | 0.02888 | 0.02888 | 0.02888 | [11 empty] | Virginia Electric & Power Co | 100 | Dominion Energy Inc | 100
Ladysmith | 7839_G_4 | 7839 | G | 4 | 90274 | Combustion Turbine |  | PJM_Dom | Virginia | 51 | Caroline | 33 | 51033 | 160 | 10745 | 2008 | 9999 |  |  | N | Natural Gas, Distillate Fuel Oil |  |  |  | DLNB + H2O | [9 empty] | 0.03155 | 0.03155 | 0.03155 | 0.03155 | [11 empty] | Virginia Electric & Power Co | 100 | Dominion Energy Inc | 100
Ladysmith | 7839_G_5 | 7839 | G | 5 | 90276 | Combustion Turbine |  | PJM_Dom | Virginia | 51 | Caroline | 33 | 51033 | 160 | 10745 | 2009 | 9999 |  |  | N | Natural Gas, Distillate Fuel Oil |  |  |  | DLNB + H2O | [9 empty] | 0.0407 | 0.0407 | 0.0407 | 0.0407 | [11 empty] | Virginia Electric & Power Co | 100 | Dominion Energy Inc | 100
Freedom Power Project | 7842_G_CT1 | 7842 | G | CT1 | 3293 | Combustion Turbine |  | MIS_IL | Illinois | 17 | Fayette | 51 | 17051 | 45 | 10745 | 2000 | 2045 |  |  | N | Natural Gas |  |  |  | H2O | [8 empty] | 1 | 0.09515 | 0.09515 | 0.09515 | 0.09515 | [11 empty] | Southwestern Electric Coop Inc (IL) | 100 | Southwestern Electric Coop Inc (IL) | 100
Pleasant Valley (MN) | 7843_G_11 | 7843 | G | 11 | 3294 | Combustion Turbine |  | MIS_MNWI | Minnesota | 27 | Mower | 99 | 27099 | 155 | 11331 | 2001 | 9999 |  |  | N | Natural Gas, Distillate Fuel Oil |  |  |  | DLNB + H2O | [8 empty] | 0.5 | 0.11716 | 0.11716 | 0.11716 | 0.11716 | [11 empty] | Great River Energy | 100 | Great River Energy | 100
Pleasant Valley (MN) | 7843_G_12 | 7843 | G | 12 | 3295 | Combustion Turbine |  | MIS_MNWI | Minnesota | 27 | Mower | 99 | 27099 | 154 | 11330 | 2001 | 9999 |  |  | N | Natural Gas, Distillate Fuel Oil |  |  |  | DLNB + H2O | [8 empty] | 0.5 | 0.10489 | 0.10489 | 0.10489 | 0.10489 | [11 empty] | Great River Energy | 100 | Great River Energy | 100
Pleasant Valley (MN) | 7843_G_13 | 7843 | G | 13 | 3296 | Combustion Turbine |  | MIS_MNWI | Minnesota | 27 | Mower | 99 | 27099 | 126.5 | 11335 | 2002 | 9999 |  |  | N | Natural Gas, Distillate Fuel Oil |  |  |  | DLNB + H2O | [8 empty] | 0.5 | 0.11988 | 0.11988 | 0.11988 | 0.11988 | [11 empty] | Great River Energy | 100 | Great River Energy | 100
Minnesota River | 7844_G_UOO1 | 7844 | G | UOO1 | 3297 | Combustion Turbine |  | MIS_MNWI | Minnesota | 27 | Carver | 19 | 27019 | 39 | 11143 | 2001 | 9999 |  |  | N | Natural Gas |  |  |  | DLNB | [9 empty] | 0.19821 | 0.19821 | 0.19821 | 0.19821 | [11 empty] | Chaska Public Utilities | 100 | Chaska Public Utilities | 100
Lagoon Creek | 7845_G_GT1 | 7845 | G | GT1 | 3298 | Combustion Turbine |  | S_C_TVA | Tennessee | 47 | Haywood | 75 | 47075 | 73.9 | 11966 | 2001 | 9999 |  |  | N | Natural Gas, Distillate Fuel Oil | [12 empty] | 5 | 0.03285 | 0.03285 | 0.03285 | 0.03285 | [11 empty] | Tennessee Valley Authority | 100 | Tennessee Valley Authority | 100
Lagoon Creek | 7845_G_GT2 | 7845 | G | GT2 | 3302 | Combustion Turbine |  | S_C_TVA | Tennessee | 47 | Haywood | 75 | 47075 | 73.9 | 11966 | 2001 | 9999 |  |  | N | Natural Gas, Distillate Fuel Oil | [12 empty] | 5 | 0.0299 | 0.0299 | 0.0299 | 0.0299 | [11 empty] | Tennessee Valley Authority | 100 | Tennessee Valley Authority | 100
Lagoon Creek | 7845_G_GT3 | 7845 | G | GT3 | 3303 | Combustion Turbine |  | S_C_TVA | Tennessee | 47 | Haywood | 75 | 47075 | 73.9 | 11966 | 2001 | 9999 |  |  | N | Natural Gas, Distillate Fuel Oil | [12 empty] | 5 | 0.03442 | 0.03442 | 0.03442 | 0.03442 | [11 empty] | Tennessee Valley Authority | 100 | Tennessee Valley Authority | 100
Lagoon Creek | 7845_G_GT4 | 7845 | G | GT4 | 3304 | Combustion Turbine |  | S_C_TVA | Tennessee | 47 | Haywood | 75 | 47075 | 73.9 | 11966 | 2001 | 9999 |  |  | N | Natural Gas, Distillate Fuel Oil | [12 empty] | 5 | 0.02972 | 0.02972 | 0.02972 | 0.02972 | [11 empty] | Tennessee Valley Authority | 100 | Tennessee Valley Authority | 100
Lagoon Creek | 7845_G_GT5 | 7845 | G | GT5 | 3305 | Combustion Turbine |  | S_C_TVA | Tennessee | 47 | Haywood | 75 | 47075 | 73.9 | 11966 | 2001 | 9999 |  |  | N | Natural Gas, Distillate Fuel Oil | [12 empty] | 5 | 0.02945 | 0.02945 | 0.02945 | 0.02945 | [11 empty] | Tennessee Valley Authority | 100 | Tennessee Valley Authority | 100
Lagoon Creek | 7845_G_GT6 | 7845 | G | GT6 | 3306 | Combustion Turbine |  | S_C_TVA | Tennessee | 47 | Haywood | 75 | 47075 | 73.9 | 11966 | 2001 | 9999 |  |  | N | Natural Gas, Distillate Fuel Oil | [12 empty] | 5 | 0.02952 | 0.02952 | 0.02952 | 0.02952 | [11 empty] | Tennessee Valley Authority | 100 | Tennessee Valley Authority | 100
Lagoon Creek | 7845_G_GT7 | 7845 | G | GT7 | 3307 | Combustion Turbine |  | S_C_TVA | Tennessee | 47 | Haywood | 75 | 47075 | 73.9 | 11966 | 2001 | 9999 |  |  | N | Natural Gas, Distillate Fuel Oil | [12 empty] | 5 | 0.03186 | 0.03186 | 0.03186 | 0.03186 | [11 empty] | Tennessee Valley Authority | 100 | Tennessee Valley Authority | 100
Lagoon Creek | 7845_G_GT8 | 7845 | G | GT8 | 3308 | Combustion Turbine |  | S_C_TVA | Tennessee | 47 | Haywood | 75 | 47075 | 73.9 | 11966 | 2001 | 9999 |  |  | N | Natural Gas, Distillate Fuel Oil | [12 empty] | 5 | 0.03539 | 0.03539 | 0.03539 | 0.03539 | [11 empty] | Tennessee Valley Authority | 100 | Tennessee Valley Authority | 100
Lagoon Creek | 7845_G_GT10 | 7845 | G | GT10 | 3299 | Combustion Turbine |  | S_C_TVA | Tennessee | 47 | Haywood | 75 | 47075 | 72.7 | 11966 | 2002 | 9999 |  |  | N | Natural Gas, Distillate Fuel Oil | [12 empty] | 5 | 0.03263 | 0.03263 | 0.03263 | 0.03263 | [11 empty] | Tennessee Valley Authority | 100 | Tennessee Valley Authority | 100
Lagoon Creek | 7845_G_GT11 | 7845 | G | GT11 | 3300 | Combustion Turbine |  | S_C_TVA | Tennessee | 47 | Haywood | 75 | 47075 | 72.7 | 11966 | 2002 | 9999 |  |  | N | Natural Gas, Distillate Fuel Oil | [12 empty] | 5 | 0.03812 | 0.03812 | 0.03812 | 0.03812 | [11 empty] | Tennessee Valley Authority | 100 | Tennessee Valley Authority | 100
Lagoon Creek | 7845_G_GT12 | 7845 | G | GT12 | 3301 | Combustion Turbine |  | S_C_TVA | Tennessee | 47 | Haywood | 75 | 47075 | 72.7 | 11966 | 2002 | 9999 |  |  | N | Natural Gas, Distillate Fuel Oil | [12 empty] | 5 | 0.04383 | 0.04383 | 0.04383 | 0.04383 | [11 empty] | Tennessee Valley Authority | 100 | Tennessee Valley Authority | 100
Lagoon Creek | 7845_G_GT9 | 7845 | G | GT9 | 3309 | Combustion Turbine |  | S_C_TVA | Tennessee | 47 | Haywood | 75 | 47075 | 72.7 | 11966 | 2002 | 9999 |  |  | N | Natural Gas, Distillate Fuel Oil | [12 empty] | 5 | 0.0318 | 0.0318 | 0.0318 | 0.0318 | [11 empty] | Tennessee Valley Authority | 100 | Tennessee Valley Authority | 100
Lagoon Creek | 7845_G_CTG1 | 7845 | G | CTG1 | 90421 | Combined Cycle |  | S_C_TVA | Tennessee | 47 | Haywood | 75 | 47075 | 160 | 7360 | 2010 | 9999 |  |  | N | Natural Gas |  |  |  | DLNB | SCR | [8 empty] | 0.010516 | 0.010516 | 0.010516 | 0.010516 | [11 empty] | Tennessee Valley Authority | 100 | Tennessee Valley Authority | 100
Lagoon Creek | 7845_G_CTG2 | 7845 | G | CTG2 | 90422 | Combined Cycle |  | S_C_TVA | Tennessee | 47 | Haywood | 75 | 47075 | 160 | 7360 | 2010 | 9999 |  |  | N | Natural Gas |  |  |  | DLNB | SCR | [8 empty] | 0.010516 | 0.010516 | 0.010516 | 0.010516 | [11 empty] | Tennessee Valley Authority | 100 | Tennessee Valley Authority | 100
Lagoon Creek | 7845_G_STG1 | 7845 | G | STG1 | 90421 | Combined Cycle |  | S_C_TVA | Tennessee | 47 | Haywood | 75 | 47075 | 205 | 7360 | 2010 | 9999 |  |  | N | Natural Gas |  |  |  | DLNB | SCR | [8 empty] | 0.010516 | 0.010516 | 0.010516 | 0.010516 | [11 empty] | Tennessee Valley Authority | 100 | Tennessee Valley Authority | 100
Brandy Branch | 7846_G_001 | 7846 | G | 001 | 3310 | Combustion Turbine |  | FRCC | Florida | 12 | Duval | 31 | 12031 | 158.6 | 11516 | 2001 | 9999 |  |  | N | Natural Gas, Distillate Fuel Oil |  |  |  | DLNB + H2O | [8 empty] | 0.8 | 0.03552 | 0.03552 | 0.03552 | 0.03552 | [11 empty] | JEA | 100 | JEA | 100
Brandy Branch | 7846_G_002 | 7846 | G | 002 | 3311 | Combined Cycle |  | FRCC | Florida | 12 | Duval | 31 | 12031 | 189.8 | 7052 | 2001 | 9999 |  |  | N | Natural Gas, Distillate Fuel Oil |  |  |  | DLNB + H2O | SCR | [8 empty] | 0.010183 | 0.010183 | 0.010183 | 0.010183 | [11 empty] | JEA | 100 | JEA | 100
Brandy Branch | 7846_G_003 | 7846 | G | 003 | 3312 | Combined Cycle |  | FRCC | Florida | 12 | Duval | 31 | 12031 | 189.8 | 7052 | 2001 | 9999 |  |  | N | Natural Gas, Distillate Fuel Oil |  |  |  | DLNB + H2O | SCR | [8 empty] | 0.010183 | 0.010183 | 0.010183 | 0.010183 | [11 empty] | JEA | 100 | JEA | 100
Brandy Branch | 7846_G_004 | 7846 | G | 004 | 3311 | Combined Cycle |  | FRCC | Florida | 12 | Duval | 31 | 12031 | 185 | 7052 | 2005 | 9999 |  |  | N | Natural Gas, Distillate Fuel Oil |  |  |  | DLNB + H2O | SCR | [8 empty] | 0.010183 | 0.010183 | 0.010183 | 0.010183 | [11 empty] | JEA | 100 | JEA | 100
Coon Rapids II | 7847_G_1 | 7847 | G | 1 |  | Combustion Turbine | IC Engine | MIS_MIDA | Iowa | 19 | Carroll | 27 | 19027 | 1.7 | 10745 | 2001 | 9999 |  |  | N | Distillate Fuel Oil | [12 empty] | 1.24 | 1.6498 | 1.6498 | 1.6498 | 1.6498 | [11 empty] | Coon Rapids IA (City of) | 100 | Coon Rapids IA (City of) | 100
Coon Rapids II | 7847_G_2 | 7847 | G | 2 |  | Combustion Turbine | IC Engine | MIS_MIDA | Iowa | 19 | Carroll | 27 | 19027 | 1.7 | 11013 | 2001 | 9999 |  |  | N | Distillate Fuel Oil | [12 empty] | 1.24 | 1.6498 | 1.6498 | 1.6498 | 1.6498 | [11 empty] | Coon Rapids IA (City of) | 100 | Coon Rapids IA (City of) | 100
Coon Rapids II | 7847_G_3 | 7847 | G | 3 |  | Combustion Turbine | IC Engine | MIS_MIDA | Iowa | 19 | Carroll | 27 | 19027 | 1.7 | 11013 | 2001 | 9999 |  |  | N | Distillate Fuel Oil | [12 empty] | 1.24 | 1.6498 | 1.6498 | 1.6498 | 1.6498 | [11 empty] | Coon Rapids IA (City of) | 100 | Coon Rapids IA (City of) | 100
Holden | 7848_G_11 | 7848 | G | 11 | 3316 | Combustion Turbine |  | S_D_AECI | Missouri | 29 | Johnson | 101 | 29101 | 93 | 11939 | 2002 | 9999 |  |  | N | Natural Gas, Distillate Fuel Oil |  |  |  | DLNB + H2O | [8 empty] | 2.3 | 0.0243 | 0.0243 | 0.0243 | 0.0243 | [11 empty] | Associated Electric Coop Inc | 100 | Associated Electric Coop Inc | 100
Holden | 7848_G_12 | 7848 | G | 12 | 3317 | Combustion Turbine |  | S_D_AECI | Missouri | 29 | Johnson | 101 | 29101 | 83 | 11957 | 2002 | 9999 |  |  | N | Natural Gas, Distillate Fuel Oil |  |  |  | DLNB + H2O | [8 empty] | 2.3 | 0.02442 | 0.02442 | 0.02442 | 0.02442 | [11 empty] | Associated Electric Coop Inc | 100 | Associated Electric Coop Inc | 100
Holden | 7848_G_13 | 7848 | G | 13 | 3318 | Combustion Turbine |  | S_D_AECI | Missouri | 29 | Johnson | 101 | 29101 | 88 | 11948 | 2002 | 9999 |  |  | N | Natural Gas, Distillate Fuel Oil |  |  |  | DLNB + H2O | [8 empty] | 2.3 | 0.02355 | 0.02355 | 0.02355 | 0.02355 | [11 empty] | Associated Electric Coop Inc | 100 | Associated Electric Coop Inc | 100
Knoxville Industrial | 7849_G_1 | 7849 | G | 1 |  | Combustion Turbine | IC Engine | MIS_MIDA | Iowa | 19 | Marion | 125 | 19125 | 2 | 14538 | 2000 | 9999 |  |  | N | Distillate Fuel Oil | [12 empty] | 0.05 | 1.6498 | 1.6498 | 1.6498 | 1.6498 | [11 empty] | MidAmerican Energy Co | 100 | Berkshire Hathaway Inc | 100
Knoxville Industrial | 7849_G_2 | 7849 | G | 2 |  | Combustion Turbine | IC Engine | MIS_MIDA | Iowa | 19 | Marion | 125 | 19125 | 2 | 14438 | 2000 | 9999 |  |  | N | Distillate Fuel Oil | [12 empty] | 0.05 | 1.6498 | 1.6498 | 1.6498 | 1.6498 | [11 empty] | MidAmerican Energy Co | 100 | Berkshire Hathaway Inc | 100
Knoxville Industrial | 7849_G_3 | 7849 | G | 3 |  | Combustion Turbine | IC Engine | MIS_MIDA | Iowa | 19 | Marion | 125 | 19125 | 2 | 14438 | 2000 | 9999 |  |  | N | Distillate Fuel Oil | [12 empty] | 0.05 | 1.6498 | 1.6498 | 1.6498 | 1.6498 | [11 empty] | MidAmerican Energy Co | 100 | Berkshire Hathaway Inc | 100
Knoxville Industrial | 7849_G_4 | 7849 | G | 4 |  | Combustion Turbine | IC Engine | MIS_MIDA | Iowa | 19 | Marion | 125 | 19125 | 2 | 14438 | 2000 | 9999 |  |  | N | Distillate Fuel Oil | [12 empty] | 0.05 | 1.6498 | 1.6498 | 1.6498 | 1.6498 | [11 empty] | MidAmerican Energy Co | 100 | Berkshire Hathaway Inc | 100
Knoxville Industrial | 7849_G_5 | 7849 | G | 5 |  | Combustion Turbine | IC Engine | MIS_MIDA | Iowa | 19 | Marion | 125 | 19125 | 2 | 14438 | 2000 | 9999 |  |  | N | Distillate Fuel Oil | [12 empty] | 0.05 | 1.6498 | 1.6498 | 1.6498 | 1.6498 | [11 empty] | MidAmerican Energy Co | 100 | Berkshire Hathaway Inc | 100
Knoxville Industrial | 7849_G_6 | 7849 | G | 6 |  | Combustion Turbine | IC Engine | MIS_MIDA | Iowa | 19 | Marion | 125 | 19125 | 2 | 14438 | 2000 | 9999 |  |  | N | Distillate Fuel Oil | [12 empty] | 0.05 | 1.6498 | 1.6498 | 1.6498 | 1.6498 | [11 empty] | MidAmerican Energy Co | 100 | Berkshire Hathaway Inc | 100
Knoxville Industrial | 7849_G_7 | 7849 | G | 7 |  | Combustion Turbine | IC Engine | MIS_MIDA | Iowa | 19 | Marion | 125 | 19125 | 2 | 14438 | 2000 | 9999 |  |  | N | Distillate Fuel Oil | [12 empty] | 0.05 | 1.6498 | 1.6498 | 1.6498 | 1.6498 | [11 empty] | MidAmerican Energy Co | 100 | Berkshire Hathaway Inc | 100
Knoxville Industrial | 7849_G_8 | 7849 | G | 8 |  | Combustion Turbine | IC Engine | MIS_MIDA | Iowa | 19 | Marion | 125 | 19125 | 2 | 14438 | 2000 | 9999 |  |  | N | Distillate Fuel Oil | [12 empty] | 0.05 | 1.6498 | 1.6498 | 1.6498 | 1.6498 | [11 empty] | MidAmerican Energy Co | 100 | Berkshire Hathaway Inc | 100
Shenandoah | 7850_G_1 | 7850 | G | 1 |  | Combustion Turbine | IC Engine | MIS_MIDA | Iowa | 19 | Page | 145 | 19145 | 2 | 17217 | 2000 | 9999 |  |  | N | Distillate Fuel Oil | [12 empty] | 0.05 | 1.6498 | 1.6498 | 1.6498 | 1.6498 | [11 empty] | MidAmerican Energy Co | 100 | Berkshire Hathaway Inc | 100
Shenandoah | 7850_G_10 | 7850 | G | 10 |  | Combustion Turbine | IC Engine | MIS_MIDA | Iowa | 19 | Page | 145 | 19145 | 2 | 17474 | 2000 | 9999 |  |  | N | Distillate Fuel Oil | [12 empty] | 0.05 | 1.6498 | 1.6498 | 1.6498 | 1.6498 | [11 empty] | MidAmerican Energy Co | 100 | Berkshire Hathaway Inc | 100
Shenandoah | 7850_G_2 | 7850 | G | 2 |  | Combustion Turbine | IC Engine | MIS_MIDA | Iowa | 19 | Page | 145 | 19145 | 2 | 17474 | 2000 | 9999 |  |  | N | Distillate Fuel Oil | [12 empty] | 0.05 | 1.6498 | 1.6498 | 1.6498 | 1.6498 | [11 empty] | MidAmerican Energy Co | 100 | Berkshire Hathaway Inc | 100
Shenandoah | 7850_G_3 | 7850 | G | 3 |  | Combustion Turbine | IC Engine | MIS_MIDA | Iowa | 19 | Page | 145 | 19145 | 2 | 17474 | 2000 | 9999 |  |  | N | Distillate Fuel Oil | [12 empty] | 0.05 | 1.6498 | 1.6498 | 1.6498 | 1.6498 | [11 empty] | MidAmerican Energy Co | 100 | Berkshire Hathaway Inc | 100
Shenandoah | 7850_G_4 | 7850 | G | 4 |  | Combustion Turbine | IC Engine | MIS_MIDA | Iowa | 19 | Page | 145 | 19145 | 2 | 17474 | 2000 | 9999 |  |  | N | Distillate Fuel Oil | [12 empty] | 0.05 | 1.6498 | 1.6498 | 1.6498 | 1.6498 | [11 empty] | MidAmerican Energy Co | 100 | Berkshire Hathaway Inc | 100
Shenandoah | 7850_G_5 | 7850 | G | 5 |  | Combustion Turbine | IC Engine | MIS_MIDA | Iowa | 19 | Page | 145 | 19145 | 2 | 17474 | 2000 | 9999 |  |  | N | Distillate Fuel Oil | [12 empty] | 0.05 | 1.6498 | 1.6498 | 1.6498 | 1.6498 | [11 empty] | MidAmerican Energy Co | 100 | Berkshire Hathaway Inc | 100
Shenandoah | 7850_G_6 | 7850 | G | 6 |  | Combustion Turbine | IC Engine | MIS_MIDA | Iowa | 19 | Page | 145 | 19145 | 2 | 17474 | 2000 | 9999 |  |  | N | Distillate Fuel Oil | [12 empty] | 0.05 | 1.6498 | 1.6498 | 1.6498 | 1.6498 | [11 empty] | MidAmerican Energy Co | 100 | Berkshire Hathaway Inc | 100
Shenandoah | 7850_G_7 | 7850 | G | 7 |  | Combustion Turbine | IC Engine | MIS_MIDA | Iowa | 19 | Page | 145 | 19145 | 2 | 17474 | 2000 | 9999 |  |  | N | Distillate Fuel Oil | [12 empty] | 0.05 | 1.6498 | 1.6498 | 1.6498 | 1.6498 | [11 empty] | MidAmerican Energy Co | 100 | Berkshire Hathaway Inc | 100
Shenandoah | 7850_G_8 | 7850 | G | 8 |  | Combustion Turbine | IC Engine | MIS_MIDA | Iowa | 19 | Page | 145 | 19145 | 2 | 17474 | 2000 | 9999 |  |  | N | Distillate Fuel Oil | [12 empty] | 0.05 | 1.6498 | 1.6498 | 1.6498 | 1.6498 | [11 empty] | MidAmerican Energy Co | 100 | Berkshire Hathaway Inc | 100
Shenandoah | 7850_G_9 | 7850 | G | 9 |  | Combustion Turbine | IC Engine | MIS_MIDA | Iowa | 19 | Page | 145 | 19145 | 2 | 17474 | 2000 | 9999 |  |  | N | Distillate Fuel Oil | [12 empty] | 0.05 | 1.6498 | 1.6498 | 1.6498 | 1.6498 | [11 empty] | MidAmerican Energy Co | 100 | Berkshire Hathaway Inc | 100
Waterloo Lundquist | 7851_G_1 | 7851 | G | 1 |  | Combustion Turbine | IC Engine | MIS_MIDA | Iowa | 19 | Black Hawk | 13 | 19013 | 2 | 18400 | 2000 | 9999 |  |  | N | Distillate Fuel Oil | [12 empty] | 0.05 | 1.6498 | 1.6498 | 1.6498 | 1.6498 | [11 empty] | MidAmerican Energy Co | 100 | Berkshire Hathaway Inc | 100
Waterloo Lundquist | 7851_G_2 | 7851 | G | 2 |  | Combustion Turbine | IC Engine | MIS_MIDA | Iowa | 19 | Black Hawk | 13 | 19013 | 2 | 18773 | 2000 | 9999 |  |  | N | Distillate Fuel Oil | [12 empty] | 0.05 | 1.6498 | 1.6498 | 1.6498 | 1.6498 | [11 empty] | MidAmerican Energy Co | 100 | Berkshire Hathaway Inc | 100
Waterloo Lundquist | 7851_G_3 | 7851 | G | 3 |  | Combustion Turbine | IC Engine | MIS_MIDA | Iowa | 19 | Black Hawk | 13 | 19013 | 2 | 18773 | 2000 | 9999 |  |  | N | Distillate Fuel Oil | [12 empty] | 0.05 | 1.6498 | 1.6498 | 1.6498 | 1.6498 | [11 empty] | MidAmerican Energy Co | 100 | Berkshire Hathaway Inc | 100
Waterloo Lundquist | 7851_G_4 | 7851 | G | 4 |  | Combustion Turbine | IC Engine | MIS_MIDA | Iowa | 19 | Black Hawk | 13 | 19013 | 2 | 18773 | 2000 | 9999 |  |  | N | Distillate Fuel Oil | [12 empty] | 0.05 | 1.6498 | 1.6498 | 1.6498 | 1.6498 | [11 empty] | MidAmerican Energy Co | 100 | Berkshire Hathaway Inc | 100
Waterloo Lundquist | 7851_G_5 | 7851 | G | 5 |  | Combustion Turbine | IC Engine | MIS_MIDA | Iowa | 19 | Black Hawk | 13 | 19013 | 2 | 18773 | 2000 | 9999 |  |  | N | Distillate Fuel Oil | [12 empty] | 0.05 | 1.6498 | 1.6498 | 1.6498 | 1.6498 | [11 empty] | MidAmerican Energy Co | 100 | Berkshire Hathaway Inc | 100
Waterloo Lundquist | 7851_G_6 | 7851 | G | 6 |  | Combustion Turbine | IC Engine | MIS_MIDA | Iowa | 19 | Black Hawk | 13 | 19013 | 2 | 18773 | 2000 | 9999 |  |  | N | Distillate Fuel Oil | [12 empty] | 0.05 | 1.6498 | 1.6498 | 1.6498 | 1.6498 | [11 empty] | MidAmerican Energy Co | 100 | Berkshire Hathaway Inc | 100
Waterloo Lundquist | 7851_G_7 | 7851 | G | 7 |  | Combustion Turbine | IC Engine | MIS_MIDA | Iowa | 19 | Black Hawk | 13 | 19013 | 2 | 18773 | 2000 | 9999 |  |  | N | Distillate Fuel Oil | [12 empty] | 0.05 | 1.6498 | 1.6498 | 1.6498 | 1.6498 | [11 empty] | MidAmerican Energy Co | 100 | Berkshire Hathaway Inc | 100
Waterloo Lundquist | 7851_G_8 | 7851 | G | 8 |  | Combustion Turbine | IC Engine | MIS_MIDA | Iowa | 19 | Black Hawk | 13 | 19013 | 2 | 18773 | 2000 | 9999 |  |  | N | Distillate Fuel Oil | [12 empty] | 0.05 | 1.6498 | 1.6498 | 1.6498 | 1.6498 | [11 empty] | MidAmerican Energy Co | 100 | Berkshire Hathaway Inc | 100
Waterloo Lundquist | 7851_G_9 | 7851 | G | 9 |  | Combustion Turbine | IC Engine | MIS_MIDA | Iowa | 19 | Black Hawk | 13 | 19013 | 2 | 18773 | 2000 | 9999 |  |  | N | Distillate Fuel Oil | [12 empty] | 0.05 | 1.6498 | 1.6498 | 1.6498 | 1.6498 | [11 empty] | MidAmerican Energy Co | 100 | Berkshire Hathaway Inc | 100
West Receiving | 7853_G_1 | 7853 | G | 1 |  | Combustion Turbine | IC Engine | MIS_MIDA | Iowa | 19 | Crawford | 47 | 19047 | 1.8 | 10745 | 1998 | 9999 |  |  | N | Distillate Fuel Oil | [12 empty] | 1.35 | 1.6498 | 1.6498 | 1.6498 | 1.6498 | [11 empty] | Denison IA (City of) | 100 | Denison IA (City of) | 100
Avenue A Generator Sets | 7854_G_1 | 7854 | G | 1 |  | Combustion Turbine | IC Engine | PJM_COMD | Illinois | 17 | Whiteside | 195 | 17195 | 1.8 | 10745 | 2000 | 9999 |  |  | N | Distillate Fuel Oil | [12 empty] | 1 | 0.73147 | 0.73147 | 0.73147 | 0.73147 | [11 empty] | Rock Falls Electrical Dept | 100 | Rock Falls Electrical Dept | 100
Avenue A Generator Sets | 7854_G_2 | 7854 | G | 2 |  | Combustion Turbine | IC Engine | PJM_COMD | Illinois | 17 | Whiteside | 195 | 17195 | 1.8 | 10745 | 2000 | 9999 |  |  | N | Distillate Fuel Oil | [12 empty] | 1 | 0.73147 | 0.73147 | 0.73147 | 0.73147 | [11 empty] | Rock Falls Electrical Dept | 100 | Rock Falls Electrical Dept | 100
Moorhead Wind Turbine | 7855_G_8 | 7855 | G | 8 |  | Onshore Wind |  | SPP_WAUE | Minnesota | 27 | Clay | 27 | 27027 | 0.7 | 0 | 1999 | 9999 |  |  | N | Wind | [13 empty] | 0 | 0 | 0 | 0 | [11 empty] | Moorhead MN (City of) | 100 | Moorhead MN (City of) | 100
Moorhead Wind Turbine | 7855_G_9 | 7855 | G | 9 |  | Onshore Wind |  | SPP_WAUE | Minnesota | 27 | Clay | 27 | 27027 | 0.7 | 0 | 2001 | 9999 |  |  | N | Wind | [13 empty] | 0 | 0 | 0 | 0 | [11 empty] | Moorhead MN (City of) | 100 | Moorhead MN (City of) | 100
North | 7856_G_1 | 7856 | G | 1 |  | Combustion Turbine | IC Engine | MIS_MIDA | Iowa | 19 | Adair | 1 | 19001 | 1.8 | 10745 | 2002 | 9999 |  |  | N | Distillate Fuel Oil | [12 empty] | 2.5 | 1.6498 | 1.6498 | 1.6498 | 1.6498 | [11 empty] | Greenfield Municipal Utilities | 100 | Greenfield Municipal Utilities | 100
North | 7856_G_2 | 7856 | G | 2 |  | Combustion Turbine | IC Engine | MIS_MIDA | Iowa | 19 | Adair | 1 | 19001 | 1.8 | 10745 | 2002 | 9999 |  |  | N | Distillate Fuel Oil | [12 empty] | 2.5 | 1.6498 | 1.6498 | 1.6498 | 1.6498 | [11 empty] | Greenfield Municipal Utilities | 100 | Greenfield Municipal Utilities | 100
North | 7856_G_3 | 7856 | G | 3 |  | Combustion Turbine | IC Engine | MIS_MIDA | Iowa | 19 | Adair | 1 | 19001 | 2.2 | 10745 | 2011 | 9999 |  |  | N | Distillate Fuel Oil | [13 empty] | 1.6498 | 1.6498 | 1.6498 | 1.6498 | [11 empty] | Greenfield Municipal Utilities | 100 | Greenfield Municipal Utilities | 100
North | 7856_G_4 | 7856 | G | 4 |  | Combustion Turbine | IC Engine | MIS_MIDA | Iowa | 19 | Adair | 1 | 19001 | 2.2 | 10745 | 2011 | 9999 |  |  | N | Distillate Fuel Oil | [13 empty] | 1.6498 | 1.6498 | 1.6498 | 1.6498 | [11 empty] | Greenfield Municipal Utilities | 100 | Greenfield Municipal Utilities | 100
Gilliam South | 7857_G_1 | 7857 | G | 1 |  | Combustion Turbine | IC Engine | MIS_MIDA | Iowa | 19 | Adair | 1 | 19001 | 1.7 | 25000 | 2001 | 9999 |  |  | N | Distillate Fuel Oil | [12 empty] | 2.5 | 1.6498 | 1.6498 | 1.6498 | 1.6498 | [11 empty] | Stuart Municipal Utility | 100 | Stuart Municipal Utility | 100
Gilliam South | 7857_G_7 | 7857 | G | 7 |  | Combustion Turbine | IC Engine | MIS_MIDA | Iowa | 19 | Adair | 1 | 19001 | 2.3 | 25000 | 2012 | 9999 |  |  | N | Distillate Fuel Oil | [13 empty] | 1.6498 | 1.6498 | 1.6498 | 1.6498 | [11 empty] | Stuart Municipal Utility | 100 | Stuart Municipal Utility | 100
Shelbina Power #3 | 7860_G_G7 | 7860 | G | G7 |  | Combustion Turbine | IC Engine | S_D_AECI | Missouri | 29 | Shelby | 205 | 29205 | 1.8 | 12164 | 2002 | 9999 |  |  | N | Distillate Fuel Oil | [12 empty] | 2.3 | 0.01158 | 0.01158 | 0.01158 | 0.01158 | [11 empty] | Shelbina MO (City of) | 100 | Shelbina MO (City of) | 100
Shelbina Power #3 | 7860_G_G8 | 7860 | G | G8 |  | Combustion Turbine | IC Engine | S_D_AECI | Missouri | 29 | Shelby | 205 | 29205 | 1.8 | 12836 | 2002 | 9999 |  |  | N | Distillate Fuel Oil | [12 empty] | 2.3 | 0.0111 | 0.0111 | 0.0111 | 0.0111 | [11 empty] | Shelbina MO (City of) | 100 | Shelbina MO (City of) | 100
Elk Mound | 7863_G_1 | 7863 | G | 1 | 3327 | Combustion Turbine |  | MIS_MNWI | Wisconsin | 55 | Chippewa | 17 | 55017 | 30.7 | 13841 | 2001 | 9999 |  |  | N | Natural Gas, Distillate Fuel Oil |  |  |  | DLNB + H2O | [9 empty] | 0.05506 | 0.05506 | 0.05506 | 0.05506 | [11 empty] | Dairyland Power Coop | 100 | Dairyland Power Coop | 100
Elk Mound | 7863_G_2 | 7863 | G | 2 | 3328 | Combustion Turbine |  | MIS_MNWI | Wisconsin | 55 | Chippewa | 17 | 55017 | 33.9 | 13866 | 2001 | 9999 |  |  | N | Natural Gas, Distillate Fuel Oil |  |  |  | DLNB + H2O | [9 empty] | 0.05182 | 0.05182 | 0.05182 | 0.05182 | [11 empty] | Dairyland Power Coop | 100 | Dairyland Power Coop | 100
Earlville | 7865_G_1 | 7865 | G | 1 |  | Combustion Turbine | IC Engine | MIS_IA | Iowa | 19 | Delaware | 55 | 19055 | 1.8 | 10745 | 2001 | 9999 |  |  | N | Distillate Fuel Oil | [12 empty] | 2.5 | 1.6498 | 1.6498 | 1.6498 | 1.6498 | [11 empty] | Earlville IA (City of) | 100 | Earlville IA (City of) | 100
Snoqualmie 2 | 7867_G_7 | 7867 | G | 7 |  | Hydro |  | WECC_PNW | Washington | 53 | King | 33 | 53033 | 21 | 0 | 1957 | 9999 |  |  | N | Hydro | [13 empty] | 0 | 0 | 0 | 0 | [11 empty] | Puget Sound Energy Inc | 100 | Puget Energy Inc | 100
Snoqualmie 2 | 7867_G_6A | 7867 | G | 6A |  | Hydro |  | WECC_PNW | Washington | 53 | King | 33 | 53033 | 12.6 | 0 | 2013 | 9999 |  |  | N | Hydro | [13 empty] | 0 | 0 | 0 | 0 | [11 empty] | Puget Sound Energy Inc | 100 | Puget Energy Inc | 100
Glenwood Landing | 7869_G_GT1 | 7869 | G | GT1 | 3335 | Combustion Turbine |  | NY_Z_K | New York | 36 | Nassau | 59 | 36059 | 12.6 | 10745 | 1967 | 9999 |  |  | N | Distillate Fuel Oil | [13 empty] | 0.16278 | 0.16278 | 0.16278 | 0.16278 | [11 empty] | National Grid Glenwood Energy Center LLC | 100 | National Grid Plc | 100
Glenwood Landing | 7869_G_GT4 | 7869 | G | GT4 | 10031 | Combustion Turbine |  | NY_Z_K | New York | 36 | Nassau | 59 | 36059 | 40 | 10745 | 2002 | 9999 |  |  | N | Natural Gas, Distillate Fuel Oil |  |  |  | H2O | SCR | [8 empty] | 0.01481 | 0.01334 | 0.01481 | 0.01334 | [11 empty] | National Grid Glenwood Energy Center LLC | 100 | National Grid Plc | 100
Glenwood Landing | 7869_G_GT5 | 7869 | G | GT5 | 10032 | Combustion Turbine |  | NY_Z_K | New York | 36 | Nassau | 59 | 36059 | 40 | 10745 | 2002 | 9999 |  |  | N | Natural Gas, Distillate Fuel Oil |  |  |  | H2O | SCR | [8 empty] | 0.01449 | 0.01289 | 0.01449 | 0.01289 | [11 empty] | National Grid Glenwood Energy Center LLC | 100 | National Grid Plc | 100
Encogen | 7870_G_CTG1 | 7870 | G | CTG1 | 89576 | Combined Cycle |  | WECC_PNW | Washington | 53 | Whatcom | 73 | 53073 | 34.5 | 9214 | 1993 | 9999 |  |  | N | Natural Gas, Distillate Fuel Oil |  |  |  | STM | SCR | [8 empty] | 0.025287 | 0.025287 | 0.025287 | 0.025287 | [11 empty] | Puget Sound Energy Inc | 100 | Puget Energy Inc | 100
Encogen | 7870_G_CTG2 | 7870 | G | CTG2 | 89577 | Combined Cycle |  | WECC_PNW | Washington | 53 | Whatcom | 73 | 53073 | 34.5 | 9214 | 1993 | 9999 |  |  | N | Natural Gas, Distillate Fuel Oil |  |  |  | STM | SCR | [8 empty] | 0.025287 | 0.025287 | 0.025287 | 0.025287 | [11 empty] | Puget Sound Energy Inc | 100 | Puget Energy Inc | 100
Encogen | 7870_G_CTG3 | 7870 | G | CTG3 | 89578 | Combined Cycle |  | WECC_PNW | Washington | 53 | Whatcom | 73 | 53073 | 34.5 | 9214 | 1993 | 9999 |  |  | N | Natural Gas, Distillate Fuel Oil |  |  |  | STM | SCR | [8 empty] | 0.025287 | 0.025287 | 0.025287 | 0.025287 | [11 empty] | Puget Sound Energy Inc | 100 | Puget Energy Inc | 100
Encogen | 7870_G_STG | 7870 | G | STG | 89576 | Combined Cycle |  | WECC_PNW | Washington | 53 | Whatcom | 73 | 53073 | 55.9 | 9214 | 1993 | 9999 |  |  | N | Natural Gas, Distillate Fuel Oil |  |  |  | STM | SCR | [8 empty] | 0.025287 | 0.025287 | 0.025287 | 0.025287 | [11 empty] | Puget Sound Energy Inc | 100 | Puget Energy Inc | 100
Robert P Mone Plant | 7872_G_1 | 7872 | G | 1 | 3336 | Combustion Turbine |  | PJM_West | Ohio | 39 | Van Wert | 161 | 39161 | 145 | 10745 | 2002 | 9999 |  |  | N | Natural Gas, Distillate Fuel Oil |  |  |  | DLNB + H2O | [8 empty] | 0.05 | 0.08822 | 0.08822 | 0.08822 | 0.08822 | [11 empty] | National Power Coop Inc | 100 | National Power Coop Inc | 100
Robert P Mone Plant | 7872_G_2 | 7872 | G | 2 | 3337 | Combustion Turbine |  | PJM_West | Ohio | 39 | Van Wert | 161 | 39161 | 145 | 10745 | 2002 | 9999 |  |  | N | Natural Gas, Distillate Fuel Oil |  |  |  | DLNB + H2O | [8 empty] | 0.05 | 0.0873 | 0.0873 | 0.0873 | 0.0873 | [11 empty] | National Power Coop Inc | 100 | National Power Coop Inc | 100
Robert P Mone Plant | 7872_G_3 | 7872 | G | 3 | 3338 | Combustion Turbine |  | PJM_West | Ohio | 39 | Van Wert | 161 | 39161 | 145 | 10745 | 2002 | 9999 |  |  | N | Natural Gas, Distillate Fuel Oil |  |  |  | DLNB + H2O | [8 empty] | 0.05 | 0.11076 | 0.11076 | 0.11076 | 0.11076 | [11 empty] | National Power Coop Inc | 100 | National Power Coop Inc | 100
H L Culbreath Bayside Power Station | 7873_G_1ST | 7873 | G | 1ST | 3339 | Combined Cycle |  | FRCC | Florida | 12 | Hillsborough | 57 | 12057 | 233 | 7524 | 1965 | 9999 |  |  | N | Natural Gas |  |  |  | DLNB | SCR | [8 empty] | 0.013027 | 0.013027 | 0.013027 | 0.013027 | [11 empty] | Tampa Electric Co | 100 | TECO Energy Inc | 100
H L Culbreath Bayside Power Station | 7873_G_2ST | 7873 | G | 2ST | 3342 | Combined Cycle |  | FRCC | Florida | 12 | Hillsborough | 57 | 12057 | 305 | 7524 | 1967 | 9999 |  |  | N | Natural Gas |  |  |  | DLNB | SCR | [8 empty] | 0.01258 | 0.01258 | 0.01258 | 0.01258 | [11 empty] | Tampa Electric Co | 100 | TECO Energy Inc | 100
H L Culbreath Bayside Power Station | 7873_G_1A | 7873 | G | 1A | 3339 | Combined Cycle |  | FRCC | Florida | 12 | Hillsborough | 57 | 12057 | 156 | 7524 | 2003 | 9999 |  |  | N | Natural Gas |  |  |  | DLNB | SCR | [8 empty] | 0.013027 | 0.013027 | 0.013027 | 0.013027 | [11 empty] | Tampa Electric Co | 100 | TECO Energy Inc | 100
H L Culbreath Bayside Power Station | 7873_G_1B | 7873 | G | 1B | 3340 | Combined Cycle |  | FRCC | Florida | 12 | Hillsborough | 57 | 12057 | 156 | 7524 | 2003 | 9999 |  |  | N | Natural Gas |  |  |  | DLNB | SCR | [8 empty] | 0.013027 | 0.013027 | 0.013027 | 0.013027 | [11 empty] | Tampa Electric Co | 100 | TECO Energy Inc | 100
H L Culbreath Bayside Power Station | 7873_G_1C | 7873 | G | 1C | 3341 | Combined Cycle |  | FRCC | Florida | 12 | Hillsborough | 57 | 12057 | 156 | 7524 | 2003 | 9999 |  |  | N | Natural Gas |  |  |  | DLNB | SCR | [8 empty] | 0.013027 | 0.013027 | 0.013027 | 0.013027 | [11 empty] | Tampa Electric Co | 100 | TECO Energy Inc | 100
H L Culbreath Bayside Power Station | 7873_G_2A | 7873 | G | 2A | 3342 | Combined Cycle |  | FRCC | Florida | 12 | Hillsborough | 57 | 12057 | 156 | 7524 | 2004 | 9999 |  |  | N | Natural Gas |  |  |  | DLNB | SCR | [8 empty] | 0.01258 | 0.01258 | 0.01258 | 0.01258 | [11 empty] | Tampa Electric Co | 100 | TECO Energy Inc | 100
H L Culbreath Bayside Power Station | 7873_G_2B | 7873 | G | 2B | 3343 | Combined Cycle |  | FRCC | Florida | 12 | Hillsborough | 57 | 12057 | 156 | 7524 | 2004 | 9999 |  |  | N | Natural Gas |  |  |  | DLNB | SCR | [8 empty] | 0.01258 | 0.01258 | 0.01258 | 0.01258 | [11 empty] | Tampa Electric Co | 100 | TECO Energy Inc | 100
H L Culbreath Bayside Power Station | 7873_G_2C | 7873 | G | 2C | 3344 | Combined Cycle |  | FRCC | Florida | 12 | Hillsborough | 57 | 12057 | 156 | 7524 | 2004 | 9999 |  |  | N | Natural Gas |  |  |  | DLNB | SCR | [8 empty] | 0.01258 | 0.01258 | 0.01258 | 0.01258 | [11 empty] | Tampa Electric Co | 100 | TECO Energy Inc | 100
H L Culbreath Bayside Power Station | 7873_G_2D | 7873 | G | 2D | 3345 | Combined Cycle |  | FRCC | Florida | 12 | Hillsborough | 57 | 12057 | 156 | 7524 | 2004 | 9999 |  |  | N | Natural Gas |  |  |  | DLNB | SCR | [8 empty] | 0.01258 | 0.01258 | 0.01258 | 0.01258 | [11 empty] | Tampa Electric Co | 100 | TECO Energy Inc | 100
H L Culbreath Bayside Power Station | 7873_G_3 | 7873 | G | 3 | 90399 | Combustion Turbine |  | FRCC | Florida | 12 | Hillsborough | 57 | 12057 | 56 | 11482 | 2009 | 9999 |  |  | N | Natural Gas |  |  |  | H2O | [9 empty] | 0.08728 | 0.08728 | 0.08728 | 0.08728 | [11 empty] | Tampa Electric Co | 100 | TECO Energy Inc | 100
H L Culbreath Bayside Power Station | 7873_G_4 | 7873 | G | 4 | 90401 | Combustion Turbine |  | FRCC | Florida | 12 | Hillsborough | 57 | 12057 | 56 | 11482 | 2009 | 9999 |  |  | N | Natural Gas |  |  |  | H2O | [9 empty] | 0.08739 | 0.08739 | 0.08739 | 0.08739 | [11 empty] | Tampa Electric Co | 100 | TECO Energy Inc | 100
H L Culbreath Bayside Power Station | 7873_G_5 | 7873 | G | 5 | 90403 | Combustion Turbine |  | FRCC | Florida | 12 | Hillsborough | 57 | 12057 | 56 | 11482 | 2009 | 9999 |  |  | N | Natural Gas |  |  |  | H2O | [9 empty] | 0.08467 | 0.08467 | 0.08467 | 0.08467 | [11 empty] | Tampa Electric Co | 100 | TECO Energy Inc | 100
H L Culbreath Bayside Power Station | 7873_G_6 | 7873 | G | 6 | 90405 | Combustion Turbine |  | FRCC | Florida | 12 | Hillsborough | 57 | 12057 | 56 | 11482 | 2009 | 9999 |  |  | N | Natural Gas |  |  |  | H2O | [9 empty] | 0.08538 | 0.08538 | 0.08538 | 0.08538 | [11 empty] | Tampa Electric Co | 100 | TECO Energy Inc | 100
Edgerton | 7874_G_1 | 7874 | G | 1 |  | Combustion Turbine | IC Engine | PJM_West | Ohio | 39 | Williams | 171 | 39171 | 1.8 | 10745 | 2000 | 9999 |  |  | N | Distillate Fuel Oil | [12 empty] | 0.5 | 0.01177 | 0.01177 | 0.01177 | 0.01177 | [11 empty] | Ohio Municipal Electric Agency Joint Venture 2 | 100 | Hamilton Dept of Public Utilities | 100
Edgerton | 7874_G_2 | 7874 | G | 2 |  | Combustion Turbine | IC Engine | PJM_West | Ohio | 39 | Williams | 171 | 39171 | 1.8 | 10745 | 2000 | 9999 |  |  | N | Distillate Fuel Oil | [12 empty] | 0.5 | 0.00693 | 0.00693 | 0.00693 | 0.00693 | [11 empty] | Ohio Municipal Electric Agency Joint Venture 2 | 100 | Hamilton Dept of Public Utilities | 100
Wellington | 7878_G_1 | 7878 | G | 1 |  | Combustion Turbine | IC Engine | PJM_ATSI | Ohio | 39 | Lorain | 93 | 39093 | 1 | 11228 | 1998 | 9999 |  |  | N | Distillate Fuel Oil | [12 empty] | 0.5 | 1.1217 | 1.1217 | 1.1217 | 1.1217 | [11 empty] | American Municipal Power Inc | 100 | American Municipal Power Inc | 100
Powell Valley | 7883_G_1 | 7883 | G | 1 |  | Combustion Turbine | IC Engine | S_C_TVA | Tennessee | 47 | Hancock | 67 | 47067 | 1.8 | 11102 | 2000 | 9999 |  |  | N | Distillate Fuel Oil | [12 empty] | 5 | 1.6498 | 1.6498 | 1.6498 | 1.6498 | [11 empty] | Powell Valley Electric Coop | 100 | Powell Valley Electric Coop | 100
Powell Valley | 7883_G_10 | 7883 | G | 10 |  | Combustion Turbine | IC Engine | S_C_TVA | Tennessee | 47 | Hancock | 67 | 47067 | 1.8 | 10745 | 2000 | 9999 |  |  | N | Distillate Fuel Oil | [12 empty] | 5 | 1.6498 | 1.6498 | 1.6498 | 1.6498 | [11 empty] | Powell Valley Electric Coop | 100 | Powell Valley Electric Coop | 100
Powell Valley | 7883_G_11 | 7883 | G | 11 |  | Combustion Turbine | IC Engine | S_C_TVA | Tennessee | 47 | Hancock | 67 | 47067 | 1.8 | 10745 | 2000 | 9999 |  |  | N | Distillate Fuel Oil | [12 empty] | 5 | 1.6498 | 1.6498 | 1.6498 | 1.6498 | [11 empty] | Powell Valley Electric Coop | 100 | Powell Valley Electric Coop | 100
Powell Valley | 7883_G_2 | 7883 | G | 2 |  | Combustion Turbine | IC Engine | S_C_TVA | Tennessee | 47 | Hancock | 67 | 47067 | 1.8 | 10745 | 2000 | 9999 |  |  | N | Distillate Fuel Oil | [12 empty] | 5 | 1.6498 | 1.6498 | 1.6498 | 1.6498 | [11 empty] | Powell Valley Electric Coop | 100 | Powell Valley Electric Coop | 100
Powell Valley | 7883_G_3 | 7883 | G | 3 |  | Combustion Turbine | IC Engine | S_C_TVA | Tennessee | 47 | Hancock | 67 | 47067 | 1.8 | 10745 | 2000 | 9999 |  |  | N | Distillate Fuel Oil | [12 empty] | 5 | 1.6498 | 1.6498 | 1.6498 | 1.6498 | [11 empty] | Powell Valley Electric Coop | 100 | Powell Valley Electric Coop | 100
Powell Valley | 7883_G_4 | 7883 | G | 4 |  | Combustion Turbine | IC Engine | S_C_TVA | Tennessee | 47 | Hancock | 67 | 47067 | 1.8 | 10745 | 2000 | 9999 |  |  | N | Distillate Fuel Oil | [12 empty] | 5 | 1.6498 | 1.6498 | 1.6498 | 1.6498 | [11 empty] | Powell Valley Electric Coop | 100 | Powell Valley Electric Coop | 100
Powell Valley | 7883_G_5 | 7883 | G | 5 |  | Combustion Turbine | IC Engine | S_C_TVA | Tennessee | 47 | Hancock | 67 | 47067 | 1.8 | 10745 | 2000 | 9999 |  |  | N | Distillate Fuel Oil | [12 empty] | 5 | 1.6498 | 1.6498 | 1.6498 | 1.6498 | [11 empty] | Powell Valley Electric Coop | 100 | Powell Valley Electric Coop | 100
Powell Valley | 7883_G_6 | 7883 | G | 6 |  | Combustion Turbine | IC Engine | S_C_TVA | Tennessee | 47 | Hancock | 67 | 47067 | 1.8 | 10745 | 2000 | 9999 |  |  | N | Distillate Fuel Oil | [12 empty] | 5 | 1.6498 | 1.6498 | 1.6498 | 1.6498 | [11 empty] | Powell Valley Electric Coop | 100 | Powell Valley Electric Coop | 100
Powell Valley | 7883_G_7 | 7883 | G | 7 |  | Combustion Turbine | IC Engine | S_C_TVA | Tennessee | 47 | Hancock | 67 | 47067 | 1.8 | 10745 | 2000 | 9999 |  |  | N | Distillate Fuel Oil | [12 empty] | 5 | 1.6498 | 1.6498 | 1.6498 | 1.6498 | [11 empty] | Powell Valley Electric Coop | 100 | Powell Valley Electric Coop | 100
Powell Valley | 7883_G_8 | 7883 | G | 8 |  | Combustion Turbine | IC Engine | S_C_TVA | Tennessee | 47 | Hancock | 67 | 47067 | 1.8 | 10745 | 2000 | 9999 |  |  | N | Distillate Fuel Oil | [12 empty] | 5 | 1.6498 | 1.6498 | 1.6498 | 1.6498 | [11 empty] | Powell Valley Electric Coop | 100 | Powell Valley Electric Coop | 100
Powell Valley | 7883_G_9 | 7883 | G | 9 |  | Combustion Turbine | IC Engine | S_C_TVA | Tennessee | 47 | Hancock | 67 | 47067 | 1.8 | 10745 | 2000 | 9999 |  |  | N | Distillate Fuel Oil | [12 empty] | 5 | 1.6498 | 1.6498 | 1.6498 | 1.6498 | [11 empty] | Powell Valley Electric Coop | 100 | Powell Valley Electric Coop | 100
Dakota Magic | 7884_G_1 | 7884 | G | 1 |  | Combustion Turbine | IC Engine | MIS_MAPP | North Dakota | 38 | Richland | 77 | 38077 | 1.5 | 13469 | 2000 | 9999 |  |  | N | Distillate Fuel Oil | [12 empty] | 3 | 1.6498 | 1.6498 | 1.6498 | 1.6498 | [11 empty] | Otter Tail Power Co | 100 | Otter Tail Corp | 100
Wind Turbine | 7886_G_1 | 7886 | G | 1 |  | Onshore Wind |  | MIS_WUMS | Wisconsin | 55 | Kewaunee | 61 | 55061 | 0.8 | 0 | 1999 | 9999 |  |  | N | Wind | [13 empty] | 0 | 0 | 0 | 0 | [11 empty] | Madison Gas & Electric Co | 100 | MGE Energy Inc | 100
Terry Bundy Generating Station | 7887_G_2 | 7887 | G | 2 | 8370 | Combined Cycle |  | SPP_NEBR | Nebraska | 31 | Lancaster | 109 | 31109 | 46 | 8660 | 2003 | 9999 |  |  | N | Natural Gas, Distillate Fuel Oil |  |  |  | H2O + NH3 | SCR | [8 empty] | 0.072943 | 0.072943 | 0.072943 | 0.072943 | [11 empty] | Lincoln Electric System | 100 | Lincoln Electric System | 100
Terry Bundy Generating Station | 7887_G_4 | 7887 | G | 4 | 8374 | Combustion Turbine |  | SPP_NEBR | Nebraska | 31 | Lancaster | 109 | 31109 | 45.5 | 11020 | 2003 | 9999 |  |  | N | Natural Gas, Distillate Fuel Oil |  |  |  | H2O + NH3 | SCR | [8 empty] | 0.02945 | 0.02945 | 0.02945 | 0.02945 | [11 empty] | Lincoln Electric System | 100 | Lincoln Electric System | 100
Terry Bundy Generating Station | 7887_G_1 | 7887 | G | 1 | 8370 | Combined Cycle |  | SPP_NEBR | Nebraska | 31 | Lancaster | 109 | 31109 | 27.3 | 8660 | 2004 | 9999 |  |  | N | Natural Gas, Distillate Fuel Oil |  |  |  | H2O | SCR | [8 empty] | 0.072943 | 0.072943 | 0.072943 | 0.072943 | [11 empty] | Lincoln Electric System | 100 | Lincoln Electric System | 100
Terry Bundy Generating Station | 7887_G_3 | 7887 | G | 3 | 8372 | Combined Cycle |  | SPP_NEBR | Nebraska | 31 | Lancaster | 109 | 31109 | 44.9 | 8660 | 2004 | 9999 |  |  | N | Natural Gas, Distillate Fuel Oil |  |  |  | H2O + NH3 | SCR | [8 empty] | 0.072943 | 0.072943 | 0.072943 | 0.072943 | [11 empty] | Lincoln Electric System | 100 | Lincoln Electric System | 100
Terry Bundy Generating Station | 7887_G_BSU | 7887 | G | BSU |  | Combustion Turbine | IC Engine | SPP_NEBR | Nebraska | 31 | Lancaster | 109 | 31109 | 1.6 | 10745 | 2004 | 9999 |  |  | N | Distillate Fuel Oil | [12 empty] | 2.5 | 1.6498 | 1.6498 | 1.6498 | 1.6498 | [11 empty] | Lincoln Electric System | 100 | Lincoln Electric System | 100
Terry Bundy Generating Station | 7887_G_LFG1 | 7887 | G | LFG1 |  | Landfill Gas |  | SPP_NEBR | Nebraska | 31 | Lancaster | 109 | 31109 | 1.6 | 13500 | 2014 | 9999 |  |  | N | Landfill Gas | [13 empty] | 0.22117 | 0.22117 | 0.22117 | 0.22117 | [11 empty] | Lincoln Electric System | 100 | Lincoln Electric System | 100
Terry Bundy Generating Station | 7887_G_LFG2 | 7887 | G | LFG2 |  | Landfill Gas |  | SPP_NEBR | Nebraska | 31 | Lancaster | 109 | 31109 | 1.6 | 13500 | 2014 | 9999 |  |  | N | Landfill Gas | [13 empty] | 0.22117 | 0.22117 | 0.22117 | 0.22117 | [11 empty] | Lincoln Electric System | 100 | Lincoln Electric System | 100
Terry Bundy Generating Station | 7887_G_LFG3 | 7887 | G | LFG3 |  | Landfill Gas |  | SPP_NEBR | Nebraska | 31 | Lancaster | 109 | 31109 | 1.6 | 13500 | 2014 | 9999 |  |  | N | Landfill Gas | [13 empty] | 0.22117 | 0.22117 | 0.22117 | 0.22117 | [11 empty] | Lincoln Electric System | 100 | Lincoln Electric System | 100
E B Harris Electric Generating Plant | 7897_G_CT1A | 7897 | G | CT1A | 3355 | Combined Cycle |  | S_SOU | Alabama | 1 | Autauga | 1 | 01001 | 182.6 | 7138 | 2003 | 9999 |  |  | N | Natural Gas |  |  |  | DLNB | SCR | 2003 | [6 empty] | 0.001 | 0.010227 | 0.010227 | 0.010227 | 0.010227 | [11 empty] | Southern Power Co | 100 | Southern Co | 100
E B Harris Electric Generating Plant | 7897_G_CT1B | 7897 | G | CT1B | 3356 | Combined Cycle |  | S_SOU | Alabama | 1 | Autauga | 1 | 01001 | 182.6 | 7138 | 2003 | 9999 |  |  | N | Natural Gas |  |  |  | DLNB | SCR | 2003 | [6 empty] | 0.001 | 0.010227 | 0.010227 | 0.010227 | 0.010227 | [11 empty] | Southern Power Co | 100 | Southern Co | 100
E B Harris Electric Generating Plant | 7897_G_CT2A | 7897 | G | CT2A | 3357 | Combined Cycle |  | S_SOU | Alabama | 1 | Autauga | 1 | 01001 | 178.3 | 7138 | 2003 | 9999 |  |  | N | Natural Gas |  |  |  | DLNB | SCR | 2003 | [6 empty] | 0.001 | 0.0099546 | 0.0099546 | 0.0099546 | 0.0099546 | [11 empty] | Southern Power Co | 100 | Southern Co | 100
E B Harris Electric Generating Plant | 7897_G_CT2B | 7897 | G | CT2B | 3358 | Combined Cycle |  | S_SOU | Alabama | 1 | Autauga | 1 | 01001 | 178.3 | 7138 | 2003 | 9999 |  |  | N | Natural Gas |  |  |  | DLNB | SCR | 2003 | [6 empty] | 0.001 | 0.0099546 | 0.0099546 | 0.0099546 | 0.0099546 | [11 empty] | Southern Power Co | 100 | Southern Co | 100
E B Harris Electric Generating Plant | 7897_G_ST1 | 7897 | G | ST1 | 3355 | Combined Cycle |  | S_SOU | Alabama | 1 | Autauga | 1 | 01001 | 293 | 7138 | 2003 | 9999 |  |  | N | Natural Gas |  |  |  | DLNB | SCR | 2003 | [6 empty] | 0.001 | 0.010227 | 0.010227 | 0.010227 | 0.010227 | [11 empty] | Southern Power Co | 100 | Southern Co | 100
E B Harris Electric Generating Plant | 7897_G_ST2 | 7897 | G | ST2 | 3357 | Combined Cycle |  | S_SOU | Alabama | 1 | Autauga | 1 | 01001 | 300 | 7138 | 2003 | 9999 |  |  | N | Natural Gas |  |  |  | DLNB | SCR | 2003 | [6 empty] | 0.001 | 0.0099546 | 0.0099546 | 0.0099546 | 0.0099546 | [11 empty] | Southern Power Co | 100 | Southern Co | 100
Sand Hill | 7900_G_SH1 | 7900 | G | SH1 | 1149 | Combustion Turbine |  | ERC_REST | Texas | 48 | Travis | 453 | 48453 | 47.3 | 10745 | 2001 | 9999 |  |  | N | Natural Gas |  |  |  | H2O | SCR | [7 empty] | 3 | 0.01459 | 0.01405 | 0.01459 | 0.01405 | [11 empty] | Austin Energy | 100 | Austin Energy | 100
Sand Hill | 7900_G_SH2 | 7900 | G | SH2 | 1150 | Combustion Turbine |  | ERC_REST | Texas | 48 | Travis | 453 | 48453 | 47.3 | 10745 | 2001 | 9999 |  |  | N | Natural Gas |  |  |  | H2O | SCR | [7 empty] | 3 | 0.01492 | 0.01471 | 0.01492 | 0.01471 | [11 empty] | Austin Energy | 100 | Austin Energy | 100
Sand Hill | 7900_G_SH3 | 7900 | G | SH3 | 1151 | Combustion Turbine |  | ERC_REST | Texas | 48 | Travis | 453 | 48453 | 47.3 | 10745 | 2001 | 9999 |  |  | N | Natural Gas |  |  |  | H2O | SCR | [7 empty] | 3 | 0.01496 | 0.01445 | 0.01496 | 0.01445 | [11 empty] | Austin Energy | 100 | Austin Energy | 100
Sand Hill | 7900_G_SH4 | 7900 | G | SH4 | 1152 | Combustion Turbine |  | ERC_REST | Texas | 48 | Travis | 453 | 48453 | 47.3 | 10745 | 2001 | 9999 |  |  | N | Natural Gas |  |  |  | H2O | SCR | [7 empty] | 3 | 0.01658 | 0.01495 | 0.01658 | 0.01495 | [11 empty] | Austin Energy | 100 | Austin Energy | 100
Sand Hill | 7900_G_5A | 7900 | G | 5A | 10015 | Combined Cycle |  | ERC_REST | Texas | 48 | Travis | 453 | 48453 | 161 | 7929 | 2004 | 9999 |  |  | N | Natural Gas |  |  |  | LNB | SCR | [8 empty] | 0.012433 | 0.012433 | 0.012433 | 0.012433 | [11 empty] | Austin Energy | 100 | Austin Energy | 100
Sand Hill | 7900_G_5C | 7900 | G | 5C | 10015 | Combined Cycle |  | ERC_REST | Texas | 48 | Travis | 453 | 48453 | 151 | 7929 | 2004 | 9999 |  |  | N | Natural Gas |  |  |  | LNB | SCR | [8 empty] | 0.012433 | 0.012433 | 0.012433 | 0.012433 | [11 empty] | Austin Energy | 100 | Austin Energy | 100
Sand Hill | 7900_G_SH6 | 7900 | G | SH6 | 90519 | Combustion Turbine |  | ERC_REST | Texas | 48 | Travis | 453 | 48453 | 47.3 | 10745 | 2010 | 9999 |  |  | N | Natural Gas |  |  |  | H2O | SCR | [8 empty] | 0.01848 | 0.01669 | 0.01848 | 0.01669 | [11 empty] | Austin Energy | 100 | Austin Energy | 100
Sand Hill | 7900_G_SH7 | 7900 | G | SH7 | 90520 | Combustion Turbine |  | ERC_REST | Texas | 48 | Travis | 453 | 48453 | 47.3 | 10745 | 2010 | 9999 |  |  | N | Natural Gas |  |  |  | H2O | SCR | [8 empty] | 0.02032 | 0.01686 | 0.02032 | 0.01686 | [11 empty] | Austin Energy | 100 | Austin Energy | 100
McCartney | 7903_G_MGS1 | 7903 | G | MGS1 | 3361 | Combustion Turbine |  | SPP_N | Missouri | 29 | Greene | 77 | 29077 | 50 | 12017 | 2002 | 9999 |  |  | N | Natural Gas |  |  |  | H2O | [8 empty] | 2.3 | 0.11458 | 0.11458 | 0.11458 | 0.11458 | [11 empty] | Springfield MO (City of) | 100 | Springfield MO (City of) | 100
McCartney | 7903_G_MSG2 | 7903 | G | MSG2 | 3363 | Combustion Turbine |  | SPP_N | Missouri | 29 | Greene | 77 | 29077 | 50 | 12017 | 2002 | 9999 |  |  | N | Natural Gas |  |  |  | H2O | [8 empty] | 2.3 | 0.11109 | 0.11109 | 0.11109 | 0.11109 | [11 empty] | Springfield MO (City of) | 100 | Springfield MO (City of) | 100
Pine Flat | 7907_G_1 | 7907 | G | 1 |  | Hydro |  | WEC_CALN | California | 6 | Fresno | 19 | 06019 | 55 | 0 | 1984 | 9999 |  |  | N | Hydro | [13 empty] | 0 | 0 | 0 | 0 | [11 empty] | Kings River Conservation District | 100 | Kings River Conservation District | 100
Pine Flat | 7907_G_2 | 7907 | G | 2 |  | Hydro |  | WEC_CALN | California | 6 | Fresno | 19 | 06019 | 55 | 0 | 1984 | 9999 |  |  | N | Hydro | [13 empty] | 0 | 0 | 0 | 0 | [11 empty] | Kings River Conservation District | 100 | Kings River Conservation District | 100
Pine Flat | 7907_G_3 | 7907 | G | 3 |  | Hydro |  | WEC_CALN | California | 6 | Fresno | 19 | 06019 | 55 | 0 | 1984 | 9999 |  |  | N | Hydro | [13 empty] | 0 | 0 | 0 | 0 | [11 empty] | Kings River Conservation District | 100 | Kings River Conservation District | 100
Vernon Boulevard | 7909_G_VG02 | 7909 | G | VG02 | 8380 | Combustion Turbine |  | NY_Z_J | New York | 36 | Queens | 81 | 36081 | 40 | 11752 | 2001 | 9999 |  |  | N | Natural Gas |  |  |  |  | SCR | [7 empty] | 0.316 | 0.01401 | 0.01302 | 0.01401 | 0.01302 | [11 empty] | New York Power Authority | 100 | New York Power Authority | 100
Vernon Boulevard | 7909_G_VG03 | 7909 | G | VG03 | 8382 | Combustion Turbine |  | NY_Z_J | New York | 36 | Queens | 81 | 36081 | 39.9 | 11752 | 2001 | 9999 |  |  | N | Natural Gas |  |  |  |  | SCR | [7 empty] | 0.316 | 0.01476 | 0.01356 | 0.01476 | 0.01356 | [11 empty] | New York Power Authority | 100 | New York Power Authority | 100
Joseph J Seymour Power Project | 7910_G_1 | 7910 | G | 1 | 8384 | Combustion Turbine |  | NY_Z_J | New York | 36 | Kings | 47 | 36047 | 40 | 11015 | 2001 | 9999 |  |  | N | Natural Gas |  |  |  |  | SCR | [7 empty] | 0.316 | 0.0097 | 0.00954 | 0.0097 | 0.00954 | [11 empty] | New York Power Authority | 100 | New York Power Authority | 100
Joseph J Seymour Power Project | 7910_G_2 | 7910 | G | 2 | 8386 | Combustion Turbine |  | NY_Z_J | New York | 36 | Kings | 47 | 36047 | 39.9 | 11015 | 2001 | 9999 |  |  | N | Natural Gas |  |  |  |  | SCR | [7 empty] | 0.316 | 0.01012 | 0.00983 | 0.01012 | 0.00983 | [11 empty] | New York Power Authority | 100 | New York Power Authority | 100
Brentwood | 7912_G_1 | 7912 | G | 1 | 8390 | Combustion Turbine |  | NY_Z_K | New York | 36 | Suffolk | 103 | 36103 | 45.5 | 10745 | 2001 | 9999 |  |  | N | Natural Gas |  |  |  |  | SCR | [7 empty] | 1.053 | 0.01224 | 0.01154 | 0.01224 | 0.01154 | [11 empty] | New York Power Authority | 100 | New York Power Authority | 100
Hell Gate | 7913_G_HG01 | 7913 | G | HG01 | 8392 | Combustion Turbine |  | NY_Z_J | New York | 36 | Bronx | 5 | 36005 | 39.9 | 11027 | 2001 | 9999 |  |  | N | Natural Gas |  |  |  |  | SCR | [7 empty] | 0.316 | 0.01158 | 0.01088 | 0.01158 | 0.01088 | [11 empty] | New York Power Authority | 100 | New York Power Authority | 100
Hell Gate | 7913_G_HG02 | 7913 | G | HG02 | 8394 | Combustion Turbine |  | NY_Z_J | New York | 36 | Bronx | 5 | 36005 | 40 | 11028 | 2001 | 9999 |  |  | N | Natural Gas |  |  |  |  | SCR | [7 empty] | 0.316 | 0.01154 | 0.01112 | 0.01154 | 0.01112 | [11 empty] | New York Power Authority | 100 | New York Power Authority | 100
Harlem River Yard | 7914_G_HR01 | 7914 | G | HR01 | 8396 | Combustion Turbine |  | NY_Z_J | New York | 36 | Bronx | 5 | 36005 | 39.9 | 11043 | 2001 | 9999 |  |  | N | Natural Gas |  |  |  |  | SCR | [7 empty] | 0.316 | 0.01081 | 0.01042 | 0.01081 | 0.01042 | [11 empty] | New York Power Authority | 100 | New York Power Authority | 100
Harlem River Yard | 7914_G_HR02 | 7914 | G | HR02 | 8398 | Combustion Turbine |  | NY_Z_J | New York | 36 | Bronx | 5 | 36005 | 40 | 11043 | 2001 | 9999 |  |  | N | Natural Gas |  |  |  |  | SCR | [7 empty] | 0.316 | 0.01146 | 0.01067 | 0.01146 | 0.01067 | [11 empty] | New York Power Authority | 100 | New York Power Authority | 100
North 1st | 7915_G_N01 | 7915 | G | N01 | 8400 | Combustion Turbine |  | NY_Z_J | New York | 36 | Kings | 47 | 36047 | 46 | 10821 | 2001 | 9999 |  |  | N | Natural Gas |  |  |  |  | SCR | [7 empty] | 0.316 | 0.01009 | 0.00958 | 0.01009 | 0.00958 | [11 empty] | New York Power Authority | 100 | New York Power Authority | 100
Talbot County Energy | 7916_G_1 | 7916 | G | 1 | 3365 | Combustion Turbine |  | S_SOU | Georgia | 13 | Talbot | 263 | 13263 | 97 | 12029 | 2002 | 9999 |  |  | N | Natural Gas |  |  |  | DLNB | [8 empty] | 0.006 | 0.03073 | 0.03073 | 0.03073 | 0.03073 | [11 empty] | Oglethorpe Power Corp | 100 | Oglethorpe Power Corp | 100
Talbot County Energy | 7916_G_2 | 7916 | G | 2 | 3366 | Combustion Turbine |  | S_SOU | Georgia | 13 | Talbot | 263 | 13263 | 95.8 | 12029 | 2002 | 9999 |  |  | N | Natural Gas |  |  |  | DLNB | [8 empty] | 0.006 | 0.02933 | 0.02933 | 0.02933 | 0.02933 | [11 empty] | Oglethorpe Power Corp | 100 | Oglethorpe Power Corp | 100
Talbot County Energy | 7916_G_3 | 7916 | G | 3 | 3367 | Combustion Turbine |  | S_SOU | Georgia | 13 | Talbot | 263 | 13263 | 96.2 | 12028 | 2002 | 9999 |  |  | N | Natural Gas |  |  |  | DLNB | [8 empty] | 0.006 | 0.0301 | 0.0301 | 0.0301 | 0.0301 | [11 empty] | Oglethorpe Power Corp | 100 | Oglethorpe Power Corp | 100
Talbot County Energy | 7916_G_4 | 7916 | G | 4 | 3368 | Combustion Turbine |  | S_SOU | Georgia | 13 | Talbot | 263 | 13263 | 97.3 | 12029 | 2002 | 9999 |  |  | N | Natural Gas |  |  |  | DLNB | [8 empty] | 0.006 | 0.03253 | 0.03253 | 0.03253 | 0.03253 | [11 empty] | Oglethorpe Power Corp | 100 | Oglethorpe Power Corp | 100
Talbot County Energy | 7916_G_5 | 7916 | G | 5 | 3369 | Combustion Turbine |  | S_SOU | Georgia | 13 | Talbot | 263 | 13263 | 96.5 | 12029 | 2003 | 9999 |  |  | N | Natural Gas, Distillate Fuel Oil |  |  |  | DLNB | [8 empty] | 0.006 | 0.03067 | 0.03067 | 0.03067 | 0.03067 | [11 empty] | Oglethorpe Power Corp | 100 | Oglethorpe Power Corp | 100
Talbot County Energy | 7916_G_6 | 7916 | G | 6 | 3370 | Combustion Turbine |  | S_SOU | Georgia | 13 | Talbot | 263 | 13263 | 96.3 | 12029 | 2003 | 9999 |  |  | N | Natural Gas, Distillate Fuel Oil |  |  |  | DLNB | [8 empty] | 0.006 | 0.04088 | 0.04088 | 0.04088 | 0.04088 | [11 empty] | Oglethorpe Power Corp | 100 | Oglethorpe Power Corp | 100
Chattahoochee Energy Facility | 7917_G_1 | 7917 | G | 1 | 3371 | Combined Cycle |  | S_SOU | Georgia | 13 | Heard | 149 | 13149 | 142.8 | 7101 | 2003 | 9999 |  |  | N | Natural Gas |  |  |  |  | SCR | [8 empty] | 0.0087778 | 0.0087778 | 0.0087778 | 0.0087778 | [11 empty] | Oglethorpe Power Corp | 100 | Oglethorpe Power Corp | 100
Chattahoochee Energy Facility | 7917_G_2 | 7917 | G | 2 | 3372 | Combined Cycle |  | S_SOU | Georgia | 13 | Heard | 149 | 13149 | 149.1 | 7101 | 2003 | 9999 |  |  | N | Natural Gas |  |  |  |  | SCR | [8 empty] | 0.0087778 | 0.0087778 | 0.0087778 | 0.0087778 | [11 empty] | Oglethorpe Power Corp | 100 | Oglethorpe Power Corp | 100
Chattahoochee Energy Facility | 7917_G_3 | 7917 | G | 3 | 3371 | Combined Cycle |  | S_SOU | Georgia | 13 | Heard | 149 | 13149 | 166 | 7101 | 2003 | 9999 |  |  | N | Natural Gas |  |  |  |  | SCR | [8 empty] | 0.0087778 | 0.0087778 | 0.0087778 | 0.0087778 | [11 empty] | Oglethorpe Power Corp | 100 | Oglethorpe Power Corp | 100
Galion | 7918_G_1 | 7918 | G | 1 |  | Combustion Turbine | IC Engine | PJM_ATSI | Ohio | 39 | Crawford | 33 | 39033 | 1.8 | 10745 | 2001 | 9999 |  |  | N | Distillate Fuel Oil | [13 empty] | 2.4446 | 2.4446 | 2.4446 | 2.4446 | [11 empty] | Ohio Municipal Electric Agency Joint Venture 2 | 100 | Hamilton Dept of Public Utilities | 100
Galion | 7918_G_2 | 7918 | G | 2 |  | Combustion Turbine | IC Engine | PJM_ATSI | Ohio | 39 | Crawford | 33 | 39033 | 1.8 | 10745 | 2001 | 9999 |  |  | N | Distillate Fuel Oil | [13 empty] | 2.3794 | 2.3794 | 2.3794 | 2.3794 | [11 empty] | Ohio Municipal Electric Agency Joint Venture 2 | 100 | Hamilton Dept of Public Utilities | 100
Galion | 7918_G_3 | 7918 | G | 3 |  | Combustion Turbine | IC Engine | PJM_ATSI | Ohio | 39 | Crawford | 33 | 39033 | 1.8 | 10745 | 2001 | 9999 |  |  | N | Distillate Fuel Oil | [13 empty] | 2.3794 | 2.3794 | 2.3794 | 2.3794 | [11 empty] | Ohio Municipal Electric Agency Joint Venture 2 | 100 | Hamilton Dept of Public Utilities | 100
Seville | 7919_G_1 | 7919 | G | 1 |  | Combustion Turbine | IC Engine | PJM_ATSI | Ohio | 39 | Medina | 103 | 39103 | 1.8 | 10745 | 2001 | 9999 |  |  | N | Distillate Fuel Oil | [12 empty] | 0.5 | 1.7431 | 1.7431 | 1.7431 | 1.7431 | [11 empty] | Ohio Municipal Electric Agency Joint Venture 2 | 100 | Hamilton Dept of Public Utilities | 100
Seville | 7919_G_2 | 7919 | G | 2 |  | Combustion Turbine | IC Engine | PJM_ATSI | Ohio | 39 | Medina | 103 | 39103 | 1.8 | 10745 | 2001 | 9999 |  |  | N | Distillate Fuel Oil | [12 empty] | 0.5 | 2.931 | 2.931 | 2.931 | 2.931 | [11 empty] | Ohio Municipal Electric Agency Joint Venture 2 | 100 | Hamilton Dept of Public Utilities | 100
Seville | 7919_G_3 | 7919 | G | 3 |  | Combustion Turbine | IC Engine | PJM_ATSI | Ohio | 39 | Medina | 103 | 39103 | 1.8 | 10745 | 2001 | 9999 |  |  | N | Distillate Fuel Oil | [12 empty] | 0.5 | 2.6517 | 2.6517 | 2.6517 | 2.6517 | [11 empty] | Ohio Municipal Electric Agency Joint Venture 2 | 100 | Hamilton Dept of Public Utilities | 100
Traer South | 7920_G_5 | 7920 | G | 5 |  | Combustion Turbine | IC Engine | MIS_MIDA | Iowa | 19 | Tama | 171 | 19171 | 1.8 | 12283 | 2001 | 9999 |  |  | N | Distillate Fuel Oil | [12 empty] | 0.161 | 1.6498 | 1.6498 | 1.6498 | 1.6498 | [11 empty] | Traer Municipal Utilities | 100 | Traer Municipal Utilities | 100
Maquoketa 2 | 7921_G_11 | 7921 | G | 11 |  | Combustion Turbine | IC Engine | MIS_IA | Iowa | 19 | Jackson | 97 | 19097 | 1.2 | 12283 | 2001 | 9999 |  |  | N | Distillate Fuel Oil | [12 empty] | 2.5 | 1.6498 | 1.6498 | 1.6498 | 1.6498 | [11 empty] | Maquoketa Municipal Electric Utility | 100 | Maquoketa Municipal Electric Utility | 100
Maquoketa 2 | 7921_G_12 | 7921 | G | 12 |  | Combustion Turbine | IC Engine | MIS_IA | Iowa | 19 | Jackson | 97 | 19097 | 1.3 | 12283 | 2001 | 9999 |  |  | N | Distillate Fuel Oil | [12 empty] | 2.5 | 1.6498 | 1.6498 | 1.6498 | 1.6498 | [11 empty] | Maquoketa Municipal Electric Utility | 100 | Maquoketa Municipal Electric Utility | 100
Maquoketa 2 | 7921_G_13 | 7921 | G | 13 |  | Combustion Turbine | IC Engine | MIS_IA | Iowa | 19 | Jackson | 97 | 19097 | 1.3 | 12283 | 2002 | 9999 |  |  | N | Distillate Fuel Oil | [12 empty] | 2.5 | 1.6498 | 1.6498 | 1.6498 | 1.6498 | [11 empty] | Maquoketa Municipal Electric Utility | 100 | Maquoketa Municipal Electric Utility | 100
Maquoketa 2 | 7921_G_14 | 7921 | G | 14 |  | Combustion Turbine | IC Engine | MIS_IA | Iowa | 19 | Jackson | 97 | 19097 | 1.3 | 12283 | 2002 | 9999 |  |  | N | Distillate Fuel Oil | [12 empty] | 2.5 | 1.6498 | 1.6498 | 1.6498 | 1.6498 | [11 empty] | Maquoketa Municipal Electric Utility | 100 | Maquoketa Municipal Electric Utility | 100
Albertville | 7924_G_DG1 | 7924 | G | DG1 |  | Combustion Turbine | IC Engine | S_C_TVA | Alabama | 1 | Marshall | 95 | 01095 | 0.9 | 12283 | 2000 | 9999 |  |  | N | Distillate Fuel Oil | [12 empty] | 4 | 1.6498 | 1.6498 | 1.6498 | 1.6498 | [11 empty] | Tennessee Valley Authority | 100 | Tennessee Valley Authority | 100
Albertville | 7924_G_DG2 | 7924 | G | DG2 |  | Combustion Turbine | IC Engine | S_C_TVA | Alabama | 1 | Marshall | 95 | 01095 | 0.9 | 12283 | 2000 | 9999 |  |  | N | Distillate Fuel Oil | [12 empty] | 4 | 1.6498 | 1.6498 | 1.6498 | 1.6498 | [11 empty] | Tennessee Valley Authority | 100 | Tennessee Valley Authority | 100
Albertville | 7924_G_DG3 | 7924 | G | DG3 |  | Combustion Turbine | IC Engine | S_C_TVA | Alabama | 1 | Marshall | 95 | 01095 | 0.9 | 12283 | 2000 | 9999 |  |  | N | Distillate Fuel Oil | [12 empty] | 4 | 1.6498 | 1.6498 | 1.6498 | 1.6498 | [11 empty] | Tennessee Valley Authority | 100 | Tennessee Valley Authority | 100
Albertville | 7924_G_DG4 | 7924 | G | DG4 |  | Combustion Turbine | IC Engine | S_C_TVA | Alabama | 1 | Marshall | 95 | 01095 | 0.9 | 12283 | 2000 | 9999 |  |  | N | Distillate Fuel Oil | [12 empty] | 4 | 1.6498 | 1.6498 | 1.6498 | 1.6498 | [11 empty] | Tennessee Valley Authority | 100 | Tennessee Valley Authority | 100
Lakefield Junction | 7925_G_1 | 7925 | G | 1 | 3985 | Combustion Turbine |  | MIS_MNWI | Minnesota | 27 | Martin | 91 | 27091 | 83.5 | 12648 | 2001 | 9999 |  |  | N | Natural Gas, Distillate Fuel Oil |  |  |  | DLNB + H2O | [8 empty] | 0.05 | 0.03952 | 0.03952 | 0.03952 | 0.03952 | [11 empty] | Great River Energy | 100 | Great River Energy | 100
Lakefield Junction | 7925_G_2 | 7925 | G | 2 | 3986 | Combustion Turbine |  | MIS_MNWI | Minnesota | 27 | Martin | 91 | 27091 | 83 | 12652 | 2001 | 9999 |  |  | N | Natural Gas, Distillate Fuel Oil |  |  |  | DLNB + H2O | [8 empty] | 0.05 | 0.03354 | 0.03354 | 0.03354 | 0.03354 | [11 empty] | Great River Energy | 100 | Great River Energy | 100
Lakefield Junction | 7925_G_3 | 7925 | G | 3 | 3987 | Combustion Turbine |  | MIS_MNWI | Minnesota | 27 | Martin | 91 | 27091 | 82.8 | 12649 | 2001 | 9999 |  |  | N | Natural Gas, Distillate Fuel Oil |  |  |  | DLNB + H2O | [8 empty] | 0.05 | 0.03326 | 0.03326 | 0.03326 | 0.03326 | [11 empty] | Great River Energy | 100 | Great River Energy | 100
Lakefield Junction | 7925_G_4 | 7925 | G | 4 | 3988 | Combustion Turbine |  | MIS_MNWI | Minnesota | 27 | Martin | 91 | 27091 | 83 | 12649 | 2001 | 9999 |  |  | N | Natural Gas, Distillate Fuel Oil |  |  |  | DLNB + H2O | [8 empty] | 0.05 | 0.0309 | 0.0309 | 0.0309 | 0.0309 | [11 empty] | Great River Energy | 100 | Great River Energy | 100
Lakefield Junction | 7925_G_5 | 7925 | G | 5 | 3989 | Combustion Turbine |  | MIS_MNWI | Minnesota | 27 | Martin | 91 | 27091 | 84.2 | 12650 | 2001 | 9999 |  |  | N | Natural Gas, Distillate Fuel Oil |  |  |  | DLNB + H2O | [8 empty] | 0.05 | 0.03693 | 0.03693 | 0.03693 | 0.03693 | [11 empty] | Great River Energy | 100 | Great River Energy | 100
Lakefield Junction | 7925_G_6 | 7925 | G | 6 | 3990 | Combustion Turbine |  | MIS_MNWI | Minnesota | 27 | Martin | 91 | 27091 | 83.6 | 12651 | 2001 | 9999 |  |  | N | Natural Gas, Distillate Fuel Oil |  |  |  | DLNB + H2O | [8 empty] | 0.05 | 0.03278 | 0.03278 | 0.03278 | 0.03278 | [11 empty] | Great River Energy | 100 | Great River Energy | 100
Lakefield Junction | 7925_G_7 | 7925 | G | 7 |  | Combustion Turbine | IC Engine | MIS_MNWI | Minnesota | 27 | Martin | 91 | 27091 | 2 | 12283 | 2002 | 9999 |  |  | N | Distillate Fuel Oil | [13 empty] | 1.6498 | 1.6498 | 1.6498 | 1.6498 | [11 empty] | Great River Energy | 100 | Great River Energy | 100
South Strawberry | 7926_G_1A | 7926 | G | 1A |  | Combustion Turbine | IC Engine | MIS_IA | Iowa | 19 | Clayton | 43 | 19043 | 1.8 | 10745 | 2002 | 9999 |  |  | N | Distillate Fuel Oil | [12 empty] | 2.5 | 1.6498 | 1.6498 | 1.6498 | 1.6498 | [11 empty] | Strawberry Point IA (City of) | 100 | Strawberry Point IA (City of) | 100
South Strawberry | 7926_G_2A | 7926 | G | 2A |  | Combustion Turbine | IC Engine | MIS_IA | Iowa | 19 | Clayton | 43 | 19043 | 1.8 | 10745 | 2002 | 9999 |  |  | N | Distillate Fuel Oil | [12 empty] | 2.5 | 1.6498 | 1.6498 | 1.6498 | 1.6498 | [11 empty] | Strawberry Point IA (City of) | 100 | Strawberry Point IA (City of) | 100
Buffalo Mountain | 7927_G_1 | 7927 | G | 1 |  | Onshore Wind |  | S_C_TVA | Tennessee | 47 | Anderson | 1 | 47001 | 0.7 | 0 | 2000 | 9999 |  |  | N | Wind | [13 empty] | 0 | 0 | 0 | 0 | [11 empty] | Tennessee Valley Authority | 100 | Tennessee Valley Authority | 100
Buffalo Mountain | 7927_G_2 | 7927 | G | 2 |  | Onshore Wind |  | S_C_TVA | Tennessee | 47 | Anderson | 1 | 47001 | 0.7 | 0 | 2000 | 9999 |  |  | N | Wind | [13 empty] | 0 | 0 | 0 | 0 | [11 empty] | Tennessee Valley Authority | 100 | Tennessee Valley Authority | 100
Buffalo Mountain | 7927_G_3 | 7927 | G | 3 |  | Onshore Wind |  | S_C_TVA | Tennessee | 47 | Anderson | 1 | 47001 | 0.7 | 0 | 2000 | 9999 |  |  | N | Wind | [13 empty] | 0 | 0 | 0 | 0 | [11 empty] | Tennessee Valley Authority | 100 | Tennessee Valley Authority | 100
Osawatomie | 7928_G_1 | 7928 | G | 1 | 3383 | Combustion Turbine |  | SPP_N | Kansas | 20 | Miami | 121 | 20121 | 75.7 | 14289 | 2003 | 9999 |  |  | N | Natural Gas |  |  |  | DLNB | [8 empty] | 3 | 0.02653 | 0.02653 | 0.02653 | 0.02653 | [11 empty] | Evergy Metro Inc | 100 | Evergy Inc | 100
West Gardner | 7929_G_1 | 7929 | G | 1 | 3391 | Combustion Turbine |  | SPP_N | Kansas | 20 | Johnson | 91 | 20091 | 79.5 | 13847 | 2003 | 9999 |  |  | N | Natural Gas |  |  |  | other | [8 empty] | 3 | 0.02542 | 0.02542 | 0.02542 | 0.02542 | [11 empty] | Evergy Metro Inc | 100 | Evergy Inc | 100
West Gardner | 7929_G_2 | 7929 | G | 2 | 3392 | Combustion Turbine |  | SPP_N | Kansas | 20 | Johnson | 91 | 20091 | 78.6 | 13843 | 2003 | 9999 |  |  | N | Natural Gas |  |  |  | other | [8 empty] | 3 | 0.02749 | 0.02749 | 0.02749 | 0.02749 | [11 empty] | Evergy Metro Inc | 100 | Evergy Inc | 100
West Gardner | 7929_G_3 | 7929 | G | 3 | 3393 | Combustion Turbine |  | SPP_N | Kansas | 20 | Johnson | 91 | 20091 | 77.3 | 13842 | 2003 | 9999 |  |  | N | Natural Gas |  |  |  | other | [8 empty] | 3 | 0.02564 | 0.02564 | 0.02564 | 0.02564 | [11 empty] | Evergy Metro Inc | 100 | Evergy Inc | 100
West Gardner | 7929_G_4 | 7929 | G | 4 | 3394 | Combustion Turbine |  | SPP_N | Kansas | 20 | Johnson | 91 | 20091 | 77.5 | 13841 | 2003 | 9999 |  |  | N | Natural Gas |  |  |  | other | [8 empty] | 3 | 0.0302 | 0.0302 | 0.0302 | 0.0302 | [11 empty] | Evergy Metro Inc | 100 | Evergy Inc | 100
Russell Energy Center | 7930_G_T-1 | 7930 | G | T-1 |  | Combustion Turbine |  | SPP_N | Kansas | 20 | Russell | 167 | 20167 | 6 | 11477 | 2002 | 9999 |  |  | Y | Natural Gas | [12 empty] | 3 | 0.23894 | 0.23894 | 0.23894 | 0.23894 | [11 empty] | Russell KS (City of) | 100 | Russell KS (City of) | 100
Russell Energy Center | 7930_G_T-2 | 7930 | G | T-2 |  | Combustion Turbine |  | SPP_N | Kansas | 20 | Russell | 167 | 20167 | 6 | 11484 | 2002 | 9999 |  |  | Y | Natural Gas | [12 empty] | 3 | 0.23894 | 0.23894 | 0.23894 | 0.23894 | [11 empty] | Russell KS (City of) | 100 | Russell KS (City of) | 100
Coyote Springs II | 7931_G_1 | 7931 | G | 1 | 3106 | Combined Cycle |  | WECC_PNW | Oregon | 41 | Morrow | 49 | 41049 | 173 | 7050 | 2003 | 9999 |  |  | N | Natural Gas |  |  |  | DLNB | SCR | [8 empty] | 0.014027 | 0.014027 | 0.014027 | 0.014027 | [11 empty] | Avista Corp | 100 | Avista Corp | 100
Coyote Springs II | 7931_G_2 | 7931 | G | 2 | 3106 | Combined Cycle |  | WECC_PNW | Oregon | 41 | Morrow | 49 | 41049 | 117 | 7050 | 2003 | 9999 |  |  | N | Natural Gas |  |  |  | LNB | SCR | [8 empty] | 0.014027 | 0.014027 | 0.014027 | 0.014027 | [11 empty] | Avista Corp | 100 | Avista Corp | 100
Gaylord - Wolverine | 7932_G_1 | 7932 | G | 1 |  | Combustion Turbine |  | MIS_LMI | Michigan | 26 | Otsego | 137 | 26137 | 20.2 | 16100 | 2001 | 9999 |  |  | N | Natural Gas | [12 empty] | 1.67 | 0.78636 | 0.78636 | 0.78636 | 0.78636 | [11 empty] | Wolverine Power Supply Coop Inc | 100 | Wolverine Power Supply Coop Inc | 100
Gaylord - Wolverine | 7932_G_2 | 7932 | G | 2 |  | Combustion Turbine |  | MIS_LMI | Michigan | 26 | Otsego | 137 | 26137 | 20.2 | 16100 | 2001 | 9999 |  |  | N | Natural Gas | [12 empty] | 1.67 | 0.33921 | 0.33921 | 0.33921 | 0.33921 | [11 empty] | Wolverine Power Supply Coop Inc | 100 | Wolverine Power Supply Coop Inc | 100
Gaylord - Wolverine | 7932_G_3 | 7932 | G | 3 |  | Combustion Turbine |  | MIS_LMI | Michigan | 26 | Otsego | 137 | 26137 | 20.2 | 16100 | 2001 | 9999 |  |  | N | Natural Gas | [12 empty] | 1.67 | 0.32509 | 0.32509 | 0.32509 | 0.32509 | [11 empty] | Wolverine Power Supply Coop Inc | 100 | Wolverine Power Supply Coop Inc | 100
Industrial Park | 7934_G_3 | 7934 | G | 3 |  | Combustion Turbine | IC Engine | PJM_COMD | Illinois | 17 | Whiteside | 195 | 17195 | 1.8 | 10745 | 2001 | 9999 |  |  | N | Distillate Fuel Oil | [12 empty] | 1 | 0.73147 | 0.73147 | 0.73147 | 0.73147 | [11 empty] | Rock Falls Electrical Dept | 100 | Rock Falls Electrical Dept | 100
Industrial Park | 7934_G_4 | 7934 | G | 4 |  | Combustion Turbine | IC Engine | PJM_COMD | Illinois | 17 | Whiteside | 195 | 17195 | 1.8 | 10745 | 2001 | 9999 |  |  | N | Distillate Fuel Oil | [12 empty] | 1 | 0.73147 | 0.73147 | 0.73147 | 0.73147 | [11 empty] | Rock Falls Electrical Dept | 100 | Rock Falls Electrical Dept | 100
Industrial Park | 7934_G_5 | 7934 | G | 5 |  | Combustion Turbine | IC Engine | PJM_COMD | Illinois | 17 | Whiteside | 195 | 17195 | 1.8 | 10745 | 2001 | 9999 |  |  | N | Distillate Fuel Oil | [12 empty] | 1 | 0.73147 | 0.73147 | 0.73147 | 0.73147 | [11 empty] | Rock Falls Electrical Dept | 100 | Rock Falls Electrical Dept | 100
Industrial Park | 7934_G_6 | 7934 | G | 6 |  | Combustion Turbine | IC Engine | PJM_COMD | Illinois | 17 | Whiteside | 195 | 17195 | 1.8 | 10745 | 2002 | 9999 |  |  | N | Distillate Fuel Oil | [12 empty] | 1 | 0.73147 | 0.73147 | 0.73147 | 0.73147 | [11 empty] | Rock Falls Electrical Dept | 100 | Rock Falls Electrical Dept | 100
Industrial Park | 7934_G_7 | 7934 | G | 7 |  | Combustion Turbine | IC Engine | PJM_COMD | Illinois | 17 | Whiteside | 195 | 17195 | 1.8 | 10745 | 2002 | 9999 |  |  | N | Distillate Fuel Oil | [12 empty] | 1 | 0.73147 | 0.73147 | 0.73147 | 0.73147 | [11 empty] | Rock Falls Electrical Dept | 100 | Rock Falls Electrical Dept | 100
Industrial Park | 7934_G_8 | 7934 | G | 8 |  | Combustion Turbine | IC Engine | PJM_COMD | Illinois | 17 | Whiteside | 195 | 17195 | 2.2 | 10745 | 2011 | 9999 |  |  | N | Distillate Fuel Oil | [13 empty] | 1.6498 | 1.6498 | 1.6498 | 1.6498 | [11 empty] | Rock Falls Electrical Dept | 100 | Rock Falls Electrical Dept | 100
Industrial Park | 7934_G_9 | 7934 | G | 9 |  | Combustion Turbine | IC Engine | PJM_COMD | Illinois | 17 | Whiteside | 195 | 17195 | 2.2 | 10745 | 2011 | 9999 |  |  | N | Distillate Fuel Oil | [13 empty] | 1.6498 | 1.6498 | 1.6498 | 1.6498 | [11 empty] | Rock Falls Electrical Dept | 100 | Rock Falls Electrical Dept | 100
Trenton South | 7935_G_1 | 7935 | G | 1 |  | Combustion Turbine | IC Engine | MIS_MO | Missouri | 29 | Grundy | 79 | 29079 | 1.8 | 11747 | 2000 | 9999 |  |  | N | Distillate Fuel Oil | [12 empty] | 2.3 | 1.6498 | 1.6498 | 1.6498 | 1.6498 | [11 empty] | Dean Machinery | 100 | Dean Operations Inc | 100
Trenton South | 7935_G_2 | 7935 | G | 2 |  | Combustion Turbine | IC Engine | MIS_MO | Missouri | 29 | Grundy | 79 | 29079 | 1.8 | 11747 | 2000 | 9999 |  |  | N | Distillate Fuel Oil | [12 empty] | 2.3 | 1.6498 | 1.6498 | 1.6498 | 1.6498 | [11 empty] | Dean Machinery | 100 | Dean Operations Inc | 100
Trenton South | 7935_G_3 | 7935 | G | 3 |  | Combustion Turbine | IC Engine | MIS_MO | Missouri | 29 | Grundy | 79 | 29079 | 1.8 | 11747 | 2000 | 9999 |  |  | N | Distillate Fuel Oil | [12 empty] | 2.3 | 1.6498 | 1.6498 | 1.6498 | 1.6498 | [11 empty] | Dean Machinery | 100 | Dean Operations Inc | 100
Trenton South | 7935_G_4 | 7935 | G | 4 |  | Combustion Turbine | IC Engine | MIS_MO | Missouri | 29 | Grundy | 79 | 29079 | 1.8 | 11747 | 2000 | 9999 |  |  | N | Distillate Fuel Oil | [12 empty] | 2.3 | 1.6498 | 1.6498 | 1.6498 | 1.6498 | [11 empty] | Dean Machinery | 100 | Dean Operations Inc | 100
Trenton South | 7935_G_5 | 7935 | G | 5 |  | Combustion Turbine | IC Engine | MIS_MO | Missouri | 29 | Grundy | 79 | 29079 | 2 | 11652 | 2004 | 9999 |  |  | N | Distillate Fuel Oil | [12 empty] | 2.3 | 1.6498 | 1.6498 | 1.6498 | 1.6498 | [11 empty] | Dean Machinery | 100 | Dean Operations Inc | 100
Trenton South | 7935_G_6 | 7935 | G | 6 |  | Combustion Turbine | IC Engine | MIS_MO | Missouri | 29 | Grundy | 79 | 29079 | 2 | 11564 | 2004 | 9999 |  |  | N | Distillate Fuel Oil | [12 empty] | 2.3 | 1.6498 | 1.6498 | 1.6498 | 1.6498 | [11 empty] | Dean Machinery | 100 | Dean Operations Inc | 100
Trenton South | 7935_G_7 | 7935 | G | 7 |  | Combustion Turbine | IC Engine | MIS_MO | Missouri | 29 | Grundy | 79 | 29079 | 2 | 11564 | 2004 | 9999 |  |  | N | Distillate Fuel Oil | [12 empty] | 2.3 | 1.6498 | 1.6498 | 1.6498 | 1.6498 | [11 empty] | Dean Machinery | 100 | Dean Operations Inc | 100
Nine Canyon | 7936_G_1 | 7936 | G | 1 |  | Onshore Wind |  | WECC_PNW | Washington | 53 | Benton | 5 | 53005 | 95 | 0 | 2002 | 9999 |  |  | N | Wind | [13 empty] | 0 | 0 | 0 | 0 | [11 empty] | PUD No 1 of Okanogan County | 25 | PUD No 1 of Okanogan County | 25
Ponton Diesel Generating Facility | 7940_G_1 | 7940 | G | 1 |  | Combustion Turbine | IC Engine | PJM_Dom | Virginia | 51 | Amelia | 7 | 51007 | 2 | 10745 | 2002 | 9999 |  |  | N | Distillate Fuel Oil | [12 empty] | 2.64 | 1.6498 | 1.6498 | 1.6498 | 1.6498 | [11 empty] | Old Dominion Electric Coop | 100 | Old Dominion Electric Coop | 100
Ponton Diesel Generating Facility | 7940_G_2 | 7940 | G | 2 |  | Combustion Turbine | IC Engine | PJM_Dom | Virginia | 51 | Amelia | 7 | 51007 | 2 | 10745 | 2002 | 9999 |  |  | N | Distillate Fuel Oil | [13 empty] | 1.6498 | 1.6498 | 1.6498 | 1.6498 | [11 empty] | Old Dominion Electric Coop | 100 | Old Dominion Electric Coop | 100
Nottoway Diesel Generating Facility | 7941_G_1 | 7941 | G | 1 |  | Combustion Turbine | IC Engine | PJM_Dom | Virginia | 51 | Southampton | 175 | 51175 | 2 | 10745 | 2002 | 9999 |  |  | N | Distillate Fuel Oil | [12 empty] | 2.64 | 4.2548 | 4.2548 | 4.2548 | 4.2548 | [11 empty] | Old Dominion Electric Coop | 100 | Old Dominion Electric Coop | 100
Nottoway Diesel Generating Facility | 7941_G_2 | 7941 | G | 2 |  | Combustion Turbine | IC Engine | PJM_Dom | Virginia | 51 | Southampton | 175 | 51175 | 2 | 10745 | 2002 | 9999 |  |  | N | Distillate Fuel Oil | [13 empty] | 4.2548 | 4.2548 | 4.2548 | 4.2548 | [11 empty] | Old Dominion Electric Coop | 100 | Old Dominion Electric Coop | 100
Diamond Valley Lake | 7942_G_10 | 7942 | G | 10 |  | Hydro |  | WECC_SCE | California | 6 | Riverside | 65 | 06065 | 3.3 | 0 | 2001 | 9999 |  |  | N | Hydro | [13 empty] | 0 | 0 | 0 | 0 | [11 empty] | Metropolitan Water District | 100 | Metropolitan Water District | 100
Diamond Valley Lake | 7942_G_11 | 7942 | G | 11 |  | Hydro |  | WECC_SCE | California | 6 | Riverside | 65 | 06065 | 3.3 | 0 | 2001 | 9999 |  |  | N | Hydro | [13 empty] | 0 | 0 | 0 | 0 | [11 empty] | Metropolitan Water District | 100 | Metropolitan Water District | 100
Diamond Valley Lake | 7942_G_12 | 7942 | G | 12 |  | Hydro |  | WECC_SCE | California | 6 | Riverside | 65 | 06065 | 3.3 | 0 | 2001 | 9999 |  |  | N | Hydro | [13 empty] | 0 | 0 | 0 | 0 | [11 empty] | Metropolitan Water District | 100 | Metropolitan Water District | 100
Diamond Valley Lake | 7942_G_2 | 7942 | G | 2 |  | Hydro |  | WECC_SCE | California | 6 | Riverside | 65 | 06065 | 3.3 | 0 | 2001 | 9999 |  |  | N | Hydro | [13 empty] | 0 | 0 | 0 | 0 | [11 empty] | Metropolitan Water District | 100 | Metropolitan Water District | 100
Diamond Valley Lake | 7942_G_3 | 7942 | G | 3 |  | Hydro |  | WECC_SCE | California | 6 | Riverside | 65 | 06065 | 3.3 | 0 | 2001 | 9999 |  |  | N | Hydro | [13 empty] | 0 | 0 | 0 | 0 | [11 empty] | Metropolitan Water District | 100 | Metropolitan Water District | 100
Diamond Valley Lake | 7942_G_4 | 7942 | G | 4 |  | Hydro |  | WECC_SCE | California | 6 | Riverside | 65 | 06065 | 3.3 | 0 | 2001 | 9999 |  |  | N | Hydro | [13 empty] | 0 | 0 | 0 | 0 | [11 empty] | Metropolitan Water District | 100 | Metropolitan Water District | 100
Diamond Valley Lake | 7942_G_6 | 7942 | G | 6 |  | Hydro |  | WECC_SCE | California | 6 | Riverside | 65 | 06065 | 3.3 | 0 | 2001 | 9999 |  |  | N | Hydro | [13 empty] | 0 | 0 | 0 | 0 | [11 empty] | Metropolitan Water District | 100 | Metropolitan Water District | 100
Diamond Valley Lake | 7942_G_7 | 7942 | G | 7 |  | Hydro |  | WECC_SCE | California | 6 | Riverside | 65 | 06065 | 3.3 | 0 | 2001 | 9999 |  |  | N | Hydro | [13 empty] | 0 | 0 | 0 | 0 | [11 empty] | Metropolitan Water District | 100 | Metropolitan Water District | 100
Diamond Valley Lake | 7942_G_8 | 7942 | G | 8 |  | Hydro |  | WECC_SCE | California | 6 | Riverside | 65 | 06065 | 3.3 | 0 | 2001 | 9999 |  |  | N | Hydro | [13 empty] | 0 | 0 | 0 | 0 | [11 empty] | Metropolitan Water District | 100 | Metropolitan Water District | 100
Wansley Unit 9 | 7946_G_CT1 | 7946 | G | CT1 | 8402 | Combined Cycle |  | S_SOU | Georgia | 13 | Heard | 149 | 13149 | 143.4 | 7219 | 2004 | 9999 |  |  | N | Natural Gas |  |  |  | DLNB | SCR | [8 empty] | 0.011061 | 0.011061 | 0.011061 | 0.011061 | [11 empty] | Municipal Electric Authority of Georgia | 100 | Municipal Electric Authority of Georgia | 100
Wansley Unit 9 | 7946_G_CT2 | 7946 | G | CT2 | 8404 | Combined Cycle |  | S_SOU | Georgia | 13 | Heard | 149 | 13149 | 140.6 | 7219 | 2004 | 9999 |  |  | N | Natural Gas |  |  |  | DLNB | SCR | [8 empty] | 0.011061 | 0.011061 | 0.011061 | 0.011061 | [11 empty] | Municipal Electric Authority of Georgia | 100 | Municipal Electric Authority of Georgia | 100
Wansley Unit 9 | 7946_G_ST1 | 7946 | G | ST1 | 8402 | Combined Cycle |  | S_SOU | Georgia | 13 | Heard | 149 | 13149 | 201.7 | 7219 | 2004 | 9999 |  |  | N | Natural Gas |  |  |  | LNB + NH3 | SCR | [8 empty] | 0.011061 | 0.011061 | 0.011061 | 0.011061 | [11 empty] | Municipal Electric Authority of Georgia | 100 | Municipal Electric Authority of Georgia | 100
Solway CT | 7947_G_1 | 7947 | G | 1 | 8406 | Combustion Turbine |  | MIS_MAPP | Minnesota | 27 | Beltrami | 7 | 27007 | 43.1 | 10745 | 2003 | 9999 |  |  | N | Natural Gas, Distillate Fuel Oil |  |  |  | H2O | [9 empty] | 0.12634 | 0.12634 | 0.12634 | 0.12634 | [11 empty] | Otter Tail Power Co | 100 | Otter Tail Corp | 100
Solway CT | 7947_G_D1 | 7947 | G | D1 |  | Combustion Turbine | IC Engine | MIS_MAPP | Minnesota | 27 | Beltrami | 7 | 27007 | 1.3 | 12283 | 2005 | 9999 |  |  | N | Distillate Fuel Oil | [13 empty] | 1.6498 | 1.6498 | 1.6498 | 1.6498 | [11 empty] | Otter Tail Power Co | 100 | Otter Tail Corp | 100
Lawrence County Station | 7948_G_1 | 7948 | G | 1 | 8410 | Combustion Turbine |  | MIS_INKY | Indiana | 18 | Lawrence | 93 | 18093 | 43.8 | 11069 | 2005 | 9999 |  |  | N | Natural Gas |  |  |  | H2O | [8 empty] | 0.006 | 0.0943 | 0.0943 | 0.0943 | 0.0943 | [11 empty] | Hoosier Energy Rural Electric Coop Inc | 100 | Hoosier Energy Rural Electric Coop Inc | 100
Lawrence County Station | 7948_G_2 | 7948 | G | 2 | 8412 | Combustion Turbine |  | MIS_INKY | Indiana | 18 | Lawrence | 93 | 18093 | 43.8 | 11073 | 2005 | 9999 |  |  | N | Natural Gas |  |  |  | H2O | [8 empty] | 0.006 | 0.08362 | 0.08362 | 0.08362 | 0.08362 | [11 empty] | Hoosier Energy Rural Electric Coop Inc | 100 | Hoosier Energy Rural Electric Coop Inc | 100
Lawrence County Station | 7948_G_3 | 7948 | G | 3 | 8414 | Combustion Turbine |  | MIS_INKY | Indiana | 18 | Lawrence | 93 | 18093 | 43.8 | 11070 | 2005 | 9999 |  |  | N | Natural Gas |  |  |  | H2O | [8 empty] | 0.006 | 0.08558 | 0.08558 | 0.08558 | 0.08558 | [11 empty] | Hoosier Energy Rural Electric Coop Inc | 100 | Hoosier Energy Rural Electric Coop Inc | 100
Lawrence County Station | 7948_G_4 | 7948 | G | 4 | 8416 | Combustion Turbine |  | MIS_INKY | Indiana | 18 | Lawrence | 93 | 18093 | 43.8 | 11070 | 2005 | 9999 |  |  | N | Natural Gas |  |  |  | H2O | [8 empty] | 0.006 | 0.09463 | 0.09463 | 0.09463 | 0.09463 | [11 empty] | Hoosier Energy Rural Electric Coop Inc | 100 | Hoosier Energy Rural Electric Coop Inc | 100
Lawrence County Station | 7948_G_5 | 7948 | G | 5 | 88290 | Combustion Turbine |  | MIS_INKY | Indiana | 18 | Lawrence | 93 | 18093 | 43.8 | 11070 | 2005 | 9999 |  |  | N | Natural Gas |  |  |  | H2O | [8 empty] | 0.006 | 0.0914 | 0.0914 | 0.0914 | 0.0914 | [11 empty] | Wabash Valley Power Association Inc | 100 | Wabash Valley Power Association Inc | 100
Lawrence County Station | 7948_G_6 | 7948 | G | 6 | 88291 | Combustion Turbine |  | MIS_INKY | Indiana | 18 | Lawrence | 93 | 18093 | 43.8 | 11067 | 2005 | 9999 |  |  | N | Natural Gas |  |  |  | H2O | [8 empty] | 0.006 | 0.10053 | 0.10053 | 0.10053 | 0.10053 | [11 empty] | Wabash Valley Power Association Inc | 100 | Wabash Valley Power Association Inc | 100
Evander Andrews Power Complex | 7953_G_2 | 7953 | G | 2 | 8422 | Combustion Turbine |  | WECC_ID | Idaho | 16 | Elmore | 39 | 16039 | 41.4 | 10745 | 2001 | 9999 |  |  | N | Natural Gas |  |  |  | DLNB | [8 empty] | 1.75 | 0.09374 | 0.09374 | 0.09374 | 0.09374 | [11 empty] | Idaho Power Co | 100 | IDACORP Inc | 100
Evander Andrews Power Complex | 7953_G_3 | 7953 | G | 3 | 8424 | Combustion Turbine |  | WECC_ID | Idaho | 16 | Elmore | 39 | 16039 | 39 | 10745 | 2001 | 9999 |  |  | N | Natural Gas |  |  |  | DLNB | [8 empty] | 1.75 | 0.07248 | 0.07248 | 0.07248 | 0.07248 | [11 empty] | Idaho Power Co | 100 | IDACORP Inc | 100
Evander Andrews Power Complex | 7953_G_1 | 7953 | G | 1 | 90108 | Combustion Turbine |  | WECC_ID | Idaho | 16 | Elmore | 39 | 16039 | 171 | 10745 | 2008 | 9999 |  |  | N | Natural Gas |  |  |  | DLNB | [9 empty] | 0.03218 | 0.03218 | 0.03218 | 0.03218 | [11 empty] | Idaho Power Co | 100 | IDACORP Inc | 100
Field Street | 7954_G_1 | 7954 | G | 1 |  | Combustion Turbine |  | FRCC | Florida | 12 | Volusia | 127 | 12127 | 22 | 25000 | 2001 | 9999 |  |  | N | Distillate Fuel Oil | [12 empty] | 0.8 | 0.59664 | 0.59664 | 0.59664 | 0.59664 | [11 empty] | Utilities Commission New Smyrna Beach | 100 | Utilities Commission New Smyrna Beach | 100
Field Street | 7954_G_2 | 7954 | G | 2 |  | Combustion Turbine |  | FRCC | Florida | 12 | Volusia | 127 | 12127 | 22 | 25000 | 2001 | 9999 |  |  | N | Distillate Fuel Oil | [12 empty] | 0.8 | 0.63551 | 0.63551 | 0.63551 | 0.63551 | [11 empty] | Utilities Commission New Smyrna Beach | 100 | Utilities Commission New Smyrna Beach | 100
Elk City Station | 7955_G_1 | 7955 | G | 1 |  | Landfill Gas |  | SPP_NEBR | Nebraska | 31 | Douglas | 55 | 31055 | 0.8 | 13500 | 2002 | 9999 |  |  | N | Landfill Gas | [13 empty] | 0.22117 | 0.22117 | 0.22117 | 0.22117 | [11 empty] | Omaha Public Power District | 100 | Omaha Public Power District | 100
Elk City Station | 7955_G_2 | 7955 | G | 2 |  | Landfill Gas |  | SPP_NEBR | Nebraska | 31 | Douglas | 55 | 31055 | 0.8 | 13500 | 2002 | 9999 |  |  | N | Landfill Gas | [13 empty] | 0.22117 | 0.22117 | 0.22117 | 0.22117 | [11 empty] | Omaha Public Power District | 100 | Omaha Public Power District | 100
Elk City Station | 7955_G_3 | 7955 | G | 3 |  | Landfill Gas |  | SPP_NEBR | Nebraska | 31 | Douglas | 55 | 31055 | 0.8 | 13500 | 2002 | 9999 |  |  | N | Landfill Gas | [13 empty] | 0.22117 | 0.22117 | 0.22117 | 0.22117 | [11 empty] | Omaha Public Power District | 100 | Omaha Public Power District | 100
Elk City Station | 7955_G_4 | 7955 | G | 4 |  | Landfill Gas |  | SPP_NEBR | Nebraska | 31 | Douglas | 55 | 31055 | 0.8 | 13500 | 2002 | 9999 |  |  | N | Landfill Gas | [13 empty] | 0.22117 | 0.22117 | 0.22117 | 0.22117 | [11 empty] | Omaha Public Power District | 100 | Omaha Public Power District | 100
Elk City Station | 7955_G_5 | 7955 | G | 5 |  | Landfill Gas |  | SPP_NEBR | Nebraska | 31 | Douglas | 55 | 31055 | 0.8 | 13500 | 2006 | 9999 |  |  | N | Landfill Gas | [13 empty] | 0.22117 | 0.22117 | 0.22117 | 0.22117 | [11 empty] | Omaha Public Power District | 100 | Omaha Public Power District | 100
Elk City Station | 7955_G_6 | 7955 | G | 6 |  | Landfill Gas |  | SPP_NEBR | Nebraska | 31 | Douglas | 55 | 31055 | 0.8 | 13500 | 2006 | 9999 |  |  | N | Landfill Gas | [13 empty] | 0.22117 | 0.22117 | 0.22117 | 0.22117 | [11 empty] | Omaha Public Power District | 100 | Omaha Public Power District | 100
Elk City Station | 7955_G_7 | 7955 | G | 7 |  | Landfill Gas |  | SPP_NEBR | Nebraska | 31 | Douglas | 55 | 31055 | 0.8 | 13500 | 2006 | 9999 |  |  | N | Landfill Gas | [13 empty] | 0.22117 | 0.22117 | 0.22117 | 0.22117 | [11 empty] | Omaha Public Power District | 100 | Omaha Public Power District | 100
Elk City Station | 7955_G_8 | 7955 | G | 8 |  | Landfill Gas |  | SPP_NEBR | Nebraska | 31 | Douglas | 55 | 31055 | 0.8 | 13500 | 2009 | 9999 |  |  | N | Landfill Gas | [13 empty] | 0.22117 | 0.22117 | 0.22117 | 0.22117 | [11 empty] | Omaha Public Power District | 100 | Omaha Public Power District | 100
Sediver | 7957_G_1 | 7957 | G | 1 |  | Combustion Turbine | IC Engine | S_VACA | South Carolina | 45 | York | 91 | 45091 | 2.4 | 10745 | 2003 | 9999 |  |  | N | Distillate Fuel Oil | [12 empty] | 3.5 | 1.6498 | 1.6498 | 1.6498 | 1.6498 | [11 empty] | Santee Cooper | 100 | Santee Cooper | 100
Horry Land Fill Gas Site | 7958_G_HG1 | 7958 | G | HG1 |  | Landfill Gas |  | S_VACA | South Carolina | 45 | Horry | 51 | 45051 | 1.1 | 13500 | 2001 | 9999 |  |  | N | Landfill Gas | [13 empty] | 0.22117 | 0.22117 | 0.22117 | 0.22117 | [11 empty] | Santee Cooper | 100 | Santee Cooper | 100
Horry Land Fill Gas Site | 7958_G_HG2 | 7958 | G | HG2 |  | Landfill Gas |  | S_VACA | South Carolina | 45 | Horry | 51 | 45051 | 1.1 | 13500 | 2001 | 9999 |  |  | N | Landfill Gas | [13 empty] | 0.22117 | 0.22117 | 0.22117 | 0.22117 | [11 empty] | Santee Cooper | 100 | Santee Cooper | 100
Horry Land Fill Gas Site | 7958_G_HG3 | 7958 | G | HG3 |  | Landfill Gas |  | S_VACA | South Carolina | 45 | Horry | 51 | 45051 | 1.1 | 13500 | 2003 | 9999 |  |  | N | Landfill Gas | [13 empty] | 0.22117 | 0.22117 | 0.22117 | 0.22117 | [11 empty] | Santee Cooper | 100 | Santee Cooper | 100
Kemper County | 7960_G_GT1 | 7960 | G | GT1 | 3379 | Combustion Turbine |  | S_C_TVA | Mississippi | 28 | Kemper | 69 | 28069 | 73.3 | 12134 | 2002 | 9999 |  |  | N | Natural Gas, Distillate Fuel Oil | [12 empty] | 4.8 | 0.03242 | 0.03242 | 0.03242 | 0.03242 | [11 empty] | Tennessee Valley Authority | 100 | Tennessee Valley Authority | 100
Kemper County | 7960_G_GT2 | 7960 | G | GT2 | 3380 | Combustion Turbine |  | S_C_TVA | Mississippi | 28 | Kemper | 69 | 28069 | 73.3 | 12134 | 2002 | 9999 |  |  | N | Natural Gas, Distillate Fuel Oil | [12 empty] | 4.8 | 0.03176 | 0.03176 | 0.03176 | 0.03176 | [11 empty] | Tennessee Valley Authority | 100 | Tennessee Valley Authority | 100
Kemper County | 7960_G_GT3 | 7960 | G | GT3 | 3381 | Combustion Turbine |  | S_C_TVA | Mississippi | 28 | Kemper | 69 | 28069 | 73.3 | 12134 | 2002 | 9999 |  |  | N | Natural Gas, Distillate Fuel Oil | [12 empty] | 4.8 | 0.03025 | 0.03025 | 0.03025 | 0.03025 | [11 empty] | Tennessee Valley Authority | 100 | Tennessee Valley Authority | 100
Kemper County | 7960_G_GT4 | 7960 | G | GT4 | 3382 | Combustion Turbine |  | S_C_TVA | Mississippi | 28 | Kemper | 69 | 28069 | 73.3 | 12134 | 2002 | 9999 |  |  | N | Natural Gas, Distillate Fuel Oil | [12 empty] | 4.8 | 0.03494 | 0.03494 | 0.03494 | 0.03494 | [11 empty] | Tennessee Valley Authority | 100 | Tennessee Valley Authority | 100
Warren F Sam Beasley Generation Station | 7962_G_001 | 7962 | G | 001 | 8426 | Combustion Turbine |  | PJM_EMAC | Delaware | 10 | Kent | 1 | 10001 | 48 | 10916 | 2002 | 9999 |  |  | N | Natural Gas, Distillate Fuel Oil |  |  |  | H2O | SCR | [7 empty] | 0.05 | 0.01615 | 0.01615 | 0.01615 | 0.01615 | [11 empty] | Delaware Municipal Electric Corp | 100 | Delaware Municipal Electric Corp | 100
Warren F Sam Beasley Generation Station | 7962_G_002 | 7962 | G | 002 | 90703 | Combustion Turbine |  | PJM_EMAC | Delaware | 10 | Kent | 1 | 10001 | 50 | 10916 | 2012 | 9999 |  |  | N | Natural Gas, Distillate Fuel Oil |  |  |  | H2O | SCR | [8 empty] | 0.01965 | 0.01965 | 0.01965 | 0.01965 | [11 empty] | Delaware Municipal Electric Corp | 100 | Delaware Municipal Electric Corp | 100
Peno Creek | 7964_G_GT1 | 7964 | G | GT1 | 9048 | Combustion Turbine |  | MIS_MO | Missouri | 29 | Pike | 163 | 29163 | 47 | 11264 | 2002 | 9999 |  |  | N | Natural Gas, Distillate Fuel Oil |  |  |  | H2O | [8 empty] | 0.05 | 0.08927 | 0.08927 | 0.08927 | 0.08927 | [11 empty] | Ameren Missouri | 100 | Ameren Corp | 100
Peno Creek | 7964_G_GT2 | 7964 | G | GT2 | 9050 | Combustion Turbine |  | MIS_MO | Missouri | 29 | Pike | 163 | 29163 | 47 | 11265 | 2002 | 9999 |  |  | N | Natural Gas, Distillate Fuel Oil |  |  |  | H2O | [8 empty] | 0.05 | 0.093 | 0.093 | 0.093 | 0.093 | [11 empty] | Ameren Missouri | 100 | Ameren Corp | 100
Peno Creek | 7964_G_GT3 | 7964 | G | GT3 | 9052 | Combustion Turbine |  | MIS_MO | Missouri | 29 | Pike | 163 | 29163 | 47 | 11265 | 2002 | 9999 |  |  | N | Natural Gas, Distillate Fuel Oil |  |  |  | H2O | [8 empty] | 0.05 | 0.0888 | 0.0888 | 0.0888 | 0.0888 | [11 empty] | Ameren Missouri | 100 | Ameren Corp | 100
Peno Creek | 7964_G_GT4 | 7964 | G | GT4 | 9054 | Combustion Turbine |  | MIS_MO | Missouri | 29 | Pike | 163 | 29163 | 47 | 11265 | 2002 | 9999 |  |  | N | Natural Gas, Distillate Fuel Oil |  |  |  | H2O | [8 empty] | 0.05 | 0.08962 | 0.08962 | 0.08962 | 0.08962 | [11 empty] | Ameren Missouri | 100 | Ameren Corp | 100
Salt Valley Wind Plant | 7965_G_G1 | 7965 | G | G1 |  | Onshore Wind |  | SPP_NEBR | Nebraska | 31 | Lancaster | 109 | 31109 | 0.7 | 0 | 1998 | 9999 |  |  | N | Wind | [13 empty] | 0 | 0 | 0 | 0 | [11 empty] | Lincoln Electric System | 100 | Lincoln Electric System | 100
Salt Valley Wind Plant | 7965_G_G2 | 7965 | G | G2 |  | Onshore Wind |  | SPP_NEBR | Nebraska | 31 | Lancaster | 109 | 31109 | 0.7 | 0 | 1999 | 9999 |  |  | N | Wind | [13 empty] | 0 | 0 | 0 | 0 | [11 empty] | Lincoln Electric System | 100 | Lincoln Electric System | 100
Iowa Distributed Wind Generation Project | 7966_G_IDWG | 7966 | G | IDWG |  | Onshore Wind |  | MIS_MIDA | Iowa | 19 | Kossuth | 109 | 19109 | 2.3 | 0 | 2000 | 9999 |  |  | N | Wind | [13 empty] | 0 | 0 | 0 | 0 | [11 empty] | Cedar Falls Utilities | 100 | Cedar Falls Utilities | 100
Lordsburg Generating | 7967_G_GT1 | 7967 | G | GT1 | 9190 | Combustion Turbine |  | WECC_NM | New Mexico | 35 | Hidalgo | 23 | 35023 | 37 | 11948 | 2002 | 9999 |  |  | N | Natural Gas |  |  |  | H2O | [8 empty] | 0.001 | 0.09367 | 0.09367 | 0.09367 | 0.09367 | [11 empty] | Public Service Co of New Mexico | 100 | PNM Resources Inc | 100
Lordsburg Generating | 7967_G_GT2 | 7967 | G | GT2 | 9191 | Combustion Turbine |  | WECC_NM | New Mexico | 35 | Hidalgo | 23 | 35023 | 37 | 11949 | 2002 | 9999 |  |  | N | Natural Gas |  |  |  | H2O | [8 empty] | 0.001 | 0.10326 | 0.10326 | 0.10326 | 0.10326 | [11 empty] | Public Service Co of New Mexico | 100 | PNM Resources Inc | 100
Pella Peaking | 7971_G_10 | 7971 | G | 10 |  | Combustion Turbine | IC Engine | MIS_MIDA | Iowa | 19 | Marion | 125 | 19125 | 1.8 | 10745 | 2003 | 9999 |  |  | N | Distillate Fuel Oil | [12 empty] | 0.15 | 1.6498 | 1.6498 | 1.6498 | 1.6498 | [11 empty] | Pella Municipal Light & Power | 100 | Pella Municipal Light & Power | 100
Pella Peaking | 7971_G_11 | 7971 | G | 11 |  | Combustion Turbine | IC Engine | MIS_MIDA | Iowa | 19 | Marion | 125 | 19125 | 1.8 | 10745 | 2003 | 9999 |  |  | N | Distillate Fuel Oil | [12 empty] | 0.15 | 1.6498 | 1.6498 | 1.6498 | 1.6498 | [11 empty] | Pella Municipal Light & Power | 100 | Pella Municipal Light & Power | 100
Pella Peaking | 7971_G_12 | 7971 | G | 12 |  | Combustion Turbine | IC Engine | MIS_MIDA | Iowa | 19 | Marion | 125 | 19125 | 1.8 | 10745 | 2003 | 9999 |  |  | N | Distillate Fuel Oil | [12 empty] | 0.15 | 1.6498 | 1.6498 | 1.6498 | 1.6498 | [11 empty] | Pella Municipal Light & Power | 100 | Pella Municipal Light & Power | 100
Pella Peaking | 7971_G_13 | 7971 | G | 13 |  | Combustion Turbine | IC Engine | MIS_MIDA | Iowa | 19 | Marion | 125 | 19125 | 1.8 | 10745 | 2003 | 9999 |  |  | N | Distillate Fuel Oil | [12 empty] | 0.15 | 1.6498 | 1.6498 | 1.6498 | 1.6498 | [11 empty] | Pella Municipal Light & Power | 100 | Pella Municipal Light & Power | 100
Pella Peaking | 7971_G_14 | 7971 | G | 14 |  | Combustion Turbine | IC Engine | MIS_MIDA | Iowa | 19 | Marion | 125 | 19125 | 1.8 | 10745 | 2003 | 9999 |  |  | N | Distillate Fuel Oil | [12 empty] | 0.15 | 1.6498 | 1.6498 | 1.6498 | 1.6498 | [11 empty] | Pella Municipal Light & Power | 100 | Pella Municipal Light & Power | 100
Pella Peaking | 7971_G_15 | 7971 | G | 15 |  | Combustion Turbine | IC Engine | MIS_MIDA | Iowa | 19 | Marion | 125 | 19125 | 1.8 | 10745 | 2003 | 9999 |  |  | N | Distillate Fuel Oil | [13 empty] | 1.6498 | 1.6498 | 1.6498 | 1.6498 | [11 empty] | Pella Municipal Light & Power | 100 | Pella Municipal Light & Power | 100
Pella Peaking | 7971_G_16 | 7971 | G | 16 |  | Combustion Turbine | IC Engine | MIS_MIDA | Iowa | 19 | Marion | 125 | 19125 | 1.8 | 10745 | 2003 | 9999 |  |  | N | Distillate Fuel Oil | [13 empty] | 1.6498 | 1.6498 | 1.6498 | 1.6498 | [11 empty] | Pella Municipal Light & Power | 100 | Pella Municipal Light & Power | 100
Pella Peaking | 7971_G_3 | 7971 | G | 3 |  | Combustion Turbine | IC Engine | MIS_MIDA | Iowa | 19 | Marion | 125 | 19125 | 1.8 | 10745 | 2003 | 9999 |  |  | N | Distillate Fuel Oil | [12 empty] | 0.15 | 1.6498 | 1.6498 | 1.6498 | 1.6498 | [11 empty] | Pella Municipal Light & Power | 100 | Pella Municipal Light & Power | 100
Pella Peaking | 7971_G_4 | 7971 | G | 4 |  | Combustion Turbine | IC Engine | MIS_MIDA | Iowa | 19 | Marion | 125 | 19125 | 1.8 | 10745 | 2003 | 9999 |  |  | N | Distillate Fuel Oil | [12 empty] | 0.15 | 1.6498 | 1.6498 | 1.6498 | 1.6498 | [11 empty] | Pella Municipal Light & Power | 100 | Pella Municipal Light & Power | 100
Pella Peaking | 7971_G_5 | 7971 | G | 5 |  | Combustion Turbine | IC Engine | MIS_MIDA | Iowa | 19 | Marion | 125 | 19125 | 1.8 | 10745 | 2003 | 9999 |  |  | N | Distillate Fuel Oil | [12 empty] | 0.15 | 1.6498 | 1.6498 | 1.6498 | 1.6498 | [11 empty] | Pella Municipal Light & Power | 100 | Pella Municipal Light & Power | 100
Pella Peaking | 7971_G_6 | 7971 | G | 6 |  | Combustion Turbine | IC Engine | MIS_MIDA | Iowa | 19 | Marion | 125 | 19125 | 1.8 | 10745 | 2003 | 9999 |  |  | N | Distillate Fuel Oil | [12 empty] | 0.15 | 1.6498 | 1.6498 | 1.6498 | 1.6498 | [11 empty] | Pella Municipal Light & Power | 100 | Pella Municipal Light & Power | 100
Pella Peaking | 7971_G_7 | 7971 | G | 7 |  | Combustion Turbine | IC Engine | MIS_MIDA | Iowa | 19 | Marion | 125 | 19125 | 1.8 | 10745 | 2003 | 9999 |  |  | N | Distillate Fuel Oil | [12 empty] | 0.15 | 1.6498 | 1.6498 | 1.6498 | 1.6498 | [11 empty] | Pella Municipal Light & Power | 100 | Pella Municipal Light & Power | 100
Pella Peaking | 7971_G_8 | 7971 | G | 8 |  | Combustion Turbine | IC Engine | MIS_MIDA | Iowa | 19 | Marion | 125 | 19125 | 1.8 | 10745 | 2003 | 9999 |  |  | N | Distillate Fuel Oil | [12 empty] | 0.15 | 1.6498 | 1.6498 | 1.6498 | 1.6498 | [11 empty] | Pella Municipal Light & Power | 100 | Pella Municipal Light & Power | 100
Pella Peaking | 7971_G_9 | 7971 | G | 9 |  | Combustion Turbine | IC Engine | MIS_MIDA | Iowa | 19 | Marion | 125 | 19125 | 1.8 | 10745 | 2003 | 9999 |  |  | N | Distillate Fuel Oil | [12 empty] | 0.15 | 1.6498 | 1.6498 | 1.6498 | 1.6498 | [11 empty] | Pella Municipal Light & Power | 100 | Pella Municipal Light & Power | 100
Sumpter | 7972_G_1 | 7972 | G | 1 | 9882 | Combustion Turbine |  | MIS_LMI | Michigan | 26 | Wayne | 163 | 26163 | 77 | 12670 | 2002 | 9999 |  |  | N | Natural Gas |  |  |  | DLNB | [8 empty] | 1.67 | 0.03221 | 0.03221 | 0.03221 | 0.03221 | [11 empty] | Wolverine Power Supply Coop Inc | 100 | Wolverine Power Supply Coop Inc | 100
Sumpter | 7972_G_2 | 7972 | G | 2 | 9883 | Combustion Turbine |  | MIS_LMI | Michigan | 26 | Wayne | 163 | 26163 | 77.5 | 12670 | 2002 | 9999 |  |  | N | Natural Gas |  |  |  | DLNB | [8 empty] | 1.67 | 0.03599 | 0.03599 | 0.03599 | 0.03599 | [11 empty] | Wolverine Power Supply Coop Inc | 100 | Wolverine Power Supply Coop Inc | 100
Sumpter | 7972_G_3 | 7972 | G | 3 | 9884 | Combustion Turbine |  | MIS_LMI | Michigan | 26 | Wayne | 163 | 26163 | 76.6 | 12670 | 2002 | 9999 |  |  | N | Natural Gas |  |  |  | DLNB | [8 empty] | 1.67 | 0.0369 | 0.0369 | 0.0369 | 0.0369 | [11 empty] | Wolverine Power Supply Coop Inc | 100 | Wolverine Power Supply Coop Inc | 100
Sumpter | 7972_G_4 | 7972 | G | 4 | 9885 | Combustion Turbine |  | MIS_LMI | Michigan | 26 | Wayne | 163 | 26163 | 77.3 | 12670 | 2002 | 9999 |  |  | N | Natural Gas |  |  |  | DLNB | [8 empty] | 1.67 | 0.03242 | 0.03242 | 0.03242 | 0.03242 | [11 empty] | Wolverine Power Supply Coop Inc | 100 | Wolverine Power Supply Coop Inc | 100
Sharpe | 7973_G_1 | 7973 | G | 1 |  | Combustion Turbine | IC Engine | SPP_N | Kansas | 20 | Coffey | 31 | 20031 | 2 | 12283 | 2002 | 9999 |  |  | N | Distillate Fuel Oil | [13 empty] | 1.6498 | 1.6498 | 1.6498 | 1.6498 | [11 empty] | Kansas Electric Power Coop Inc | 100 | Kansas Electric Power Coop Inc | 100
Sharpe | 7973_G_10 | 7973 | G | 10 |  | Combustion Turbine | IC Engine | SPP_N | Kansas | 20 | Coffey | 31 | 20031 | 2 | 12283 | 2002 | 9999 |  |  | N | Distillate Fuel Oil | [13 empty] | 1.6498 | 1.6498 | 1.6498 | 1.6498 | [11 empty] | Kansas Electric Power Coop Inc | 100 | Kansas Electric Power Coop Inc | 100
Sharpe | 7973_G_2 | 7973 | G | 2 |  | Combustion Turbine | IC Engine | SPP_N | Kansas | 20 | Coffey | 31 | 20031 | 2 | 12283 | 2002 | 9999 |  |  | N | Distillate Fuel Oil | [13 empty] | 1.6498 | 1.6498 | 1.6498 | 1.6498 | [11 empty] | Kansas Electric Power Coop Inc | 100 | Kansas Electric Power Coop Inc | 100
Sharpe | 7973_G_3 | 7973 | G | 3 |  | Combustion Turbine | IC Engine | SPP_N | Kansas | 20 | Coffey | 31 | 20031 | 2 | 12283 | 2002 | 9999 |  |  | N | Distillate Fuel Oil | [13 empty] | 1.6498 | 1.6498 | 1.6498 | 1.6498 | [11 empty] | Kansas Electric Power Coop Inc | 100 | Kansas Electric Power Coop Inc | 100
Sharpe | 7973_G_4 | 7973 | G | 4 |  | Combustion Turbine | IC Engine | SPP_N | Kansas | 20 | Coffey | 31 | 20031 | 2 | 12283 | 2002 | 9999 |  |  | N | Distillate Fuel Oil | [13 empty] | 1.6498 | 1.6498 | 1.6498 | 1.6498 | [11 empty] | Kansas Electric Power Coop Inc | 100 | Kansas Electric Power Coop Inc | 100
Sharpe | 7973_G_5 | 7973 | G | 5 |  | Combustion Turbine | IC Engine | SPP_N | Kansas | 20 | Coffey | 31 | 20031 | 2 | 12283 | 2002 | 9999 |  |  | N | Distillate Fuel Oil | [13 empty] | 1.6498 | 1.6498 | 1.6498 | 1.6498 | [11 empty] | Kansas Electric Power Coop Inc | 100 | Kansas Electric Power Coop Inc | 100
Sharpe | 7973_G_6 | 7973 | G | 6 |  | Combustion Turbine | IC Engine | SPP_N | Kansas | 20 | Coffey | 31 | 20031 | 2 | 12283 | 2002 | 9999 |  |  | N | Distillate Fuel Oil | [13 empty] | 1.6498 | 1.6498 | 1.6498 | 1.6498 | [11 empty] | Kansas Electric Power Coop Inc | 100 | Kansas Electric Power Coop Inc | 100
Sharpe | 7973_G_7 | 7973 | G | 7 |  | Combustion Turbine | IC Engine | SPP_N | Kansas | 20 | Coffey | 31 | 20031 | 2 | 12283 | 2002 | 9999 |  |  | N | Distillate Fuel Oil | [13 empty] | 1.6498 | 1.6498 | 1.6498 | 1.6498 | [11 empty] | Kansas Electric Power Coop Inc | 100 | Kansas Electric Power Coop Inc | 100
Sharpe | 7973_G_8 | 7973 | G | 8 |  | Combustion Turbine | IC Engine | SPP_N | Kansas | 20 | Coffey | 31 | 20031 | 2 | 12283 | 2002 | 9999 |  |  | N | Distillate Fuel Oil | [13 empty] | 1.6498 | 1.6498 | 1.6498 | 1.6498 | [11 empty] | Kansas Electric Power Coop Inc | 100 | Kansas Electric Power Coop Inc | 100
Sharpe | 7973_G_9 | 7973 | G | 9 |  | Combustion Turbine | IC Engine | SPP_N | Kansas | 20 | Coffey | 31 | 20031 | 2 | 12283 | 2002 | 9999 |  |  | N | Distillate Fuel Oil | [13 empty] | 1.6498 | 1.6498 | 1.6498 | 1.6498 | [11 empty] | Kansas Electric Power Coop Inc | 100 | Kansas Electric Power Coop Inc | 100
Chamberlain Wind Project | 7974_G_WTC1 | 7974 | G | WTC1 |  | Onshore Wind |  | SPP_WAUE | South Dakota | 46 | Brule | 15 | 46015 | 1.3 | 0 | 2001 | 9999 |  |  | N | Wind | [13 empty] | 0 | 0 | 0 | 0 | [11 empty] | Basin Electric Power Coop | 100 | Basin Electric Power Coop | 100
Chamberlain Wind Project | 7974_G_WTC2 | 7974 | G | WTC2 |  | Onshore Wind |  | SPP_WAUE | South Dakota | 46 | Brule | 15 | 46015 | 1.3 | 0 | 2001 | 9999 |  |  | N | Wind | [13 empty] | 0 | 0 | 0 | 0 | [11 empty] | Basin Electric Power Coop | 100 | Basin Electric Power Coop | 100
Pyramid | 7975_G_1 | 7975 | G | 1 | 9287 | Combustion Turbine |  | WECC_NM | New Mexico | 35 | Hidalgo | 23 | 35023 | 39.5 | 10745 | 2003 | 9999 |  |  | N | Natural Gas, Distillate Fuel Oil |  |  |  | H2O | [8 empty] | 0.74 | 0.12001 | 0.12001 | 0.12001 | 0.12001 | [11 empty] | Tri State Generation & Transmission Association Inc | 100 | Tri State Generation & Transmission Association Inc | 100
Pyramid | 7975_G_2 | 7975 | G | 2 | 9288 | Combustion Turbine |  | WECC_NM | New Mexico | 35 | Hidalgo | 23 | 35023 | 39.5 | 10745 | 2003 | 9999 |  |  | N | Natural Gas, Distillate Fuel Oil |  |  |  | H2O | [8 empty] | 0.74 | 0.12026 | 0.12026 | 0.12026 | 0.12026 | [11 empty] | Tri State Generation & Transmission Association Inc | 100 | Tri State Generation & Transmission Association Inc | 100
Pyramid | 7975_G_3 | 7975 | G | 3 | 9289 | Combustion Turbine |  | WECC_NM | New Mexico | 35 | Hidalgo | 23 | 35023 | 39.5 | 10745 | 2003 | 9999 |  |  | N | Natural Gas, Distillate Fuel Oil |  |  |  | H2O | [8 empty] | 0.74 | 0.11798 | 0.11798 | 0.11798 | 0.11798 | [11 empty] | Tri State Generation & Transmission Association Inc | 100 | Tri State Generation & Transmission Association Inc | 100
Pyramid | 7975_G_4 | 7975 | G | 4 | 9290 | Combustion Turbine |  | WECC_NM | New Mexico | 35 | Hidalgo | 23 | 35023 | 39.5 | 10745 | 2003 | 9999 |  |  | N | Natural Gas, Distillate Fuel Oil |  |  |  | H2O | [8 empty] | 0.74 | 0.11409 | 0.11409 | 0.11409 | 0.11409 | [11 empty] | Tri State Generation & Transmission Association Inc | 100 | Tri State Generation & Transmission Association Inc | 100
Mulvane 2 | 7976_G_10 | 7976 | G | 10 |  | Combustion Turbine | IC Engine | SPP_N | Kansas | 20 | Sedgwick | 173 | 20173 | 3.8 | 19551 | 2003 | 9999 |  |  | N | Distillate Fuel Oil | [12 empty] | 3 | 1.6498 | 1.6498 | 1.6498 | 1.6498 | [11 empty] | Mulvane KS (City of) | 100 | Mulvane KS (City of) | 100
Mulvane 2 | 7976_G_11 | 7976 | G | 11 |  | Combustion Turbine | IC Engine | SPP_N | Kansas | 20 | Sedgwick | 173 | 20173 | 3.8 | 22909 | 2003 | 9999 |  |  | N | Distillate Fuel Oil | [12 empty] | 3 | 1.6498 | 1.6498 | 1.6498 | 1.6498 | [11 empty] | Mulvane KS (City of) | 100 | Mulvane KS (City of) | 100
Mulvane 2 | 7976_G_9 | 7976 | G | 9 |  | Combustion Turbine | IC Engine | SPP_N | Kansas | 20 | Sedgwick | 173 | 20173 | 1 | 22341 | 2003 | 9999 |  |  | N | Distillate Fuel Oil | [12 empty] | 3 | 1.6498 | 1.6498 | 1.6498 | 1.6498 | [11 empty] | Mulvane KS (City of) | 100 | Mulvane KS (City of) | 100
Granite Falls 2 | 7977_G_1 | 7977 | G | 1 |  | Combustion Turbine | IC Engine | MIS_MNWI | Minnesota | 27 | Yellow Medicine | 173 | 27173 | 2 | 25000 | 2003 | 9999 |  |  | N | Distillate Fuel Oil | [13 empty] | 1.6498 | 1.6498 | 1.6498 | 1.6498 | [11 empty] | Granite Falls Light & Water Dept | 100 | Granite Falls Light & Water Dept | 100
Granite Falls 2 | 7977_G_2 | 7977 | G | 2 |  | Combustion Turbine | IC Engine | MIS_MNWI | Minnesota | 27 | Yellow Medicine | 173 | 27173 | 2 | 25000 | 2003 | 9999 |  |  | N | Distillate Fuel Oil | [13 empty] | 1.6498 | 1.6498 | 1.6498 | 1.6498 | [11 empty] | Granite Falls Light & Water Dept | 100 | Granite Falls Light & Water Dept | 100
Granite Falls 2 | 7977_G_3 | 7977 | G | 3 |  | Combustion Turbine | IC Engine | MIS_MNWI | Minnesota | 27 | Yellow Medicine | 173 | 27173 | 2 | 25000 | 2003 | 9999 |  |  | N | Distillate Fuel Oil | [13 empty] | 1.6498 | 1.6498 | 1.6498 | 1.6498 | [11 empty] | Granite Falls Light & Water Dept | 100 | Granite Falls Light & Water Dept | 100
Mill Creek (SC) | 7981_G_1 | 7981 | G | 1 | 9192 | Combustion Turbine |  | S_VACA | South Carolina | 45 | Cherokee | 21 | 45021 | 71 | 13019 | 2002 | 9999 |  |  | N | Natural Gas, Distillate Fuel Oil |  |  |  | DLNB + H2O | [8 empty] | 3.5 | 0.03628 | 0.03628 | 0.03628 | 0.03628 | [11 empty] | Duke Energy Carolinas | 100 | Duke Energy Corp | 100
Mill Creek (SC) | 7981_G_2 | 7981 | G | 2 | 9193 | Combustion Turbine |  | S_VACA | South Carolina | 45 | Cherokee | 21 | 45021 | 70 | 13020 | 2002 | 9999 |  |  | N | Natural Gas, Distillate Fuel Oil |  |  |  | DLNB + H2O | [8 empty] | 3.5 | 0.03428 | 0.03428 | 0.03428 | 0.03428 | [11 empty] | Duke Energy Carolinas | 100 | Duke Energy Corp | 100
Mill Creek (SC) | 7981_G_3 | 7981 | G | 3 | 9194 | Combustion Turbine |  | S_VACA | South Carolina | 45 | Cherokee | 21 | 45021 | 71 | 13019 | 2002 | 9999 |  |  | N | Natural Gas, Distillate Fuel Oil |  |  |  | DLNB + H2O | [8 empty] | 3.5 | 0.03996 | 0.03996 | 0.03996 | 0.03996 | [11 empty] | Duke Energy Carolinas | 100 | Duke Energy Corp | 100
Mill Creek (SC) | 7981_G_4 | 7981 | G | 4 | 9195 | Combustion Turbine |  | S_VACA | South Carolina | 45 | Cherokee | 21 | 45021 | 70 | 13020 | 2002 | 9999 |  |  | N | Natural Gas, Distillate Fuel Oil |  |  |  | DLNB + H2O | [8 empty] | 3.5 | 0.03338 | 0.03338 | 0.03338 | 0.03338 | [11 empty] | Duke Energy Carolinas | 100 | Duke Energy Corp | 100
Mill Creek (SC) | 7981_G_5 | 7981 | G | 5 | 9196 | Combustion Turbine |  | S_VACA | South Carolina | 45 | Cherokee | 21 | 45021 | 69 | 13021 | 2003 | 9999 |  |  | N | Natural Gas, Distillate Fuel Oil |  |  |  | DLNB + H2O | [8 empty] | 3.5 | 0.03183 | 0.03183 | 0.03183 | 0.03183 | [11 empty] | Duke Energy Carolinas | 100 | Duke Energy Corp | 100
Mill Creek (SC) | 7981_G_6 | 7981 | G | 6 | 9197 | Combustion Turbine |  | S_VACA | South Carolina | 45 | Cherokee | 21 | 45021 | 71 | 13019 | 2003 | 9999 |  |  | N | Natural Gas, Distillate Fuel Oil |  |  |  | DLNB + H2O | [8 empty] | 3.5 | 0.03438 | 0.03438 | 0.03438 | 0.03438 | [11 empty] | Duke Energy Carolinas | 100 | Duke Energy Corp | 100
Mill Creek (SC) | 7981_G_7 | 7981 | G | 7 | 9198 | Combustion Turbine |  | S_VACA | South Carolina | 45 | Cherokee | 21 | 45021 | 70 | 13020 | 2003 | 9999 |  |  | N | Natural Gas, Distillate Fuel Oil |  |  |  | DLNB + H2O | [8 empty] | 3.5 | 0.02947 | 0.02947 | 0.02947 | 0.02947 | [11 empty] | Duke Energy Carolinas | 100 | Duke Energy Corp | 100
Mill Creek (SC) | 7981_G_8 | 7981 | G | 8 | 9199 | Combustion Turbine |  | S_VACA | South Carolina | 45 | Cherokee | 21 | 45021 | 71 | 13019 | 2003 | 9999 |  |  | N | Natural Gas, Distillate Fuel Oil |  |  |  | DLNB + H2O | [8 empty] | 3.5 | 0.02777 | 0.02777 | 0.02777 | 0.02777 | [11 empty] | Duke Energy Carolinas | 100 | Duke Energy Corp | 100
South Generation | 7982_G_3 | 7982 | G | 3 |  | Combustion Turbine | IC Engine | MIS_MNWI | Minnesota | 27 | Redwood | 127 | 27127 | 2 | 12608 | 2003 | 9999 |  |  | N | Distillate Fuel Oil | [13 empty] | 0.0114 | 0.0114 | 0.0114 | 0.0114 | [11 empty] | Redwood Falls Public Utility Commission | 100 | Redwood Falls Public Utility Commission | 100
South Generation | 7982_G_4 | 7982 | G | 4 |  | Combustion Turbine | IC Engine | MIS_MNWI | Minnesota | 27 | Redwood | 127 | 27127 | 2 | 12608 | 2003 | 9999 |  |  | N | Distillate Fuel Oil | [13 empty] | 0.01099 | 0.01099 | 0.01099 | 0.01099 | [11 empty] | Redwood Falls Public Utility Commission | 100 | Redwood Falls Public Utility Commission | 100
South Generation | 7982_G_5 | 7982 | G | 5 |  | Combustion Turbine | IC Engine | MIS_MNWI | Minnesota | 27 | Redwood | 127 | 27127 | 2.2 | 12621 | 2003 | 9999 |  |  | N | Distillate Fuel Oil | [13 empty] | 4.3905 | 4.3905 | 4.3905 | 4.3905 | [11 empty] | Redwood Falls Public Utility Commission | 100 | Redwood Falls Public Utility Commission | 100
Kalkaska CT #1 | 7984_G_001 | 7984 | G | 001 | 9291 | Combustion Turbine |  | MIS_LMI | Michigan | 26 | Kalkaska | 79 | 26079 | 47.3 | 10745 | 2002 | 9999 |  |  | N | Natural Gas |  |  |  | H2O | [8 empty] | 1.67 | 0.08998 | 0.08998 | 0.08998 | 0.08998 | [11 empty] | Michigan Public Power Agency | 100 | Michigan Public Power Agency | 100
Greater Des Moines | 7985_G_GT1 | 7985 | G | GT1 | 9886 | Combined Cycle |  | MIS_MIDA | Iowa | 19 | Polk | 153 | 19153 | 155.4 | 7823 | 2003 | 9999 |  |  | N | Natural Gas |  |  |  | DLNB | SCR | [7 empty] | 0.002 | 0.0095018 | 0.0095018 | 0.0095018 | 0.0095018 | [11 empty] | MidAmerican Energy Co | 100 | Berkshire Hathaway Inc | 100
Greater Des Moines | 7985_G_GT2 | 7985 | G | GT2 | 9887 | Combined Cycle |  | MIS_MIDA | Iowa | 19 | Polk | 153 | 19153 | 154.4 | 7823 | 2003 | 9999 |  |  | N | Natural Gas |  |  |  | DLNB | SCR | [7 empty] | 0.002 | 0.0095018 | 0.0095018 | 0.0095018 | 0.0095018 | [11 empty] | MidAmerican Energy Co | 100 | Berkshire Hathaway Inc | 100
Greater Des Moines | 7985_G_ST1 | 7985 | G | ST1 | 9886 | Combined Cycle |  | MIS_MIDA | Iowa | 19 | Polk | 153 | 19153 | 179 | 7823 | 2004 | 9999 |  |  | N | Natural Gas |  |  |  | DLNB | SCR | [7 empty] | 0.002 | 0.0095018 | 0.0095018 | 0.0095018 | 0.0095018 | [11 empty] | MidAmerican Energy Co | 100 | Berkshire Hathaway Inc | 100
Lake One | 7987_G_L1 | 7987 | G | L1 | 9888 | Combustion Turbine |  | WEC_LADW | California | 6 | Los Angeles | 37 | 06037 | 48 | 11549 | 2002 | 9999 |  |  | N | Natural Gas |  |  |  | H2O | SCR | [7 empty] | 0.74 | 0.01996 | 0.01996 | 0.01996 | 0.01996 | [11 empty] | Burbank Water & Power | 100 | Burbank Water & Power | 100
Silver Creek | 7988_G_1 | 7988 | G | 1 | 88205 | Combustion Turbine |  | MIS_MS | Mississippi | 28 | Jefferson Davis | 65 | 28065 | 75 | 12614 | 2003 | 9999 |  |  | N | Natural Gas |  |  |  | DLNB | [8 empty] | 4.8 | 0.03165 | 0.03165 | 0.03165 | 0.03165 | [11 empty] | Cooperative Energy | 100 | South Mississippi Electric Power Association | 100
Silver Creek | 7988_G_2 | 7988 | G | 2 | 88206 | Combustion Turbine |  | MIS_MS | Mississippi | 28 | Jefferson Davis | 65 | 28065 | 75 | 12614 | 2004 | 9999 |  |  | N | Natural Gas |  |  |  | DLNB | [8 empty] | 4.8 | 0.02473 | 0.02473 | 0.02473 | 0.02473 | [11 empty] | Cooperative Energy | 100 | South Mississippi Electric Power Association | 100
Silver Creek | 7988_G_3 | 7988 | G | 3 | 88207 | Combustion Turbine |  | MIS_MS | Mississippi | 28 | Jefferson Davis | 65 | 28065 | 75 | 12614 | 2005 | 9999 |  |  | N | Natural Gas |  |  |  | DLNB | [8 empty] | 4.8 | 0.02516 | 0.02516 | 0.02516 | 0.02516 | [11 empty] | Cooperative Energy | 100 | South Mississippi Electric Power Association | 100
Sylvarena | 7989_G_1 | 7989 | G | 1 | 88208 | Combustion Turbine |  | MIS_MS | Mississippi | 28 | Smith | 129 | 28129 | 43 | 10745 | 2003 | 9999 |  |  | N | Natural Gas |  |  |  | H2O | [8 empty] | 4.8 | 0.08868 | 0.08868 | 0.08868 | 0.08868 | [11 empty] | Cooperative Energy | 100 | South Mississippi Electric Power Association | 100
Sylvarena | 7989_G_2 | 7989 | G | 2 | 88209 | Combustion Turbine |  | MIS_MS | Mississippi | 28 | Smith | 129 | 28129 | 43 | 10745 | 2003 | 9999 |  |  | N | Natural Gas |  |  |  | H2O | [8 empty] | 4.8 | 0.08872 | 0.08872 | 0.08872 | 0.08872 | [11 empty] | Cooperative Energy | 100 | South Mississippi Electric Power Association | 100
Sylvarena | 7989_G_3 | 7989 | G | 3 | 88210 | Combustion Turbine |  | MIS_MS | Mississippi | 28 | Smith | 129 | 28129 | 43 | 10745 | 2003 | 9999 |  |  | N | Natural Gas |  |  |  | H2O | [8 empty] | 4.8 | 0.08805 | 0.08805 | 0.08805 | 0.08805 | [11 empty] | Cooperative Energy | 100 | South Mississippi Electric Power Association | 100
Altamont | 7990_G_1 | 7990 | G | 1 |  | Combustion Turbine | IC Engine | MIS_IL | Illinois | 17 | Effingham | 49 | 17049 | 1.8 | 10745 | 2002 | 9999 |  |  | N | Distillate Fuel Oil | [12 empty] | 1 | 1.6498 | 1.6498 | 1.6498 | 1.6498 | [11 empty] | Altamont IL (City of) | 100 | Altamont IL (City of) | 100
Altamont | 7990_G_2 | 7990 | G | 2 |  | Combustion Turbine | IC Engine | MIS_IL | Illinois | 17 | Effingham | 49 | 17049 | 1.8 | 10745 | 2002 | 9999 |  |  | N | Distillate Fuel Oil | [12 empty] | 1 | 1.6498 | 1.6498 | 1.6498 | 1.6498 | [11 empty] | Altamont IL (City of) | 100 | Altamont IL (City of) | 100
Altamont | 7990_G_3 | 7990 | G | 3 |  | Combustion Turbine | IC Engine | MIS_IL | Illinois | 17 | Effingham | 49 | 17049 | 1.8 | 10745 | 2002 | 9999 |  |  | N | Distillate Fuel Oil | [12 empty] | 1 | 1.6498 | 1.6498 | 1.6498 | 1.6498 | [11 empty] | Altamont IL (City of) | 100 | Altamont IL (City of) | 100
Altamont | 7990_G_4 | 7990 | G | 4 |  | Combustion Turbine | IC Engine | MIS_IL | Illinois | 17 | Effingham | 49 | 17049 | 1.8 | 10745 | 2006 | 9999 |  |  | N | Distillate Fuel Oil | [13 empty] | 1.6498 | 1.6498 | 1.6498 | 1.6498 | [11 empty] | Altamont IL (City of) | 100 | Altamont IL (City of) | 100
West Campus Cogeneration Facility | 7991_G_1 | 7991 | G | 1 | 10043 | Combined Cycle |  | MIS_WUMS | Wisconsin | 55 | Dane | 25 | 55025 | 31.6 | 8961 | 2005 | 9999 |  |  | Y | Natural Gas, Distillate Fuel Oil |  |  |  |  | SCR | [8 empty] | 0.0088965 | 0.0088965 | 0.0088965 | 0.0088965 | [11 empty] | Madison Gas & Electric Co | 55 | MGE Energy Inc | 55
West Campus Cogeneration Facility | 7991_G_CT2 | 7991 | G | CT2 | 10044 | Combined Cycle |  | MIS_WUMS | Wisconsin | 55 | Dane | 25 | 55025 | 32 | 8961 | 2005 | 9999 |  |  | Y | Natural Gas, Distillate Fuel Oil |  |  |  |  | SCR | [8 empty] | 0.0088965 | 0.0088965 | 0.0088965 | 0.0088965 | [11 empty] | Madison Gas & Electric Co | 55 | MGE Energy Inc | 55
West Campus Cogeneration Facility | 7991_G_STG1 | 7991 | G | STG1 | 10043 | Combined Cycle |  | MIS_WUMS | Wisconsin | 55 | Dane | 25 | 55025 | 66.5 | 8961 | 2005 | 9999 |  |  | Y | Natural Gas, Distillate Fuel Oil |  |  |  | H2O | SCR | [8 empty] | 0.0088965 | 0.0088965 | 0.0088965 | 0.0088965 | [11 empty] | Madison Gas & Electric Co | 55 | MGE Energy Inc | 55
Airport Industrial | 7995_G_IC1 | 7995 | G | IC1 |  | Combustion Turbine | IC Engine | WECC_CO | Colorado | 8 | Pueblo | 101 | 08101 | 2.5 | 12283 | 2002 | 9999 |  |  | N | Distillate Fuel Oil | [12 empty] | 1.2 | 1.6498 | 1.6498 | 1.6498 | 1.6498 | [11 empty] | Black Hills Colorado Electric LLC | 100 | Black Hills Corp | 100
Airport Industrial | 7995_G_IC2 | 7995 | G | IC2 |  | Combustion Turbine | IC Engine | WECC_CO | Colorado | 8 | Pueblo | 101 | 08101 | 2.5 | 12283 | 2002 | 9999 |  |  | N | Distillate Fuel Oil | [12 empty] | 1.2 | 1.6498 | 1.6498 | 1.6498 | 1.6498 | [11 empty] | Black Hills Colorado Electric LLC | 100 | Black Hills Corp | 100
Airport Industrial | 7995_G_IC3 | 7995 | G | IC3 |  | Combustion Turbine | IC Engine | WECC_CO | Colorado | 8 | Pueblo | 101 | 08101 | 2.5 | 12283 | 2002 | 9999 |  |  | N | Distillate Fuel Oil | [12 empty] | 1.2 | 1.6498 | 1.6498 | 1.6498 | 1.6498 | [11 empty] | Black Hills Colorado Electric LLC | 100 | Black Hills Corp | 100
Airport Industrial | 7995_G_IC4 | 7995 | G | IC4 |  | Combustion Turbine | IC Engine | WECC_CO | Colorado | 8 | Pueblo | 101 | 08101 | 2.5 | 12283 | 2002 | 9999 |  |  | N | Distillate Fuel Oil | [12 empty] | 1.2 | 1.6498 | 1.6498 | 1.6498 | 1.6498 | [11 empty] | Black Hills Colorado Electric LLC | 100 | Black Hills Corp | 100
Winston | 7997_G_WD01 | 7997 | G | WD01 |  | Combustion Turbine | IC Engine | FRCC | Florida | 12 | Polk | 105 | 12105 | 2.5 | 25000 | 2001 | 9999 |  |  | N | Distillate Fuel Oil |  |  |  |  | SCR | [7 empty] | 0.8 | 0.28169 | 0.28169 | 0.28169 | 0.28169 | [11 empty] | Lakeland Dept of Electric Water Utilities | 100 | Lakeland Dept of Electric Water Utilities | 100
Winston | 7997_G_WD02 | 7997 | G | WD02 |  | Combustion Turbine | IC Engine | FRCC | Florida | 12 | Polk | 105 | 12105 | 2.5 | 25000 | 2001 | 9999 |  |  | N | Distillate Fuel Oil |  |  |  |  | SCR | [7 empty] | 0.8 | 0.28168 | 0.28168 | 0.28168 | 0.28168 | [11 empty] | Lakeland Dept of Electric Water Utilities | 100 | Lakeland Dept of Electric Water Utilities | 100
Winston | 7997_G_WD03 | 7997 | G | WD03 |  | Combustion Turbine | IC Engine | FRCC | Florida | 12 | Polk | 105 | 12105 | 2.5 | 25000 | 2001 | 9999 |  |  | N | Distillate Fuel Oil |  |  |  |  | SCR | [7 empty] | 0.8 | 0.28168 | 0.28168 | 0.28168 | 0.28168 | [11 empty] | Lakeland Dept of Electric Water Utilities | 100 | Lakeland Dept of Electric Water Utilities | 100
Winston | 7997_G_WD04 | 7997 | G | WD04 |  | Combustion Turbine | IC Engine | FRCC | Florida | 12 | Polk | 105 | 12105 | 2.5 | 25000 | 2001 | 9999 |  |  | N | Distillate Fuel Oil |  |  |  |  | SCR | [7 empty] | 0.8 | 0.28168 | 0.28168 | 0.28168 | 0.28168 | [11 empty] | Lakeland Dept of Electric Water Utilities | 100 | Lakeland Dept of Electric Water Utilities | 100
Winston | 7997_G_WD05 | 7997 | G | WD05 |  | Combustion Turbine | IC Engine | FRCC | Florida | 12 | Polk | 105 | 12105 | 2.5 | 25000 | 2001 | 9999 |  |  | N | Distillate Fuel Oil | [13 empty] | 1.6498 | 1.6498 | 1.6498 | 1.6498 | [11 empty] | Lakeland Dept of Electric Water Utilities | 100 | Lakeland Dept of Electric Water Utilities | 100
Winston | 7997_G_WD06 | 7997 | G | WD06 |  | Combustion Turbine | IC Engine | FRCC | Florida | 12 | Polk | 105 | 12105 | 2.5 | 25000 | 2001 | 9999 |  |  | N | Distillate Fuel Oil | [13 empty] | 1.6498 | 1.6498 | 1.6498 | 1.6498 | [11 empty] | Lakeland Dept of Electric Water Utilities | 100 | Lakeland Dept of Electric Water Utilities | 100
Winston | 7997_G_WD07 | 7997 | G | WD07 |  | Combustion Turbine | IC Engine | FRCC | Florida | 12 | Polk | 105 | 12105 | 2.5 | 25000 | 2001 | 9999 |  |  | N | Distillate Fuel Oil | [13 empty] | 1.6498 | 1.6498 | 1.6498 | 1.6498 | [11 empty] | Lakeland Dept of Electric Water Utilities | 100 | Lakeland Dept of Electric Water Utilities | 100
Winston | 7997_G_WD08 | 7997 | G | WD08 |  | Combustion Turbine | IC Engine | FRCC | Florida | 12 | Polk | 105 | 12105 | 2.5 | 25000 | 2001 | 9999 |  |  | N | Distillate Fuel Oil | [13 empty] | 1.6498 | 1.6498 | 1.6498 | 1.6498 | [11 empty] | Lakeland Dept of Electric Water Utilities | 100 | Lakeland Dept of Electric Water Utilities | 100
Winston | 7997_G_WD09 | 7997 | G | WD09 |  | Combustion Turbine | IC Engine | FRCC | Florida | 12 | Polk | 105 | 12105 | 2.5 | 25000 | 2001 | 9999 |  |  | N | Distillate Fuel Oil | [13 empty] | 1.6498 | 1.6498 | 1.6498 | 1.6498 | [11 empty] | Lakeland Dept of Electric Water Utilities | 100 | Lakeland Dept of Electric Water Utilities | 100
Winston | 7997_G_WD10 | 7997 | G | WD10 |  | Combustion Turbine | IC Engine | FRCC | Florida | 12 | Polk | 105 | 12105 | 2.5 | 25000 | 2001 | 9999 |  |  | N | Distillate Fuel Oil | [13 empty] | 1.6498 | 1.6498 | 1.6498 | 1.6498 | [11 empty] | Lakeland Dept of Electric Water Utilities | 100 | Lakeland Dept of Electric Water Utilities | 100
Winston | 7997_G_WD11 | 7997 | G | WD11 |  | Combustion Turbine | IC Engine | FRCC | Florida | 12 | Polk | 105 | 12105 | 2.5 | 25000 | 2001 | 9999 |  |  | N | Distillate Fuel Oil | [13 empty] | 1.6498 | 1.6498 | 1.6498 | 1.6498 | [11 empty] | Lakeland Dept of Electric Water Utilities | 100 | Lakeland Dept of Electric Water Utilities | 100
Winston | 7997_G_WD12 | 7997 | G | WD12 |  | Combustion Turbine | IC Engine | FRCC | Florida | 12 | Polk | 105 | 12105 | 2.5 | 25000 | 2001 | 9999 |  |  | N | Distillate Fuel Oil | [13 empty] | 1.6498 | 1.6498 | 1.6498 | 1.6498 | [11 empty] | Lakeland Dept of Electric Water Utilities | 100 | Lakeland Dept of Electric Water Utilities | 100
Winston | 7997_G_WD13 | 7997 | G | WD13 |  | Combustion Turbine | IC Engine | FRCC | Florida | 12 | Polk | 105 | 12105 | 2.5 | 25000 | 2001 | 9999 |  |  | N | Distillate Fuel Oil | [13 empty] | 1.6498 | 1.6498 | 1.6498 | 1.6498 | [11 empty] | Lakeland Dept of Electric Water Utilities | 100 | Lakeland Dept of Electric Water Utilities | 100
Winston | 7997_G_WD14 | 7997 | G | WD14 |  | Combustion Turbine | IC Engine | FRCC | Florida | 12 | Polk | 105 | 12105 | 2.5 | 25000 | 2001 | 9999 |  |  | N | Distillate Fuel Oil | [13 empty] | 1.6498 | 1.6498 | 1.6498 | 1.6498 | [11 empty] | Lakeland Dept of Electric Water Utilities | 100 | Lakeland Dept of Electric Water Utilities | 100
Winston | 7997_G_WD15 | 7997 | G | WD15 |  | Combustion Turbine | IC Engine | FRCC | Florida | 12 | Polk | 105 | 12105 | 2.5 | 25000 | 2001 | 9999 |  |  | N | Distillate Fuel Oil | [13 empty] | 1.6498 | 1.6498 | 1.6498 | 1.6498 | [11 empty] | Lakeland Dept of Electric Water Utilities | 100 | Lakeland Dept of Electric Water Utilities | 100
Winston | 7997_G_WD16 | 7997 | G | WD16 |  | Combustion Turbine | IC Engine | FRCC | Florida | 12 | Polk | 105 | 12105 | 2.5 | 25000 | 2001 | 9999 |  |  | N | Distillate Fuel Oil | [13 empty] | 1.6498 | 1.6498 | 1.6498 | 1.6498 | [11 empty] | Lakeland Dept of Electric Water Utilities | 100 | Lakeland Dept of Electric Water Utilities | 100
Winston | 7997_G_WD17 | 7997 | G | WD17 |  | Combustion Turbine | IC Engine | FRCC | Florida | 12 | Polk | 105 | 12105 | 2.5 | 25000 | 2001 | 9999 |  |  | N | Distillate Fuel Oil | [13 empty] | 1.6498 | 1.6498 | 1.6498 | 1.6498 | [11 empty] | Lakeland Dept of Electric Water Utilities | 100 | Lakeland Dept of Electric Water Utilities | 100
Winston | 7997_G_WD18 | 7997 | G | WD18 |  | Combustion Turbine | IC Engine | FRCC | Florida | 12 | Polk | 105 | 12105 | 2.5 | 25000 | 2001 | 9999 |  |  | N | Distillate Fuel Oil | [13 empty] | 1.6498 | 1.6498 | 1.6498 | 1.6498 | [11 empty] | Lakeland Dept of Electric Water Utilities | 100 | Lakeland Dept of Electric Water Utilities | 100
Winston | 7997_G_WD19 | 7997 | G | WD19 |  | Combustion Turbine | IC Engine | FRCC | Florida | 12 | Polk | 105 | 12105 | 2.5 | 25000 | 2001 | 9999 |  |  | N | Distillate Fuel Oil | [13 empty] | 1.6498 | 1.6498 | 1.6498 | 1.6498 | [11 empty] | Lakeland Dept of Electric Water Utilities | 100 | Lakeland Dept of Electric Water Utilities | 100
Winston | 7997_G_WD20 | 7997 | G | WD20 |  | Combustion Turbine | IC Engine | FRCC | Florida | 12 | Polk | 105 | 12105 | 2.5 | 25000 | 2001 | 9999 |  |  | N | Distillate Fuel Oil | [13 empty] | 1.6498 | 1.6498 | 1.6498 | 1.6498 | [11 empty] | Lakeland Dept of Electric Water Utilities | 100 | Lakeland Dept of Electric Water Utilities | 100
Grays Harbor Energy Facility | 7999_G_CT1 | 7999 | G | CT1 | 89846 | Combined Cycle |  | WECC_PNW | Washington | 53 | Grays Harbor | 27 | 53027 | 151 | 7671 | 2008 | 9999 |  |  | N | Natural Gas |  |  |  | DLNB | SCR | [8 empty] | 0.0077223 | 0.0077223 | 0.0077223 | 0.0077223 | [11 empty] | Grays Harbor Energy LLC | 100 | Invenergy LLC | 100
Grays Harbor Energy Facility | 7999_G_CT2 | 7999 | G | CT2 | 89847 | Combined Cycle |  | WECC_PNW | Washington | 53 | Grays Harbor | 27 | 53027 | 153 | 7671 | 2008 | 9999 |  |  | N | Natural Gas |  |  |  | DLNB | SCR | [8 empty] | 0.0077223 | 0.0077223 | 0.0077223 | 0.0077223 | [11 empty] | Grays Harbor Energy LLC | 100 | Invenergy LLC | 100
Grays Harbor Energy Facility | 7999_G_ST1 | 7999 | G | ST1 | 89846 | Combined Cycle |  | WECC_PNW | Washington | 53 | Grays Harbor | 27 | 53027 | 300 | 7671 | 2008 | 9999 |  |  | N | Natural Gas |  |  |  | LNB + NH3 | SCR | [8 empty] | 0.0077223 | 0.0077223 | 0.0077223 | 0.0077223 | [11 empty] | Grays Harbor Energy LLC | 100 | Invenergy LLC | 100
Beatrice | 8000_G_CT1 | 8000 | G | CT1 | 88088 | Combined Cycle |  | SPP_NEBR | Nebraska | 31 | Gage | 67 | 31067 | 69 | 8498 | 2005 | 9999 |  |  | N | Natural Gas |  |  |  | DLNB | SCR | [8 empty] | 0.011971 | 0.011971 | 0.011971 | 0.011971 | [11 empty] | Nebraska Public Power District | 100 | Nebraska Public Power District | 100
Beatrice | 8000_G_CT2 | 8000 | G | CT2 | 88089 | Combined Cycle |  | SPP_NEBR | Nebraska | 31 | Gage | 67 | 31067 | 68 | 8498 | 2005 | 9999 |  |  | N | Natural Gas |  |  |  | DLNB | SCR | [8 empty] | 0.011971 | 0.011971 | 0.011971 | 0.011971 | [11 empty] | Nebraska Public Power District | 100 | Nebraska Public Power District | 100
Beatrice | 8000_G_ST1 | 8000 | G | ST1 | 88088 | Combined Cycle |  | SPP_NEBR | Nebraska | 31 | Gage | 67 | 31067 | 83 | 8498 | 2005 | 9999 |  |  | N | Natural Gas |  |  |  | DLNB | SCR | [8 empty] | 0.011971 | 0.011971 | 0.011971 | 0.011971 | [11 empty] | Nebraska Public Power District | 100 | Nebraska Public Power District | 100
Newington | 8002_B_1 | 8002 | B | 1 | 3399 | O/G Steam |  | NENGREST | New Hampshire | 33 | Rockingham | 15 | 33015 | 400 | 12657 | 1974 | 9999 | tangential |  | N | Natural Gas, Residual Fuel Oil |  |  |  | LNC2 + H2O |  |  |  | ESPH | No |  |  |  | 4 | 0.134 | 0.134 | 0.134 | 0.134 | [11 empty] | GSP Newington LLC | 100 | Energy Trading Innovations LLC | 100
Fife Brook | 8004_G_GEN1 | 8004 | G | GEN1 |  | Hydro |  | NENGREST | Massachusetts | 25 | Berkshire | 3 | 25003 | 11.2 | 0 | 1974 | 9999 |  |  | N | Hydro | [13 empty] | 0 | 0 | 0 | 0 | [11 empty] | Brookfield Renewable Energy Partners LP | 50 | Brookfield Asset Management Inc | 50
Bear Swamp | 8005_G_GEN1 | 8005 | G | GEN1 |  | Pumped Storage |  | NENGREST | Massachusetts | 25 | Berkshire | 3 | 25003 | 333 | 0 | 1974 | 9999 |  |  | N | Pumped Storage | [13 empty] | 0 | 0 | 0 | 0 | [11 empty] | Bear Swamp Power Co LLC | 100 | Emera Inc | 100
Bear Swamp | 8005_G_GEN2 | 8005 | G | GEN2 |  | Pumped Storage |  | NENGREST | Massachusetts | 25 | Berkshire | 3 | 25003 | 333 | 0 | 1974 | 9999 |  |  | N | Pumped Storage | [13 empty] | 0 | 0 | 0 | 0 | [11 empty] | Bear Swamp Power Co LLC | 100 | Emera Inc | 100
Roseton Generating Facility | 8006_B_1 | 8006 | B | 1 | 3400 | O/G Steam |  | NY_Z_G-I | New York | 36 | Orange | 71 | 36071 | 584 | 11156 | 1974 | 9999 | tangential | dry | N | Natural Gas, Residual Fuel Oil |  |  |  | FR + OFA |  |  |  | C | NA |  |  |  | 1.39 | 0.08 | 0.08 | 0.08 | 0.08 | [10 empty] | Yes | Roseton Generating LLC | 100 | Energy Trading Innovations LLC | 100
Roseton Generating Facility | 8006_B_2 | 8006 | B | 2 | 3401 | O/G Steam |  | NY_Z_G-I | New York | 36 | Orange | 71 | 36071 | 600 | 11140 | 1974 | 9999 | tangential | dry | N | Natural Gas, Residual Fuel Oil |  |  |  | FR + OFA |  |  |  | C | NA |  |  |  | 1.39 | 0.07272 | 0.07272 | 0.07272 | 0.07272 | [10 empty] | Yes | Roseton Generating LLC | 100 | Energy Trading Innovations LLC | 100
Holtsville | 8007_G_1 | 8007 | G | 1 | 3402 | Combustion Turbine |  | NY_Z_K | New York | 36 | Suffolk | 103 | 36103 | 55.5 | 15129 | 1974 | 9999 |  |  | N | Distillate Fuel Oil |  |  |  | H2O | [8 empty] | 1.053 | 0.16278 | 0.16278 | 0.16278 | 0.16278 | [11 empty] | National Grid Generation LLC | 100 | National Grid Plc | 100
Holtsville | 8007_G_2 | 8007 | G | 2 | 3403 | Combustion Turbine |  | NY_Z_K | New York | 36 | Suffolk | 103 | 36103 | 55.6 | 15150 | 1974 | 9999 |  |  | N | Distillate Fuel Oil |  |  |  | H2O | [8 empty] | 1.053 | 0.16278 | 0.16278 | 0.16278 | 0.16278 | [11 empty] | National Grid Generation LLC | 100 | National Grid Plc | 100
Holtsville | 8007_G_3 | 8007 | G | 3 | 3404 | Combustion Turbine |  | NY_Z_K | New York | 36 | Suffolk | 103 | 36103 | 51 | 15135 | 1974 | 9999 |  |  | N | Distillate Fuel Oil |  |  |  | H2O | [8 empty] | 1.053 | 0.16278 | 0.16278 | 0.16278 | 0.16278 | [11 empty] | National Grid Generation LLC | 100 | National Grid Plc | 100
Holtsville | 8007_G_4 | 8007 | G | 4 | 3405 | Combustion Turbine |  | NY_Z_K | New York | 36 | Suffolk | 103 | 36103 | 52.4 | 15123 | 1974 | 9999 |  |  | N | Distillate Fuel Oil |  |  |  | H2O | [8 empty] | 1.053 | 0.16278 | 0.16278 | 0.16278 | 0.16278 | [11 empty] | National Grid Generation LLC | 100 | National Grid Plc | 100
Holtsville | 8007_G_5 | 8007 | G | 5 | 3406 | Combustion Turbine |  | NY_Z_K | New York | 36 | Suffolk | 103 | 36103 | 53.4 | 15119 | 1974 | 9999 |  |  | N | Distillate Fuel Oil |  |  |  | H2O | [8 empty] | 1.053 | 0.16278 | 0.16278 | 0.16278 | 0.16278 | [11 empty] | National Grid Generation LLC | 100 | National Grid Plc | 100
Holtsville | 8007_G_10 | 8007 | G | 10 | 3411 | Combustion Turbine |  | NY_Z_K | New York | 36 | Suffolk | 103 | 36103 | 54.1 | 15125 | 1975 | 9999 |  |  | N | Distillate Fuel Oil |  |  |  | H2O | [8 empty] | 1.053 | 0.16278 | 0.16278 | 0.16278 | 0.16278 | [11 empty] | National Grid Generation LLC | 100 | National Grid Plc | 100
Holtsville | 8007_G_6 | 8007 | G | 6 | 3407 | Combustion Turbine |  | NY_Z_K | New York | 36 | Suffolk | 103 | 36103 | 50.4 | 15118 | 1975 | 9999 |  |  | N | Distillate Fuel Oil |  |  |  | H2O | [8 empty] | 1.053 | 0.16278 | 0.16278 | 0.16278 | 0.16278 | [11 empty] | National Grid Generation LLC | 100 | National Grid Plc | 100
Holtsville | 8007_G_7 | 8007 | G | 7 | 3408 | Combustion Turbine |  | NY_Z_K | New York | 36 | Suffolk | 103 | 36103 | 49.2 | 15109 | 1975 | 9999 |  |  | N | Distillate Fuel Oil |  |  |  | H2O | [8 empty] | 1.053 | 0.16278 | 0.16278 | 0.16278 | 0.16278 | [11 empty] | National Grid Generation LLC | 100 | National Grid Plc | 100
Holtsville | 8007_G_8 | 8007 | G | 8 | 3409 | Combustion Turbine |  | NY_Z_K | New York | 36 | Suffolk | 103 | 36103 | 55.4 | 15132 | 1975 | 9999 |  |  | N | Distillate Fuel Oil |  |  |  | H2O | [8 empty] | 1.053 | 0.16278 | 0.16278 | 0.16278 | 0.16278 | [11 empty] | National Grid Generation LLC | 100 | National Grid Plc | 100
Holtsville | 8007_G_9 | 8007 | G | 9 | 3410 | Combustion Turbine |  | NY_Z_K | New York | 36 | Suffolk | 103 | 36103 | 55.3 | 15128 | 1975 | 9999 |  |  | N | Distillate Fuel Oil |  |  |  | H2O | [8 empty] | 1.053 | 0.16278 | 0.16278 | 0.16278 | 0.16278 | [11 empty] | National Grid Generation LLC | 100 | National Grid Plc | 100
Murray Turbine | 8010_G_1 | 8010 | G | 1 |  | Combustion Turbine |  | WECC_UT | Utah | 49 | Salt Lake | 35 | 49035 | 12 | 12087 | 2001 | 9999 |  |  | N | Natural Gas | [12 empty] | 0.85 | 0.047 | 0.047 | 0.047 | 0.047 | [11 empty] | Murray City Power Dept | 100 | Murray City Power Dept | 100
Murray Turbine | 8010_G_2 | 8010 | G | 2 |  | Combustion Turbine |  | WECC_UT | Utah | 49 | Salt Lake | 35 | 49035 | 12 | 12087 | 2001 | 9999 |  |  | N | Natural Gas | [12 empty] | 0.85 | 0.14524 | 0.14524 | 0.14524 | 0.14524 | [11 empty] | Murray City Power Dept | 100 | Murray City Power Dept | 100
Murray Turbine | 8010_G_3 | 8010 | G | 3 |  | Combustion Turbine |  | WECC_UT | Utah | 49 | Salt Lake | 35 | 49035 | 12 | 12087 | 2002 | 9999 |  |  | N | Natural Gas | [12 empty] | 0.85 | 0.09351 | 0.09351 | 0.09351 | 0.09351 | [11 empty] | Murray City Power Dept | 100 | Murray City Power Dept | 100
Croydon CT Generating Station | 8012_G_11 | 8012 | G | 11 | 3423 | Combustion Turbine |  | PJM_EMAC | Pennsylvania | 42 | Bucks | 17 | 42017 | 49 | 12410 | 1974 | 9999 |  |  | N | Distillate Fuel Oil | [12 empty] | 1 | 0.41347 | 0.41347 | 0.41347 | 0.41347 | [11 empty] | Exelon Generation Supply LLC | 100 | Exelon Corp | 100
Croydon CT Generating Station | 8012_G_12 | 8012 | G | 12 | 3424 | Combustion Turbine |  | PJM_EMAC | Pennsylvania | 42 | Bucks | 17 | 42017 | 49 | 12412 | 1974 | 9999 |  |  | N | Distillate Fuel Oil | [12 empty] | 1 | 0.41347 | 0.41347 | 0.41347 | 0.41347 | [11 empty] | Exelon Generation Supply LLC | 100 | Exelon Corp | 100
Croydon CT Generating Station | 8012_G_21 | 8012 | G | 21 | 3425 | Combustion Turbine |  | PJM_EMAC | Pennsylvania | 42 | Bucks | 17 | 42017 | 49 | 12412 | 1974 | 9999 |  |  | N | Distillate Fuel Oil | [12 empty] | 1 | 0.41347 | 0.41347 | 0.41347 | 0.41347 | [11 empty] | Exelon Generation Supply LLC | 100 | Exelon Corp | 100
Croydon CT Generating Station | 8012_G_22 | 8012 | G | 22 | 3426 | Combustion Turbine |  | PJM_EMAC | Pennsylvania | 42 | Bucks | 17 | 42017 | 49 | 12412 | 1974 | 9999 |  |  | N | Distillate Fuel Oil | [12 empty] | 1 | 0.41347 | 0.41347 | 0.41347 | 0.41347 | [11 empty] | Exelon Generation Supply LLC | 100 | Exelon Corp | 100
Croydon CT Generating Station | 8012_G_31 | 8012 | G | 31 | 3427 | Combustion Turbine |  | PJM_EMAC | Pennsylvania | 42 | Bucks | 17 | 42017 | 49 | 12412 | 1974 | 9999 |  |  | N | Distillate Fuel Oil | [12 empty] | 1 | 0.41347 | 0.41347 | 0.41347 | 0.41347 | [11 empty] | Exelon Generation Supply LLC | 100 | Exelon Corp | 100
Croydon CT Generating Station | 8012_G_32 | 8012 | G | 32 | 3428 | Combustion Turbine |  | PJM_EMAC | Pennsylvania | 42 | Bucks | 17 | 42017 | 48 | 12413 | 1974 | 9999 |  |  | N | Distillate Fuel Oil | [12 empty] | 1 | 0.41347 | 0.41347 | 0.41347 | 0.41347 | [11 empty] | Exelon Generation Supply LLC | 100 | Exelon Corp | 100
Croydon CT Generating Station | 8012_G_41 | 8012 | G | 41 | 3429 | Combustion Turbine |  | PJM_EMAC | Pennsylvania | 42 | Bucks | 17 | 42017 | 49 | 12412 | 1974 | 9999 |  |  | N | Distillate Fuel Oil | [12 empty] | 1 | 0.41347 | 0.41347 | 0.41347 | 0.41347 | [11 empty] | Exelon Generation Supply LLC | 100 | Exelon Corp | 100
Croydon CT Generating Station | 8012_G_42 | 8012 | G | 42 | 3430 | Combustion Turbine |  | PJM_EMAC | Pennsylvania | 42 | Bucks | 17 | 42017 | 49 | 12412 | 1974 | 9999 |  |  | N | Distillate Fuel Oil | [12 empty] | 1 | 0.41347 | 0.41347 | 0.41347 | 0.41347 | [11 empty] | Exelon Generation Supply LLC | 100 | Exelon Corp | 100
Winter | 8013_G_IC 1 | 8013 | G | IC 1 |  | Combustion Turbine | IC Engine | MIS_MNWI | Wisconsin | 55 | Sawyer | 113 | 55113 | 2.8 | 12283 | 2002 | 9999 |  |  | N | Distillate Fuel Oil | [12 empty] | 3 | 1.6498 | 1.6498 | 1.6498 | 1.6498 | [11 empty] | North Central Power Co Inc | 100 | North Central Power Co Inc | 100
Winter | 8013_G_IC 2 | 8013 | G | IC 2 |  | Combustion Turbine | IC Engine | MIS_MNWI | Wisconsin | 55 | Sawyer | 113 | 55113 | 2.8 | 12283 | 2002 | 9999 |  |  | N | Distillate Fuel Oil | [12 empty] | 3 | 1.6498 | 1.6498 | 1.6498 | 1.6498 | [11 empty] | North Central Power Co Inc | 100 | North Central Power Co Inc | 100
Paragould Reciprocating | 8015_G_011 | 8015 | G | 011 |  | Combustion Turbine | IC Engine | SPP_WEST | Arkansas | 5 | Greene | 55 | 05055 | 6 | 10745 | 2001 | 9999 |  |  | N | Natural Gas | [13 empty] | 1.061 | 1.061 | 1.061 | 1.061 | [11 empty] | Paragould Light & Water Commission | 100 | Paragould Light & Water Commission | 100
Paragould Reciprocating | 8015_G_021 | 8015 | G | 021 |  | Combustion Turbine | IC Engine | SPP_WEST | Arkansas | 5 | Greene | 55 | 05055 | 6 | 10745 | 2001 | 9999 |  |  | N | Natural Gas | [13 empty] | 1.061 | 1.061 | 1.061 | 1.061 | [11 empty] | Paragould Light & Water Commission | 100 | Paragould Light & Water Commission | 100
Paragould Reciprocating | 8015_G_031 | 8015 | G | 031 |  | Combustion Turbine | IC Engine | SPP_WEST | Arkansas | 5 | Greene | 55 | 05055 | 6 | 10745 | 2001 | 9999 |  |  | N | Natural Gas | [13 empty] | 1.061 | 1.061 | 1.061 | 1.061 | [11 empty] | Paragould Light & Water Commission | 100 | Paragould Light & Water Commission | 100
Factory | 8016_G_1 | 8016 | G | 1 | 9200 | Combustion Turbine |  | MIS_IL | Illinois | 17 | Sangamon | 167 | 17167 | 18 | 18581 | 1973 | 9999 |  |  | N | Distillate Fuel Oil | [12 empty] | 1 | 1.2001 | 1.2001 | 1.2001 | 1.2001 | [11 empty] | Springfield Water Light & Power Dept | 100 | Springfield Water Light & Power Dept | 100
Baldwin City Plant No 2 | 8020_G_7 | 8020 | G | 7 |  | Combustion Turbine | IC Engine | SPP_N | Kansas | 20 | Douglas | 45 | 20045 | 3 | 10745 | 2004 | 9999 |  |  | N | Natural Gas, Distillate Fuel Oil | [13 empty] | 1.6498 | 1.6498 | 1.6498 | 1.6498 | [11 empty] | Baldwin City KS (City of) | 100 | Baldwin City KS (City of) | 100
Baldwin City Plant No 2 | 8020_G_8 | 8020 | G | 8 |  | Combustion Turbine | IC Engine | SPP_N | Kansas | 20 | Douglas | 45 | 20045 | 3 | 10745 | 2004 | 9999 |  |  | N | Natural Gas, Distillate Fuel Oil | [13 empty] | 1.6498 | 1.6498 | 1.6498 | 1.6498 | [11 empty] | Baldwin City KS (City of) | 100 | Baldwin City KS (City of) | 100
Boulder Park | 8022_G_1 | 8022 | G | 1 |  | Combustion Turbine | IC Engine | WECC_PNW | Washington | 53 | Spokane | 63 | 53063 | 4.1 | 10745 | 2002 | 9999 |  |  | N | Natural Gas | [12 empty] | 2.63 | 1.061 | 1.061 | 1.061 | 1.061 | [11 empty] | Avista Corp | 100 | Avista Corp | 100
Boulder Park | 8022_G_2 | 8022 | G | 2 |  | Combustion Turbine | IC Engine | WECC_PNW | Washington | 53 | Spokane | 63 | 53063 | 4.1 | 10745 | 2002 | 9999 |  |  | N | Natural Gas | [12 empty] | 2.63 | 1.061 | 1.061 | 1.061 | 1.061 | [11 empty] | Avista Corp | 100 | Avista Corp | 100
Boulder Park | 8022_G_3 | 8022 | G | 3 |  | Combustion Turbine | IC Engine | WECC_PNW | Washington | 53 | Spokane | 63 | 53063 | 4.1 | 10745 | 2002 | 9999 |  |  | N | Natural Gas | [12 empty] | 2.63 | 1.061 | 1.061 | 1.061 | 1.061 | [11 empty] | Avista Corp | 100 | Avista Corp | 100
Boulder Park | 8022_G_4 | 8022 | G | 4 |  | Combustion Turbine | IC Engine | WECC_PNW | Washington | 53 | Spokane | 63 | 53063 | 4.1 | 10745 | 2002 | 9999 |  |  | N | Natural Gas | [12 empty] | 2.63 | 1.061 | 1.061 | 1.061 | 1.061 | [11 empty] | Avista Corp | 100 | Avista Corp | 100
Boulder Park | 8022_G_5 | 8022 | G | 5 |  | Combustion Turbine | IC Engine | WECC_PNW | Washington | 53 | Spokane | 63 | 53063 | 4.1 | 10745 | 2002 | 9999 |  |  | N | Natural Gas | [12 empty] | 2.63 | 1.061 | 1.061 | 1.061 | 1.061 | [11 empty] | Avista Corp | 100 | Avista Corp | 100
Boulder Park | 8022_G_6 | 8022 | G | 6 |  | Combustion Turbine | IC Engine | WECC_PNW | Washington | 53 | Spokane | 63 | 53063 | 4.1 | 10745 | 2002 | 9999 |  |  | N | Natural Gas | [12 empty] | 2.63 | 1.061 | 1.061 | 1.061 | 1.061 | [11 empty] | Avista Corp | 100 | Avista Corp | 100
Hartzog | 8026_G_1 | 8026 | G | 1 |  | Combustion Turbine |  | WECC_WY | Wyoming | 56 | Campbell | 5 | 56005 | 5 | 16663 | 2002 | 9999 |  |  | N | Natural Gas | [12 empty] | 0.8 | 0.23894 | 0.23894 | 0.23894 | 0.23894 | [11 empty] | Basin Electric Power Coop | 100 | Basin Electric Power Coop | 100
Hartzog | 8026_G_2 | 8026 | G | 2 |  | Combustion Turbine |  | WECC_WY | Wyoming | 56 | Campbell | 5 | 56005 | 5 | 16665 | 2002 | 9999 |  |  | N | Natural Gas | [12 empty] | 0.8 | 0.23894 | 0.23894 | 0.23894 | 0.23894 | [11 empty] | Basin Electric Power Coop | 100 | Basin Electric Power Coop | 100
Hartzog | 8026_G_3 | 8026 | G | 3 |  | Combustion Turbine |  | WECC_WY | Wyoming | 56 | Campbell | 5 | 56005 | 5 | 16665 | 2002 | 9999 |  |  | N | Natural Gas | [12 empty] | 0.8 | 0.23894 | 0.23894 | 0.23894 | 0.23894 | [11 empty] | Basin Electric Power Coop | 100 | Basin Electric Power Coop | 100
Blue Lake | 8027_G_7 | 8027 | G | 7 | 89378 | Combustion Turbine |  | MIS_MNWI | Minnesota | 27 | Scott | 139 | 27139 | 150 | 11358 | 2005 | 9999 |  |  | N | Natural Gas |  |  |  | DLNB | [8 empty] | 0.5 | 0.0319 | 0.0319 | 0.0319 | 0.0319 | [11 empty] | Xcel Energy Services Inc | 100 | Xcel Energy Inc | 100
Blue Lake | 8027_G_8 | 8027 | G | 8 | 89379 | Combustion Turbine |  | MIS_MNWI | Minnesota | 27 | Scott | 139 | 27139 | 150 | 11358 | 2005 | 9999 |  |  | N | Natural Gas |  |  |  | DLNB | [8 empty] | 0.5 | 0.02792 | 0.02792 | 0.02792 | 0.02792 | [11 empty] | Xcel Energy Services Inc | 100 | Xcel Energy Inc | 100
Arvada | 8028_G_1 | 8028 | G | 1 |  | Combustion Turbine |  | WECC_WY | Wyoming | 56 | Sheridan | 33 | 56033 | 5 | 16765 | 2002 | 9999 |  |  | N | Natural Gas | [12 empty] | 0.8 | 0.23894 | 0.23894 | 0.23894 | 0.23894 | [11 empty] | Basin Electric Power Coop | 100 | Basin Electric Power Coop | 100
Arvada | 8028_G_2 | 8028 | G | 2 |  | Combustion Turbine |  | WECC_WY | Wyoming | 56 | Sheridan | 33 | 56033 | 5 | 16771 | 2002 | 9999 |  |  | N | Natural Gas | [12 empty] | 0.8 | 0.23894 | 0.23894 | 0.23894 | 0.23894 | [11 empty] | Basin Electric Power Coop | 100 | Basin Electric Power Coop | 100
Sycamore (IA) | 8029_G_1 | 8029 | G | 1 | 90084 | Combustion Turbine |  | MIS_MIDA | Iowa | 19 | Polk | 153 | 19153 | 76.2 | 20633 | 1974 | 9999 |  |  | N | Natural Gas, Distillate Fuel Oil | [12 empty] | 0.5 | 0.30343 | 0.30343 | 0.30343 | 0.30343 | [11 empty] | MidAmerican Energy Co | 100 | Berkshire Hathaway Inc | 100
Sycamore (IA) | 8029_G_2 | 8029 | G | 2 | 90085 | Combustion Turbine |  | MIS_MIDA | Iowa | 19 | Polk | 153 | 19153 | 74.1 | 20637 | 1974 | 9999 |  |  | N | Natural Gas, Distillate Fuel Oil | [12 empty] | 0.5 | 0.32625 | 0.32625 | 0.32625 | 0.32625 | [11 empty] | MidAmerican Energy Co | 100 | Berkshire Hathaway Inc | 100
Barber Creek | 8030_G_1 | 8030 | G | 1 |  | Combustion Turbine |  | WECC_WY | Wyoming | 56 | Campbell | 5 | 56005 | 5 | 17364 | 2002 | 9999 |  |  | N | Natural Gas | [12 empty] | 0.8 | 0.23894 | 0.23894 | 0.23894 | 0.23894 | [11 empty] | Basin Electric Power Coop | 100 | Basin Electric Power Coop | 100
Barber Creek | 8030_G_2 | 8030 | G | 2 |  | Combustion Turbine |  | WECC_WY | Wyoming | 56 | Campbell | 5 | 56005 | 5 | 17359 | 2002 | 9999 |  |  | N | Natural Gas | [12 empty] | 0.8 | 0.23894 | 0.23894 | 0.23894 | 0.23894 | [11 empty] | Basin Electric Power Coop | 100 | Basin Electric Power Coop | 100
Barber Creek | 8030_G_3 | 8030 | G | 3 |  | Combustion Turbine |  | WECC_WY | Wyoming | 56 | Campbell | 5 | 56005 | 5 | 17359 | 2002 | 9999 |  |  | N | Natural Gas | [12 empty] | 0.8 | 0.23894 | 0.23894 | 0.23894 | 0.23894 | [11 empty] | Basin Electric Power Coop | 100 | Basin Electric Power Coop | 100
Emery Station | 8031_G_11 | 8031 | G | 11 | 88332 | Combined Cycle |  | MIS_IA | Iowa | 19 | Cerro Gordo | 33 | 19033 | 143.4 | 7056 | 2004 | 9999 |  |  | N | Natural Gas |  |  |  | DLNB + H2O + NH3 | SCR | [7 empty] | 0.002 | 0.0073138 | 0.0073138 | 0.0073138 | 0.0073138 | [11 empty] | Interstate Power & Light Co | 100 | Alliant Energy Corp | 100
Emery Station | 8031_G_12 | 8031 | G | 12 | 88333 | Combined Cycle |  | MIS_IA | Iowa | 19 | Cerro Gordo | 33 | 19033 | 144.4 | 7056 | 2004 | 9999 |  |  | N | Natural Gas |  |  |  | DLNB + H2O + NH3 | SCR | [7 empty] | 0.002 | 0.0073138 | 0.0073138 | 0.0073138 | 0.0073138 | [11 empty] | Interstate Power & Light Co | 100 | Alliant Energy Corp | 100
Emery Station | 8031_G_ST1 | 8031 | G | ST1 | 88332 | Combined Cycle |  | MIS_IA | Iowa | 19 | Cerro Gordo | 33 | 19033 | 231 | 7056 | 2004 | 9999 |  |  | N | Natural Gas |  |  |  | DLNB + H2O + NH3 | SCR | [7 empty] | 0.002 | 0.0073138 | 0.0073138 | 0.0073138 | 0.0073138 | [11 empty] | Interstate Power & Light Co | 100 | Alliant Energy Corp | 100
Yankton | 8034_G_4 | 8034 | G | 4 |  | Combustion Turbine | IC Engine | SPP_WAUE | South Dakota | 46 | Yankton | 135 | 46135 | 2 | 12283 | 1963 | 9999 |  |  | N | Distillate Fuel Oil | [12 empty] | 3 | 1.6498 | 1.6498 | 1.6498 | 1.6498 | [11 empty] | NorthWestern Corp | 100 | NorthWestern Corp | 100
Yankton | 8034_G_1 | 8034 | G | 1 |  | Combustion Turbine | IC Engine | SPP_WAUE | South Dakota | 46 | Yankton | 135 | 46135 | 2.2 | 12283 | 1974 | 9999 |  |  | N | Natural Gas, Distillate Fuel Oil | [12 empty] | 3 | 1.061 | 1.061 | 1.061 | 1.061 | [11 empty] | NorthWestern Corp | 100 | NorthWestern Corp | 100
Yankton | 8034_G_2 | 8034 | G | 2 |  | Combustion Turbine | IC Engine | SPP_WAUE | South Dakota | 46 | Yankton | 135 | 46135 | 2.8 | 12283 | 1974 | 9999 |  |  | N | Distillate Fuel Oil | [12 empty] | 3 | 1.6498 | 1.6498 | 1.6498 | 1.6498 | [11 empty] | NorthWestern Corp | 100 | NorthWestern Corp | 100
Yankton | 8034_G_3 | 8034 | G | 3 |  | Combustion Turbine | IC Engine | SPP_WAUE | South Dakota | 46 | Yankton | 135 | 46135 | 6.5 | 12283 | 1975 | 9999 |  |  | N | Natural Gas, Distillate Fuel Oil | [12 empty] | 3 | 1.061 | 1.061 | 1.061 | 1.061 | [11 empty] | NorthWestern Corp | 100 | NorthWestern Corp | 100
Cooper Nuclear Station | 8036_G_1 | 8036 | G | 1 |  | Nuclear |  | SPP_NEBR | Nebraska | 31 | Nemaha | 127 | 31127 | 770 | 10456 | 1974 | 9999 |  |  | N | Nuclear Fuel | [13 empty] | 0 | 0 | 0 | 0 | [11 empty] | Nebraska Public Power District | 100 | Nebraska Public Power District | 100
Clifton | 8037_G_1 | 8037 | G | 1 | 90747 | Combustion Turbine |  | SPP_N | Kansas | 20 | Washington | 201 | 20201 | 68 | 31000 | 1974 | 9999 |  |  | N | Natural Gas | [13 empty] | 0.23626 | 0.23626 | 0.23626 | 0.23626 | [11 empty] | Mid Kansas Electric Co LLC | 100 | Wheatland Electric Coop Inc | 100
Clifton | 8037_G_2 | 8037 | G | 2 |  | Combustion Turbine | IC Engine | SPP_N | Kansas | 20 | Washington | 201 | 20201 | 2.5 | 13259 | 1974 | 9999 |  |  | N | Distillate Fuel Oil | [12 empty] | 3 | 0.04018 | 0.04018 | 0.04018 | 0.04018 | [11 empty] | Mid Kansas Electric Co LLC | 100 | Wheatland Electric Coop Inc | 100
Belews Creek | 8042_B_1 | 8042 | B | 1 | 3433 | Coal Steam |  | S_VACA | North Carolina | 37 | Stokes | 169 | 37169 | 1110 | 9185 | 1974 | 2036 | cell | dry | N | Bituminous | Wet Scrubber | 2008 | 0.95 | LNCB + OFA | SCR | 2003 |  | ESPC | Yes |  |  |  | 0.063 | 0.19472 | 0.19472 | 0.19472 | 0.19472 | 0.05 | 0.1 | 0.56 | 0.99 | [7 empty] | Duke Energy Carolinas | 100 | Duke Energy Corp | 100
Belews Creek | 8042_B_2 | 8042 | B | 2 | 3434 | Coal Steam |  | S_VACA | North Carolina | 37 | Stokes | 169 | 37169 | 1110 | 9203 | 1975 | 2036 | cell | dry | N | Bituminous | Wet Scrubber | 2008 | 0.95 | LNCB + OFA | SCR | 2004 |  | ESPC | Yes |  |  |  | 0.063 | 0.14964 | 0.14964 | 0.14964 | 0.14964 | 0.05 | 0.1 | 0.56 | 0.99 | [7 empty] | Duke Energy Carolinas | 100 | Duke Energy Corp | 100
Anclote | 8048_B_1 | 8048 | B | 1 | 3438 | O/G Steam |  | FRCC | Florida | 12 | Pasco | 101 | 12101 | 498 | 10967 | 1974 | 9999 | tangential |  | N | Natural Gas, Residual Fuel Oil |  |  |  | LNB + OFA | [8 empty] | 2.75 | 0.11295 | 0.11295 | 0.11295 | 0.11295 | [11 empty] | Duke Energy Florida | 100 | Duke Energy Corp | 100
Anclote | 8048_B_2 | 8048 | B | 2 | 3439 | O/G Steam |  | FRCC | Florida | 12 | Pasco | 101 | 12101 | 505 | 11026 | 1974 | 9999 | tangential |  | N | Natural Gas, Residual Fuel Oil |  |  |  | LNB + OFA | [8 empty] | 2.75 | 0.10048 | 0.10048 | 0.10048 | 0.10048 | [11 empty] | Duke Energy Florida | 100 | Duke Energy Corp | 100
Intercession City | 8049_G_P1 | 8049 | G | P1 |  | Combustion Turbine |  | FRCC | Florida | 12 | Osceola | 97 | 12097 | 47 | 13352 | 1974 | 9999 |  |  | N | Distillate Fuel Oil | [12 empty] | 0.501 | 0.58181 | 0.58181 | 0.58181 | 0.58181 | [11 empty] | Duke Energy Florida | 100 | Duke Energy Corp | 100
Intercession City | 8049_G_P2 | 8049 | G | P2 |  | Combustion Turbine |  | FRCC | Florida | 12 | Osceola | 97 | 12097 | 46 | 13352 | 1974 | 9999 |  |  | N | Distillate Fuel Oil | [12 empty] | 0.501 | 0.52979 | 0.52979 | 0.52979 | 0.52979 | [11 empty] | Duke Energy Florida | 100 | Duke Energy Corp | 100
Intercession City | 8049_G_P3 | 8049 | G | P3 |  | Combustion Turbine |  | FRCC | Florida | 12 | Osceola | 97 | 12097 | 46 | 13352 | 1974 | 9999 |  |  | N | Distillate Fuel Oil | [12 empty] | 0.501 | 0.53803 | 0.53803 | 0.53803 | 0.53803 | [11 empty] | Duke Energy Florida | 100 | Duke Energy Corp | 100
Intercession City | 8049_G_P4 | 8049 | G | P4 |  | Combustion Turbine |  | FRCC | Florida | 12 | Osceola | 97 | 12097 | 46 | 13352 | 1974 | 9999 |  |  | N | Distillate Fuel Oil | [12 empty] | 0.501 | 0.54952 | 0.54952 | 0.54952 | 0.54952 | [11 empty] | Duke Energy Florida | 100 | Duke Energy Corp | 100
Intercession City | 8049_G_P5 | 8049 | G | P5 |  | Combustion Turbine |  | FRCC | Florida | 12 | Osceola | 97 | 12097 | 45 | 13352 | 1974 | 9999 |  |  | N | Distillate Fuel Oil | [12 empty] | 0.501 | 0.87953 | 0.87953 | 0.87953 | 0.87953 | [11 empty] | Duke Energy Florida | 100 | Duke Energy Corp | 100
Intercession City | 8049_G_P6 | 8049 | G | P6 |  | Combustion Turbine |  | FRCC | Florida | 12 | Osceola | 97 | 12097 | 47 | 13352 | 1974 | 9999 |  |  | N | Distillate Fuel Oil | [12 empty] | 0.501 | 0.66849 | 0.66849 | 0.66849 | 0.66849 | [11 empty] | Duke Energy Florida | 100 | Duke Energy Corp | 100
Intercession City | 8049_G_P10 | 8049 | G | P10 | 3440 | Combustion Turbine |  | FRCC | Florida | 12 | Osceola | 97 | 12097 | 78 | 13352 | 1993 | 9999 |  |  | N | Natural Gas, Distillate Fuel Oil |  |  |  | H2O | [8 empty] | 0.2 | 0.08259 | 0.08259 | 0.08259 | 0.08259 | [11 empty] | Duke Energy Florida | 100 | Duke Energy Corp | 100
Intercession City | 8049_G_P7 | 8049 | G | P7 | 3445 | Combustion Turbine |  | FRCC | Florida | 12 | Osceola | 97 | 12097 | 78 | 13352 | 1993 | 9999 |  |  | N | Natural Gas, Distillate Fuel Oil |  |  |  | H2O | [8 empty] | 0.2 | 0.08407 | 0.08407 | 0.08407 | 0.08407 | [11 empty] | Duke Energy Florida | 100 | Duke Energy Corp | 100
Intercession City | 8049_G_P8 | 8049 | G | P8 | 3446 | Combustion Turbine |  | FRCC | Florida | 12 | Osceola | 97 | 12097 | 79 | 13352 | 1993 | 9999 |  |  | N | Natural Gas, Distillate Fuel Oil |  |  |  | H2O | [8 empty] | 0.2 | 0.07843 | 0.07843 | 0.07843 | 0.07843 | [11 empty] | Duke Energy Florida | 100 | Duke Energy Corp | 100
Intercession City | 8049_G_P9 | 8049 | G | P9 | 3447 | Combustion Turbine |  | FRCC | Florida | 12 | Osceola | 97 | 12097 | 79 | 13352 | 1993 | 9999 |  |  | N | Natural Gas, Distillate Fuel Oil |  |  |  | H2O | [8 empty] | 0.2 | 0.08319 | 0.08319 | 0.08319 | 0.08319 | [11 empty] | Duke Energy Florida | 100 | Duke Energy Corp | 100
Intercession City | 8049_G_P11 | 8049 | G | P11 | 3441 | Combustion Turbine |  | FRCC | Florida | 12 | Osceola | 97 | 12097 | 140 | 13338 | 1997 | 9999 |  |  | N | Distillate Fuel Oil |  |  |  | H2O | [8 empty] | 0.2 | 0.13418 | 0.13418 | 0.13418 | 0.13418 | [11 empty] | Duke Energy Florida | 100 | Duke Energy Corp | 100
Intercession City | 8049_G_P12 | 8049 | G | P12 | 3442 | Combustion Turbine |  | FRCC | Florida | 12 | Osceola | 97 | 12097 | 73 | 13352 | 2000 | 9999 |  |  | N | Natural Gas, Distillate Fuel Oil |  |  |  | DLNB + H2O | [8 empty] | 0.05 | 0.03234 | 0.03234 | 0.03234 | 0.03234 | [11 empty] | Duke Energy Florida | 100 | Duke Energy Corp | 100
Intercession City | 8049_G_P13 | 8049 | G | P13 | 3443 | Combustion Turbine |  | FRCC | Florida | 12 | Osceola | 97 | 12097 | 75 | 13351 | 2000 | 9999 |  |  | N | Natural Gas, Distillate Fuel Oil |  |  |  | DLNB + H2O | [8 empty] | 0.05 | 0.03246 | 0.03246 | 0.03246 | 0.03246 | [11 empty] | Duke Energy Florida | 100 | Duke Energy Corp | 100
Intercession City | 8049_G_P14 | 8049 | G | P14 | 3444 | Combustion Turbine |  | FRCC | Florida | 12 | Osceola | 97 | 12097 | 72 | 13351 | 2000 | 9999 |  |  | N | Natural Gas, Distillate Fuel Oil |  |  |  | DLNB + H2O | [8 empty] | 0.05 | 0.03053 | 0.03053 | 0.03053 | 0.03053 | [11 empty] | Duke Energy Florida | 100 | Duke Energy Corp | 100
Pouch | 8053_G_N01 | 8053 | G | N01 | 8388 | Combustion Turbine |  | NY_Z_J | New York | 36 | Richmond | 85 | 36085 | 46 | 10745 | 2001 | 9999 |  |  | N | Natural Gas |  |  |  |  | SCR | [7 empty] | 1.053 | 0.00968 | 0.00934 | 0.00968 | 0.00934 | [11 empty] | New York Power Authority | 100 | New York Power Authority | 100
Gerald Andrus | 8054_B_1 | 8054 | B | 1 | 3449 | O/G Steam |  | MIS_MS | Mississippi | 28 | Washington | 151 | 28151 | 736 | 11828 | 1975 | 9999 | wall | dry | N | Natural Gas, Residual Fuel Oil |  |  |  | OFA | [8 empty] | 4.8 | 0.21611 | 0.21611 | 0.21611 | 0.21611 | [11 empty] | Entergy Mississippi LLC | 100 | Entergy Corp | 100
Arkansas Nuclear One | 8055_G_1 | 8055 | G | 1 |  | Nuclear |  | MIS_AR | Arkansas | 5 | Pope | 115 | 05115 | 833.3 | 10456 | 1974 | 9999 |  |  | N | Nuclear Fuel | [13 empty] | 0 | 0 | 0 | 0 | [11 empty] | Entergy Arkansas LLC | 100 | Entergy Corp | 100
Arkansas Nuclear One | 8055_G_2 | 8055 | G | 2 |  | Nuclear |  | MIS_AR | Arkansas | 5 | Pope | 115 | 05115 | 984.5 | 10456 | 1980 | 9999 |  |  | N | Nuclear Fuel | [13 empty] | 0 | 0 | 0 | 0 | [11 empty] | Entergy Arkansas LLC | 100 | Entergy Corp | 100
Waterford 1 & 2 | 8056_B_1 | 8056 | B | 1 | 3450 | O/G Steam |  | MIS_AMSO | Louisiana | 22 | St Charles | 89 | 22089 | 411 | 11385 | 1975 | 9999 | wall | dry | N | Natural Gas, Residual Fuel Oil |  |  |  | CM + FU + LNCB | [8 empty] | 5.261 | 0.15956 | 0.15956 | 0.15956 | 0.15956 | [11 empty] | Entergy Louisiana LLC | 100 | Entergy Corp | 100
Waterford 1 & 2 | 8056_G_4 | 8056 | G | 4 | 91255 | Combustion Turbine |  | MIS_AMSO | Louisiana | 22 | St Charles | 89 | 22089 | 32.5 | 14922 | 2009 | 9999 |  |  | N | Distillate Fuel Oil |  |  |  | STM | [9 empty] | 0.12039 | 0.12039 | 0.12039 | 0.12039 | [11 empty] | Entergy Louisiana LLC | 100 | Entergy Corp | 100
Comanche (OK) | 8059_G_1G1 | 8059 | G | 1G1 | 3452 | Combined Cycle |  | SPP_WEST | Oklahoma | 40 | Comanche | 31 | 40031 | 78 | 9675 | 1973 | 9999 |  |  | N | Natural Gas |  |  |  | DLNB | [9 empty] | 0.035871 | 0.035871 | 0.035871 | 0.035871 | [11 empty] | Public Service Co of Oklahoma | 100 | American Electric Power Co Inc | 100
Comanche (OK) | 8059_G_1G2 | 8059 | G | 1G2 | 3453 | Combined Cycle |  | SPP_WEST | Oklahoma | 40 | Comanche | 31 | 40031 | 78 | 9675 | 1973 | 9999 |  |  | N | Natural Gas |  |  |  | DLNB | [9 empty] | 0.035871 | 0.035871 | 0.035871 | 0.035871 | [11 empty] | Public Service Co of Oklahoma | 100 | American Electric Power Co Inc | 100
Comanche (OK) | 8059_G_1S | 8059 | G | 1S | 3452 | Combined Cycle |  | SPP_WEST | Oklahoma | 40 | Comanche | 31 | 40031 | 104 | 9675 | 1974 | 9999 |  |  | N | Natural Gas |  |  |  | DLNB | [9 empty] | 0.035871 | 0.035871 | 0.035871 | 0.035871 | [11 empty] | Public Service Co of Oklahoma | 100 | American Electric Power Co Inc | 100
DeCordova Steam Electric Station | 8063_G_CT1 | 8063 | G | CT1 | 90028 | Combustion Turbine |  | ERC_REST | Texas | 48 | Hood | 221 | 48221 | 71 | 13340 | 1990 | 9999 |  |  | N | Natural Gas, Distillate Fuel Oil |  |  |  | H2O | [8 empty] | 0.5 | 0.70018 | 0.70018 | 0.70018 | 0.70018 | [11 empty] | Luminant Generation Co LLC | 100 | Energy Future Holdings Corp | 100
DeCordova Steam Electric Station | 8063_G_CT2 | 8063 | G | CT2 | 90029 | Combustion Turbine |  | ERC_REST | Texas | 48 | Hood | 221 | 48221 | 70 | 13340 | 1990 | 9999 |  |  | N | Natural Gas, Distillate Fuel Oil |  |  |  | H2O | [8 empty] | 0.5 | 0.72779 | 0.72779 | 0.72779 | 0.72779 | [11 empty] | Luminant Generation Co LLC | 100 | Energy Future Holdings Corp | 100
DeCordova Steam Electric Station | 8063_G_CT3 | 8063 | G | CT3 | 90030 | Combustion Turbine |  | ERC_REST | Texas | 48 | Hood | 221 | 48221 | 70 | 13339 | 1990 | 9999 |  |  | N | Natural Gas, Distillate Fuel Oil |  |  |  | H2O | [8 empty] | 0.5 | 0.72175 | 0.72175 | 0.72175 | 0.72175 | [11 empty] | Luminant Generation Co LLC | 100 | Energy Future Holdings Corp | 100
DeCordova Steam Electric Station | 8063_G_CT4 | 8063 | G | CT4 | 90031 | Combustion Turbine |  | ERC_REST | Texas | 48 | Hood | 221 | 48221 | 71 | 13338 | 1990 | 9999 |  |  | N | Natural Gas, Distillate Fuel Oil |  |  |  | H2O | [8 empty] | 0.5 | 0.70867 | 0.70867 | 0.70867 | 0.70867 | [11 empty] | Luminant Generation Co LLC | 100 | Energy Future Holdings Corp | 100
Jim Bridger | 8066_B_BW71 | 8066 | B | BW71 | 3455 | Coal Steam |  | WECC_WY | Wyoming | 56 | Sweetwater | 37 | 56037 | 531 | 10373 | 1974 | 2037 | tangential | dry | N | Subbituminous | Wet Scrubber | 1990 | 0.864 | LNC1 |  |  |  | ESPC | No | ACI | 2015 |  | 0.15 | 0.19306 | 0.19306 | 0.1469 | 0.1469 | 0.1 | 0.1 | 0.1 | 0.914 |  |  |  |  | C2G | 2024 | Yes | PacifiCorp | 66.67 | Berkshire Hathaway Inc | 66.67
Jim Bridger | 8066_B_BW72 | 8066 | B | BW72 | 3456 | Coal Steam |  | WECC_WY | Wyoming | 56 | Sweetwater | 37 | 56037 | 527 | 10396 | 1975 | 2037 | tangential | dry | N | Subbituminous | Wet Scrubber | 1986 | 0.864 | LNC1 |  |  |  | ESPC | No | ACI | 2015 |  | 0.15 | 0.17656 | 0.17656 | 0.1469 | 0.1469 | 0.1 | 0.1 | 0.1 | 0.914 |  |  |  |  | C2G | 2024 | Yes | PacifiCorp | 66.67 | Berkshire Hathaway Inc | 66.67
Jim Bridger | 8066_B_BW73 | 8066 | B | BW73 | 3457 | Coal Steam |  | WECC_WY | Wyoming | 56 | Sweetwater | 37 | 56037 | 523 | 10441 | 1976 | 2037 | tangential | dry | N | Subbituminous | Wet Scrubber | 1988 | 0.864 | LNC1 | SCR | 2015 |  | ESPC | No | ACI | 2015 |  | 0.15 | 0.2036 | 0.05172 | 0.2036 | 0.05172 | 0.1 | 0.1 | 0.1 | 0.914 | [6 empty] | Yes | PacifiCorp | 66.67 | Berkshire Hathaway Inc | 66.67
Jim Bridger | 8066_B_BW74 | 8066 | B | BW74 | 3458 | Coal Steam |  | WECC_WY | Wyoming | 56 | Sweetwater | 37 | 56037 | 530 | 10465 | 1979 | 2037 | tangential | dry | N | Subbituminous | Wet Scrubber | 1979 | 0.91 | LNC1 | SCR | 2016 |  | ESPC | No | ACI | 2015 |  | 0.15 | 0.20595 | 0.05453 | 0.20595 | 0.05453 | 0.1 | 0.1 | 0.1 | 0.96 | [6 empty] | Yes | PacifiCorp | 66.67 | Berkshire Hathaway Inc | 66.67
Santan | 8068_G_ST1 | 8068 | G | ST1 |  | Combined Cycle |  | WECC_AZ | Arizona | 4 | Maricopa | 13 | 04013 | 92 | 9463 | 1974 | 9999 | other |  | N | Natural Gas |  |  |  | LNB | [9 empty] | 0.07979 | 0.07979 | 0.07979 | 0.07979 | [11 empty] | Salt River Project | 100 | Salt River Project | 100
Santan | 8068_G_ST2 | 8068 | G | ST2 |  | Combined Cycle |  | WECC_AZ | Arizona | 4 | Maricopa | 13 | 04013 | 92 | 9429 | 1974 | 9999 | other |  | N | Natural Gas |  |  |  | LNB | [9 empty] | 0.07383 | 0.07383 | 0.07383 | 0.07383 | [11 empty] | Salt River Project | 100 | Salt River Project | 100
Santan | 8068_G_ST3 | 8068 | G | ST3 |  | Combined Cycle |  | WECC_AZ | Arizona | 4 | Maricopa | 13 | 04013 | 92 | 9383 | 1974 | 9999 | other |  | N | Natural Gas |  |  |  | LNB | [9 empty] | 0.07774 | 0.07774 | 0.07774 | 0.07774 | [11 empty] | Salt River Project | 100 | Salt River Project | 100
Santan | 8068_G_ST4 | 8068 | G | ST4 |  | Combined Cycle |  | WECC_AZ | Arizona | 4 | Maricopa | 13 | 04013 | 92 | 9415 | 1975 | 9999 | other |  | N | Natural Gas |  |  |  | LNB | [9 empty] | 0.07499 | 0.07499 | 0.07499 | 0.07499 | [11 empty] | Salt River Project | 100 | Salt River Project | 100
Santan | 8068_G_ST5A | 8068 | G | ST5A | 10065 | Combined Cycle |  | WECC_AZ | Arizona | 4 | Maricopa | 13 | 04013 | 151 | 7489 | 2005 | 9999 |  |  | N | Natural Gas |  |  |  | DLNB | SCR | [8 empty] | 0.0064229 | 0.0064229 | 0.0064229 | 0.0064229 | [11 empty] | Salt River Project | 100 | Salt River Project | 100
Santan | 8068_G_ST5B | 8068 | G | ST5B | 10066 | Combined Cycle |  | WECC_AZ | Arizona | 4 | Maricopa | 13 | 04013 | 151 | 7489 | 2005 | 9999 |  |  | N | Natural Gas |  |  |  | DLNB | SCR | [8 empty] | 0.0064229 | 0.0064229 | 0.0064229 | 0.0064229 | [11 empty] | Salt River Project | 100 | Salt River Project | 100
Santan | 8068_G_ST5S | 8068 | G | ST5S | 10065 | Combined Cycle |  | WECC_AZ | Arizona | 4 | Maricopa | 13 | 04013 | 280 | 7489 | 2005 | 9999 |  |  | N | Natural Gas |  |  |  | LNB | SCR | [8 empty] | 0.0064229 | 0.0064229 | 0.0064229 | 0.0064229 | [11 empty] | Salt River Project | 100 | Salt River Project | 100
Santan | 8068_G_ST6A | 8068 | G | ST6A | 10067 | Combined Cycle |  | WECC_AZ | Arizona | 4 | Maricopa | 13 | 04013 | 151 | 7489 | 2006 | 9999 |  |  | N | Natural Gas |  |  |  | DLNB | SCR | [8 empty] | 0.005911 | 0.005911 | 0.005911 | 0.005911 | [11 empty] | Salt River Project | 100 | Salt River Project | 100
Santan | 8068_G_ST6S | 8068 | G | ST6S | 10067 | Combined Cycle |  | WECC_AZ | Arizona | 4 | Maricopa | 13 | 04013 | 126 | 7489 | 2006 | 9999 |  |  | N | Natural Gas |  |  |  | LNB | SCR | [8 empty] | 0.005911 | 0.005911 | 0.005911 | 0.005911 | [11 empty] | Salt River Project | 100 | Salt River Project | 100
Huntington | 8069_B_1 | 8069 | B | 1 | 3459 | Coal Steam |  | WECC_UT | Utah | 49 | Emery | 15 | 49015 | 459 | 10283 | 1977 | 2032 | tangential | dry | N | Bituminous | Wet Scrubber | 1978 | 0.8 | LNC3 |  |  |  | ESPC + B | Yes |  |  |  | 1.2 | 0.20132 | 0.20132 | 0.20132 | 0.20132 | 0.05 | 0.1 | 0.56 | 0.9782 | [6 empty] | Yes | PacifiCorp | 100 | Berkshire Hathaway Inc | 100
Huntington | 8069_B_2 | 8069 | B | 2 | 3460 | Coal Steam |  | WECC_UT | Utah | 49 | Emery | 15 | 49015 | 450 | 10325 | 1977 | 2032 | tangential | dry | N | Bituminous | Wet Scrubber | 2006 | 0.82 | LNC3 |  |  |  | B | NA |  |  |  | 0.12 | 0.19693 | 0.19693 | 0.19693 | 0.19693 | 0.05 | 0.1 | 0.56 | 0.8628 | [6 empty] | Yes | PacifiCorp | 100 | Berkshire Hathaway Inc | 100
Beaver | 8073_G_1 | 8073 | G | 1 |  | Combined Cycle |  | WECC_PNW | Oregon | 41 | Columbia | 9 | 41009 | 54 | 10337 | 1974 | 9999 |  |  | N | Natural Gas, Distillate Fuel Oil | [13 empty] | 0.075758 | 0.075758 | 0.075758 | 0.075758 | [11 empty] | Portland General Electric Co | 100 | Portland General Electric Co | 100
Beaver | 8073_G_2 | 8073 | G | 2 |  | Combined Cycle |  | WECC_PNW | Oregon | 41 | Columbia | 9 | 41009 | 54 | 10337 | 1974 | 9999 |  |  | N | Natural Gas, Distillate Fuel Oil | [13 empty] | 0.075758 | 0.075758 | 0.075758 | 0.075758 | [11 empty] | Portland General Electric Co | 100 | Portland General Electric Co | 100
Beaver | 8073_G_3 | 8073 | G | 3 |  | Combined Cycle |  | WECC_PNW | Oregon | 41 | Columbia | 9 | 41009 | 54 | 10337 | 1974 | 9999 |  |  | N | Natural Gas, Distillate Fuel Oil | [13 empty] | 0.075758 | 0.075758 | 0.075758 | 0.075758 | [11 empty] | Portland General Electric Co | 100 | Portland General Electric Co | 100
Beaver | 8073_G_4 | 8073 | G | 4 |  | Combined Cycle |  | WECC_PNW | Oregon | 41 | Columbia | 9 | 41009 | 54 | 10337 | 1974 | 9999 |  |  | N | Natural Gas, Distillate Fuel Oil | [13 empty] | 0.075758 | 0.075758 | 0.075758 | 0.075758 | [11 empty] | Portland General Electric Co | 100 | Portland General Electric Co | 100
Beaver | 8073_G_5 | 8073 | G | 5 |  | Combined Cycle |  | WECC_PNW | Oregon | 41 | Columbia | 9 | 41009 | 54 | 10337 | 1974 | 9999 |  |  | N | Natural Gas, Distillate Fuel Oil | [13 empty] | 0.075758 | 0.075758 | 0.075758 | 0.075758 | [11 empty] | Portland General Electric Co | 100 | Portland General Electric Co | 100
Beaver | 8073_G_6 | 8073 | G | 6 |  | Combined Cycle |  | WECC_PNW | Oregon | 41 | Columbia | 9 | 41009 | 54 | 10337 | 1974 | 9999 |  |  | N | Natural Gas, Distillate Fuel Oil | [13 empty] | 0.075758 | 0.075758 | 0.075758 | 0.075758 | [11 empty] | Portland General Electric Co | 100 | Portland General Electric Co | 100
Beaver | 8073_G_7 | 8073 | G | 7 |  | Combined Cycle |  | WECC_PNW | Oregon | 41 | Columbia | 9 | 41009 | 137 | 10337 | 1977 | 9999 |  |  | N | Natural Gas, Distillate Fuel Oil | [13 empty] | 0.075758 | 0.075758 | 0.075758 | 0.075758 | [11 empty] | Portland General Electric Co | 100 | Portland General Electric Co | 100
Beaver | 8073_G_8 | 8073 | G | 8 |  | Combustion Turbine |  | WECC_PNW | Oregon | 41 | Columbia | 9 | 41009 | 24 | 12333 | 2001 | 9999 |  |  | N | Natural Gas | [12 empty] | 1.4 | 0.05585 | 0.05585 | 0.05585 | 0.05585 | [11 empty] | Portland General Electric Co | 100 | Portland General Electric Co | 100
Springfield (CO) | 8100_G_2 | 8100 | G | 2 |  | Combustion Turbine | IC Engine | WECC_CO | Colorado | 8 | Baca | 9 | 08009 | 0.2 | 12283 | 1950 | 9999 |  |  | N | Natural Gas, Distillate Fuel Oil | [12 empty] | 1.2 | 1.6498 | 1.6498 | 1.6498 | 1.6498 | [11 empty] | Springfield Municipal Utilities | 100 | Springfield Municipal Utilities | 100
Springfield (CO) | 8100_G_IC4 | 8100 | G | IC4 |  | Combustion Turbine | IC Engine | WECC_CO | Colorado | 8 | Baca | 9 | 08009 | 0.5 | 12283 | 1950 | 9999 |  |  | N | Natural Gas, Distillate Fuel Oil | [12 empty] | 1.2 | 1.6498 | 1.6498 | 1.6498 | 1.6498 | [11 empty] | Springfield Municipal Utilities | 100 | Springfield Municipal Utilities | 100
Springfield (CO) | 8100_G_IC5 | 8100 | G | IC5 |  | Combustion Turbine | IC Engine | WECC_CO | Colorado | 8 | Baca | 9 | 08009 | 0.8 | 12283 | 1960 | 9999 |  |  | N | Natural Gas, Distillate Fuel Oil | [12 empty] | 1.2 | 1.6498 | 1.6498 | 1.6498 | 1.6498 | [11 empty] | Springfield Municipal Utilities | 100 | Springfield Municipal Utilities | 100
Springfield (CO) | 8100_G_1 | 8100 | G | 1 |  | Combustion Turbine | IC Engine | WECC_CO | Colorado | 8 | Baca | 9 | 08009 | 1.2 | 12283 | 1965 | 9999 |  |  | N | Natural Gas, Distillate Fuel Oil | [12 empty] | 1.2 | 1.6498 | 1.6498 | 1.6498 | 1.6498 | [11 empty] | Springfield Municipal Utilities | 100 | Springfield Municipal Utilities | 100
Gavin Power, LLC | 8102_B_1 | 8102 | B | 1 | 3461 | Coal Steam |  | PJM_West | Ohio | 39 | Gallia | 53 | 39053 | 1348 | 9926 | 1974 | 9999 | cell | dry | N | Bituminous, Subbituminous | Wet Scrubber | 1994 | 0.95 | LNB + LNCB | SCR | 2001 |  | ESPC | No |  |  |  | 2.15 | 0.7096 | 0.10519 | 0.7096 | 0.10519 | 0.05 | 0.1 | 0.56 | 0.99 | [7 empty] | Gavin Power LLC | 100 | ArcLight Capital Partners LLC | 100
Gavin Power, LLC | 8102_B_2 | 8102 | B | 2 | 3462 | Coal Steam |  | PJM_West | Ohio | 39 | Gallia | 53 | 39053 | 1361 | 9861 | 1975 | 9999 | cell | dry | N | Bituminous, Subbituminous | Wet Scrubber | 1994 | 0.95 | LNB + LNCB | SCR | 2001 |  | ESPC | No |  |  |  | 2.15 | 0.4434 | 0.10611 | 0.4434 | 0.10611 | 0.05 | 0.1 | 0.56 | 0.99 | [7 empty] | Gavin Power LLC | 100 | ArcLight Capital Partners LLC | 100
Halstad | 8105_G_4 | 8105 | G | 4 |  | Combustion Turbine | IC Engine | MIS_MNWI | Minnesota | 27 | Norman | 107 | 27107 | 1.9 | 22109 | 2007 | 9999 |  |  | N | Distillate Fuel Oil | [13 empty] | 1.6498 | 1.6498 | 1.6498 | 1.6498 | [11 empty] | Halstad MN (City of) | 100 | Halstad MN (City of) | 100
Halstad | 8105_G_5 | 8105 | G | 5 |  | Combustion Turbine | IC Engine | MIS_MNWI | Minnesota | 27 | Norman | 107 | 27107 | 1.9 | 22093 | 2007 | 9999 |  |  | N | Distillate Fuel Oil | [13 empty] | 1.6498 | 1.6498 | 1.6498 | 1.6498 | [11 empty] | Halstad MN (City of) | 100 | Halstad MN (City of) | 100
Tipton | 8106_G_2 | 8106 | G | 2 |  | Combustion Turbine | IC Engine | MIS_IL | Iowa | 19 | Cedar | 31 | 19031 | 1.2 | 11756 | 1971 | 9999 |  |  | N | Natural Gas, Distillate Fuel Oil | [12 empty] | 1.629 | 1.061 | 1.061 | 1.061 | 1.061 | [11 empty] | Tipton IA (City of) | 100 | Tipton IA (City of) | 100
Tipton | 8106_G_1A | 8106 | G | 1A |  | Combustion Turbine | IC Engine | MIS_IL | Iowa | 19 | Cedar | 31 | 19031 | 2 | 11686 | 2001 | 9999 |  |  | N | Natural Gas, Distillate Fuel Oil | [12 empty] | 0.161 | 1.061 | 1.061 | 1.061 | 1.061 | [11 empty] | Tipton IA (City of) | 100 | Tipton IA (City of) | 100
Tipton | 8106_G_5 | 8106 | G | 5 |  | Combustion Turbine | IC Engine | MIS_IL | Iowa | 19 | Cedar | 31 | 19031 | 2 | 11797 | 2011 | 9999 |  |  | N | Distillate Fuel Oil | [13 empty] | 1.6498 | 1.6498 | 1.6498 | 1.6498 | [11 empty] | Tipton IA (City of) | 100 | Tipton IA (City of) | 100
Tipton | 8106_G_6 | 8106 | G | 6 |  | Combustion Turbine | IC Engine | MIS_IL | Iowa | 19 | Cedar | 31 | 19031 | 2 | 11797 | 2011 | 9999 |  |  | N | Distillate Fuel Oil | [13 empty] | 1.6498 | 1.6498 | 1.6498 | 1.6498 | [11 empty] | Tipton IA (City of) | 100 | Tipton IA (City of) | 100
Tipton | 8106_G_7 | 8106 | G | 7 |  | Combustion Turbine | IC Engine | MIS_IL | Iowa | 19 | Cedar | 31 | 19031 | 2 | 10745 | 2019 | 9999 |  |  | N | Distillate Fuel Oil | [13 empty] | 1.6498 | 1.6498 | 1.6498 | 1.6498 | [11 empty] | Tipton IA (City of) | 100 | Tipton IA (City of) | 100
Hopkinton | 8108_G_1 | 8108 | G | 1 |  | Combustion Turbine | IC Engine | MIS_IL | Iowa | 19 | Delaware | 55 | 19055 | 1.6 | 11454 | 1973 | 9999 |  |  | N | Distillate Fuel Oil | [12 empty] | 2.5 | 1.6498 | 1.6498 | 1.6498 | 1.6498 | [11 empty] | Hopkinton Municipal Utilities | 100 | Hopkinton Municipal Utilities | 100
Hopkinton | 8108_G_CAT | 8108 | G | CAT |  | Combustion Turbine | IC Engine | MIS_IL | Iowa | 19 | Delaware | 55 | 19055 | 2.2 | 11369 | 2011 | 9999 |  |  | N | Distillate Fuel Oil | [13 empty] | 1.6498 | 1.6498 | 1.6498 | 1.6498 | [11 empty] | Hopkinton Municipal Utilities | 100 | Hopkinton Municipal Utilities | 100
Stanberry | 8110_G_IC5 | 8110 | G | IC5 |  | Combustion Turbine | IC Engine | S_D_AECI | Missouri | 29 | Gentry | 75 | 29075 | 0.3 | 12283 | 1958 | 9999 |  |  | N | Distillate Fuel Oil | [12 empty] | 2.3 | 1.6498 | 1.6498 | 1.6498 | 1.6498 | [11 empty] | Stanberry MO (City of) | 100 | Stanberry MO (City of) | 100
Stanberry | 8110_G_1 | 8110 | G | 1 |  | Combustion Turbine | IC Engine | S_D_AECI | Missouri | 29 | Gentry | 75 | 29075 | 1.1 | 12283 | 1963 | 9999 |  |  | N | Natural Gas, Distillate Fuel Oil | [12 empty] | 2.3 | 1.061 | 1.061 | 1.061 | 1.061 | [11 empty] | Stanberry MO (City of) | 100 | Stanberry MO (City of) | 100
Stanberry | 8110_G_2 | 8110 | G | 2 |  | Combustion Turbine | IC Engine | S_D_AECI | Missouri | 29 | Gentry | 75 | 29075 | 1.1 | 12283 | 1967 | 9999 |  |  | N | Natural Gas, Distillate Fuel Oil | [12 empty] | 2.3 | 1.061 | 1.061 | 1.061 | 1.061 | [11 empty] | Stanberry MO (City of) | 100 | Stanberry MO (City of) | 100
Stanberry | 8110_G_IC6 | 8110 | G | IC6 |  | Combustion Turbine | IC Engine | S_D_AECI | Missouri | 29 | Gentry | 75 | 29075 | 1.8 | 12283 | 1979 | 9999 |  |  | N | Natural Gas, Distillate Fuel Oil | [12 empty] | 2.3 | 1.061 | 1.061 | 1.061 | 1.061 | [11 empty] | Stanberry MO (City of) | 100 | Stanberry MO (City of) | 100
Ray D Nixon | 8219_B_1 | 8219 | B | 1 | 3466 | Coal Steam |  | WECC_CO | Colorado | 8 | El Paso | 41 | 08041 | 208 | 10457 | 1980 | 2029 | wall | dry | N | Bituminous, Subbituminous | Dry Scrubber | 2017 | 0.9 | LNB + OFA |  |  |  | B | NA | ACI | 2015 |  | 0.11 | 0.16282 | 0.16282 | 0.16282 | 0.16282 | 0.1 | 0.1 | 0.1 | 0.95 | [6 empty] | Yes | Colorado Springs Utilities | 100 | Colorado Springs Utilities | 100
Ray D Nixon | 8219_G_GT1 | 8219 | G | GT1 | 3468 | Combustion Turbine |  | WECC_CO | Colorado | 8 | El Paso | 41 | 08041 | 30 | 14912 | 1999 | 9999 |  |  | N | Natural Gas |  |  |  | DLNB | [8 empty] | 1.2 | 0.05024 | 0.05024 | 0.05024 | 0.05024 | [11 empty] | Colorado Springs Utilities | 100 | Colorado Springs Utilities | 100
Ray D Nixon | 8219_G_GT2 | 8219 | G | GT2 | 3467 | Combustion Turbine |  | WECC_CO | Colorado | 8 | El Paso | 41 | 08041 | 30 | 14921 | 1999 | 9999 |  |  | N | Natural Gas |  |  |  | DLNB | [8 empty] | 1.2 | 0.03235 | 0.03235 | 0.03235 | 0.03235 | [11 empty] | Colorado Springs Utilities | 100 | Colorado Springs Utilities | 100
Coyote | 8222_B_B1 | 8222 | B | B1 | 3469 | Coal Steam |  | MIS_MAPP | North Dakota | 38 | Mercer | 57 | 38057 | 429 | 11481 | 1981 | 9999 | cyclone | wet | N | Lignite | Dry Scrubber | 1981 | 0.7 | OFA |  |  |  | B | NA | ACI | 2015 |  | 1.2 | 0.46107 | 0.46107 | 0.46107 | 0.46107 | 0.1 | 0.1 | 0.1 | 0.75 | [7 empty] | Otter Tail Power Co | 35 | Otter Tail Corp | 35
Springerville | 8223_B_2 | 8223 | B | 2 | 3471 | Coal Steam |  | WECC_AZ | Arizona | 4 | Apache | 1 | 04001 | 406 | 10293 | 1990 | 2032 | tangential | dry | N | Subbituminous | Dry Scrubber | 1990 | 0.89 | LNC1 |  |  |  | B | NA | ACI | 2016 |  | 0.69 | 0.17938 | 0.17938 | 0.1469 | 0.1469 | 0.1 | 0.1 | 0.1 | 0.94 | [7 empty] | Tucson Electric Power Co | 100 | Uns Energy Corp | 100
Springerville | 8223_G_SGSS | 8223 | G | SGSS |  | Solar PV |  | WECC_AZ | Arizona | 4 | Apache | 1 | 04001 | 3.7 | 0 | 2001 | 9999 |  |  | N | Solar | [13 empty] | 0 | 0 | 0 | 0 | [11 empty] | Tucson Electric Power Co | 100 | Uns Energy Corp | 100
Springerville | 8223_B_3 | 8223 | B | 3 | 89514 | Coal Steam |  | WECC_AZ | Arizona | 4 | Apache | 1 | 04001 | 417 | 10191 | 2006 | 9999 | wall | dry | N | Subbituminous | Dry Scrubber | 2006 | 0.847 | AA + LNB | SCR | 2006 |  | B | NA | ACI | 2016 |  | 0.69 | 0.08436 | 0.08436 | 0.08436 | 0.08436 | 0.1 | 0.1 | 0.1 | 0.897 | [7 empty] | Tri State Generation & Transmission Association Inc | 100 | Tri State Generation & Transmission Association Inc | 100
Springerville | 8223_B_4 | 8223 | B | 4 | 90132 | Coal Steam |  | WECC_AZ | Arizona | 4 | Apache | 1 | 04001 | 415 | 10260 | 2009 | 9999 | wall | dry | N | Subbituminous | Dry Scrubber | 2009 | 0.847 | AA + LNB | SCR | 2009 |  | B | NA | ACI | 2009 |  | 0.8 | 0.06834 | 0.06834 | 0.06834 | 0.06834 | 0.1 | 0.1 | 0.1 | 0.897 | [7 empty] | Salt River Project | 100 | Salt River Project | 100
Springerville | 8223_G_SGSS1 | 8223 | G | SGSS1 |  | Solar PV |  | WECC_AZ | Arizona | 4 | Apache | 1 | 04001 | 1.4 | 0 | 2010 | 9999 |  |  | N | Solar | [13 empty] | 0 | 0 | 0 | 0 | [11 empty] | Tucson Electric Power Co | 100 | Uns Energy Corp | 100
Springerville | 8223_G_WMS | 8223 | G | WMS |  | Solar PV |  | WECC_AZ | Arizona | 4 | Apache | 1 | 04001 | 8.3 | 0 | 2014 | 9999 |  |  | N | Solar | [13 empty] | 0 | 0 | 0 | 0 | [11 empty] | Tucson Electric Power Co | 100 | Uns Energy Corp | 100
Seneca Generation LLC | 8225_G_1 | 8225 | G | 1 |  | Pumped Storage |  | PJM_PENE | Pennsylvania | 42 | Warren | 123 | 42123 | 237 | 0 | 1970 | 9999 |  |  | N | Pumped Storage | [13 empty] | 0 | 0 | 0 | 0 | [11 empty] | Seneca Generation LLC | 100 | LS Power Group | 100
Seneca Generation LLC | 8225_G_2 | 8225 | G | 2 |  | Pumped Storage |  | PJM_PENE | Pennsylvania | 42 | Warren | 123 | 42123 | 245 | 0 | 1970 | 9999 |  |  | N | Pumped Storage | [13 empty] | 0 | 0 | 0 | 0 | [11 empty] | Seneca Generation LLC | 100 | LS Power Group | 100
Seneca Generation LLC | 8225_G_3 | 8225 | G | 3 |  | Pumped Storage |  | PJM_PENE | Pennsylvania | 42 | Warren | 123 | 42123 | 31 | 0 | 1970 | 9999 |  |  | N | Pumped Storage | [13 empty] | 0 | 0 | 0 | 0 | [11 empty] | Seneca Generation LLC | 100 | LS Power Group | 100
Hoover Dam (AZ) | 8902_G_A0 | 8902 | G | A0 |  | Hydro |  | WECC_AZ | Arizona | 4 | Mohave | 15 | 04015 | 2.7 | 0 | 1936 | 9999 |  |  | N | Hydro | [13 empty] | 0 | 0 | 0 | 0 | [11 empty] | U S Bureau of Reclamation | 100 | U S Bureau of Reclamation | 100
Hoover Dam (AZ) | 8902_G_A8 | 8902 | G | A8 |  | Hydro |  | WECC_AZ | Arizona | 4 | Mohave | 15 | 04015 | 61.5 | 0 | 1937 | 9999 |  |  | N | Hydro | [13 empty] | 0 | 0 | 0 | 0 | [11 empty] | U S Bureau of Reclamation | 100 | U S Bureau of Reclamation | 100
Hoover Dam (AZ) | 8902_G_A6 | 8902 | G | A6 |  | Hydro |  | WECC_AZ | Arizona | 4 | Mohave | 15 | 04015 | 130 | 0 | 1939 | 9999 |  |  | N | Hydro | [13 empty] | 0 | 0 | 0 | 0 | [11 empty] | U S Bureau of Reclamation | 100 | U S Bureau of Reclamation | 100
Hoover Dam (AZ) | 8902_G_A7 | 8902 | G | A7 |  | Hydro |  | WECC_AZ | Arizona | 4 | Mohave | 15 | 04015 | 130 | 0 | 1939 | 9999 |  |  | N | Hydro | [13 empty] | 0 | 0 | 0 | 0 | [11 empty] | U S Bureau of Reclamation | 100 | U S Bureau of Reclamation | 100
Hoover Dam (AZ) | 8902_G_A1 | 8902 | G | A1 |  | Hydro |  | WECC_AZ | Arizona | 4 | Mohave | 15 | 04015 | 130 | 0 | 1941 | 9999 |  |  | N | Hydro | [13 empty] | 0 | 0 | 0 | 0 | [11 empty] | U S Bureau of Reclamation | 100 | U S Bureau of Reclamation | 100
Hoover Dam (AZ) | 8902_G_A2 | 8902 | G | A2 |  | Hydro |  | WECC_AZ | Arizona | 4 | Mohave | 15 | 04015 | 130 | 0 | 1942 | 9999 |  |  | N | Hydro | [13 empty] | 0 | 0 | 0 | 0 | [11 empty] | U S Bureau of Reclamation | 100 | U S Bureau of Reclamation | 100
Hoover Dam (AZ) | 8902_G_A5 | 8902 | G | A5 |  | Hydro |  | WECC_AZ | Arizona | 4 | Mohave | 15 | 04015 | 127 | 0 | 1943 | 9999 |  |  | N | Hydro | [13 empty] | 0 | 0 | 0 | 0 | [11 empty] | U S Bureau of Reclamation | 100 | U S Bureau of Reclamation | 100
Hoover Dam (AZ) | 8902_G_A3 | 8902 | G | A3 |  | Hydro |  | WECC_AZ | Arizona | 4 | Mohave | 15 | 04015 | 130 | 0 | 1952 | 9999 |  |  | N | Hydro | [13 empty] | 0 | 0 | 0 | 0 | [11 empty] | U S Bureau of Reclamation | 100 | U S Bureau of Reclamation | 100
Hoover Dam (AZ) | 8902_G_A4 | 8902 | G | A4 |  | Hydro |  | WECC_AZ | Arizona | 4 | Mohave | 15 | 04015 | 130 | 0 | 1952 | 9999 |  |  | N | Hydro | [13 empty] | 0 | 0 | 0 | 0 | [11 empty] | U S Bureau of Reclamation | 100 | U S Bureau of Reclamation | 100
Hoover Dam (AZ) | 8902_G_A9 | 8902 | G | A9 |  | Hydro |  | WECC_AZ | Arizona | 4 | Mohave | 15 | 04015 | 68.5 | 0 | 1952 | 9999 |  |  | N | Hydro | [13 empty] | 0 | 0 | 0 | 0 | [11 empty] | U S Bureau of Reclamation | 100 | U S Bureau of Reclamation | 100
Astoria Generating Station | 8906_B_20 | 8906 | B | 20 | 3485 | O/G Steam |  | NY_Z_J | New York | 36 | Queens | 81 | 36081 | 173 | 14137 | 1954 | 9999 | wall | dry | N | Natural Gas |  |  |  | LNB | [8 empty] | 0.001 | 0.07909 | 0.07909 | 0.07909 | 0.07909 | [11 empty] | Astoria Generating | 100 | ArcLight Capital Partners LLC | 100
Astoria Generating Station | 8906_B_30 | 8906 | B | 30 | 90457 | O/G Steam |  | NY_Z_J | New York | 36 | Queens | 81 | 36081 | 377 | 12256 | 1958 | 9999 | wall | dry | N | Natural Gas |  |  |  | FR | [8 empty] | 1.02 | 0.04725 | 0.04725 | 0.04725 | 0.04725 | [11 empty] | Astoria Generating | 100 | ArcLight Capital Partners LLC | 100
Astoria Generating Station | 8906_B_50 | 8906 | B | 50 | 90461 | O/G Steam |  | NY_Z_J | New York | 36 | Queens | 81 | 36081 | 378 | 11763 | 1962 | 9999 | tangential |  | N | Natural Gas |  |  |  | LNB | [8 empty] | 1.02 | 0.04962 | 0.04962 | 0.04962 | 0.04962 | [11 empty] | Astoria Generating | 100 | ArcLight Capital Partners LLC | 100
Astoria Generating Station | 8906_G_1 | 8906 | G | 1 | 3489 | Combustion Turbine |  | NY_Z_J | New York | 36 | Queens | 81 | 36081 | 14 | 18734 | 1967 | 9999 |  |  | N | Natural Gas | [13 empty] | 0.2224 | 0.2224 | 0.2224 | 0.2224 | [11 empty] | Astoria Generating | 100 | ArcLight Capital Partners LLC | 100
Cherry Street | 9038_G_7 | 9038 | G | 7 |  | Combustion Turbine | IC Engine | NENGREST | Massachusetts | 25 | Middlesex | 17 | 25017 | 2.5 | 11228 | 1951 | 9999 |  |  | N | Distillate Fuel Oil | [12 empty] | 0.789 | 3.1545 | 3.1545 | 3.1545 | 3.1545 | [11 empty] | Hudson Light & Power Dept | 100 | Hudson Light & Power Dept | 100
Cherry Street | 9038_G_8 | 9038 | G | 8 |  | Combustion Turbine | IC Engine | NENGREST | Massachusetts | 25 | Middlesex | 17 | 25017 | 3.4 | 11204 | 1956 | 9999 |  |  | N | Natural Gas, Distillate Fuel Oil | [12 empty] | 0.789 | 3.0738 | 3.0738 | 3.0738 | 3.0738 | [11 empty] | Hudson Light & Power Dept | 100 | Hudson Light & Power Dept | 100
Cherry Street | 9038_G_12 | 9038 | G | 12 |  | Combustion Turbine | IC Engine | NENGREST | Massachusetts | 25 | Middlesex | 17 | 25017 | 4.9 | 11220 | 1972 | 9999 |  |  | N | Natural Gas, Distillate Fuel Oil | [12 empty] | 0.789 | 3.1 | 3.1 | 3.1 | 3.1 | [11 empty] | Hudson Light & Power Dept | 100 | Hudson Light & Power Dept | 100
Monroe Street | 9095_G_6 | 9095 | G | 6 |  | Hydro |  | WECC_PNW | Washington | 53 | Spokane | 63 | 53063 | 15 | 0 | 1992 | 9999 |  |  | N | Hydro | [13 empty] | 0 | 0 | 0 | 0 | [11 empty] | Avista Corp | 100 | Avista Corp | 100
Upper Falls | 9096_G_1 | 9096 | G | 1 |  | Hydro |  | WECC_PNW | Washington | 53 | Spokane | 63 | 53063 | 10.2 | 0 | 1922 | 9999 |  |  | N | Hydro | [13 empty] | 0 | 0 | 0 | 0 | [11 empty] | Avista Corp | 100 | Avista Corp | 100
Cabot Holyoke | 9864_G_1 | 9864 | G | 1 |  | Hydro |  | NENGREST | Massachusetts | 25 | Hampden | 13 | 25013 | 0.6 | 0 | 1893 | 9999 |  |  | N | Hydro | [13 empty] | 0 | 0 | 0 | 0 | [11 empty] | Holyoke Gas & Electric Dept | 100 | Holyoke Gas & Electric Dept | 100
Cabot Holyoke | 9864_G_4 | 9864 | G | 4 |  | Hydro |  | NENGREST | Massachusetts | 25 | Hampden | 13 | 25013 | 0.5 | 0 | 1907 | 9999 |  |  | N | Hydro | [13 empty] | 0 | 0 | 0 | 0 | [11 empty] | Holyoke Gas & Electric Dept | 100 | Holyoke Gas & Electric Dept | 100
Cabot Holyoke | 9864_G_2 | 9864 | G | 2 |  | Hydro |  | NENGREST | Massachusetts | 25 | Hampden | 13 | 25013 | 0.6 | 0 | 1938 | 9999 |  |  | N | Hydro | [13 empty] | 0 | 0 | 0 | 0 | [11 empty] | Holyoke Gas & Electric Dept | 100 | Holyoke Gas & Electric Dept | 100
Cabot Holyoke | 9864_G_3 | 9864 | G | 3 |  | Hydro |  | NENGREST | Massachusetts | 25 | Hampden | 13 | 25013 | 0.4 | 0 | 1939 | 9999 |  |  | N | Hydro | [13 empty] | 0 | 0 | 0 | 0 | [11 empty] | Holyoke Gas & Electric Dept | 100 | Holyoke Gas & Electric Dept | 100
Colorado Energy Nations Company | 10003_B_BLR1 | 10003 | B | BLR1 |  | O/G Steam |  | WECC_CO | Colorado | 8 | Jefferson | 59 | 08059 | 10 | 8300 | 1967 | 9999 |  |  | Y | Natural Gas | [12 empty] | 1.5 | 0.23063 | 0.23063 | 0.23063 | 0.23063 | [11 empty] | Colorado Energy Nations Co LLP | 100 | ENGIE SA | 100
Colorado Energy Nations Company | 10003_B_BLR2 | 10003 | B | BLR2 |  | O/G Steam |  | WECC_CO | Colorado | 8 | Jefferson | 59 | 08059 | 10 | 8300 | 1967 | 9999 |  |  | Y | Natural Gas | [12 empty] | 1.5 | 0.23063 | 0.23063 | 0.23063 | 0.23063 | [11 empty] | Colorado Energy Nations Co LLP | 100 | ENGIE SA | 100
Colorado Energy Nations Company | 10003_B_BLR4 | 10003 | B | BLR4 |  | O/G Steam |  | WECC_CO | Colorado | 8 | Jefferson | 59 | 08059 | 10 | 8300 | 1974 | 9999 |  |  | Y | Natural Gas |  |  |  | other | [8 empty] | 1 | 0.04408 | 0.04408 | 0.04408 | 0.04408 | [11 empty] | Colorado Energy Nations Co LLP | 100 | ENGIE SA | 100
Colorado Energy Nations Company | 10003_B_BLR5 | 10003 | B | BLR5 |  | O/G Steam |  | WECC_CO | Colorado | 8 | Jefferson | 59 | 08059 | 10 | 8300 | 1979 | 9999 |  |  | Y | Natural Gas |  |  |  | other | [8 empty] | 1 | 0.04481 | 0.04481 | 0.04481 | 0.04481 | [11 empty] | Colorado Energy Nations Co LLP | 100 | ENGIE SA | 100
Mosaic South Pierce Operations | 10004_G_TG1 | 10004 | G | TG1 |  | Non-Fossil Waste |  | FRCC | Florida | 12 | Polk | 105 | 12105 | 4 | 9194 | 1978 | 9999 |  |  | Y | Non-Fossil Waste | [13 empty] | 0 | 0 | 0 | 0 | [11 empty] | Mosaic Co | 100 | Mosaic Co (The) | 100
Mosaic South Pierce Operations | 10004_G_TG2 | 10004 | G | TG2 |  | Non-Fossil Waste |  | FRCC | Florida | 12 | Polk | 105 | 12105 | 33 | 9194 | 1992 | 9999 |  |  | Y | Non-Fossil Waste | [13 empty] | 0 | 0 | 0 | 0 | [11 empty] | Mosaic Co | 100 | Mosaic Co (The) | 100
Dinosaur Point | 10005_G_WTGS | 10005 | G | WTGS |  | Onshore Wind |  | WEC_CALN | California | 6 | Merced | 47 | 06047 | 17 | 0 | 1988 | 9999 |  |  | N | Wind | [13 empty] | 0 | 0 | 0 | 0 | [11 empty] | Intl Turbine Research Inc | 100 | Intl Turbine Research Inc | 100
Baptist Medical Center | 10008_G_TG-2 | 10008 | G | TG-2 |  | Combustion Turbine |  | FRCC | Florida | 12 | Duval | 31 | 12031 | 2.2 | 8700 | 1983 | 9999 |  |  | Y | Natural Gas, Distillate Fuel Oil | [12 empty] | 0.8 | 0.47388 | 0.47388 | 0.47388 | 0.47388 | [11 empty] | Baptist Memorial Hospital | 100 | Baptist Memorial Health Care Corp | 100
Baptist Medical Center | 10008_G_TG-3 | 10008 | G | TG-3 |  | Combustion Turbine |  | FRCC | Florida | 12 | Duval | 31 | 12031 | 2.7 | 8700 | 1986 | 9999 |  |  | Y | Natural Gas, Distillate Fuel Oil | [12 empty] | 0.8 | 0.47388 | 0.47388 | 0.47388 | 0.47388 | [11 empty] | Baptist Memorial Hospital | 100 | Baptist Memorial Health Care Corp | 100
Baptist Medical Center | 10008_G_TG-4 | 10008 | G | TG-4 |  | Combustion Turbine |  | FRCC | Florida | 12 | Duval | 31 | 12031 | 3.2 | 8700 | 1993 | 9999 |  |  | Y | Natural Gas, Distillate Fuel Oil | [12 empty] | 0.8 | 0.23894 | 0.23894 | 0.23894 | 0.23894 | [11 empty] | Baptist Memorial Hospital | 100 | Baptist Memorial Health Care Corp | 100
Covanta Hennepin Energy | 10013_B_1 | 10013 | B | 1 |  | Municipal Solid Waste |  | MIS_MNWI | Minnesota | 27 | Hennepin | 53 | 27053 | 16.8 | 18276 | 1989 | 9999 |  |  | N | MSW | Dry Scrubber | 1989 | 0.95 | AA | SNCR |  |  | B | NA | ACI | 1994 |  |  | 0.21601 | 0.21601 | 0.21601 | 0.21601 | 0.08 | 0.08 | 0.08 | [8 empty] | Covanta Hennepin Energy Resource Co | 100 | Covanta Holding Corp | 100
Covanta Hennepin Energy | 10013_B_2 | 10013 | B | 2 |  | Municipal Solid Waste |  | MIS_MNWI | Minnesota | 27 | Hennepin | 53 | 27053 | 16.8 | 18276 | 1989 | 9999 |  |  | N | MSW | Dry Scrubber | 1989 | 0.95 | AA | SNCR |  |  | B | NA | ACI | 1994 |  |  | 0.21575 | 0.21575 | 0.21575 | 0.21575 | 0.08 | 0.08 | 0.08 | [8 empty] | Covanta Hennepin Energy Resource Co | 100 | Covanta Holding Corp | 100
Lucky Peak Power Plant Project | 10014_G_U131 | 10014 | G | U131 |  | Hydro |  | WECC_ID | Idaho | 16 | Ada | 1 | 16001 | 36.2 | 0 | 1988 | 9999 |  |  | N | Hydro | [13 empty] | 0 | 0 | 0 | 0 | [11 empty] | Boise Kuna Irrigation District | 100 | Boise Kuna Irrigation District | 100
Lucky Peak Power Plant Project | 10014_G_U132 | 10014 | G | U132 |  | Hydro |  | WECC_ID | Idaho | 16 | Ada | 1 | 16001 | 36.2 | 0 | 1988 | 9999 |  |  | N | Hydro | [13 empty] | 0 | 0 | 0 | 0 | [11 empty] | Boise Kuna Irrigation District | 100 | Boise Kuna Irrigation District | 100
Lucky Peak Power Plant Project | 10014_G_U133 | 10014 | G | U133 |  | Hydro |  | WECC_ID | Idaho | 16 | Ada | 1 | 16001 | 10.6 | 0 | 1988 | 9999 |  |  | N | Hydro | [13 empty] | 0 | 0 | 0 | 0 | [11 empty] | Boise Kuna Irrigation District | 100 | Boise Kuna Irrigation District | 100
Desert Peak Power Plant | 10018_G_GEN2 | 10018 | G | GEN2 |  | Geothermal |  | WECC_NNV | Nevada | 32 | Lyon | 19 | 32019 | 10 | 9771 | 2006 | 9999 |  |  | N | Geothermal | [13 empty] | 0 | 0 | 0 | 0 | 0.4563 | 0.4563 | 0.4563 | [8 empty] | ORNI 3 LLC | 100 | Ormat Technologies Inc | 100
Desert Peak Power Plant | 10018_G_OEC2 | 10018 | G | OEC2 |  | Geothermal |  | WECC_NNV | Nevada | 32 | Lyon | 19 | 32019 | 7.3 | 9771 | 2006 | 9999 |  |  | N | Geothermal | [13 empty] | 0 | 0 | 0 | 0 | 0.4563 | 0.4563 | 0.4563 | [8 empty] | ORNI 3 LLC | 100 | Ormat Technologies Inc | 100
RED-Rochester, LLC | 10025_B_44 | 10025 | B | 44 | 3518 | O/G Steam |  | NY_Z_B | New York | 36 | Monroe | 55 | 36055 | 23.8 | 8300 | 1948 | 9999 | tangential | dry | Y | Natural Gas |  |  |  | FU + LA | [8 empty] | 1.1 | 0.05385 | 0.05385 | 0.05385 | 0.05385 | [11 empty] | RED Rochester LLC | 100 | Recycled Energy Development LLC | 100
RED-Rochester, LLC | 10025_G_KPR1 | 10025 | G | KPR1 |  | Hydro |  | NY_Z_B | New York | 36 | Monroe | 55 | 36055 | 0.4 | 0 | 1957 | 9999 |  |  | N | Hydro | [13 empty] | 0 | 0 | 0 | 0 | [11 empty] | RED Rochester LLC | 100 | Recycled Energy Development LLC | 100
RED-Rochester, LLC | 10025_B_41 | 10025 | B | 41 | 3518 | O/G Steam |  | NY_Z_B | New York | 36 | Monroe | 55 | 36055 | 17.3 | 8300 | 1964 | 9999 | cyclone | wet | Y | Natural Gas |  |  |  | FU + LA | [8 empty] | 1.1 | 0.06 | 0.06 | 0.06 | 0.06 | [11 empty] | RED Rochester LLC | 100 | Recycled Energy Development LLC | 100
RED-Rochester, LLC | 10025_B_PB1 | 10025 | B | PB1 |  | O/G Steam |  | NY_Z_B | New York | 36 | Monroe | 55 | 36055 | 0.38 | 8300 | 1966 | 9999 | wall |  | Y | Residual Fuel Oil |  |  |  | LA | [8 empty] | 4.99 | 0.08 | 0.08 | 0.08 | 0.08 | [11 empty] | RED Rochester LLC | 100 | Recycled Energy Development LLC | 100
RED-Rochester, LLC | 10025_B_PB2 | 10025 | B | PB2 |  | O/G Steam |  | NY_Z_B | New York | 36 | Monroe | 55 | 36055 | 0.38 | 8300 | 1966 | 9999 | wall |  | Y | Residual Fuel Oil |  |  |  | LA | [8 empty] | 4.99 | 0.08 | 0.08 | 0.08 | 0.08 | [11 empty] | RED Rochester LLC | 100 | Recycled Energy Development LLC | 100
RED-Rochester, LLC | 10025_B_PB3 | 10025 | B | PB3 |  | O/G Steam |  | NY_Z_B | New York | 36 | Monroe | 55 | 36055 | 0.38 | 8300 | 1966 | 9999 | wall |  | Y | Residual Fuel Oil |  |  |  | LA | [8 empty] | 4.99 | 0.08 | 0.08 | 0.08 | 0.08 | [11 empty] | RED Rochester LLC | 100 | Recycled Energy Development LLC | 100
RED-Rochester, LLC | 10025_B_PB4 | 10025 | B | PB4 |  | O/G Steam |  | NY_Z_B | New York | 36 | Monroe | 55 | 36055 | 0.38 | 8300 | 1966 | 9999 | wall |  | Y | Residual Fuel Oil |  |  |  | LA | [8 empty] | 4.99 | 0.08 | 0.08 | 0.08 | 0.08 | [11 empty] | RED Rochester LLC | 100 | Recycled Energy Development LLC | 100
RED-Rochester, LLC | 10025_B_42 | 10025 | B | 42 | 3516 | O/G Steam |  | NY_Z_B | New York | 36 | Monroe | 55 | 36055 | 17.3 | 8300 | 1968 | 9999 | cyclone | wet | Y | Natural Gas |  |  |  | FU + LA | [8 empty] | 1.1 | 0.06 | 0.06 | 0.06 | 0.06 | [11 empty] | RED Rochester LLC | 100 | Recycled Energy Development LLC | 100
RED-Rochester, LLC | 10025_B_43 | 10025 | B | 43 | 3517 | O/G Steam |  | NY_Z_B | New York | 36 | Monroe | 55 | 36055 | 23.8 | 8300 | 1969 | 9999 | cyclone | wet | Y | Natural Gas |  |  |  | FU + LA | [8 empty] | 1.1 | 0.06 | 0.06 | 0.06 | 0.06 | [11 empty] | RED Rochester LLC | 100 | Recycled Energy Development LLC | 100
RED-Rochester, LLC | 10025_G_75TG | 10025 | G | 75TG |  | O/G Steam |  | NY_Z_B | New York | 36 | Monroe | 55 | 36055 | 2.2 | 11798 | 2015 | 9999 |  |  | N | Natural Gas | [12 empty] | 1.1 | 0.035 | 0.035 | 0.035 | 0.035 | [11 empty] | RED Rochester LLC | 100 | Recycled Energy Development LLC | 100
RED-Rochester, LLC | 10025_B_45 | 10025 | B | 45 |  | O/G Steam |  | NY_Z_B | New York | 36 | Monroe | 55 | 36055 | 0.94 | 8300 | 2017 | 9999 | wall | dry | Y | Natural Gas | [13 empty] | 0.15 | 0.15 | 0.15 | 0.15 | [11 empty] | RED Rochester LLC | 100 | Recycled Energy Development LLC | 100
RED-Rochester, LLC | 10025_B_46 | 10025 | B | 46 |  | O/G Steam |  | NY_Z_B | New York | 36 | Monroe | 55 | 36055 | 10.9 | 8300 | 2017 | 9999 | wall | dry | Y | Natural Gas | [13 empty] | 0.05 | 0.05 | 0.05 | 0.05 | [11 empty] | RED Rochester LLC | 100 | Recycled Energy Development LLC | 100
RED-Rochester, LLC | 10025_B_47 | 10025 | B | 47 |  | O/G Steam |  | NY_Z_B | New York | 36 | Monroe | 55 | 36055 | 10.9 | 8300 | 2017 | 9999 | wall | dry | Y | Natural Gas | [13 empty] | 0.05 | 0.05 | 0.05 | 0.05 | [11 empty] | RED Rochester LLC | 100 | Recycled Energy Development LLC | 100
RED-Rochester, LLC | 10025_B_48 | 10025 | B | 48 |  | O/G Steam |  | NY_Z_B | New York | 36 | Monroe | 55 | 36055 | 10.9 | 8300 | 2017 | 9999 | wall | dry | Y | Natural Gas | [13 empty] | 0.05 | 0.05 | 0.05 | 0.05 | [11 empty] | RED Rochester LLC | 100 | Recycled Energy Development LLC | 100
Energy Center Dover | 10030_G_COG1 | 10030 | G | COG1 |  | Combined Cycle |  | PJM_EMAC | Delaware | 10 | Kent | 1 | 10001 | 15 | 7517 | 1985 | 9999 |  |  | Y | Natural Gas |  |  |  |  | SCR | [8 empty] | 0.0081674 | 0.0081674 | 0.0081674 | 0.0081674 | [11 empty] | Energy Center Dover LLC | 100 | Basalt Infastructure Partners LLC | 100
Energy Center Dover | 10030_G_KD-1 | 10030 | G | KD-1 | 5046 | Combined Cycle |  | PJM_EMAC | Delaware | 10 | Kent | 1 | 10001 | 44 | 7517 | 2001 | 9999 |  |  | Y | Natural Gas |  |  |  | H2O | SCR | [7 empty] | 0.81 | 0.0081674 | 0.0081674 | 0.0081674 | 0.0081674 | [11 empty] | Energy Center Dover LLC | 100 | Basalt Infastructure Partners LLC | 100
Energy Center Dover | 10030_G_KD-2 | 10030 | G | KD-2 | 5047 | Combustion Turbine |  | PJM_EMAC | Delaware | 10 | Kent | 1 | 10001 | 44 | 10745 | 2001 | 9999 |  |  | N | Natural Gas, Distillate Fuel Oil |  |  |  | H2O | [8 empty] | 0.81 | 0.07804 | 0.07804 | 0.07804 | 0.07804 | [11 empty] | Energy Center Dover LLC | 100 | Basalt Infastructure Partners LLC | 100
Gilroy Power Plant | 10034_G_GEN1 | 10034 | G | GEN1 | 89552 | Combined Cycle |  | WEC_CALN | California | 6 | Santa Clara | 85 | 06085 | 85 | 7705 | 1987 | 9999 |  |  | Y | Natural Gas | [13 empty] | 0.036993 | 0.036993 | 0.036993 | 0.036993 | [11 empty] | Calpine Gilroy Cogeneration LP | 100 | Energy Capital Partners | 100
Gilroy Power Plant | 10034_G_GEN2 | 10034 | G | GEN2 | 89552 | Combined Cycle |  | WEC_CALN | California | 6 | Santa Clara | 85 | 06085 | 30 | 7705 | 1987 | 9999 |  |  | Y | Natural Gas | [13 empty] | 0.036993 | 0.036993 | 0.036993 | 0.036993 | [11 empty] | Calpine Gilroy Cogeneration LP | 100 | Energy Capital Partners | 100
Hillsborough Hosiery | 10036_G_GEN1 | 10036 | G | GEN1 |  | Hydro |  | NENGREST | New Hampshire | 33 | Hillsborough | 11 | 33011 | 0.6 | 0 | 1989 | 9999 |  |  | N | Hydro | [13 empty] | 0 | 0 | 0 | 0 | [11 empty] | Silverstreet Hydro | 100 | Silverstreet Hydro | 100
Hillsborough Hosiery | 10036_G_GEN2 | 10036 | G | GEN2 |  | Hydro |  | NENGREST | New Hampshire | 33 | Hillsborough | 11 | 33011 | 0.6 | 0 | 1989 | 9999 |  |  | N | Hydro | [13 empty] | 0 | 0 | 0 | 0 | [11 empty] | Ace Power Partners | 99 | ArcLight Capital Partners LLC | 99
Kaweah Delta District Hospital | 10042_G_KDHT1 | 10042 | G | KDHT1 |  | Combustion Turbine |  | WECC_SCE | California | 6 | Tulare | 107 | 06107 | 3.5 | 12369 | 2008 | 9999 |  |  | N | Natural Gas | [13 empty] | 0.01246 | 0.01246 | 0.01246 | 0.01246 | [11 empty] | Kaweah Delta Hospital | 100 | Kaweah Delta Hospital | 100
Little Mac Project | 10049_G_1 | 10049 | G | 1 |  | Hydro |  | WECC_ID | Idaho | 16 | Twin Falls | 83 | 16083 | 0.3 | 0 | 1984 | 9999 |  |  | N | Hydro | [13 empty] | 0 | 0 | 0 | 0 | [11 empty] | J & R Energy Inc | 100 | J & R Energy Inc | 100
Little Mac Project | 10049_G_2 | 10049 | G | 2 |  | Hydro |  | WECC_ID | Idaho | 16 | Twin Falls | 83 | 16083 | 0.4 | 0 | 1984 | 9999 |  |  | N | Hydro | [13 empty] | 0 | 0 | 0 | 0 | [11 empty] | J & R Energy Inc | 100 | J & R Energy Inc | 100
Little Mac Project | 10049_G_3 | 10049 | G | 3 |  | Hydro |  | WECC_ID | Idaho | 16 | Twin Falls | 83 | 16083 | 0.4 | 0 | 1984 | 9999 |  |  | N | Hydro | [13 empty] | 0 | 0 | 0 | 0 | [11 empty] | J & R Energy Inc | 100 | J & R Energy Inc | 100
Little Mac Project | 10049_G_4 | 10049 | G | 4 |  | Hydro |  | WECC_ID | Idaho | 16 | Twin Falls | 83 | 16083 | 0.4 | 0 | 1984 | 9999 |  |  | N | Hydro | [13 empty] | 0 | 0 | 0 | 0 | [11 empty] | J & R Energy Inc | 100 | J & R Energy Inc | 100
Fourche Creek Wastewater | 10050_G_4 | 10050 | G | 4 |  | Non-Fossil Waste |  | MIS_AR | Arkansas | 5 | Pulaski | 119 | 05119 | 1.3 | 3911 | 2009 | 9999 |  |  | Y | Non-Fossil Waste | [13 empty] | 0 | 0 | 0 | 0 | [11 empty] | Little Rock Wastewater Utility | 100 | Little Rock Wastewater Utility | 100
Lockville Hydropower | 10051_G_GEN1 | 10051 | G | GEN1 |  | Hydro |  | S_VACA | North Carolina | 37 | Chatham | 37 | 37037 | 0.6 | 0 | 1985 | 9999 |  |  | N | Hydro | [13 empty] | 0 | 0 | 0 | 0 | [11 empty] | Lockville Hydropower Co | 100 | Lockville Hydropower Co | 100
Lockville Hydropower | 10051_G_GEN2 | 10051 | G | GEN2 |  | Hydro |  | S_VACA | North Carolina | 37 | Chatham | 37 | 37037 | 0.6 | 0 | 1985 | 9999 |  |  | N | Hydro | [13 empty] | 0 | 0 | 0 | 0 | [11 empty] | Lockville Hydropower Co | 100 | Lockville Hydropower Co | 100
Fairhaven Power | 10052_B_BLR1 | 10052 | B | BLR1 |  | Biomass |  | WEC_CALN | California | 6 | Humboldt | 23 | 06023 | 16 | 17738 | 1986 | 9999 |  |  | N | Biomass |  |  |  | AA + LNB + OFA |  |  |  | ESPH | No |  |  |  |  | 0.12268 | 0.12268 | 0.12268 | 0.12268 | [11 empty] | DG Fairhaven Power LLC | 100 | EWP America Inc | 100
Mars Wrigley Confectionery US, LLC | 10061_G_GEN1 | 10061 | G | GEN1 |  | Combined Cycle |  | PJM_EMAC | New Jersey | 34 | WARREN | 41 | 34041 | 8.8 | 7905 | 1989 | 9999 |  |  | Y | Natural Gas | [13 empty] | 0.02214 | 0.02214 | 0.02214 | 0.02214 | [11 empty] | M & M Mars Inc | 100 | Mars Inc | 100
Miami Dade County Resource Recovery Fac | 10062_B_BLR1 | 10062 | B | BLR1 |  | Municipal Solid Waste |  | FRCC | Florida | 12 | Miami Dade | 86 | 12086 | 17.9 | 25743 | 1983 | 9999 |  |  | N | MSW | Dry Scrubber | 2000 | 0.389 | other | SNCR |  |  | B | NA | ACI | 2000 |  |  | 0.62599 | 0.23 | 0.62599 | 0.23 | 0.08 | 0.08 | 0.08 | [8 empty] | Metro Dade County | 100 | Metro Dade County | 100
Miami Dade County Resource Recovery Fac | 10062_B_BLR2 | 10062 | B | BLR2 |  | Municipal Solid Waste |  | FRCC | Florida | 12 | Miami Dade | 86 | 12086 | 17.9 | 25743 | 1983 | 9999 |  |  | N | MSW | Dry Scrubber | 2000 | 0.771 | other | SNCR |  |  | B | NA | ACI | 2000 |  |  | 0.62599 | 0.23 | 0.62599 | 0.23 | 0.08 | 0.08 | 0.08 | [8 empty] | Metro Dade County | 100 | Metro Dade County | 100
Miami Dade County Resource Recovery Fac | 10062_B_BLR3 | 10062 | B | BLR3 |  | Municipal Solid Waste |  | FRCC | Florida | 12 | Miami Dade | 86 | 12086 | 17.9 | 25743 | 1983 | 9999 |  |  | N | MSW | Dry Scrubber | 2000 | 0.69 | other | SNCR |  |  | B | NA | ACI | 2000 |  |  | 0.62599 | 0.23 | 0.62599 | 0.23 | 0.08 | 0.08 | 0.08 | [8 empty] | Metro Dade County | 100 | Metro Dade County | 100
Miami Dade County Resource Recovery Fac | 10062_B_BLR4 | 10062 | B | BLR4 |  | Municipal Solid Waste |  | FRCC | Florida | 12 | Miami Dade | 86 | 12086 | 17.9 | 25743 | 1983 | 9999 |  |  | N | MSW | Dry Scrubber | 2000 | 0.869 | other | SNCR |  |  | B | NA | ACI | 2000 |  |  | 0.62599 | 0.23 | 0.62599 | 0.23 | 0.08 | 0.08 | 0.08 | [8 empty] | Metro Dade County | 100 | Metro Dade County | 100
Derby Hydro | 10063_G_GEN1 | 10063 | G | GEN1 |  | Hydro |  | NENG_CT | Connecticut | 9 | Fairfield | 1 | 09001 | 4 | 0 | 1989 | 9999 |  |  | N | Hydro | [13 empty] | 0 | 0 | 0 | 0 | [11 empty] | Mc Callum Enterprises I LP | 100 | Mc Callum Enterprises I LP | 100
Derby Hydro | 10063_G_GEN2 | 10063 | G | GEN2 |  | Hydro |  | NENG_CT | Connecticut | 9 | Fairfield | 1 | 09001 | 4 | 0 | 1989 | 9999 |  |  | N | Hydro | [13 empty] | 0 | 0 | 0 | 0 | [11 empty] | Mc Callum Enterprises I LP | 100 | Mc Callum Enterprises I LP | 100
Derby Hydro | 10063_G_GEN3 | 10063 | G | GEN3 |  | Hydro |  | NENG_CT | Connecticut | 9 | Fairfield | 1 | 09001 | 0.3 | 0 | 1989 | 9999 |  |  | N | Hydro | [13 empty] | 0 | 0 | 0 | 0 | [11 empty] | Mc Callum Enterprises I LP | 100 | Mc Callum Enterprises I LP | 100
Derby Hydro | 10063_G_GEN4 | 10063 | G | GEN4 |  | Hydro |  | NENG_CT | Connecticut | 9 | Fairfield | 1 | 09001 | 0.3 | 0 | 1989 | 9999 |  |  | N | Hydro | [13 empty] | 0 | 0 | 0 | 0 | [11 empty] | Mc Callum Enterprises I LP | 100 | Mc Callum Enterprises I LP | 100
Lockwood Hydroelectric Facility | 10066_G_GEN1 | 10066 | G | GEN1 |  | Hydro |  | NENG_ME | Maine | 23 | Kennebec | 11 | 23011 | 0.7 | 0 | 1985 | 9999 |  |  | N | Hydro | [13 empty] | 0 | 0 | 0 | 0 | [11 empty] | Merimil LP | 100 | Merimil Holdings LLC | 100
Lockwood Hydroelectric Facility | 10066_G_GEN2 | 10066 | G | GEN2 |  | Hydro |  | NENG_ME | Maine | 23 | Kennebec | 11 | 23011 | 0.7 | 0 | 1985 | 9999 |  |  | N | Hydro | [13 empty] | 0 | 0 | 0 | 0 | [11 empty] | Merimil LP | 100 | Merimil Holdings LLC | 100
Lockwood Hydroelectric Facility | 10066_G_GEN3 | 10066 | G | GEN3 |  | Hydro |  | NENG_ME | Maine | 23 | Kennebec | 11 | 23011 | 0.7 | 0 | 1985 | 9999 |  |  | N | Hydro | [13 empty] | 0 | 0 | 0 | 0 | [11 empty] | Merimil LP | 100 | Merimil Holdings LLC | 100
Lockwood Hydroelectric Facility | 10066_G_GEN4 | 10066 | G | GEN4 |  | Hydro |  | NENG_ME | Maine | 23 | Kennebec | 11 | 23011 | 0.7 | 0 | 1985 | 9999 |  |  | N | Hydro | [13 empty] | 0 | 0 | 0 | 0 | [11 empty] | Merimil LP | 100 | Merimil Holdings LLC | 100
Lockwood Hydroelectric Facility | 10066_G_GEN5 | 10066 | G | GEN5 |  | Hydro |  | NENG_ME | Maine | 23 | Kennebec | 11 | 23011 | 0.7 | 0 | 1985 | 9999 |  |  | N | Hydro | [13 empty] | 0 | 0 | 0 | 0 | [11 empty] | Merimil LP | 100 | Merimil Holdings LLC | 100
Lockwood Hydroelectric Facility | 10066_G_GEN6 | 10066 | G | GEN6 |  | Hydro |  | NENG_ME | Maine | 23 | Kennebec | 11 | 23011 | 0.7 | 0 | 1985 | 9999 |  |  | N | Hydro | [13 empty] | 0 | 0 | 0 | 0 | [11 empty] | Merimil LP | 100 | Merimil Holdings LLC | 100
Lockwood Hydroelectric Facility | 10066_G_GEN7 | 10066 | G | GEN7 |  | Hydro |  | NENG_ME | Maine | 23 | Kennebec | 11 | 23011 | 2.2 | 0 | 1988 | 9999 |  |  | N | Hydro | [13 empty] | 0 | 0 | 0 | 0 | [11 empty] | Merimil LP | 100 | Merimil Holdings LLC | 100
Foothills Hydro Plant | 10070_G_GEN1 | 10070 | G | GEN1 |  | Hydro |  | WECC_CO | Colorado | 8 | Douglas | 35 | 08035 | 3.1 | 0 | 1985 | 9999 |  |  | N | Hydro | [13 empty] | 0 | 0 | 0 | 0 | [11 empty] | Denver Municipal Electric Utility | 100 | Denver Municipal Electric Utility | 100
Engineered Carbons Borger Cogen | 10072_B_WHBOIL | 10072 | B | WHBOIL |  | Fossil Waste |  | SPP_SPS | Texas | 48 | Hutchinson | 233 | 48233 | 18.8 | 10994 | 1982 | 9999 |  |  | N | Fossil Waste | [12 empty] | 1.09 | 0.02195 | 0.02195 | 0.02195 | 0.02195 | [11 empty] | Orion Engineered Carbons | 100 | Rhone Group LLC | 100
Strontia Springs Hydro Plant | 10081_G_GEN1 | 10081 | G | GEN1 |  | Hydro |  | WECC_CO | Colorado | 8 | Douglas | 35 | 08035 | 1 | 0 | 1986 | 9999 |  |  | N | Hydro | [13 empty] | 0 | 0 | 0 | 0 | [11 empty] | Denver Municipal Electric Utility | 100 | Denver Municipal Electric Utility | 100
Total Energy Facilities | 10091_G_GEN1 | 10091 | G | GEN1 |  | Non-Fossil Waste |  | WEC_LADW | California | 6 | Los Angeles | 37 | 06037 | 8 | 10489 | 1986 | 9999 |  |  | Y | Non-Fossil Waste | [13 empty] | 0 | 0 | 0 | 0 | [11 empty] | Sanitation Districts of Los Angeles County | 100 | Sanitation Districts of Los Angeles County | 100
Total Energy Facilities | 10091_G_GEN4 | 10091 | G | GEN4 |  | Non-Fossil Waste |  | WEC_LADW | California | 6 | Los Angeles | 37 | 06037 | 7.4 | 10489 | 1986 | 9999 |  |  | Y | Non-Fossil Waste | [13 empty] | 0 | 0 | 0 | 0 | [11 empty] | Sanitation Districts of Los Angeles County | 100 | Sanitation Districts of Los Angeles County | 100
Total Energy Facilities | 10091_G_G3 | 10091 | G | G3 |  | Non-Fossil Waste |  | WEC_LADW | California | 6 | Los Angeles | 37 | 06037 | 8 | 10489 | 2001 | 9999 |  |  | Y | Non-Fossil Waste | [13 empty] | 0 | 0 | 0 | 0 | [11 empty] | Sanitation Districts of Los Angeles County | 100 | Sanitation Districts of Los Angeles County | 100
Total Energy Facilities | 10091_G_G2 | 10091 | G | G2 |  | Non-Fossil Waste |  | WEC_LADW | California | 6 | Los Angeles | 37 | 06037 | 8 | 10489 | 2003 | 9999 |  |  | Y | Non-Fossil Waste | [13 empty] | 0 | 0 | 0 | 0 | [11 empty] | Sanitation Districts of Los Angeles County | 100 | Sanitation Districts of Los Angeles County | 100
Stevens Mills Dam | 10109_G_1G | 10109 | G | 1G |  | Hydro |  | NENGREST | New Hampshire | 33 | Merrimack | 13 | 33013 | 0.2 | 0 | 1985 | 9999 |  |  | N | Hydro | [13 empty] | 0 | 0 | 0 | 0 | [11 empty] | Franklin Power LLC | 100 | Hudson Clean Energy Partners LP | 100
Stevens Mills Dam | 10109_G_3G | 10109 | G | 3G |  | Hydro |  | NENGREST | New Hampshire | 33 | Merrimack | 13 | 33013 | 1.8 | 0 | 1985 | 9999 |  |  | N | Hydro | [13 empty] | 0 | 0 | 0 | 0 | [11 empty] | Franklin Power LLC | 100 | Hudson Clean Energy Partners LP | 100
John B Rich Memorial Power Station | 10113_B_CFB1 | 10113 | B | CFB1 | 3527 | Coal Steam |  | PJM_WMAC | Pennsylvania | 42 | Schuylkill | 107 | 42107 | 40 | 13587 | 1988 | 9999 | FBC | dry | Y | Waste Coal | Reagent Injection | 1988 | 0.893 | OFA |  |  |  | B | NA |  |  |  | 4 | 0.09214 | 0.09214 | 0.09214 | 0.09214 | 0.01 | 0.01 | 0.01 | 0.98 | Yes | 1988 | [5 empty] | Gilberton Power Co | 100 | Gilberton Power Co | 100
John B Rich Memorial Power Station | 10113_B_CFB2 | 10113 | B | CFB2 | 3528 | Coal Steam |  | PJM_WMAC | Pennsylvania | 42 | Schuylkill | 107 | 42107 | 40 | 13587 | 1988 | 9999 | FBC | dry | Y | Waste Coal | Reagent Injection | 1988 | 0.893 | OFA |  |  |  | B | NA |  |  |  | 4 | 0.09146 | 0.09146 | 0.09146 | 0.09146 | 0.01 | 0.01 | 0.01 | 0.98 | Yes | 1988 | [5 empty] | Gilberton Power Co | 100 | Gilberton Power Co | 100
Grossmont Hospital | 10115_G_GEN3 | 10115 | G | GEN3 |  | Combustion Turbine |  | WEC_SDGE | California | 6 | San Diego | 73 | 06073 | 4.2 | 8700 | 2016 | 9999 |  |  | Y | Natural Gas | [13 empty] | 0.01092 | 0.01092 | 0.01092 | 0.01092 | [11 empty] | Grossmont Hospital | 100 | Sharp Healthcare | 100
Hampshire Paper | 10116_G_05 | 10116 | G | 05 |  | Hydro |  | NY_Z_C&E | New York | 36 | St Lawrence | 89 | 36089 | 1.8 | 0 | 1987 | 9999 |  |  | N | Hydro | [13 empty] | 0 | 0 | 0 | 0 | [11 empty] | Hampshire Paper Co Inc | 100 | Hampshire Paper Co Inc | 100
Harrisburg Facility | 10118_B_1 | 10118 | B | 1 |  | Municipal Solid Waste |  | PJM_WMAC | Pennsylvania | 42 | Dauphin | 43 | 42043 | 5.6 | 6464 | 2005 | 9999 |  |  | Y | MSW | Dry Scrubber | 2006 | 0.813 | FR + NH3 + OFA | SNCR |  |  | B | NA | ACI | 2006 |  |  | 0.14532 | 0.14532 | 0.14532 | 0.14532 | 0.08 | 0.08 | 0.08 |  | Yes | 2006 | [5 empty] | Harrisburg Authority | 100 | Harrisburg Authority | 100
Harrisburg Facility | 10118_B_2 | 10118 | B | 2 |  | Municipal Solid Waste |  | PJM_WMAC | Pennsylvania | 42 | Dauphin | 43 | 42043 | 5.6 | 6464 | 2005 | 9999 |  |  | Y | MSW | Dry Scrubber | 2006 | 0.813 | FR + NH3 + OFA | SNCR |  |  | B | NA | ACI | 2006 |  |  | 0.09 | 0.09 | 0.09 | 0.09 | 0.08 | 0.08 | 0.08 |  | Yes | 2006 | [5 empty] | Harrisburg Authority | 100 | Harrisburg Authority | 100
Harrisburg Facility | 10118_B_3 | 10118 | B | 3 |  | Municipal Solid Waste |  | PJM_WMAC | Pennsylvania | 42 | Dauphin | 43 | 42043 | 5.6 | 6464 | 2005 | 9999 |  |  | Y | MSW | Dry Scrubber | 2006 | 0.813 | FR + NH3 + OFA | SNCR |  |  | B | NA | ACI | 2006 |  |  | 0.09 | 0.09 | 0.09 | 0.09 | 0.08 | 0.08 | 0.08 |  | Yes | 2006 | [5 empty] | Harrisburg Authority | 100 | Harrisburg Authority | 100
High Shoals Hydro (GA) | 10121_G_GEN1 | 10121 | G | GEN1 |  | Hydro |  | S_SOU | Georgia | 13 | Morgan | 211 | 13211 | 1.4 | 0 | 1988 | 9999 |  |  | N | Hydro | [13 empty] | 0 | 0 | 0 | 0 | [11 empty] | High Shoals Hydro | 100 | High Shoals Hydro | 100
Hollow Dam Power Partnership | 10124_G_HY1 | 10124 | G | HY1 |  | Hydro |  | NY_Z_C&E | New York | 36 | St Lawrence | 89 | 36089 | 0.3 | 0 | 1987 | 9999 |  |  | N | Hydro | [13 empty] | 0 | 0 | 0 | 0 | [11 empty] | Hollow Dam Power Co | 100 | Algonquin Power Income Fund | 100
Hollow Dam Power Partnership | 10124_G_HY2 | 10124 | G | HY2 |  | Hydro |  | NY_Z_C&E | New York | 36 | St Lawrence | 89 | 36089 | 0.3 | 0 | 1987 | 9999 |  |  | N | Hydro | [13 empty] | 0 | 0 | 0 | 0 | [11 empty] | Hollow Dam Power Co | 100 | Algonquin Power Income Fund | 100
Gosselin Hydro Plant | 10128_G_GEN1 | 10128 | G | GEN1 |  | Hydro |  | WEC_CALN | California | 6 | Trinity | 105 | 06105 | 0.1 | 0 | 1983 | 9999 |  |  | N | Hydro | [13 empty] | 0 | 0 | 0 | 0 | [11 empty] | Humboldt Bay Municipal Water District | 100 | Humboldt Bay Municipal Water District | 100
Gosselin Hydro Plant | 10128_G_GEN2 | 10128 | G | GEN2 |  | Hydro |  | WEC_CALN | California | 6 | Trinity | 105 | 06105 | 0.1 | 0 | 1983 | 9999 |  |  | N | Hydro | [13 empty] | 0 | 0 | 0 | 0 | [11 empty] | Humboldt Bay Municipal Water District | 100 | Humboldt Bay Municipal Water District | 100
Indiana University of Pennsylvania | 10129_G_GEN1 | 10129 | G | GEN1 |  | Combustion Turbine | IC Engine | PJM_PENE | Pennsylvania | 42 | Indiana | 63 | 42063 | 6 | 8700 | 1988 | 9999 |  |  | Y | Natural Gas, Distillate Fuel Oil | [12 empty] | 3.7 | 1.3579 | 1.3579 | 1.3579 | 1.3579 | [11 empty] | Indiana University of Pennsylvania | 100 | Indiana University of Pennsylvania | 100
Indiana University of Pennsylvania | 10129_G_GEN2 | 10129 | G | GEN2 |  | Combustion Turbine | IC Engine | PJM_PENE | Pennsylvania | 42 | Indiana | 63 | 42063 | 6 | 8700 | 1988 | 9999 |  |  | Y | Natural Gas, Distillate Fuel Oil | [12 empty] | 3.7 | 1.3579 | 1.3579 | 1.3579 | 1.3579 | [11 empty] | Indiana University of Pennsylvania | 100 | Indiana University of Pennsylvania | 100
Indiana University of Pennsylvania | 10129_G_GEN3 | 10129 | G | GEN3 |  | Combustion Turbine | IC Engine | PJM_PENE | Pennsylvania | 42 | Indiana | 63 | 42063 | 6 | 8700 | 1988 | 9999 |  |  | Y | Natural Gas, Distillate Fuel Oil | [12 empty] | 3.7 | 1.3579 | 1.3579 | 1.3579 | 1.3579 | [11 empty] | Indiana University of Pennsylvania | 100 | Indiana University of Pennsylvania | 100
Indiana University of Pennsylvania | 10129_G_GEN4 | 10129 | G | GEN4 |  | Combustion Turbine | IC Engine | PJM_PENE | Pennsylvania | 42 | Indiana | 63 | 42063 | 6 | 8700 | 1988 | 9999 |  |  | Y | Natural Gas, Distillate Fuel Oil | [12 empty] | 3.7 | 1.3579 | 1.3579 | 1.3579 | 1.3579 | [11 empty] | Indiana University of Pennsylvania | 100 | Indiana University of Pennsylvania | 100
Deweys Mill | 10137_G_GEN1 | 10137 | G | GEN1 |  | Hydro |  | NENGREST | Vermont | 50 | Windsor | 27 | 50027 | 2.4 | 0 | 1989 | 9999 |  |  | N | Hydro | [13 empty] | 0 | 0 | 0 | 0 | [11 empty] | Hydro Energies Inc | 100 | Enel SpA | 100
Deweys Mill | 10137_G_GEN2 | 10137 | G | GEN2 |  | Hydro |  | NENGREST | Vermont | 50 | Windsor | 27 | 50027 | 0.5 | 0 | 1989 | 9999 |  |  | N | Hydro | [13 empty] | 0 | 0 | 0 | 0 | [11 empty] | Hydro Energies Inc | 100 | Enel SpA | 100
South Dry Creek Hydro | 10138_G_1 | 10138 | G | 1 |  | Hydro |  | WECC_MT | Montana | 30 | Carbon | 9 | 30009 | 2 | 0 | 1985 | 9999 |  |  | N | Hydro | [13 empty] | 0 | 0 | 0 | 0 | [11 empty] | Hydro Dynamics Inc | 100 | Hydro Dynamics Inc | 100
Isabella Hydro Project | 10139_G_GEN1 | 10139 | G | GEN1 |  | Hydro |  | WECC_SCE | California | 6 | Kern | 29 | 06029 | 5.9 | 0 | 1990 | 9999 |  |  | N | Hydro | [13 empty] | 0 | 0 | 0 | 0 | [11 empty] | Isabella Partners | 100 | Isabella Partners | 100
Isabella Hydro Project | 10139_G_GEN2 | 10139 | G | GEN2 |  | Hydro |  | WECC_SCE | California | 6 | Kern | 29 | 06029 | 5.9 | 0 | 1990 | 9999 |  |  | N | Hydro | [13 empty] | 0 | 0 | 0 | 0 | [11 empty] | Isabella Partners | 100 | Isabella Partners | 100
Birch Creek Power | 10140_G_GEN1 | 10140 | G | GEN1 |  | Hydro |  | WECC_ID | Idaho | 16 | Clark | 33 | 16033 | 2.6 | 0 | 1986 | 9999 |  |  | N | Hydro | [13 empty] | 0 | 0 | 0 | 0 | [11 empty] | Birch Power Co | 100 | Birch Power Co | 100
Colver Power Project | 10143_B_ABB01 | 10143 | B | ABB01 | 3529 | Coal Steam |  | PJM_PENE | Pennsylvania | 42 | Cambria | 21 | 42021 | 110 | 11032 | 1995 | 9999 | FBC | dry | N | Waste Coal | Reagent Injection | 1995 | 0.893 | NH3 | SNCR |  | 1995 | B | NA |  |  |  | 0.54 | 0.15758 | 0.15758 | 0.15758 | 0.15758 | 0.01 | 0.01 | 0.01 | 0.98 | Yes | 2016 | [5 empty] | Inter Power/Ahlcon Partners L P | 100 | UBS AG | 100
Sierra Pacific Lincoln Facility | 10144_B_BLR3 | 10144 | B | BLR3 |  | Biomass |  | WEC_CALN | California | 6 | Placer | 61 | 06061 | 17.5 | 5019 | 2005 | 9999 |  |  | Y | Biomass |  |  |  |  | SNCR |  |  | ESPC + C | No |  |  |  |  | 0.1256 | 0.1256 | 0.1256 | 0.1256 | [11 empty] | Sierra Pacific Industries Inc | 100 | Sierra Pacific Industries | 100
Grant Town Power Plant | 10151_B_BLR1A | 10151 | B | BLR1A | 10068 | Coal Steam |  | PJM_AP | West Virginia | 54 | Marion | 49 | 54049 | 40 | 13650 | 1993 | 9999 | FBC | dry | N | Waste Coal | Reagent Injection | 1992 | 0.92 | CF + CM + NH3 | SNCR |  | 2003 | B | NA |  |  |  | 0.83 | 0.32225 | 0.16112 | 0.32225 | 0.16112 | 0.01 | 0.01 | 0.01 | 0.98 | Yes | 1992 | [5 empty] | American Bituminous Power LP | 100 | NRG Energy Inc | 100
Grant Town Power Plant | 10151_B_BLR1B | 10151 | B | BLR1B | 10069 | Coal Steam |  | PJM_AP | West Virginia | 54 | Marion | 49 | 54049 | 40 | 13650 | 1993 | 9999 | FBC | dry | N | Waste Coal | Reagent Injection | 1992 | 0.92 | CF + CM + NH3 | SNCR |  | 2003 | B | NA |  |  |  | 0.83 | 0.31997 | 0.15998 | 0.31997 | 0.15998 | 0.01 | 0.01 | 0.01 | 0.98 | Yes | 1992 | [5 empty] | American Bituminous Power LP | 100 | NRG Energy Inc | 100
Warrior Ridge Hydro | 10152_G_L-1 | 10152 | G | L-1 |  | Hydro |  | PJM_PENE | Pennsylvania | 42 | Huntingdon | 61 | 42061 | 0.7 | 0 | 1985 | 9999 |  |  | N | Hydro | [13 empty] | 0 | 0 | 0 | 0 | [11 empty] | American Hydro Power Co | 100 | American Hydro Power Co | 100
Warrior Ridge Hydro | 10152_G_L-2 | 10152 | G | L-2 |  | Hydro |  | PJM_PENE | Pennsylvania | 42 | Huntingdon | 61 | 42061 | 0.7 | 0 | 1985 | 9999 |  |  | N | Hydro | [13 empty] | 0 | 0 | 0 | 0 | [11 empty] | American Hydro Power Co | 100 | American Hydro Power Co | 100
Warrior Ridge Hydro | 10152_G_L-4 | 10152 | G | L-4 |  | Hydro |  | PJM_PENE | Pennsylvania | 42 | Huntingdon | 61 | 42061 | 0.7 | 0 | 1985 | 9999 |  |  | N | Hydro | [13 empty] | 0 | 0 | 0 | 0 | [11 empty] | American Hydro Power Co | 100 | American Hydro Power Co | 100
Warrior Ridge Hydro | 10152_G_L-5 | 10152 | G | L-5 |  | Hydro |  | PJM_PENE | Pennsylvania | 42 | Huntingdon | 61 | 42061 | 0.7 | 0 | 1985 | 9999 |  |  | N | Hydro | [13 empty] | 0 | 0 | 0 | 0 | [11 empty] | American Hydro Power Co | 100 | American Hydro Power Co | 100
Brasfield | 10155_G_1 | 10155 | G | 1 |  | Hydro |  | PJM_Dom | Virginia | 51 | Chesterfield | 41 | 51041 | 2.9 | 0 | 1993 | 9999 |  |  | N | Hydro | [13 empty] | 0 | 0 | 0 | 0 | [11 empty] | Appomattox River Associates LP | 100 | Appomattox River Associates LP | 100
Fresno Cogen Partners | 10156_G_GEN2 | 10156 | G | GEN2 | 89509 | Combined Cycle |  | WEC_CALN | California | 6 | Fresno | 19 | 06019 | 6 | 8754 | 1990 | 9999 |  |  | Y | Natural Gas |  |  |  | H2O | SCR | [8 empty] | 0.0082476 | 0.0082476 | 0.0082476 | 0.0082476 | [11 empty] | Fresno Cogeneration Partners LP | 100 | Fresno Cogeneration Partners LP | 100
Fresno Cogen Partners | 10156_G_GEN3 | 10156 | G | GEN3 |  | Combustion Turbine |  | WEC_CALN | California | 6 | Fresno | 19 | 06019 | 21.9 | 19283 | 2001 | 9999 |  |  | N | Natural Gas |  |  |  |  | SCR | [8 empty] | 0.01294 | 0.01294 | 0.01294 | 0.01294 | [11 empty] | Fresno Cogeneration Partners LP | 100 | Fresno Cogeneration Partners LP | 100
Fresno Cogen Partners | 10156_G_GEN4 | 10156 | G | GEN4 | 89509 | Combined Cycle |  | WEC_CALN | California | 6 | Fresno | 19 | 06019 | 45 | 8754 | 2004 | 9999 |  |  | Y | Natural Gas |  |  |  | H2O | SCR | [8 empty] | 0.0082476 | 0.0082476 | 0.0082476 | 0.0082476 | [11 empty] | Fresno Cogeneration Partners LP | 100 | Fresno Cogeneration Partners LP | 100
Whitewater Hydro Plant | 10162_G_WWHI | 10162 | G | WWHI |  | Hydro |  | WECC_SCE | California | 6 | Riverside | 65 | 06065 | 1.3 | 0 | 1986 | 9999 |  |  | N | Hydro | [13 empty] | 0 | 0 | 0 | 0 | [11 empty] | Desert Water Agency | 100 | Desert Water Agency | 100
Seadrift Coke LP | 10167_G_GEN1 | 10167 | G | GEN1 |  | Coal Steam |  | ERC_REST | Texas | 48 | Calhoun | 57 | 48057 | 7.6 | 10986 | 1983 | 9999 |  |  | Y | Petroleum Coke | [12 empty] | 0.79 | 0.47486 | 0.47486 | 0.47486 | 0.47486 | 0.05 | 0.05 | 0.05 | 0.98 | [7 empty] | Seadrift Coke L P | 100 | Carbide Graphite Group Inc | 100
Carson Cogeneration | 10169_G_GEN1 | 10169 | G | GEN1 | 89366 | Combined Cycle |  | WECC_SCE | California | 6 | Los Angeles | 37 | 06037 | 41.3 | 8642 | 1989 | 9999 |  |  | Y | Natural Gas |  |  |  | H2O | SCR | [8 empty] | 0.32293 | 0.32293 | 0.32293 | 0.32293 | [11 empty] | Carson Hybrid Storage LLC | 100 | Carson Hybrid Energy Storage LLC | 100
Carson Cogeneration | 10169_G_GEN2 | 10169 | G | GEN2 | 89366 | Combined Cycle |  | WECC_SCE | California | 6 | Los Angeles | 37 | 06037 | 8 | 8642 | 1990 | 9999 |  |  | Y | Natural Gas |  |  |  | H2O | SCR | [8 empty] | 0.32293 | 0.32293 | 0.32293 | 0.32293 | [11 empty] | Carson Hybrid Storage LLC | 100 | Carson Hybrid Energy Storage LLC | 100
Cherokee Falls | 10173_G_T-1 | 10173 | G | T-1 |  | Hydro |  | S_VACA | South Carolina | 45 | Cherokee | 21 | 45021 | 1 | 0 | 1985 | 9999 |  |  | N | Hydro | [13 empty] | 0 | 0 | 0 | 0 | [11 empty] | Aquenergy Systems Inc | 100 | Enel SpA | 100
Childrens Hospital | 10175_G_0799 | 10175 | G | 0799 |  | Combustion Turbine | IC Engine | WEC_SDGE | California | 6 | San Diego | 73 | 06073 | 2 | 13469 | 2000 | 9999 |  |  | N | Distillate Fuel Oil | [13 empty] | 0.4671 | 0.4671 | 0.4671 | 0.4671 | [11 empty] | Childrens Hospital & Health | 100 | Childrens Hospital & Health | 100
Childrens Hospital | 10175_G_1711 | 10175 | G | 1711 |  | Combustion Turbine |  | WEC_SDGE | California | 6 | San Diego | 73 | 06073 | 4.8 | 9185 | 2004 | 9999 |  |  | Y | Natural Gas | [13 empty] | 0.79549 | 0.79549 | 0.79549 | 0.79549 | [11 empty] | Childrens Hospital & Health | 100 | Childrens Hospital & Health | 100
Childrens Hospital | 10175_G_5083 | 10175 | G | 5083 |  | Combustion Turbine | IC Engine | WEC_SDGE | California | 6 | San Diego | 73 | 06073 | 1.5 | 13469 | 2010 | 9999 |  |  | N | Distillate Fuel Oil | [13 empty] | 0.4671 | 0.4671 | 0.4671 | 0.4671 | [11 empty] | Childrens Hospital & Health | 100 | Childrens Hospital & Health | 100
Childrens Hospital | 10175_G_5084 | 10175 | G | 5084 |  | Combustion Turbine | IC Engine | WEC_SDGE | California | 6 | San Diego | 73 | 06073 | 1.5 | 13469 | 2010 | 9999 |  |  | N | Distillate Fuel Oil | [13 empty] | 0.4671 | 0.4671 | 0.4671 | 0.4671 | [11 empty] | Childrens Hospital & Health | 100 | Childrens Hospital & Health | 100
Childrens Hospital | 10175_G_5085 | 10175 | G | 5085 |  | Combustion Turbine | IC Engine | WEC_SDGE | California | 6 | San Diego | 73 | 06073 | 1.5 | 13469 | 2010 | 9999 |  |  | N | Distillate Fuel Oil | [13 empty] | 0.4671 | 0.4671 | 0.4671 | 0.4671 | [11 empty] | Childrens Hospital & Health | 100 | Childrens Hospital & Health | 100
M Street Jet | 10176_G_NO.6 | 10176 | G | NO.6 | 3530 | Combustion Turbine |  | NENGREST | Massachusetts | 25 | Suffolk | 25 | 25025 | 50 | 15347 | 1979 | 9999 |  |  | N | Distillate Fuel Oil |  |  |  | H2O | [8 empty] | 1.2 | 0.14261 | 0.14261 | 0.14261 | 0.14261 | [11 empty] | Massachusetts Bay Transportation Authority | 100 | Massachusetts Bay Transmission Authority | 100
Metro Wastewater Reclamation District | 10180_G_3 | 10180 | G | 3 |  | Non-Fossil Waste |  | WECC_CO | Colorado | 8 | Denver | 31 | 08031 | 1.2 | 8785 | 1985 | 9999 |  |  | Y | Non-Fossil Waste | [13 empty] | 0 | 0 | 0 | 0 | [11 empty] | Metropolitan Wastewater Reclamation | 100 | Metropolitan Wastewater Reclamation | 100
Metro Wastewater Reclamation District | 10180_G_4 | 10180 | G | 4 |  | Non-Fossil Waste |  | WECC_CO | Colorado | 8 | Denver | 31 | 08031 | 1.2 | 8785 | 1985 | 9999 |  |  | Y | Non-Fossil Waste | [13 empty] | 0 | 0 | 0 | 0 | [11 empty] | Metropolitan Wastewater Reclamation | 100 | Metropolitan Wastewater Reclamation | 100
Metro Wastewater Reclamation District | 10180_G_5 | 10180 | G | 5 |  | Non-Fossil Waste |  | WECC_CO | Colorado | 8 | Denver | 31 | 08031 | 2.5 | 8785 | 2000 | 9999 |  |  | Y | Non-Fossil Waste | [13 empty] | 0 | 0 | 0 | 0 | [11 empty] | SUEZ Denver Metro LLC | 100 | ENGIE SA | 100
Metro Wastewater Reclamation District | 10180_G_6 | 10180 | G | 6 |  | Non-Fossil Waste |  | WECC_CO | Colorado | 8 | Denver | 31 | 08031 | 2.5 | 8785 | 2000 | 9999 |  |  | Y | Non-Fossil Waste | [13 empty] | 0 | 0 | 0 | 0 | [11 empty] | SUEZ Denver Metro LLC | 100 | ENGIE SA | 100
Mine Falls Generating Station | 10183_G_GEN1 | 10183 | G | GEN1 |  | Hydro |  | NENGREST | New Hampshire | 33 | Hillsborough | 11 | 33011 | 1.5 | 0 | 1985 | 9999 |  |  | N | Hydro | [13 empty] | 0 | 0 | 0 | 0 | [11 empty] | Mine Falls LP | 100 | Hudson Clean Energy Partners LP | 100
Mine Falls Generating Station | 10183_G_GEN2 | 10183 | G | GEN2 |  | Hydro |  | NENGREST | New Hampshire | 33 | Hillsborough | 11 | 33011 | 1.7 | 0 | 1985 | 9999 |  |  | N | Hydro | [13 empty] | 0 | 0 | 0 | 0 | [11 empty] | Mine Falls LP | 100 | Hudson Clean Energy Partners LP | 100
Central Utility Plant | 10184_G_EG1 | 10184 | G | EG1 |  | Combustion Turbine | IC Engine | ERC_REST | Texas | 48 | Travis | 453 | 48453 | 3.6 | 10245 | 1988 | 9999 |  |  | Y | Natural Gas, Distillate Fuel Oil | [12 empty] | 3 | 1.061 | 1.061 | 1.061 | 1.061 | [11 empty] | Silicon Hills Campus LLC | 100 | World Class Holdings | 100
Central Utility Plant | 10184_G_EG2 | 10184 | G | EG2 |  | Combustion Turbine | IC Engine | ERC_REST | Texas | 48 | Travis | 453 | 48453 | 2.5 | 10245 | 1988 | 9999 |  |  | Y | Natural Gas, Distillate Fuel Oil | [12 empty] | 3 | 1.061 | 1.061 | 1.061 | 1.061 | [11 empty] | Silicon Hills Campus LLC | 100 | World Class Holdings | 100
Central Utility Plant | 10184_G_TG1 | 10184 | G | TG1 |  | O/G Steam |  | ERC_REST | Texas | 48 | Travis | 453 | 48453 | 2.2 | 11765 | 1988 | 9999 |  |  | Y | Natural Gas, Distillate Fuel Oil | [12 empty] | 3 | 0.21238 | 0.21238 | 0.21238 | 0.21238 | [11 empty] | Silicon Hills Campus LLC | 100 | World Class Holdings | 100
Anson Abenaki Hydros | 10186_G_AB7 | 10186 | G | AB7 |  | Hydro |  | NENG_ME | Maine | 23 | Somerset | 25 | 23025 | 2.2 | 0 | 1950 | 9999 |  |  | N | Hydro | [13 empty] | 0 | 0 | 0 | 0 | [11 empty] | Eagle Creek Madison Hydro LLC | 100 | Hudson Clean Energy Partners LP | 100
Anson Abenaki Hydros | 10186_G_AB5 | 10186 | G | AB5 |  | Hydro |  | NENG_ME | Maine | 23 | Somerset | 25 | 23025 | 2.2 | 0 | 1961 | 9999 |  |  | N | Hydro | [13 empty] | 0 | 0 | 0 | 0 | [11 empty] | Eagle Creek Madison Hydro LLC | 100 | Hudson Clean Energy Partners LP | 100
Anson Abenaki Hydros | 10186_G_AB2 | 10186 | G | AB2 |  | Hydro |  | NENG_ME | Maine | 23 | Somerset | 25 | 23025 | 2.2 | 0 | 1980 | 9999 |  |  | N | Hydro | [13 empty] | 0 | 0 | 0 | 0 | [11 empty] | Eagle Creek Madison Hydro LLC | 100 | Hudson Clean Energy Partners LP | 100
Anson Abenaki Hydros | 10186_G_AB1 | 10186 | G | AB1 |  | Hydro |  | NENG_ME | Maine | 23 | Somerset | 25 | 23025 | 2.2 | 0 | 1983 | 9999 |  |  | N | Hydro | [13 empty] | 0 | 0 | 0 | 0 | [11 empty] | Eagle Creek Madison Hydro LLC | 100 | Hudson Clean Energy Partners LP | 100
Anson Abenaki Hydros | 10186_G_AB3 | 10186 | G | AB3 |  | Hydro |  | NENG_ME | Maine | 23 | Somerset | 25 | 23025 | 2.2 | 0 | 1983 | 9999 |  |  | N | Hydro | [13 empty] | 0 | 0 | 0 | 0 | [11 empty] | Eagle Creek Madison Hydro LLC | 100 | Hudson Clean Energy Partners LP | 100
Anson Abenaki Hydros | 10186_G_AB4 | 10186 | G | AB4 |  | Hydro |  | NENG_ME | Maine | 23 | Somerset | 25 | 23025 | 2.2 | 0 | 1983 | 9999 |  |  | N | Hydro | [13 empty] | 0 | 0 | 0 | 0 | [11 empty] | Eagle Creek Madison Hydro LLC | 100 | Hudson Clean Energy Partners LP | 100
Anson Abenaki Hydros | 10186_G_AN1 | 10186 | G | AN1 |  | Hydro |  | NENG_ME | Maine | 23 | Somerset | 25 | 23025 | 1.8 | 0 | 1984 | 9999 |  |  | N | Hydro | [13 empty] | 0 | 0 | 0 | 0 | [11 empty] | Eagle Creek Madison Hydro LLC | 100 | Hudson Clean Energy Partners LP | 100
Anson Abenaki Hydros | 10186_G_AN2 | 10186 | G | AN2 |  | Hydro |  | NENG_ME | Maine | 23 | Somerset | 25 | 23025 | 1.8 | 0 | 1984 | 9999 |  |  | N | Hydro | [13 empty] | 0 | 0 | 0 | 0 | [11 empty] | Eagle Creek Madison Hydro LLC | 100 | Hudson Clean Energy Partners LP | 100
Anson Abenaki Hydros | 10186_G_AN3 | 10186 | G | AN3 |  | Hydro |  | NENG_ME | Maine | 23 | Somerset | 25 | 23025 | 1.8 | 0 | 1984 | 9999 |  |  | N | Hydro | [13 empty] | 0 | 0 | 0 | 0 | [11 empty] | Eagle Creek Madison Hydro LLC | 100 | Hudson Clean Energy Partners LP | 100
Anson Abenaki Hydros | 10186_G_AN4 | 10186 | G | AN4 |  | Hydro |  | NENG_ME | Maine | 23 | Somerset | 25 | 23025 | 1.8 | 0 | 1984 | 9999 |  |  | N | Hydro | [13 empty] | 0 | 0 | 0 | 0 | [11 empty] | Eagle Creek Madison Hydro LLC | 100 | Hudson Clean Energy Partners LP | 100
Anson Abenaki Hydros | 10186_G_AN5 | 10186 | G | AN5 |  | Hydro |  | NENG_ME | Maine | 23 | Somerset | 25 | 23025 | 1.8 | 0 | 1984 | 9999 |  |  | N | Hydro | [13 empty] | 0 | 0 | 0 | 0 | [11 empty] | Eagle Creek Madison Hydro LLC | 100 | Hudson Clean Energy Partners LP | 100
Anson Abenaki Hydros | 10186_G_AB8 | 10186 | G | AB8 |  | Hydro |  | NENG_ME | Maine | 23 | Somerset | 25 | 23025 | 0.3 | 0 | 1989 | 9999 |  |  | N | Hydro | [13 empty] | 0 | 0 | 0 | 0 | [11 empty] | Eagle Creek Madison Hydro LLC | 100 | Hudson Clean Energy Partners LP | 100
Anson Abenaki Hydros | 10186_G_AB6 | 10186 | G | AB6 |  | Hydro |  | NENG_ME | Maine | 23 | Somerset | 25 | 23025 | 2.6 | 0 | 2008 | 9999 |  |  | N | Hydro | [13 empty] | 0 | 0 | 0 | 0 | [11 empty] | Eagle Creek Madison Hydro LLC | 100 | Hudson Clean Energy Partners LP | 100
Castleton Energy Center | 10190_G_GEN1 | 10190 | G | GEN1 | 3532 | Combined Cycle |  | NY_Z_F | New York | 36 | Rensselaer | 83 | 36083 | 45.8 | 9066 | 1992 | 9999 |  |  | N | Natural Gas, Distillate Fuel Oil |  |  |  | STM | [9 empty] | 0.073697 | 0.073697 | 0.073697 | 0.073697 | [11 empty] | Fortistar LLC | 100 | FORTISTAR | 100
Castleton Energy Center | 10190_G_GEN2 | 10190 | G | GEN2 | 3532 | Combined Cycle |  | NY_Z_F | New York | 36 | Rensselaer | 83 | 36083 | 24.4 | 9066 | 1992 | 9999 |  |  | N | Natural Gas, Distillate Fuel Oil |  |  |  | STM | [9 empty] | 0.073697 | 0.073697 | 0.073697 | 0.073697 | [11 empty] | Fortistar LLC | 100 | FORTISTAR | 100
Tehachapi Wind Resource I | 10191_G_EXIS | 10191 | G | EXIS |  | Onshore Wind |  | WECC_SCE | California | 6 | Kern | 29 | 06029 | 8.7 | 0 | 1984 | 9999 |  |  | N | Wind | [13 empty] | 0 | 0 | 0 | 0 | [11 empty] | Calwind Resources Inc | 100 | Calwind Resources Inc | 100
Moose River | 10196_G_GEN1 | 10196 | G | GEN1 |  | Hydro |  | NY_Z_C&E | New York | 36 | Lewis | 49 | 36049 | 12.3 | 0 | 1987 | 9999 |  |  | N | Hydro | [13 empty] | 0 | 0 | 0 | 0 | [11 empty] | Fortis US Energy Corp | 100 | Fortis Inc | 100
Philadlephia | 10197_G_GEN1 | 10197 | G | GEN1 |  | Hydro |  | NY_Z_C&E | New York | 36 | Jefferson | 45 | 36045 | 3.3 | 0 | 1986 | 9999 |  |  | N | Hydro | [13 empty] | 0 | 0 | 0 | 0 | [11 empty] | Fortis US Energy Corp | 100 | Fortis Inc | 100
Mosaic Phosphates Uncle Sam | 10198_G_GEN2 | 10198 | G | GEN2 |  | Non-Fossil Waste |  | MIS_AMSO | Louisiana | 22 | St James | 93 | 22093 | 11 | 18343 | 1968 | 9999 |  |  | Y | Non-Fossil Waste | [13 empty] | 0 | 0 | 0 | 0 | [11 empty] | Mosaic Co | 100 | Mosaic Co (The) | 100
Mosaic Phosphates Uncle Sam | 10198_G_GEN3 | 10198 | G | GEN3 |  | Non-Fossil Waste |  | MIS_AMSO | Louisiana | 22 | St James | 93 | 22093 | 15 | 18343 | 2016 | 9999 |  |  | Y | Non-Fossil Waste | [13 empty] | 0 | 0 | 0 | 0 | [11 empty] | Mosaic Co | 100 | Mosaic Co (The) | 100
Mosaic Co Tampa Facility | 10204_G_GEN1 | 10204 | G | GEN1 |  | Non-Fossil Waste |  | FRCC | Florida | 12 | Hillsborough | 57 | 12057 | 34.4 | 9194 | 1988 | 9999 |  |  | Y | Non-Fossil Waste | [13 empty] | 0 | 0 | 0 | 0 | [11 empty] | Mosaic Co | 100 | Mosaic Co (The) | 100
Mosaic Co Tampa Facility | 10204_B_7-1 | 10204 | B | 7-1 |  | Non-Fossil Waste |  | FRCC | Florida | 12 | Hillsborough | 57 | 12057 | 10.4 | 9194 | 1999 | 9999 |  |  | Y | Non-Fossil Waste | [13 empty] | 0 | 0 | 0 | 0 | [11 empty] | Mosaic Co | 100 | Mosaic Co (The) | 100
Mosaic Co Tampa Facility | 10204_B_7-2 | 10204 | B | 7-2 |  | Non-Fossil Waste |  | FRCC | Florida | 12 | Hillsborough | 57 | 12057 | 10.4 | 9194 | 1999 | 9999 |  |  | Y | Non-Fossil Waste | [13 empty] | 0 | 0 | 0 | 0 | [11 empty] | Mosaic Co | 100 | Mosaic Co (The) | 100
Mosaic Co Tampa Facility | 10204_B_9-1 | 10204 | B | 9-1 |  | Non-Fossil Waste |  | FRCC | Florida | 12 | Hillsborough | 57 | 12057 | 10.4 | 9194 | 1999 | 9999 |  |  | Y | Non-Fossil Waste | [13 empty] | 0 | 0 | 0 | 0 | [11 empty] | Mosaic Co | 100 | Mosaic Co (The) | 100
Mosaic Co Tampa Facility | 10204_B_9-2 | 10204 | B | 9-2 |  | Non-Fossil Waste |  | FRCC | Florida | 12 | Hillsborough | 57 | 12057 | 10.4 | 9194 | 2000 | 9999 |  |  | Y | Non-Fossil Waste | [13 empty] | 0 | 0 | 0 | 0 | [11 empty] | Mosaic Co | 100 | Mosaic Co (The) | 100
El Segundo Cogen | 10213_G_GEN1 | 10213 | G | GEN1 |  | Combined Cycle |  | WEC_LADW | California | 6 | Los Angeles | 37 | 06037 | 38.7 | 9543 | 1987 | 9999 |  |  | Y | Natural Gas |  |  |  |  | SCR | [8 empty] | 0.020717 | 0.020717 | 0.020717 | 0.020717 | [11 empty] | Chevron USA Inc Electric Sequndo | 100 | Chevron Corp | 100
El Segundo Cogen | 10213_G_GEN2 | 10213 | G | GEN2 |  | Combined Cycle |  | WEC_LADW | California | 6 | Los Angeles | 37 | 06037 | 38.7 | 9543 | 1987 | 9999 |  |  | Y | Natural Gas |  |  |  |  | SCR | [8 empty] | 0.020717 | 0.020717 | 0.020717 | 0.020717 | [11 empty] | Chevron USA Inc Electric Sequndo | 100 | Chevron Corp | 100
El Segundo Cogen | 10213_G_GEN5 | 10213 | G | GEN5 |  | Combined Cycle |  | WEC_LADW | California | 6 | Los Angeles | 37 | 06037 | 39.2 | 9543 | 1996 | 9999 |  |  | Y | Natural Gas |  |  |  |  | SCR | [8 empty] | 0.020717 | 0.020717 | 0.020717 | 0.020717 | [11 empty] | Chevron USA Inc Electric Sequndo | 100 | Chevron Corp | 100
El Segundo Cogen | 10213_G_GEN6 | 10213 | G | GEN6 |  | Combined Cycle |  | WEC_LADW | California | 6 | Los Angeles | 37 | 06037 | 9.1 | 9543 | 1996 | 9999 |  |  | Y | Natural Gas |  |  |  | NH3 + STM | SCR | [8 empty] | 0.020717 | 0.020717 | 0.020717 | 0.020717 | [11 empty] | Chevron USA Inc Electric Sequndo | 100 | Chevron Corp | 100
El Segundo Cogen | 10213_G_GEN7 | 10213 | G | GEN7 |  | Combined Cycle |  | WEC_LADW | California | 6 | Los Angeles | 37 | 06037 | 40.7 | 8762 | 2013 | 9999 |  |  | Y | Natural Gas |  |  |  |  | SCR | [8 empty] | 0.011464 | 0.011464 | 0.011464 | 0.011464 | [11 empty] | Chevron USA Inc Electric Sequndo | 100 | Chevron Corp | 100
El Segundo Cogen | 10213_G_GEN8 | 10213 | G | GEN8 |  | Combined Cycle |  | WEC_LADW | California | 6 | Los Angeles | 37 | 06037 | 5.2 | 8762 | 2013 | 9999 |  |  | Y | Natural Gas |  |  |  | NH3 + STM | SCR | [8 empty] | 0.011464 | 0.011464 | 0.011464 | 0.011464 | [11 empty] | Chevron USA Inc Electric Sequndo | 100 | Chevron Corp | 100
Lower Saranac Hydroelectric Facility | 10214_G_GEN1 | 10214 | G | GEN1 |  | Hydro |  | NY_Z_D | New York | 36 | Clinton | 19 | 36019 | 3 | 0 | 1990 | 9999 |  |  | N | Hydro | [13 empty] | 0 | 0 | 0 | 0 | [11 empty] | Tifd III P Inc | 99 | General Electric Co | 99
Lower Saranac Hydroelectric Facility | 10214_G_GEN2 | 10214 | G | GEN2 |  | Hydro |  | NY_Z_D | New York | 36 | Clinton | 19 | 36019 | 3 | 0 | 1990 | 9999 |  |  | N | Hydro | [13 empty] | 0 | 0 | 0 | 0 | [11 empty] | Tifd III P Inc | 99 | General Electric Co | 99
Lower Saranac Hydroelectric Facility | 10214_G_GEN3 | 10214 | G | GEN3 |  | Hydro |  | NY_Z_D | New York | 36 | Clinton | 19 | 36019 | 0.3 | 0 | 1990 | 9999 |  |  | N | Hydro | [13 empty] | 0 | 0 | 0 | 0 | [11 empty] | Tifd III P Inc | 99 | General Electric Co | 99
Alabama River Pulp | 10216_B_PB1 | 10216 | B | PB1 |  | Non-Fossil Waste |  | S_SOU | Alabama | 1 | Monroe | 99 | 01099 | 21.8 | 11843 | 1978 | 9999 |  |  | Y | Non-Fossil Waste | Wet Scrubber | 1978 | 0.829 | STM | [9 empty] | 0.07 | 0.07 | 0.07 | 0.07 | [11 empty] | Alabama River Pulp Co Inc | 100 | Parsons & Whittemore Inc | 100
Alabama River Pulp | 10216_B_RB1 | 10216 | B | RB1 |  | Non-Fossil Waste |  | S_SOU | Alabama | 1 | Monroe | 99 | 01099 | 21.8 | 11843 | 1978 | 9999 |  |  | Y | Non-Fossil Waste |  |  |  | other |  |  |  | ESPC | No |  |  |  |  | 0.02 | 0.02 | 0.02 | 0.02 | [11 empty] | Alabama River Pulp Co Inc | 100 | Parsons & Whittemore Inc | 100
Warrensburg Hydroelectric | 10218_G_HY1 | 10218 | G | HY1 |  | Hydro |  | NY_Z_F | New York | 36 | Warren | 113 | 36113 | 2.9 | 0 | 1988 | 9999 |  |  | N | Hydro | [13 empty] | 0 | 0 | 0 | 0 | [11 empty] | Warrensburg Hydro Power LP | 100 | Riverstone Holdings LLC | 100
Middle Falls Hydro | 10219_G_HY1 | 10219 | G | HY1 |  | Hydro |  | NY_Z_F | New York | 36 | Washington | 115 | 36115 | 1.1 | 0 | 1989 | 9999 |  |  | N | Hydro | [13 empty] | 0 | 0 | 0 | 0 | [11 empty] | Middle Falls LP | 100 | Riverstone Holdings LLC | 100
Middle Falls Hydro | 10219_G_HY2 | 10219 | G | HY2 |  | Hydro |  | NY_Z_F | New York | 36 | Washington | 115 | 36115 | 1.1 | 0 | 1989 | 9999 |  |  | N | Hydro | [13 empty] | 0 | 0 | 0 | 0 | [11 empty] | Middle Falls LP | 100 | Riverstone Holdings LLC | 100
Sissonville Hydro | 10220_G_HY1 | 10220 | G | HY1 |  | Hydro |  | NY_Z_C&E | New York | 36 | St Lawrence | 89 | 36089 | 3 | 0 | 1990 | 9999 |  |  | N | Hydro | [13 empty] | 0 | 0 | 0 | 0 | [11 empty] | Sissonville LP | 100 | Riverstone Holdings LLC | 100
New York State Dam Hydro | 10221_G_GEN1 | 10221 | G | GEN1 |  | Hydro |  | NY_Z_F | New York | 36 | Saratoga | 91 | 36091 | 5.7 | 0 | 1990 | 9999 |  |  | N | Hydro | [13 empty] | 0 | 0 | 0 | 0 | [11 empty] | Nysd LP | 100 | Riverstone Holdings LLC | 100
New York State Dam Hydro | 10221_G_GEN2 | 10221 | G | GEN2 |  | Hydro |  | NY_Z_F | New York | 36 | Saratoga | 91 | 36091 | 5.7 | 0 | 1990 | 9999 |  |  | N | Hydro | [13 empty] | 0 | 0 | 0 | 0 | [11 empty] | Nysd LP | 100 | Riverstone Holdings LLC | 100
Tulare Success Power Project | 10222_G_SPP1 | 10222 | G | SPP1 |  | Hydro |  | WECC_SCE | California | 6 | Tulare | 107 | 06107 | 1.4 | 0 | 1989 | 9999 |  |  | N | Hydro | [13 empty] | 0 | 0 | 0 | 0 | [11 empty] | KMS Energy Inc | 50 | Algonquin Power Income Fund | 50
Leaf River Cellulose LLC | 10233_B_PB | 10233 | B | PB |  | Non-Fossil Waste |  | S_SOU | Mississippi | 28 | Perry | 111 | 28111 | 26 | 5075 | 1984 | 9999 |  |  | Y | Non-Fossil Waste | [7 empty] | ESPH | No |  |  |  |  | 0.15688 | 0.15688 | 0.15688 | 0.15688 | [11 empty] | Leaf River Cellulose LLC | 100 | Koch Industries Inc | 100
Leaf River Cellulose LLC | 10233_B_RB | 10233 | B | RB |  | Non-Fossil Waste |  | S_SOU | Mississippi | 28 | Perry | 111 | 28111 | 26 | 5075 | 1984 | 9999 |  |  | Y | Non-Fossil Waste | [7 empty] | ESPH | No |  |  |  |  | 0.06146 | 0.06146 | 0.06146 | 0.06146 | [11 empty] | Leaf River Cellulose LLC | 100 | Koch Industries Inc | 100
Diana Hydroelectric | 10237_G_GEN1 | 10237 | G | GEN1 |  | Hydro |  | NY_Z_C&E | New York | 36 | Lewis | 49 | 36049 | 1.6 | 0 | 1985 | 9999 |  |  | N | Hydro | [13 empty] | 0 | 0 | 0 | 0 | [11 empty] | Fortis US Energy Corp | 100 | Fortis Inc | 100
Dolgeville Hydro | 10238_G_GEN1 | 10238 | G | GEN1 |  | Hydro |  | NY_Z_C&E | New York | 36 | Herkimer | 43 | 36043 | 2.6 | 0 | 1985 | 9999 |  |  | N | Hydro | [13 empty] | 0 | 0 | 0 | 0 | [11 empty] | Hydro Ottawa Holding Inc | 100 | Hydro Ottawa Holding Inc | 100
Ticona Polymers Inc | 10243_G_GEN5 | 10243 | G | GEN5 |  | Combustion Turbine |  | ERC_REST | Texas | 48 | Nueces | 355 | 48355 | 32.5 | 11373 | 1989 | 9999 |  |  | Y | Natural Gas | [13 empty] | 0.12155 | 0.12155 | 0.12155 | 0.12155 | [11 empty] | Celanese Engineering Resin Inc | 100 | Celanese Ag | 100
Haypress | 10253_G_UGEN | 10253 | G | UGEN |  | Hydro |  | WEC_CALN | California | 6 | Sierra | 91 | 06091 | 5 | 0 | 1988 | 9999 |  |  | N | Hydro | [13 empty] | 0 | 0 | 0 | 0 | [11 empty] | Northbrook Hydro LLC | 100 | Energy Investors Funds Group | 100
Haypress | 10253_G_LGEN | 10253 | G | LGEN |  | Hydro |  | WEC_CALN | California | 6 | Sierra | 91 | 06091 | 5 | 0 | 1989 | 9999 |  |  | N | Hydro | [13 empty] | 0 | 0 | 0 | 0 | [11 empty] | Northbrook Hydro LLC | 100 | Energy Investors Funds Group | 100
West Enfield Hydro | 10255_G_GEN1 | 10255 | G | GEN1 |  | Hydro |  | NENG_ME | Maine | 23 | Penobscot | 19 | 23019 | 4.4 | 0 | 1988 | 9999 |  |  | N | Hydro | [13 empty] | 0 | 0 | 0 | 0 | [11 empty] | Bangor Pacific Hydro Associates | 100 | Brookfield Asset Management Inc | 100
West Enfield Hydro | 10255_G_GEN2 | 10255 | G | GEN2 |  | Hydro |  | NENG_ME | Maine | 23 | Penobscot | 19 | 23019 | 5.1 | 0 | 1988 | 9999 |  |  | N | Hydro | [13 empty] | 0 | 0 | 0 | 0 | [11 empty] | Bangor Pacific Hydro Associates | 100 | Brookfield Asset Management Inc | 100
Haw River Hydro | 10258_G_1 | 10258 | G | 1 |  | Hydro |  | S_VACA | North Carolina | 37 | Alamance | 1 | 37001 | 1 | 0 | 1981 | 9999 |  |  | N | Hydro | [13 empty] | 0 | 0 | 0 | 0 | [11 empty] | Haw River Hydro Co | 100 | Gravity Renewables Inc | 100
Haw River Hydro | 10258_G_2 | 10258 | G | 2 |  | Hydro |  | S_VACA | North Carolina | 37 | Alamance | 1 | 37001 | 0.5 | 0 | 1982 | 9999 |  |  | N | Hydro | [13 empty] | 0 | 0 | 0 | 0 | [11 empty] | Haw River Hydro Co | 100 | Gravity Renewables Inc | 100
Clement Dam Hydro LLC | 10276_G_0049 | 10276 | G | 0049 |  | Hydro |  | NENGREST | New Hampshire | 33 | Belknap | 1 | 33001 | 2.3 | 0 | 1984 | 9999 |  |  | N | Hydro | [13 empty] | 0 | 0 | 0 | 0 | [11 empty] | Clement Dam Hydroelectric LLC | 100 | Ontario Power Generation Inc | 100
Kansas River Project | 10279_G_1 | 10279 | G | 1 |  | Hydro |  | SPP_N | Kansas | 20 | Douglas | 45 | 20045 | 0.3 | 0 | 1920 | 9999 |  |  | N | Hydro | [13 empty] | 0 | 0 | 0 | 0 | [11 empty] | Bowersock Mills & Power Co | 100 | Bowersock Mills & Power Co | 100
Kansas River Project | 10279_G_2 | 10279 | G | 2 |  | Hydro |  | SPP_N | Kansas | 20 | Douglas | 45 | 20045 | 0.3 | 0 | 1922 | 9999 |  |  | N | Hydro | [13 empty] | 0 | 0 | 0 | 0 | [11 empty] | Bowersock Mills & Power Co | 100 | Bowersock Mills & Power Co | 100
Kansas River Project | 10279_G_3 | 10279 | G | 3 |  | Hydro |  | SPP_N | Kansas | 20 | Douglas | 45 | 20045 | 0.3 | 0 | 1922 | 9999 |  |  | N | Hydro | [13 empty] | 0 | 0 | 0 | 0 | [11 empty] | Bowersock Mills & Power Co | 100 | Bowersock Mills & Power Co | 100
Kansas River Project | 10279_G_4 | 10279 | G | 4 |  | Hydro |  | SPP_N | Kansas | 20 | Douglas | 45 | 20045 | 0.3 | 0 | 1922 | 9999 |  |  | N | Hydro | [13 empty] | 0 | 0 | 0 | 0 | [11 empty] | Bowersock Mills & Power Co | 100 | Bowersock Mills & Power Co | 100
Kansas River Project | 10279_G_5 | 10279 | G | 5 |  | Hydro |  | SPP_N | Kansas | 20 | Douglas | 45 | 20045 | 0.4 | 0 | 1922 | 9999 |  |  | N | Hydro | [13 empty] | 0 | 0 | 0 | 0 | [11 empty] | Bowersock Mills & Power Co | 100 | Bowersock Mills & Power Co | 100
Kansas River Project | 10279_G_6 | 10279 | G | 6 |  | Hydro |  | SPP_N | Kansas | 20 | Douglas | 45 | 20045 | 0.4 | 0 | 1925 | 9999 |  |  | N | Hydro | [13 empty] | 0 | 0 | 0 | 0 | [11 empty] | Bowersock Mills & Power Co | 100 | Bowersock Mills & Power Co | 100
Kansas River Project | 10279_G_7 | 10279 | G | 7 |  | Hydro |  | SPP_N | Kansas | 20 | Douglas | 45 | 20045 | 0.4 | 0 | 1925 | 9999 |  |  | N | Hydro | [13 empty] | 0 | 0 | 0 | 0 | [11 empty] | Bowersock Mills & Power Co | 100 | Bowersock Mills & Power Co | 100
Kansas River Project | 10279_G_10 | 10279 | G | 10 |  | Hydro |  | SPP_N | Kansas | 20 | Douglas | 45 | 20045 | 1.3 | 0 | 2012 | 9999 |  |  | N | Hydro | [13 empty] | 0 | 0 | 0 | 0 | [11 empty] | Bowersock Mills & Power Co | 100 | Bowersock Mills & Power Co | 100
Kansas River Project | 10279_G_11 | 10279 | G | 11 |  | Hydro |  | SPP_N | Kansas | 20 | Douglas | 45 | 20045 | 1 | 0 | 2012 | 9999 |  |  | N | Hydro | [13 empty] | 0 | 0 | 0 | 0 | [11 empty] | Bowersock Mills & Power Co | 100 | Bowersock Mills & Power Co | 100
Kansas River Project | 10279_G_8 | 10279 | G | 8 |  | Hydro |  | SPP_N | Kansas | 20 | Douglas | 45 | 20045 | 1 | 0 | 2012 | 9999 |  |  | N | Hydro | [13 empty] | 0 | 0 | 0 | 0 | [11 empty] | Bowersock Mills & Power Co | 100 | Bowersock Mills & Power Co | 100
Kansas River Project | 10279_G_9 | 10279 | G | 9 |  | Hydro |  | SPP_N | Kansas | 20 | Douglas | 45 | 20045 | 1.3 | 0 | 2012 | 9999 |  |  | N | Hydro | [13 empty] | 0 | 0 | 0 | 0 | [11 empty] | Bowersock Mills & Power Co | 100 | Bowersock Mills & Power Co | 100
Big Creek Water Works | 10282_G_BCHY | 10282 | G | BCHY |  | Hydro |  | WEC_CALN | California | 6 | Trinity | 105 | 06105 | 4.8 | 0 | 1987 | 9999 |  |  | N | Hydro | [13 empty] | 0 | 0 | 0 | 0 | [11 empty] | Big Creek Water Works Ltd | 100 | Big Creek Water Works Ltd | 100
Townsend Hydro | 10285_G_GEN1 | 10285 | G | GEN1 |  | Hydro |  | PJM_West | Pennsylvania | 42 | Beaver | 7 | 42007 | 2.1 | 0 | 1987 | 9999 |  |  | N | Hydro | [13 empty] | 0 | 0 | 0 | 0 | [11 empty] | Beaver Falls Municipal Authority | 100 | Beaver Falls Municipal Authority | 100
Townsend Hydro | 10285_G_GEN2 | 10285 | G | GEN2 |  | Hydro |  | PJM_West | Pennsylvania | 42 | Beaver | 7 | 42007 | 2.1 | 0 | 1987 | 9999 |  |  | N | Hydro | [13 empty] | 0 | 0 | 0 | 0 | [11 empty] | Beaver Falls Municipal Authority | 100 | Beaver Falls Municipal Authority | 100
Cornell Hydro | 10286_G_1 | 10286 | G | 1 |  | Hydro |  | NY_Z_C&E | New York | 36 | Tompkins | 109 | 36109 | 0.5 | 0 | 1981 | 9999 |  |  | N | Hydro | [13 empty] | 0 | 0 | 0 | 0 | [11 empty] | Cornell Hydro | 100 | Cornell Hydro | 100
Cornell Hydro | 10286_G_2 | 10286 | G | 2 |  | Hydro |  | NY_Z_C&E | New York | 36 | Tompkins | 109 | 36109 | 1.1 | 0 | 1981 | 9999 |  |  | N | Hydro | [13 empty] | 0 | 0 | 0 | 0 | [11 empty] | Cornell Hydro | 100 | Cornell Hydro | 100
Beowawe Power | 10287_G_GEN1 | 10287 | G | GEN1 |  | Geothermal |  | WECC_NNV | Nevada | 32 | Lander | 15 | 32015 | 12.8 | 9771 | 1985 | 9999 |  |  | N | Geothermal | [13 empty] | 0 | 0 | 0 | 0 | 0.4563 | 0.4563 | 0.4563 | [8 empty] | Beowawe Power LLC | 100 | Caithness Energy LLC | 100
Beowawe Power | 10287_G_GEN2 | 10287 | G | GEN2 |  | Geothermal |  | WECC_NNV | Nevada | 32 | Lander | 15 | 32015 | 1.3 | 9771 | 2011 | 9999 |  |  | N | Geothermal | [13 empty] | 0 | 0 | 0 | 0 | 0.4563 | 0.4563 | 0.4563 | [8 empty] | Beowawe Power LLC | 100 | Caithness Energy LLC | 100
Bridgewater Power LP | 10290_B_EU1 | 10290 | B | EU1 |  | Biomass |  | NENGREST | New Hampshire | 33 | Grafton | 9 | 33009 | 16 | 15710 | 1987 | 9999 |  |  | N | Biomass |  |  |  | LA + OFA | SCR |  |  | B + C | NA |  |  |  | 0.067 | 0.10785 | 0.10785 | 0.10785 | 0.10785 | [11 empty] | Bridgewater Power Co LP | 100 | Public Service Enterprise Group Inc | 100
King City Power Plant | 10294_G_GTG | 10294 | G | GTG | 91323 | Combined Cycle |  | WEC_CALN | California | 6 | Monterey | 53 | 06053 | 73 | 7832 | 1989 | 9999 |  |  | Y | Natural Gas |  |  |  | DLNB | SCR | [8 empty] | 0.033266 | 0.033266 | 0.033266 | 0.033266 | [11 empty] | Calpine King City Cogeneration LLC | 100 | General Electric Co | 100
King City Power Plant | 10294_G_STG | 10294 | G | STG | 8434 | Combined Cycle |  | WEC_CALN | California | 6 | Monterey | 53 | 06053 | 38 | 7832 | 1989 | 9999 |  |  | Y | Natural Gas |  |  |  | DLNB + H2O + NH3 | SCR | [8 empty] | 0.033266 | 0.033266 | 0.033266 | 0.033266 | [11 empty] | Calpine King City Cogeneration LLC | 100 | General Electric Co | 100
South Forks Hydro | 10296_G_GEN1 | 10296 | G | GEN1 |  | Hydro |  | WECC_ID | Idaho | 16 | Twin Falls | 83 | 16083 | 4 | 0 | 1984 | 9999 |  |  | N | Hydro | [13 empty] | 0 | 0 | 0 | 0 | [11 empty] | Ida West Energy Co | 50 | IDACORP Inc | 50
South Forks Hydro | 10296_G_GEN2 | 10296 | G | GEN2 |  | Hydro |  | WECC_ID | Idaho | 16 | Twin Falls | 83 | 16083 | 4 | 0 | 1984 | 9999 |  |  | N | Hydro | [13 empty] | 0 | 0 | 0 | 0 | [11 empty] | Ida West Energy Co | 50 | IDACORP Inc | 50
Bayou Cogen Plant | 10298_G_GT1 | 10298 | G | GT1 | 88564 | Combustion Turbine |  | ERC_REST | Texas | 48 | Harris | 201 | 48201 | 75 | 12369 | 2014 | 9999 |  |  | N | Natural Gas |  |  |  | DLNB | [9 empty] | 0.01833 | 0.01833 | 0.01833 | 0.01833 | [11 empty] | Air Liquide Large Industries US LP | 100 | Air Liquide Group | 100
Bayou Cogen Plant | 10298_G_GT2 | 10298 | G | GT2 | 88564 | Combustion Turbine |  | ERC_REST | Texas | 48 | Harris | 201 | 48201 | 75 | 12369 | 2015 | 9999 |  |  | N | Natural Gas |  |  |  | DLNB | [9 empty] | 0.01779 | 0.01779 | 0.01779 | 0.01779 | [11 empty] | Air Liquide Large Industries US LP | 100 | Air Liquide Group | 100
Bayou Cogen Plant | 10298_G_GT3 | 10298 | G | GT3 | 88565 | Combustion Turbine |  | ERC_REST | Texas | 48 | Harris | 201 | 48201 | 75 | 12369 | 2015 | 9999 |  |  | N | Natural Gas |  |  |  | DLNB | [9 empty] | 0.01887 | 0.01887 | 0.01887 | 0.01887 | [11 empty] | Air Liquide Large Industries US LP | 100 | Air Liquide Group | 100
Desert View Power | 10300_B_BLR1 | 10300 | B | BLR1 |  | Biomass |  | WECC_IID | California | 6 | Riverside | 65 | 06065 | 23.5 | 16026 | 1992 | 9999 |  |  | N | Biomass | Dry Scrubber | 1992 | 0.92 |  | SNCR |  |  | B | NA |  |  |  |  | 0.07882 | 0.07882 | 0.07882 | 0.07882 |  |  |  |  | Yes | [6 empty] | Greenleaf Power LLC | 100 | Greenleaf Power | 100
Desert View Power | 10300_B_BLR2 | 10300 | B | BLR2 |  | Biomass |  | WECC_IID | California | 6 | Riverside | 65 | 06065 | 23.5 | 16026 | 1992 | 9999 |  |  | N | Biomass | Dry Scrubber | 1992 | 0.92 |  | SNCR |  |  | B | NA |  |  |  |  | 0.07882 | 0.07882 | 0.07882 | 0.07882 |  |  |  |  | Yes | [6 empty] | Greenleaf Power LLC | 100 | Greenleaf Power | 100
Dutchess Cnty Resource Recovery Facility | 10305_G_GEN1 | 10305 | G | GEN1 |  | Municipal Solid Waste |  | NY_Z_G-I | New York | 36 | Dutchess | 27 | 36027 | 7.2 | 26554 | 1987 | 9999 |  |  | Y | MSW | [13 empty] | 0.22765 | 0.22765 | 0.22765 | 0.22765 | 0.08 | 0.08 | 0.08 | [8 empty] | Dutchess County Resource Recovery Agency | 100 | Dutchess County | 100
Bellingham Cogeneration Facility | 10307_G_CT1 | 10307 | G | CT1 | 3537 | Combined Cycle |  | NENGREST | Massachusetts | 25 | Norfolk | 21 | 25021 | 102 | 8349 | 1991 | 9999 |  |  | N | Natural Gas, Distillate Fuel Oil |  |  |  | STM | [9 empty] | 0.087028 | 0.087028 | 0.087028 | 0.087028 | [11 empty] | Northeast Energy Associates LP | 100 | NextEra Energy Inc | 100
Bellingham Cogeneration Facility | 10307_G_CT2 | 10307 | G | CT2 | 3538 | Combined Cycle |  | NENGREST | Massachusetts | 25 | Norfolk | 21 | 25021 | 102 | 8349 | 1991 | 9999 |  |  | N | Natural Gas, Distillate Fuel Oil |  |  |  | STM | [9 empty] | 0.087028 | 0.087028 | 0.087028 | 0.087028 | [11 empty] | Northeast Energy Associates LP | 100 | NextEra Energy Inc | 100
Bellingham Cogeneration Facility | 10307_G_ST1 | 10307 | G | ST1 | 3537 | Combined Cycle |  | NENGREST | Massachusetts | 25 | Norfolk | 21 | 25021 | 60 | 8349 | 1991 | 9999 |  |  | N | Natural Gas, Distillate Fuel Oil |  |  |  | STM | [9 empty] | 0.087028 | 0.087028 | 0.087028 | 0.087028 | [11 empty] | Northeast Energy Associates LP | 100 | NextEra Energy Inc | 100
Sayreville Cogeneration Facility | 10308_G_CT1 | 10308 | G | CT1 | 3539 | Combined Cycle |  | PJM_EMAC | New Jersey | 34 | Middlesex | 23 | 34023 | 112 | 8500 | 1991 | 9999 |  |  | N | Natural Gas |  |  |  | STM | [9 empty] | 0.086884 | 0.086884 | 0.086884 | 0.086884 | [11 empty] | North Jersey Energy Associates LP | 100 | Vistra Energy | 100
Sayreville Cogeneration Facility | 10308_G_CT2 | 10308 | G | CT2 | 3540 | Combined Cycle |  | PJM_EMAC | New Jersey | 34 | Middlesex | 23 | 34023 | 112 | 8500 | 1991 | 9999 |  |  | N | Natural Gas |  |  |  | STM | [9 empty] | 0.086884 | 0.086884 | 0.086884 | 0.086884 | [11 empty] | North Jersey Energy Associates LP | 100 | Vistra Energy | 100
Sayreville Cogeneration Facility | 10308_G_ST1 | 10308 | G | ST1 | 3539 | Combined Cycle |  | PJM_EMAC | New Jersey | 34 | Middlesex | 23 | 34023 | 68 | 8500 | 1991 | 9999 |  |  | N | Natural Gas |  |  |  | STM | [9 empty] | 0.086884 | 0.086884 | 0.086884 | 0.086884 | [11 empty] | North Jersey Energy Associates LP | 100 | Vistra Energy | 100
Copper Dam Plant | 10323_G_TURGO | 10323 | G | TURGO |  | Hydro |  | WECC_PNW | Oregon | 41 | Hood River | 27 | 41027 | 1 | 0 | 2015 | 9999 |  |  | N | Hydro | [13 empty] | 0 | 0 | 0 | 0 | [11 empty] | Farmers Irrigation District | 100 | Farmers Irrigation District | 100
Peters Drive Plant | 10324_G_GEN3 | 10324 | G | GEN3 |  | Hydro |  | WECC_PNW | Oregon | 41 | Hood River | 27 | 41027 | 0.3 | 0 | 1987 | 9999 |  |  | N | Hydro | [13 empty] | 0 | 0 | 0 | 0 | [11 empty] | Farmers Irrigation District | 100 | Farmers Irrigation District | 100
Mink Creek Hydro | 10325_G_GEN1 | 10325 | G | GEN1 |  | Hydro |  | WECC_ID | Idaho | 16 | Franklin | 41 | 16041 | 2 | 0 | 1986 | 9999 |  |  | N | Hydro | [13 empty] | 0 | 0 | 0 | 0 | [11 empty] | Robert Fackrell | 100 | Robert Fackrell | 100
T B Simon Power Plant | 10328_B_BLR1 | 10328 | B | BLR1 | 89142 | O/G Steam |  | MIS_LMI | Michigan | 26 | Ingham | 65 | 26065 | 17 | 8300 | 1965 | 9999 | wall | dry | Y | Natural Gas |  |  |  | LNB | SNCR | [7 empty] | 1.67 | 0.14368 | 0.14368 | 0.14368 | 0.14368 | [11 empty] | Michigan State University | 100 | Michigan State University | 100
T B Simon Power Plant | 10328_B_BLR2 | 10328 | B | BLR2 | 89143 | O/G Steam |  | MIS_LMI | Michigan | 26 | Ingham | 65 | 26065 | 17 | 8300 | 1965 | 9999 | wall | dry | Y | Natural Gas |  |  |  | LNB | SNCR | [7 empty] | 1.67 | 0.10818 | 0.10818 | 0.10818 | 0.10818 | [11 empty] | Michigan State University | 100 | Michigan State University | 100
T B Simon Power Plant | 10328_B_BLR3 | 10328 | B | BLR3 | 89144 | O/G Steam |  | MIS_LMI | Michigan | 26 | Ingham | 65 | 26065 | 17 | 8300 | 1973 | 9999 | wall | dry | Y | Natural Gas |  |  |  | LNB | SNCR | [7 empty] | 1.67 | 0.1246 | 0.1246 | 0.1246 | 0.1246 | [11 empty] | Michigan State University | 100 | Michigan State University | 100
T B Simon Power Plant | 10328_B_BLR4 | 10328 | B | BLR4 | 89145 | O/G Steam |  | MIS_LMI | Michigan | 26 | Ingham | 65 | 26065 | 17 | 8300 | 1990 | 9999 |  | dry | Y | Natural Gas |  |  |  | CF | SNCR | [7 empty] | 1.67 | 0.01436 | 0.01436 | 0.01436 | 0.01436 | [11 empty] | Michigan State University | 100 | Michigan State University | 100
T B Simon Power Plant | 10328_B_BLR6 | 10328 | B | BLR6 | 89142 | O/G Steam |  | MIS_LMI | Michigan | 26 | Ingham | 65 | 26065 | 17 | 8300 | 2004 | 9999 | wall | dry | Y | Natural Gas |  |  |  | LNB | SNCR | [7 empty] | 1.67 | 0.14368 | 0.14368 | 0.14368 | 0.14368 | [11 empty] | Michigan State University | 100 | Michigan State University | 100
T B Simon Power Plant | 10328_G_GEN6 | 10328 | G | GEN6 |  | Combustion Turbine |  | MIS_LMI | Michigan | 26 | Ingham | 65 | 26065 | 12.6 | 12369 | 2006 | 9999 |  |  | N | Natural Gas | [13 empty] | 0.03143 | 0.03143 | 0.03143 | 0.03143 | [11 empty] | Michigan State University | 100 | Michigan State University | 100
Southside Water Reclamation Plant | 10339_G_GEN3 | 10339 | G | GEN3 |  | Non-Fossil Waste |  | WECC_NM | New Mexico | 35 | Bernalillo | 1 | 35001 | 1.1 | 15825 | 1987 | 9999 |  |  | Y | Non-Fossil Waste | [13 empty] | 0 | 0 | 0 | 0 | [11 empty] | Albuquerque (City of) | 100 | Albuquerque (City of) | 100
Southside Water Reclamation Plant | 10339_G_GEN4 | 10339 | G | GEN4 |  | Non-Fossil Waste |  | WECC_NM | New Mexico | 35 | Bernalillo | 1 | 35001 | 1.1 | 15825 | 1987 | 9999 |  |  | Y | Non-Fossil Waste | [13 empty] | 0 | 0 | 0 | 0 | [11 empty] | Albuquerque (City of) | 100 | Albuquerque (City of) | 100
Southside Water Reclamation Plant | 10339_G_GEN1 | 10339 | G | GEN1 |  | Combustion Turbine | IC Engine | WECC_NM | New Mexico | 35 | Bernalillo | 1 | 35001 | 2.1 | 15825 | 2002 | 9999 |  |  | Y | Natural Gas | [13 empty] | 1.061 | 1.061 | 1.061 | 1.061 | [11 empty] | Albuquerque (City of) | 100 | Albuquerque (City of) | 100
Southside Water Reclamation Plant | 10339_G_GEN2 | 10339 | G | GEN2 |  | Combustion Turbine | IC Engine | WECC_NM | New Mexico | 35 | Bernalillo | 1 | 35001 | 2.1 | 15825 | 2002 | 9999 |  |  | Y | Natural Gas | [13 empty] | 1.061 | 1.061 | 1.061 | 1.061 | [11 empty] | Albuquerque (City of) | 100 | Albuquerque (City of) | 100
Foster Wheeler Martinez | 10342_G_TG1 | 10342 | G | TG1 |  | Combined Cycle |  | WEC_CALN | California | 6 | Contra Costa | 13 | 06013 | 35 | 6117 | 1987 | 9999 |  |  | Y | Natural Gas | [13 empty] | 0.0295 | 0.0295 | 0.0295 | 0.0295 | [11 empty] | Foster Wheeler Martinez Inc | 50.5 | Foster Wheeler Ag | 50.5
Foster Wheeler Martinez | 10342_G_TG2 | 10342 | G | TG2 |  | Combined Cycle |  | WEC_CALN | California | 6 | Contra Costa | 13 | 06013 | 35 | 6117 | 1987 | 9999 |  |  | Y | Natural Gas | [13 empty] | 0.0295 | 0.0295 | 0.0295 | 0.0295 | [11 empty] | Foster Wheeler Martinez Inc | 50.5 | Foster Wheeler Ag | 50.5
Foster Wheeler Martinez | 10342_G_TG3 | 10342 | G | TG3 |  | Combined Cycle |  | WEC_CALN | California | 6 | Contra Costa | 13 | 06013 | 33.5 | 6117 | 1987 | 9999 |  |  | Y | Natural Gas | [13 empty] | 0.0295 | 0.0295 | 0.0295 | 0.0295 | [11 empty] | Foster Wheeler Martinez Inc | 50.5 | Foster Wheeler Ag | 50.5
Foster Wheeler Mt Carmel Cogen | 10343_B_SG-101 | 10343 | B | SG-101 | 3542 | Coal Steam |  | PJM_WMAC | Pennsylvania | 42 | Northumberland | 97 | 42097 | 43 | 14500 | 1990 | 9999 | FBC | dry | Y | Waste Coal | Dry Scrubber | 1990 | 0.91 | CF |  |  |  | B | NA |  |  |  | 0.24 | 0.06934 | 0.06934 | 0.06934 | 0.06934 | 0.01 | 0.01 | 0.01 | 0.99 | Yes | 1990 | [5 empty] | Mt Carmel Cogeneration Inc | 100 | Foster Wheeler Ag | 100
Greenleaf 2 Power Plant | 10349_G_GEN1 | 10349 | G | GEN1 |  | Combustion Turbine |  | WEC_CALN | California | 6 | Sutter | 101 | 06101 | 49.5 | 8700 | 1989 | 9999 |  |  | Y | Natural Gas | [12 empty] | 0.74 | 0.02113 | 0.02113 | 0.02113 | 0.02113 | [11 empty] | Calpine Corp Yuba City | 100 | Energy Capital Partners | 100
ReEnergy Livermore Falls | 10354_B_1 | 10354 | B | 1 |  | Biomass |  | NENG_ME | Maine | 23 | Androscoggin | 1 | 23001 | 36 | 13703 | 1992 | 9999 |  |  | N | Biomass |  |  |  | NH3 | SNCR |  |  | ESPH + C | Yes |  |  |  |  | 0.0706 | 0.0706 | 0.0706 | 0.0706 | [11 empty] | ReEnergy Livermore Falls LLC | 100 | ReEnergy | 100
Lumberton | 10382_B_UNIT1 | 10382 | B | UNIT1 | 3545 | Biomass |  | S_VACA | North Carolina | 37 | Robeson | 155 | 37155 | 17.4 | 18075 | 2015 | 9999 | stoker/SPR | dry | Y | Biomass |  |  | 0.5 | OFA | SNCR |  |  | B | NA |  |  |  | 2.3 | 0.4414 | 0.15895 | 0.4414 | 0.15895 | 0.11 | 0.27 | 1 |  | Yes | [6 empty] | North Carolina Renewable Energy LLC | 100 | North Carolina Renewable Energy LLC | 100
Lumberton | 10382_B_UNIT2 | 10382 | B | UNIT2 | 3546 | Biomass |  | S_VACA | North Carolina | 37 | Robeson | 155 | 37155 | 17.4 | 18075 | 2015 | 9999 | stoker/SPR | dry | Y | Biomass |  |  |  | OFA | SNCR |  |  | B | NA |  |  |  | 2.3 | 0.4474 | 0.16333 | 0.4474 | 0.16333 | 0.11 | 0.27 | 1 | [8 empty] | North Carolina Renewable Energy LLC | 100 | North Carolina Renewable Energy LLC | 100
Sycamore Energy 1 | 10387_G_3 | 10387 | G | 3 |  | Landfill Gas |  | WEC_SDGE | California | 6 | San Diego | 73 | 06073 | 2.8 | 22752 | 2004 | 9999 |  |  | N | Landfill Gas | [13 empty] | 0.0655 | 0.0655 | 0.0655 | 0.0655 | [11 empty] | Landfill Generating Partners | 100 | FORTISTAR | 100
Sycamore Energy 1 | 10387_G_1A | 10387 | G | 1A |  | Landfill Gas |  | WEC_SDGE | California | 6 | San Diego | 73 | 06073 | 1.2 | 22752 | 2011 | 9999 |  |  | N | Landfill Gas | [13 empty] | 0.0655 | 0.0655 | 0.0655 | 0.0655 | [11 empty] | Landfill Generating Partners | 100 | FORTISTAR | 100
Sycamore Energy 1 | 10387_G_2A | 10387 | G | 2A |  | Landfill Gas |  | WEC_SDGE | California | 6 | San Diego | 73 | 06073 | 1.2 | 22752 | 2011 | 9999 |  |  | N | Landfill Gas | [13 empty] | 0.0655 | 0.0655 | 0.0655 | 0.0655 | [11 empty] | Landfill Generating Partners | 100 | FORTISTAR | 100
ArcelorMittal Indiana Harbor West | 10397_B_5HPB | 10397 | B | 5HPB |  | Fossil Waste |  | MIS_INKY | Indiana | 18 | Lake | 89 | 18089 | 11.1 | 5172 | 1952 | 9999 | wall |  | Y | Fossil Waste | [13 empty] | 0.04795 | 0.04795 | 0.04795 | 0.04795 | [11 empty] | ISG Indiana Harbor Inc | 100 | Mittal Steel Co N V | 100
ArcelorMittal Indiana Harbor West | 10397_B_6HPB | 10397 | B | 6HPB |  | Fossil Waste |  | MIS_INKY | Indiana | 18 | Lake | 89 | 18089 | 11.1 | 5172 | 1956 | 9999 | wall |  | Y | Fossil Waste | [13 empty] | 0.07033 | 0.07033 | 0.07033 | 0.07033 | [11 empty] | ISG Indiana Harbor Inc | 100 | Mittal Steel Co N V | 100
ArcelorMittal Indiana Harbor West | 10397_B_7HPB | 10397 | B | 7HPB |  | Fossil Waste |  | MIS_INKY | Indiana | 18 | Lake | 89 | 18089 | 11.1 | 5172 | 1956 | 9999 | wall |  | Y | Fossil Waste | [13 empty] | 0.06952 | 0.06952 | 0.06952 | 0.06952 | [11 empty] | ISG Indiana Harbor Inc | 100 | Mittal Steel Co N V | 100
ArcelorMittal Indiana Harbor West | 10397_B_8HPB | 10397 | B | 8HPB |  | Fossil Waste |  | MIS_INKY | Indiana | 18 | Lake | 89 | 18089 | 24 | 5172 | 1967 | 9999 | tangential |  | Y | Fossil Waste | [13 empty] | 0.04795 | 0.04795 | 0.04795 | 0.04795 | [11 empty] | ISG Indiana Harbor Inc | 100 | Mittal Steel Co N V | 100
ArcelorMittal Indiana Harbor West | 10397_B_9HPB | 10397 | B | 9HPB |  | Fossil Waste |  | MIS_INKY | Indiana | 18 | Lake | 89 | 18089 | 17 | 5172 | 2000 | 9999 | wall |  | Y | Fossil Waste | [13 empty] | 0.01 | 0.01 | 0.01 | 0.01 | [11 empty] | ISG Indiana Harbor Inc | 100 | Mittal Steel Co N V | 100
Kingsburg Cogen | 10405_G_GEN1 | 10405 | G | GEN1 | 90775 | Combined Cycle |  | WEC_CALN | California | 6 | Fresno | 19 | 06019 | 22 | 10245 | 1990 | 9999 |  |  | Y | Natural Gas |  |  |  |  | SCR | [8 empty] | 0.019338 | 0.019338 | 0.019338 | 0.019338 | [11 empty] | KES Kingsburg LP | 100 | JPMorgan Chase & Co | 100
Kingsburg Cogen | 10405_G_GEN2 | 10405 | G | GEN2 | 90775 | Combined Cycle |  | WEC_CALN | California | 6 | Fresno | 19 | 06019 | 11.8 | 10245 | 1990 | 9999 |  |  | Y | Natural Gas |  |  |  |  | SCR | [8 empty] | 0.019338 | 0.019338 | 0.019338 | 0.019338 | [11 empty] | KES Kingsburg LP | 100 | JPMorgan Chase & Co | 100
Pensacola Florida Plant | 10416_B_BO4 | 10416 | B | BO4 |  | O/G Steam |  | S_SOU | Florida | 12 | Escambia | 33 | 12033 | 2.7 | 8300 | 1953 | 9999 |  |  | Y | Natural Gas | [13 empty] | 0.23063 | 0.23063 | 0.23063 | 0.23063 | [11 empty] | Solutia Inc Pensacola | 100 | Solutia Inc | 100
Pensacola Florida Plant | 10416_B_BO7 | 10416 | B | BO7 |  | O/G Steam |  | S_SOU | Florida | 12 | Escambia | 33 | 12033 | 2.7 | 8300 | 1953 | 9999 |  |  | Y | Natural Gas | [13 empty] | 0.2 | 0.2 | 0.2 | 0.2 | [11 empty] | Solutia Inc Pensacola | 100 | Solutia Inc | 100
Pensacola Florida Plant | 10416_B_BO8 | 10416 | B | BO8 |  | O/G Steam |  | S_SOU | Florida | 12 | Escambia | 33 | 12033 | 2.7 | 8300 | 1953 | 9999 |  |  | Y | Natural Gas | [13 empty] | 0.25 | 0.25 | 0.25 | 0.25 | [11 empty] | Solutia Inc Pensacola | 100 | Solutia Inc | 100
Pensacola Florida Plant | 10416_B_BO5 | 10416 | B | BO5 |  | O/G Steam |  | S_SOU | Florida | 12 | Escambia | 33 | 12033 | 2.7 | 8300 | 1957 | 9999 |  |  | Y | Natural Gas | [13 empty] | 0.23063 | 0.23063 | 0.23063 | 0.23063 | [11 empty] | Solutia Inc Pensacola | 100 | Solutia Inc | 100
Pensacola Florida Plant | 10416_B_BO6 | 10416 | B | BO6 |  | O/G Steam |  | S_SOU | Florida | 12 | Escambia | 33 | 12033 | 2.7 | 8300 | 1957 | 9999 |  |  | Y | Natural Gas | [13 empty] | 0.23063 | 0.23063 | 0.23063 | 0.23063 | [11 empty] | Solutia Inc Pensacola | 100 | Solutia Inc | 100
Pensacola Florida Plant | 10416_G_GEN4 | 10416 | G | GEN4 |  | Combustion Turbine |  | S_SOU | Florida | 12 | Escambia | 33 | 12033 | 82 | 8700 | 1993 | 9999 |  |  | Y | Natural Gas | [13 empty] | 0.09767 | 0.09767 | 0.09767 | 0.09767 | [11 empty] | State Street Bank & Trust Co | 100 | State Street Corp | 100
Pensacola Florida Plant | 10416_B_BO9 | 10416 | B | BO9 |  | O/G Steam |  | S_SOU | Florida | 12 | Escambia | 33 | 12033 | 2.7 | 8300 | 2007 | 9999 |  |  | Y | Natural Gas | [13 empty] | 0.23063 | 0.23063 | 0.23063 | 0.23063 | [11 empty] | Solutia Inc Pensacola | 100 | Solutia Inc | 100
Dillon Hydro Plant | 10421_G_GEN1 | 10421 | G | GEN1 |  | Hydro |  | WECC_CO | Colorado | 8 | Summit | 117 | 08117 | 1.8 | 0 | 1987 | 9999 |  |  | N | Hydro | [13 empty] | 0 | 0 | 0 | 0 | [11 empty] | Denver Municipal Electric Utility | 100 | Denver Municipal Electric Utility | 100
Williams Fork Hydro Plant | 10422_G_GEN1 | 10422 | G | GEN1 |  | Hydro |  | WECC_CO | Colorado | 8 | Grand | 49 | 08049 | 3 | 0 | 1959 | 9999 |  |  | N | Hydro | [13 empty] | 0 | 0 | 0 | 0 | [11 empty] | Denver Municipal Electric Utility | 100 | Denver Municipal Electric Utility | 100
Williams Fork Hydro Plant | 10422_G_GEN2 | 10422 | G | GEN2 |  | Hydro |  | WECC_CO | Colorado | 8 | Grand | 49 | 08049 | 0.5 | 0 | 2012 | 9999 |  |  | N | Hydro | [13 empty] | 0 | 0 | 0 | 0 | [11 empty] | Denver Municipal Electric Utility | 100 | Denver Municipal Electric Utility | 100
North Fork Hydro Plant | 10423_G_GEN1 | 10423 | G | GEN1 |  | Hydro |  | WECC_CO | Colorado | 8 | Park | 93 | 08093 | 5.5 | 0 | 1988 | 9999 |  |  | N | Hydro | [13 empty] | 0 | 0 | 0 | 0 | [11 empty] | Denver Municipal Electric Utility | 100 | Denver Municipal Electric Utility | 100
Gross Hydro Plant | 10424_G_GEN1 | 10424 | G | GEN1 |  | Hydro |  | WECC_CO | Colorado | 8 | Jefferson | 59 | 08059 | 7.8 | 0 | 2007 | 9999 |  |  | N | Hydro | [13 empty] | 0 | 0 | 0 | 0 | [11 empty] | Denver Water Board | 100 | Denver Water Board | 100
New-Indy Ontario Mill | 10427_G_GEN2 | 10427 | G | GEN2 |  | Combustion Turbine |  | WECC_SCE | California | 6 | San Bernardino | 71 | 06071 | 14.7 | 12369 | 2019 | 9999 |  |  | N | Natural Gas | [13 empty] | 0.011 | 0.011 | 0.011 | 0.011 | [11 empty] | New Indy Ontario LLC | 100 | New Indy Containerboard LLC | 100
New-Indy Ontario Mill | 10427_G_GEN3 | 10427 | G | GEN3 |  | Combustion Turbine |  | WECC_SCE | California | 6 | San Bernardino | 71 | 06071 | 14.7 | 12369 | 2019 | 9999 |  |  | N | Natural Gas | [13 empty] | 0.011 | 0.011 | 0.011 | 0.011 | [11 empty] | New Indy Ontario LLC | 100 | New Indy Containerboard LLC | 100
Camden Resource Recovery Facility | 10435_B_SG101A | 10435 | B | SG101A |  | Municipal Solid Waste |  | PJM_EMAC | New Jersey | 34 | Camden | 7 | 34007 | 11 | 22061 | 1991 | 9999 |  |  | N | MSW | Dry Scrubber | 1991 | 0.8 |  | SNCR |  |  | ESPC | No | ACI | 1995 |  |  | 0.3 | 0.3 | 0.3 | 0.3 | 0.08 | 0.08 | 0.08 | [8 empty] | Camden County Energy Recovery Associates LP | 100 | Foster Wheeler Ag | 100
Camden Resource Recovery Facility | 10435_B_SG101B | 10435 | B | SG101B |  | Municipal Solid Waste |  | PJM_EMAC | New Jersey | 34 | Camden | 7 | 34007 | 11 | 22061 | 1991 | 9999 |  |  | N | MSW | Dry Scrubber | 1991 | 0.8 |  | SNCR |  |  | ESPC | No | ACI | 1995 |  |  | 0.3 | 0.3 | 0.3 | 0.3 | 0.08 | 0.08 | 0.08 | [8 empty] | Camden County Energy Recovery Associates LP | 100 | Foster Wheeler Ag | 100
Camden Resource Recovery Facility | 10435_B_SG101C | 10435 | B | SG101C |  | Municipal Solid Waste |  | PJM_EMAC | New Jersey | 34 | Camden | 7 | 34007 | 11 | 22061 | 1991 | 9999 |  |  | N | MSW | Dry Scrubber | 1991 | 0.8 |  | SNCR |  |  | ESPC | No | ACI | 1995 |  |  | 0.3 | 0.3 | 0.3 | 0.3 | 0.08 | 0.08 | 0.08 | [8 empty] | Camden County Energy Recovery Associates LP | 100 | Foster Wheeler Ag | 100
ExxonMobil Baytown Refinery | 10436_G_ST34 | 10436 | G | ST34 |  | Non-Fossil Waste |  | ERC_REST | Texas | 48 | Harris | 201 | 48201 | 7.5 | 11084 | 1952 | 9999 |  |  | N | Non-Fossil Waste | [13 empty] | 0 | 0 | 0 | 0 | [11 empty] | Exxon Co USA | 100 | ExxonMobil Corp | 100
ExxonMobil Baytown Refinery | 10436_G_GT41 | 10436 | G | GT41 |  | Combustion Turbine |  | ERC_REST | Texas | 48 | Harris | 201 | 48201 | 18 | 8700 | 1977 | 9999 |  |  | Y | Natural Gas | [13 empty] | 0.02052 | 0.02052 | 0.02052 | 0.02052 | [11 empty] | Exxon Co USA | 100 | ExxonMobil Corp | 100
ExxonMobil Baytown Refinery | 10436_G_GT42 | 10436 | G | GT42 |  | Combustion Turbine |  | ERC_REST | Texas | 48 | Harris | 201 | 48201 | 18 | 8700 | 1977 | 9999 |  |  | Y | Natural Gas | [13 empty] | 0.01796 | 0.01796 | 0.01796 | 0.01796 | [11 empty] | Exxon Co USA | 100 | ExxonMobil Corp | 100
ExxonMobil Baytown Refinery | 10436_G_GT43 | 10436 | G | GT43 |  | Combustion Turbine |  | ERC_REST | Texas | 48 | Harris | 201 | 48201 | 18 | 8700 | 1977 | 9999 |  |  | Y | Natural Gas | [13 empty] | 0.02615 | 0.02615 | 0.02615 | 0.02615 | [11 empty] | Exxon Co USA | 100 | ExxonMobil Corp | 100
ExxonMobil Baytown Refinery | 10436_G_GT44 | 10436 | G | GT44 |  | Combustion Turbine |  | ERC_REST | Texas | 48 | Harris | 201 | 48201 | 18 | 8700 | 1977 | 9999 |  |  | Y | Natural Gas | [13 empty] | 0.03289 | 0.03289 | 0.03289 | 0.03289 | [11 empty] | Exxon Co USA | 100 | ExxonMobil Corp | 100
ExxonMobil Baytown Refinery | 10436_G_GT45 | 10436 | G | GT45 |  | Combustion Turbine |  | ERC_REST | Texas | 48 | Harris | 201 | 48201 | 28 | 8700 | 1988 | 9999 |  |  | Y | Natural Gas | [13 empty] | 0.00921 | 0.00921 | 0.00921 | 0.00921 | [11 empty] | Exxon Co USA | 100 | ExxonMobil Corp | 100
ExxonMobil Baytown Refinery | 10436_G_GT38 | 10436 | G | GT38 |  | Combustion Turbine |  | ERC_REST | Texas | 48 | Harris | 201 | 48201 | 28 | 8700 | 1989 | 9999 |  |  | Y | Natural Gas | [13 empty] | 0.01407 | 0.01407 | 0.01407 | 0.01407 | [11 empty] | Exxon Co USA | 100 | ExxonMobil Corp | 100
Sunray 2 | 10437_G_SUN2 | 10437 | G | SUN2 |  | Solar PV |  | WECC_SCE | California | 6 | San Bernardino | 71 | 06071 | 20 | 0 | 2017 | 9999 |  |  | N | Solar | [13 empty] | 0 | 0 | 0 | 0 | [11 empty] | Sunray Energy 3 LLC | 100 | Carlyle Group (The) | 100
Sunray 3 | 10438_G_SUN3 | 10438 | G | SUN3 |  | Solar PV |  | WECC_SCE | California | 6 | San Bernardino | 71 | 06071 | 13.8 | 0 | 2017 | 9999 |  |  | N | Solar | [13 empty] | 0 | 0 | 0 | 0 | [11 empty] | Sunray Energy 2 LLC | 100 | Carlyle Group (The) | 100
SEGS IX | 10446_B_HTFHTR | 10446 | B | HTFHTR |  | Solar Thermal |  | WECC_SCE | California | 6 | San Bernardino | 71 | 06071 | 88 | 9771 | 1990 | 9999 |  |  | N | Solar | [13 empty] | 0 | 0 | 0 | 0 | [11 empty] | Luz Solar Partners Ltd IX | 100 | NextEra Energy Inc | 100
LAC Courte Oreilles Hydroelect | 10453_G_U1 | 10453 | G | U1 |  | Hydro |  | MIS_MNWI | Wisconsin | 55 | Sawyer | 113 | 55113 | 0.2 | 0 | 1986 | 9999 |  |  | N | Hydro | [13 empty] | 0 | 0 | 0 | 0 | [11 empty] | Lco Hydro | 100 | Lac Courte Oreilles Band of Lake Superior Chippewa | 100
LAC Courte Oreilles Hydroelect | 10453_G_U2 | 10453 | G | U2 |  | Hydro |  | MIS_MNWI | Wisconsin | 55 | Sawyer | 113 | 55113 | 1.5 | 0 | 1986 | 9999 |  |  | N | Hydro | [13 empty] | 0 | 0 | 0 | 0 | [11 empty] | Lco Hydro | 100 | Lac Courte Oreilles Band of Lake Superior Chippewa | 100
LAC Courte Oreilles Hydroelect | 10453_G_U3 | 10453 | G | U3 |  | Hydro |  | MIS_MNWI | Wisconsin | 55 | Sawyer | 113 | 55113 | 1.5 | 0 | 1986 | 9999 |  |  | N | Hydro | [13 empty] | 0 | 0 | 0 | 0 | [11 empty] | Lco Hydro | 100 | Lac Courte Oreilles Band of Lake Superior Chippewa | 100
Muck Valley Hydroelectric | 10458_G_GEN1 | 10458 | G | GEN1 |  | Hydro |  | WEC_CALN | California | 6 | LASSEN | 35 | 06035 | 29.9 | 0 | 1988 | 9999 |  |  | N | Hydro | [13 empty] | 0 | 0 | 0 | 0 | [11 empty] | Malacha Hydro LP | 100 | Brookfield Asset Management Inc | 100
ReEnergy Black River | 10464_B_E0001 | 10464 | B | E0001 | 3547 | Biomass |  | NY_Z_C&E | New York | 36 | Jefferson | 45 | 36045 | 18.3 | 17949 | 2013 | 9999 | FBC | dry | N | Biomass | Wet Scrubber | 1989 | 0.999 | CF + FU + LA |  |  |  | B | NA |  |  |  | 3.8 | 0.12994 | 0.12994 | 0.12994 | 0.12994 | 0.05 | 0.43 | 0.43 | [8 empty] | ReEnergy Black River LLC | 100 | ReEnergy | 100
ReEnergy Black River | 10464_B_E0002 | 10464 | B | E0002 | 3548 | Biomass |  | NY_Z_C&E | New York | 36 | Jefferson | 45 | 36045 | 18.3 | 17949 | 2013 | 9999 | FBC | dry | N | Biomass | Wet Scrubber | 1989 | 0.999 | CF + FU + LA |  |  |  | B | NA |  |  |  | 3.8 | 0.13122 | 0.13122 | 0.13122 | 0.13122 | 0.05 | 0.43 | 0.43 | [8 empty] | ReEnergy Black River LLC | 100 | ReEnergy | 100
ReEnergy Black River | 10464_B_E0003 | 10464 | B | E0003 | 3549 | Biomass |  | NY_Z_C&E | New York | 36 | Jefferson | 45 | 36045 | 18.3 | 17949 | 2013 | 9999 | FBC | dry | N | Biomass | Wet Scrubber | 1989 | 0.999 | CF + FU + LA |  |  |  | B | NA |  |  |  | 3.8 | 0.13123 | 0.13123 | 0.13123 | 0.13123 | 0.05 | 0.43 | 0.43 | [8 empty] | ReEnergy Black River LLC | 100 | ReEnergy | 100
Fourth Branch Hydroelectric Facility | 10467_G_1 | 10467 | G | 1 |  | Hydro |  | NY_Z_F | New York | 36 | Saratoga | 91 | 36091 | 3.3 | 0 | 1987 | 9999 |  |  | N | Hydro | [13 empty] | 0 | 0 | 0 | 0 | [11 empty] | Adirondack Hydro Fourth Branch LLC | 100 | Riverstone Holdings LLC | 100
Puente Hills Energy Recovery | 10472_B_B400 | 10472 | B | B400 |  | Landfill Gas |  | WECC_SCE | California | 6 | Los Angeles | 37 | 06037 | 22.5 | 14103 | 1986 | 9999 |  |  | N | Landfill Gas |  |  |  | FR | [9 empty] | 0.0261 | 0.0261 | 0.0261 | 0.0261 | [11 empty] | Sanitation Districts of Los Angeles County | 100 | Sanitation Districts of Los Angeles County | 100
Puente Hills Energy Recovery | 10472_B_B300 | 10472 | B | B300 |  | Landfill Gas |  | WECC_SCE | California | 6 | Los Angeles | 37 | 06037 | 22.5 | 14103 | 1986 | 9999 |  |  | N | Landfill Gas |  |  |  | FR | [9 empty] | 0.0261 | 0.0261 | 0.0261 | 0.0261 | [11 empty] | Sanitation Districts of Los Angeles County | 100 | Sanitation Districts of Los Angeles County | 100
Wisconsin Rapids Pulp Mill | 10477_B_P1 | 10477 | B | P1 |  | Non-Fossil Waste |  | MIS_WUMS | Wisconsin | 55 | Wood | 141 | 55141 | 10.8 | 5149 | 1966 | 9999 |  |  | Y | Non-Fossil Waste | [7 empty] | ESPC + C | No |  |  |  | 3.2 | 0.53 | 0.53 | 0.53 | 0.53 | [11 empty] | Newpage Wisconsin System Inc | 100 | Verso Paper Corp | 100
Wisconsin Rapids Pulp Mill | 10477_B_P2 | 10477 | B | P2 |  | Non-Fossil Waste |  | MIS_WUMS | Wisconsin | 55 | Wood | 141 | 55141 | 10.8 | 5149 | 1966 | 9999 |  |  | Y | Non-Fossil Waste | [7 empty] | ESPC + C | No |  |  |  | 3.2 | 0.54 | 0.54 | 0.54 | 0.54 | [11 empty] | Newpage Wisconsin System Inc | 100 | Verso Paper Corp | 100
Wisconsin Rapids Pulp Mill | 10477_B_R1 | 10477 | B | R1 |  | Non-Fossil Waste |  | MIS_WUMS | Wisconsin | 55 | Wood | 141 | 55141 | 10.8 | 5149 | 1966 | 9999 |  |  | Y | Non-Fossil Waste | [7 empty] | ESPC | No |  |  |  |  | 0 | 0 | 0 | 0 | [11 empty] | Newpage Wisconsin System Inc | 100 | Verso Paper Corp | 100
Wisconsin Rapids Pulp Mill | 10477_B_R2 | 10477 | B | R2 |  | Non-Fossil Waste |  | MIS_WUMS | Wisconsin | 55 | Wood | 141 | 55141 | 10.8 | 5149 | 1975 | 9999 |  |  | Y | Non-Fossil Waste | [7 empty] | ESPC | No |  |  |  |  | 0 | 0 | 0 | 0 | [11 empty] | Newpage Wisconsin System Inc | 100 | Verso Paper Corp | 100
Wisconsin Rapids Pulp Mill | 10477_B_R3 | 10477 | B | R3 |  | Non-Fossil Waste |  | MIS_WUMS | Wisconsin | 55 | Wood | 141 | 55141 | 10.8 | 5149 | 1989 | 9999 |  |  | Y | Non-Fossil Waste | [7 empty] | ESPC | No |  |  |  |  | 0 | 0 | 0 | 0 | [11 empty] | Newpage Wisconsin System Inc | 100 | Verso Paper Corp | 100
Wisconsin Rapids Pulp Mill | 10477_B_P3 | 10477 | B | P3 |  | Non-Fossil Waste |  | MIS_WUMS | Wisconsin | 55 | Wood | 141 | 55141 | 10.8 | 5149 | 1991 | 9999 |  |  | Y | Non-Fossil Waste |  |  |  | FR + LNB | [8 empty] | 0.789 | 0.04 | 0.04 | 0.04 | 0.04 | [11 empty] | Newpage Wisconsin System Inc | 100 | Verso Paper Corp | 100
Ples I | 10479_G_T101 | 10479 | G | T101 |  | Geothermal |  | WECC_SCE | California | 6 | Mono | 51 | 06051 | 3.3 | 9771 | 1990 | 9999 |  |  | N | Geothermal | [13 empty] | 0 | 0 | 0 | 0 | 0.3713 | 0.3713 | 0.3713 | [8 empty] | Mammoth Pacific LP | 100 | Ormat Technologies Inc | 100
Ples I | 10479_G_T102 | 10479 | G | T102 |  | Geothermal |  | WECC_SCE | California | 6 | Mono | 51 | 06051 | 3.3 | 9771 | 1990 | 9999 |  |  | N | Geothermal | [13 empty] | 0 | 0 | 0 | 0 | 0.3713 | 0.3713 | 0.3713 | [8 empty] | Mammoth Pacific LP | 100 | Ormat Technologies Inc | 100
Ples I | 10479_G_T103 | 10479 | G | T103 |  | Geothermal |  | WECC_SCE | California | 6 | Mono | 51 | 06051 | 3.3 | 9771 | 1990 | 9999 |  |  | N | Geothermal | [13 empty] | 0 | 0 | 0 | 0 | 0.3713 | 0.3713 | 0.3713 | [8 empty] | Mammoth Pacific LP | 100 | Ormat Technologies Inc | 100
Mammoth Pacific I | 10480_G_GEN1 | 10480 | G | GEN1 |  | Geothermal |  | WECC_SCE | California | 6 | Mono | 51 | 06051 | 3.3 | 9771 | 1984 | 9999 |  |  | N | Geothermal | [13 empty] | 0 | 0 | 0 | 0 | 0.3713 | 0.3713 | 0.3713 | [8 empty] | Mammoth One LLC | 100 | Ormat Technologies Inc | 100
Mammoth Pacific I | 10480_G_GEN2 | 10480 | G | GEN2 |  | Geothermal |  | WECC_SCE | California | 6 | Mono | 51 | 06051 | 3.3 | 9771 | 1984 | 9999 |  |  | N | Geothermal | [13 empty] | 0 | 0 | 0 | 0 | 0.3713 | 0.3713 | 0.3713 | [8 empty] | Mammoth One LLC | 100 | Ormat Technologies Inc | 100
Mammoth Pacific II | 10481_G_1 | 10481 | G | 1 |  | Geothermal |  | WECC_SCE | California | 6 | Mono | 51 | 06051 | 3.3 | 9771 | 1990 | 9999 |  |  | N | Geothermal | [13 empty] | 0 | 0 | 0 | 0 | 0.3713 | 0.3713 | 0.3713 | [8 empty] | Mammoth Pacific LP | 100 | Ormat Technologies Inc | 100
Mammoth Pacific II | 10481_G_2 | 10481 | G | 2 |  | Geothermal |  | WECC_SCE | California | 6 | Mono | 51 | 06051 | 3.3 | 9771 | 1990 | 9999 |  |  | N | Geothermal | [13 empty] | 0 | 0 | 0 | 0 | 0.3713 | 0.3713 | 0.3713 | [8 empty] | Mammoth Pacific LP | 100 | Ormat Technologies Inc | 100
Mammoth Pacific II | 10481_G_3 | 10481 | G | 3 |  | Geothermal |  | WECC_SCE | California | 6 | Mono | 51 | 06051 | 3.3 | 9771 | 1990 | 9999 |  |  | N | Geothermal | [13 empty] | 0 | 0 | 0 | 0 | 0.3713 | 0.3713 | 0.3713 | [8 empty] | Mammoth Pacific LP | 100 | Ormat Technologies Inc | 100
International Falls Power | 10487_G_GEN7 | 10487 | G | GEN7 |  | Hydro |  | MIS_MNWI | Minnesota | 27 | Koochiching | 71 | 27071 | 1.6 | 0 | 1924 | 9999 |  |  | N | Hydro | [13 empty] | 0 | 0 | 0 | 0 | [11 empty] | Boise Cascade Corp International Falls | 100 | Boise Cascade Corp | 100
International Falls Power | 10487_G_GEN6 | 10487 | G | GEN6 |  | Hydro |  | MIS_MNWI | Minnesota | 27 | Koochiching | 71 | 27071 | 1.6 | 0 | 1924 | 9999 |  |  | N | Hydro | [13 empty] | 0 | 0 | 0 | 0 | [11 empty] | Boise Cascade Corp International Falls | 100 | Boise Cascade Corp | 100
International Falls Power | 10487_G_GEN1 | 10487 | G | GEN1 |  | Hydro |  | MIS_MNWI | Minnesota | 27 | Koochiching | 71 | 27071 | 2.2 | 0 | 1946 | 9999 |  |  | N | Hydro | [13 empty] | 0 | 0 | 0 | 0 | [11 empty] | Boise Cascade Corp International Falls | 100 | Boise Cascade Corp | 100
International Falls Power | 10487_G_GEN2 | 10487 | G | GEN2 |  | Hydro |  | MIS_MNWI | Minnesota | 27 | Koochiching | 71 | 27071 | 2.2 | 0 | 1946 | 9999 |  |  | N | Hydro | [13 empty] | 0 | 0 | 0 | 0 | [11 empty] | Boise Cascade Corp International Falls | 100 | Boise Cascade Corp | 100
International Falls Power | 10487_G_GEN3 | 10487 | G | GEN3 |  | Hydro |  | MIS_MNWI | Minnesota | 27 | Koochiching | 71 | 27071 | 2.2 | 0 | 1946 | 9999 |  |  | N | Hydro | [13 empty] | 0 | 0 | 0 | 0 | [11 empty] | Boise Cascade Corp International Falls | 100 | Boise Cascade Corp | 100
International Falls Power | 10487_G_GEN4 | 10487 | G | GEN4 |  | Hydro |  | MIS_MNWI | Minnesota | 27 | Koochiching | 71 | 27071 | 2.2 | 0 | 1946 | 9999 |  |  | N | Hydro | [13 empty] | 0 | 0 | 0 | 0 | [11 empty] | Boise Cascade Corp International Falls | 100 | Boise Cascade Corp | 100
International Falls Power | 10487_G_GEN5 | 10487 | G | GEN5 |  | Hydro |  | MIS_MNWI | Minnesota | 27 | Koochiching | 71 | 27071 | 2.2 | 0 | 1946 | 9999 |  |  | N | Hydro | [13 empty] | 0 | 0 | 0 | 0 | [11 empty] | Boise Cascade Corp International Falls | 100 | Boise Cascade Corp | 100
Upper Beaver Falls Project | 10490_G_1G | 10490 | G | 1G |  | Hydro |  | NY_Z_C&E | New York | 36 | Lewis | 49 | 36049 | 1.5 | 0 | 1985 | 9999 |  |  | N | Hydro | [13 empty] | 0 | 0 | 0 | 0 | [11 empty] | Algonquin Power Beaver Falls LLC | 100 | Hudson Clean Energy Partners LP | 100
Rumford Falls Hydro Facility | 10493_G_GEN1 | 10493 | G | GEN1 |  | Hydro |  | NENG_ME | Maine | 23 | Oxford | 17 | 23017 | 8.1 | 0 | 1918 | 9999 |  |  | N | Hydro | [13 empty] | 0 | 0 | 0 | 0 | [11 empty] | Rumford Falls Hydro LLC | 100 | Brookfield Asset Management Inc | 100
Rumford Falls Hydro Facility | 10493_G_GEN2 | 10493 | G | GEN2 |  | Hydro |  | NENG_ME | Maine | 23 | Oxford | 17 | 23017 | 8.1 | 0 | 1918 | 9999 |  |  | N | Hydro | [13 empty] | 0 | 0 | 0 | 0 | [11 empty] | Rumford Falls Hydro LLC | 100 | Brookfield Asset Management Inc | 100
Rumford Falls Hydro Facility | 10493_G_GEN3 | 10493 | G | GEN3 |  | Hydro |  | NENG_ME | Maine | 23 | Oxford | 17 | 23017 | 8.8 | 0 | 1926 | 9999 |  |  | N | Hydro | [13 empty] | 0 | 0 | 0 | 0 | [11 empty] | Rumford Falls Hydro LLC | 100 | Brookfield Asset Management Inc | 100
Rumford Falls Hydro Facility | 10493_G_GEN4 | 10493 | G | GEN4 |  | Hydro |  | NENG_ME | Maine | 23 | Oxford | 17 | 23017 | 4.3 | 0 | 1950 | 9999 |  |  | N | Hydro | [13 empty] | 0 | 0 | 0 | 0 | [11 empty] | Rumford Falls Hydro LLC | 100 | Brookfield Asset Management Inc | 100
Rumford Falls Hydro Facility | 10493_G_GEN5 | 10493 | G | GEN5 |  | Hydro |  | NENG_ME | Maine | 23 | Oxford | 17 | 23017 | 7.6 | 0 | 1954 | 9999 |  |  | N | Hydro | [13 empty] | 0 | 0 | 0 | 0 | [11 empty] | Rumford Falls Hydro LLC | 100 | Brookfield Asset Management Inc | 100
Rumford Falls Hydro Facility | 10493_G_GEN6 | 10493 | G | GEN6 |  | Hydro |  | NENG_ME | Maine | 23 | Oxford | 17 | 23017 | 7.6 | 0 | 1954 | 9999 |  |  | N | Hydro | [13 empty] | 0 | 0 | 0 | 0 | [11 empty] | Rumford Falls Hydro LLC | 100 | Brookfield Asset Management Inc | 100
Sheldon Springs Hydroelectric | 10494_G_IG-1 | 10494 | G | IG-1 |  | Hydro |  | NENGREST | Vermont | 50 | Franklin | 11 | 50011 | 1.7 | 0 | 1988 | 9999 |  |  | N | Hydro | [13 empty] | 0 | 0 | 0 | 0 | [11 empty] | Missisquoi LLC | 100 | Enel SpA | 100
Sheldon Springs Hydroelectric | 10494_G_IG-2 | 10494 | G | IG-2 |  | Hydro |  | NENGREST | Vermont | 50 | Franklin | 11 | 50011 | 1.7 | 0 | 1988 | 9999 |  |  | N | Hydro | [13 empty] | 0 | 0 | 0 | 0 | [11 empty] | Missisquoi LLC | 100 | Enel SpA | 100
Sheldon Springs Hydroelectric | 10494_G_IG-3 | 10494 | G | IG-3 |  | Hydro |  | NENGREST | Vermont | 50 | Franklin | 11 | 50011 | 0.2 | 0 | 1988 | 9999 |  |  | N | Hydro | [13 empty] | 0 | 0 | 0 | 0 | [11 empty] | Missisquoi LLC | 100 | Enel SpA | 100
Sheldon Springs Hydroelectric | 10494_G_SG-1 | 10494 | G | SG-1 |  | Hydro |  | NENGREST | Vermont | 50 | Franklin | 11 | 50011 | 9.7 | 0 | 1988 | 9999 |  |  | N | Hydro | [13 empty] | 0 | 0 | 0 | 0 | [11 empty] | Missisquoi LLC | 100 | Enel SpA | 100
Sheldon Springs Hydroelectric | 10494_G_SG-2 | 10494 | G | SG-2 |  | Hydro |  | NENGREST | Vermont | 50 | Franklin | 11 | 50011 | 9.7 | 0 | 1988 | 9999 |  |  | N | Hydro | [13 empty] | 0 | 0 | 0 | 0 | [11 empty] | Missisquoi LLC | 100 | Enel SpA | 100
Sheldon Springs Hydroelectric | 10494_G_SG-3 | 10494 | G | SG-3 |  | Hydro |  | NENGREST | Vermont | 50 | Franklin | 11 | 50011 | 1 | 0 | 1988 | 9999 |  |  | N | Hydro | [13 empty] | 0 | 0 | 0 | 0 | [11 empty] | Missisquoi LLC | 100 | Enel SpA | 100
Rumford Cogeneration | 10495_B_CRECV | 10495 | B | CRECV |  | Non-Fossil Waste |  | NENG_ME | Maine | 23 | Oxford | 17 | 23017 | 34 | 5377 | 1981 | 9999 | FBC | dry | Y | Non-Fossil Waste |  |  |  | other | [9 empty] | 0.11841 | 0.11841 | 0.11841 | 0.11841 | [11 empty] | Rumford Cogeneration Co LP | 100 | Verso Paper Corp | 100
Rumford Cogeneration | 10495_B_6 | 10495 | B | 6 |  | Tires |  | NENG_ME | Maine | 23 | Oxford | 17 | 23017 | 26 | 5372 | 1990 | 9999 | FBC | dry | Y | Tires | Reagent Injection | 1990 | 0.75 | CF |  |  |  | ESPH | Yes |  |  |  | 1.92 | 0.27258 | 0.27258 | 0.27258 | 0.27258 |  |  |  |  | Yes | 1990 | [5 empty] | Rumford Cogeneration Co LP | 100 | Verso Paper Corp | 100
Rumford Cogeneration | 10495_B_7 | 10495 | B | 7 |  | Tires |  | NENG_ME | Maine | 23 | Oxford | 17 | 23017 | 26 | 5372 | 1990 | 9999 | FBC | dry | Y | Tires | Reagent Injection | 1990 | 0.75 | CF |  |  |  | ESPH | Yes |  |  |  | 1.92 | 0.27168 | 0.27168 | 0.27168 | 0.27168 |  |  |  |  | Yes | 1990 | [5 empty] | Rumford Cogeneration Co LP | 100 | Verso Paper Corp | 100
Kern River Cogeneration | 10496_G_GTAG | 10496 | G | GTAG |  | Combustion Turbine |  | WECC_SCE | California | 6 | Kern | 29 | 06029 | 72 | 8700 | 1985 | 9999 |  |  | Y | Natural Gas | [12 empty] | 0.74 | 0.01735 | 0.01735 | 0.01735 | 0.01735 | [11 empty] | Kern River Cogeneration Co | 100 | Chevron Corp | 100
Kern River Cogeneration | 10496_G_GTBG | 10496 | G | GTBG |  | Combustion Turbine |  | WECC_SCE | California | 6 | Kern | 29 | 06029 | 72 | 8700 | 1985 | 9999 |  |  | Y | Natural Gas | [12 empty] | 0.74 | 0.01735 | 0.01735 | 0.01735 | 0.01735 | [11 empty] | Kern River Cogeneration Co | 100 | Chevron Corp | 100
Kern River Cogeneration | 10496_G_GTCG | 10496 | G | GTCG |  | Combustion Turbine |  | WECC_SCE | California | 6 | Kern | 29 | 06029 | 72 | 8700 | 1985 | 9999 |  |  | Y | Natural Gas | [12 empty] | 0.74 | 0.01735 | 0.01735 | 0.01735 | 0.01735 | [11 empty] | Kern River Cogeneration Co | 100 | Chevron Corp | 100
Kern River Cogeneration | 10496_G_GTDG | 10496 | G | GTDG |  | Combustion Turbine |  | WECC_SCE | California | 6 | Kern | 29 | 06029 | 72 | 8700 | 1985 | 9999 |  |  | Y | Natural Gas | [12 empty] | 0.74 | 0.01735 | 0.01735 | 0.01735 | 0.01735 | [11 empty] | Kern River Cogeneration Co | 100 | Chevron Corp | 100
Wheelabrator Hudson Falls | 10503_B_SG201A | 10503 | B | SG201A |  | Municipal Solid Waste |  | NY_Z_F | New York | 36 | Washington | 115 | 36115 | 5.8 | 21668 | 1992 | 9999 |  |  | N | MSW | Dry Scrubber | 1992 | 0.994 | OFA |  |  |  | ESPC | Yes | ACI | 2001 |  |  | 0.27864 | 0.27864 | 0.27864 | 0.27864 | 0.08 | 0.08 | 0.08 | [8 empty] | Foster Wheeler Power System Inc | 100 | Foster Wheeler Ag | 100
Wheelabrator Hudson Falls | 10503_B_SG201B | 10503 | B | SG201B |  | Municipal Solid Waste |  | NY_Z_F | New York | 36 | Washington | 115 | 36115 | 5.8 | 21668 | 1992 | 9999 |  |  | N | MSW | Dry Scrubber | 1992 | 0.994 | OFA |  |  |  | ESPC | Yes | ACI | 2001 |  |  | 0.28936 | 0.28936 | 0.28936 | 0.28936 | 0.08 | 0.08 | 0.08 | [8 empty] | Foster Wheeler Power System Inc | 100 | Foster Wheeler Ag | 100
Milton Hydro | 10519_G_1 | 10519 | G | 1 |  | Hydro |  | NENGREST | New Hampshire | 33 | Strafford | 17 | 33017 | 0.1 | 0 | 1914 | 9999 |  |  | N | Hydro | [13 empty] | 0 | 0 | 0 | 0 | [11 empty] | SFR Hydro Corp | 100 | Algonquin Power Income Fund | 100
Milton Hydro | 10519_G_2 | 10519 | G | 2 |  | Hydro |  | NENGREST | New Hampshire | 33 | Strafford | 17 | 33017 | 0.2 | 0 | 1914 | 9999 |  |  | N | Hydro | [13 empty] | 0 | 0 | 0 | 0 | [11 empty] | SFR Hydro Corp | 100 | Algonquin Power Income Fund | 100
Milton Hydro | 10519_G_3 | 10519 | G | 3 |  | Hydro |  | NENGREST | New Hampshire | 33 | Strafford | 17 | 33017 | 0.1 | 0 | 1984 | 9999 |  |  | N | Hydro | [13 empty] | 0 | 0 | 0 | 0 | [11 empty] | SFR Hydro Corp | 100 | Algonquin Power Income Fund | 100
Milton Hydro | 10519_G_4 | 10519 | G | 4 |  | Hydro |  | NENGREST | New Hampshire | 33 | Strafford | 17 | 33017 | 0.3 | 0 | 1987 | 9999 |  |  | N | Hydro | [13 empty] | 0 | 0 | 0 | 0 | [11 empty] | SFR Hydro Corp | 100 | Algonquin Power Income Fund | 100
Dayton Hydro | 10520_G_1 | 10520 | G | 1 |  | Hydro |  | MIS_IL | Illinois | 17 | LaSalle | 99 | 17099 | 1.6 | 0 | 1925 | 9999 |  |  | N | Hydro | [13 empty] | 0 | 0 | 0 | 0 | [11 empty] | Midwest Hydro LLC | 100 | Hudson Clean Energy Partners LP | 100
Dayton Hydro | 10520_G_2 | 10520 | G | 2 |  | Hydro |  | MIS_IL | Illinois | 17 | LaSalle | 99 | 17099 | 1 | 0 | 1925 | 9999 |  |  | N | Hydro | [13 empty] | 0 | 0 | 0 | 0 | [11 empty] | Midwest Hydro LLC | 100 | Hudson Clean Energy Partners LP | 100
Dayton Hydro | 10520_G_3 | 10520 | G | 3 |  | Hydro |  | MIS_IL | Illinois | 17 | LaSalle | 99 | 17099 | 1 | 0 | 1925 | 9999 |  |  | N | Hydro | [13 empty] | 0 | 0 | 0 | 0 | [11 empty] | Midwest Hydro LLC | 100 | Hudson Clean Energy Partners LP | 100
Lederle Laboratories | 10521_G_GEN3 | 10521 | G | GEN3 |  | Combined Cycle |  | NY_Z_G-I | New York | 36 | Rockland | 87 | 36087 | 2.2 | 5832 | 1990 | 9999 |  |  | Y | Natural Gas, Distillate Fuel Oil | [13 empty] | 0.024573 | 0.024573 | 0.024573 | 0.024573 | [11 empty] | Wyeth | 100 | Wyeth | 100
Lederle Laboratories | 10521_G_GEN1 | 10521 | G | GEN1 |  | Combined Cycle |  | NY_Z_G-I | New York | 36 | Rockland | 87 | 36087 | 8.3 | 5832 | 1991 | 9999 |  |  | Y | Natural Gas, Distillate Fuel Oil | [13 empty] | 0.024573 | 0.024573 | 0.024573 | 0.024573 | [11 empty] | Wyeth | 100 | Wyeth | 100
Lederle Laboratories | 10521_G_GEN2 | 10521 | G | GEN2 |  | Combined Cycle |  | NY_Z_G-I | New York | 36 | Rockland | 87 | 36087 | 8.3 | 5832 | 1991 | 9999 |  |  | Y | Natural Gas, Distillate Fuel Oil | [13 empty] | 0.024573 | 0.024573 | 0.024573 | 0.024573 | [11 empty] | Wyeth | 100 | Wyeth | 100
Lederle Laboratories | 10521_G_TG4 | 10521 | G | TG4 |  | Combined Cycle |  | NY_Z_G-I | New York | 36 | Rockland | 87 | 36087 | 1.4 | 5832 | 1997 | 9999 |  |  | Y | Natural Gas, Distillate Fuel Oil | [13 empty] | 0.024573 | 0.024573 | 0.024573 | 0.024573 | [11 empty] | Wyeth | 100 | Wyeth | 100
Lederle Laboratories | 10521_G_3A | 10521 | G | 3A |  | Combined Cycle |  | NY_Z_G-I | New York | 36 | Rockland | 87 | 36087 | 1.5 | 5832 | 1998 | 9999 |  |  | Y | Natural Gas, Distillate Fuel Oil | [13 empty] | 0.024573 | 0.024573 | 0.024573 | 0.024573 | [11 empty] | Wyeth | 100 | Wyeth | 100
Benton Falls Associates | 10523_G_GEN1 | 10523 | G | GEN1 |  | Hydro |  | NENG_ME | Maine | 23 | Kennebec | 11 | 23011 | 3.3 | 0 | 1987 | 9999 |  |  | N | Hydro | [13 empty] | 0 | 0 | 0 | 0 | [11 empty] | Benton Falls Associates | 100 | Essex Hydro Associates LLC | 100
Benton Falls Associates | 10523_G_GEN2 | 10523 | G | GEN2 |  | Hydro |  | NENG_ME | Maine | 23 | Kennebec | 11 | 23011 | 0.7 | 0 | 1987 | 9999 |  |  | N | Hydro | [13 empty] | 0 | 0 | 0 | 0 | [11 empty] | Benton Falls Associates | 100 | Essex Hydro Associates LLC | 100
Craven County Wood Energy LP | 10525_B_4A | 10525 | B | 4A | 89655 | Biomass |  | S_VACA | North Carolina | 37 | Craven | 49 | 37049 | 47 | 14638 | 1990 | 9999 | stoker/SPR |  | N | Biomass |  |  |  | LA + OFA |  |  |  | ESPC + C | No |  |  |  |  | 0.21205 | 0.21205 | 0.21205 | 0.21205 | [11 empty] | Craven County Wood Energy LP | 100 | CMS Energy Corp | 100
Dodge Falls Associates | 10526_G_1UNI | 10526 | G | 1UNI |  | Hydro |  | NENGREST | New Hampshire | 33 | Grafton | 9 | 33009 | 5 | 0 | 1990 | 9999 |  |  | N | Hydro | [13 empty] | 0 | 0 | 0 | 0 | [11 empty] | Dodge Falls Associates LP | 100 | Dodge Falls Associates LP | 100
Feeder Dam Hydro Plant | 10530_G_1 | 10530 | G | 1 |  | Hydro |  | NY_Z_F | New York | 36 | Saratoga | 91 | 36091 | 0.9 | 0 | 1924 | 9999 |  |  | N | Hydro | [13 empty] | 0 | 0 | 0 | 0 | [11 empty] | Brookfield Renewable Energy Partners LP | 100 | Brookfield Asset Management Inc | 100
Feeder Dam Hydro Plant | 10530_G_2 | 10530 | G | 2 |  | Hydro |  | NY_Z_F | New York | 36 | Saratoga | 91 | 36091 | 0.9 | 0 | 1924 | 9999 |  |  | N | Hydro | [13 empty] | 0 | 0 | 0 | 0 | [11 empty] | Brookfield Renewable Energy Partners LP | 100 | Brookfield Asset Management Inc | 100
Feeder Dam Hydro Plant | 10530_G_3 | 10530 | G | 3 |  | Hydro |  | NY_Z_F | New York | 36 | Saratoga | 91 | 36091 | 1 | 0 | 1924 | 9999 |  |  | N | Hydro | [13 empty] | 0 | 0 | 0 | 0 | [11 empty] | Brookfield Renewable Energy Partners LP | 100 | Brookfield Asset Management Inc | 100
Feeder Dam Hydro Plant | 10530_G_4 | 10530 | G | 4 |  | Hydro |  | NY_Z_F | New York | 36 | Saratoga | 91 | 36091 | 0.9 | 0 | 1924 | 9999 |  |  | N | Hydro | [13 empty] | 0 | 0 | 0 | 0 | [11 empty] | Brookfield Renewable Energy Partners LP | 100 | Brookfield Asset Management Inc | 100
Feeder Dam Hydro Plant | 10530_G_5 | 10530 | G | 5 |  | Hydro |  | NY_Z_F | New York | 36 | Saratoga | 91 | 36091 | 1 | 0 | 1924 | 9999 |  |  | N | Hydro | [13 empty] | 0 | 0 | 0 | 0 | [11 empty] | Brookfield Renewable Energy Partners LP | 100 | Brookfield Asset Management Inc | 100
Beebee Island Hydro Plant | 10531_G_1 | 10531 | G | 1 |  | Hydro |  | NY_Z_C&E | New York | 36 | Jefferson | 45 | 36045 | 4.3 | 0 | 1931 | 9999 |  |  | N | Hydro | [13 empty] | 0 | 0 | 0 | 0 | [11 empty] | Brookfield Renewable Energy Partners LP | 100 | Brookfield Asset Management Inc | 100
Beebee Island Hydro Plant | 10531_G_2 | 10531 | G | 2 |  | Hydro |  | NY_Z_C&E | New York | 36 | Jefferson | 45 | 36045 | 4.3 | 0 | 1931 | 9999 |  |  | N | Hydro | [13 empty] | 0 | 0 | 0 | 0 | [11 empty] | Brookfield Renewable Energy Partners LP | 100 | Brookfield Asset Management Inc | 100
Grand River | 10532_G_2-1 | 10532 | G | 2-1 |  | Landfill Gas |  | MIS_LMI | Michigan | 26 | Clinton | 37 | 26037 | 0.8 | 13500 | 1991 | 9999 |  |  | N | Landfill Gas | [13 empty] | 0.24082 | 0.24082 | 0.24082 | 0.24082 | [11 empty] | Granger Electric Co | 100 | Granger Electric Co | 100
Grand River | 10532_G_2-3 | 10532 | G | 2-3 |  | Landfill Gas |  | MIS_LMI | Michigan | 26 | Clinton | 37 | 26037 | 0.8 | 13500 | 1991 | 9999 |  |  | N | Landfill Gas | [13 empty] | 0.24082 | 0.24082 | 0.24082 | 0.24082 | [11 empty] | Granger Electric Co | 100 | Granger Electric Co | 100
Grand River | 10532_G_2-4 | 10532 | G | 2-4 |  | Landfill Gas |  | MIS_LMI | Michigan | 26 | Clinton | 37 | 26037 | 0.8 | 13500 | 1996 | 9999 |  |  | N | Landfill Gas | [13 empty] | 0.24082 | 0.24082 | 0.24082 | 0.24082 | [11 empty] | Granger Electric Co | 100 | Granger Electric Co | 100
Grand River | 10532_G_2-5 | 10532 | G | 2-5 |  | Landfill Gas |  | MIS_LMI | Michigan | 26 | Clinton | 37 | 26037 | 0.8 | 13500 | 1997 | 9999 |  |  | N | Landfill Gas | [13 empty] | 0.24082 | 0.24082 | 0.24082 | 0.24082 | [11 empty] | Granger Electric Co | 100 | Granger Electric Co | 100
Dexter Plant | 10538_G_GEN1 | 10538 | G | GEN1 |  | Hydro |  | NY_Z_C&E | New York | 36 | Jefferson | 45 | 36045 | 0.5 | 0 | 1931 | 9999 |  |  | N | Hydro | [13 empty] | 0 | 0 | 0 | 0 | [11 empty] | Enel North America Inc | 100 | Enel SpA | 100
Dexter Plant | 10538_G_GEN2 | 10538 | G | GEN2 |  | Hydro |  | NY_Z_C&E | New York | 36 | Jefferson | 45 | 36045 | 0.5 | 0 | 1931 | 9999 |  |  | N | Hydro | [13 empty] | 0 | 0 | 0 | 0 | [11 empty] | Enel North America Inc | 100 | Enel SpA | 100
Dexter Plant | 10538_G_GEN3 | 10538 | G | GEN3 |  | Hydro |  | NY_Z_C&E | New York | 36 | Jefferson | 45 | 36045 | 0.2 | 0 | 1958 | 9999 |  |  | N | Hydro | [13 empty] | 0 | 0 | 0 | 0 | [11 empty] | Enel North America Inc | 100 | Enel SpA | 100
Dexter Plant | 10538_G_GEN4 | 10538 | G | GEN4 |  | Hydro |  | NY_Z_C&E | New York | 36 | Jefferson | 45 | 36045 | 0.2 | 0 | 1986 | 9999 |  |  | N | Hydro | [13 empty] | 0 | 0 | 0 | 0 | [11 empty] | Enel North America Inc | 100 | Enel SpA | 100
Dexter Plant | 10538_G_GEN5 | 10538 | G | GEN5 |  | Hydro |  | NY_Z_C&E | New York | 36 | Jefferson | 45 | 36045 | 0.2 | 0 | 1986 | 9999 |  |  | N | Hydro | [13 empty] | 0 | 0 | 0 | 0 | [11 empty] | Enel North America Inc | 100 | Enel SpA | 100
Dexter Plant | 10538_G_GEN6 | 10538 | G | GEN6 |  | Hydro |  | NY_Z_C&E | New York | 36 | Jefferson | 45 | 36045 | 1.2 | 0 | 1988 | 9999 |  |  | N | Hydro | [13 empty] | 0 | 0 | 0 | 0 | [11 empty] | Enel North America Inc | 100 | Enel SpA | 100
Dexter Plant | 10538_G_GEN7 | 10538 | G | GEN7 |  | Hydro |  | NY_Z_C&E | New York | 36 | Jefferson | 45 | 36045 | 1.2 | 0 | 1988 | 9999 |  |  | N | Hydro | [13 empty] | 0 | 0 | 0 | 0 | [11 empty] | Enel North America Inc | 100 | Enel SpA | 100
Theresa Plant | 10539_G_GEN2 | 10539 | G | GEN2 |  | Hydro |  | NY_Z_C&E | New York | 36 | Jefferson | 45 | 36045 | 0.3 | 0 | 1927 | 9999 |  |  | N | Hydro | [13 empty] | 0 | 0 | 0 | 0 | [11 empty] | Enel North America Inc | 100 | Enel SpA | 100
Theresa Plant | 10539_G_GEN1 | 10539 | G | GEN1 |  | Hydro |  | NY_Z_C&E | New York | 36 | Jefferson | 45 | 36045 | 1 | 0 | 1929 | 9999 |  |  | N | Hydro | [13 empty] | 0 | 0 | 0 | 0 | [11 empty] | Enel North America Inc | 100 | Enel SpA | 100
Diamond Island Plant | 10540_G_GEN1 | 10540 | G | GEN1 |  | Hydro |  | NY_Z_C&E | New York | 36 | Jefferson | 45 | 36045 | 0.4 | 0 | 1914 | 9999 |  |  | N | Hydro | [13 empty] | 0 | 0 | 0 | 0 | [11 empty] | Enel North America Inc | 100 | Enel SpA | 100
Diamond Island Plant | 10540_G_GEN2 | 10540 | G | GEN2 |  | Hydro |  | NY_Z_C&E | New York | 36 | Jefferson | 45 | 36045 | 0.4 | 0 | 1914 | 9999 |  |  | N | Hydro | [13 empty] | 0 | 0 | 0 | 0 | [11 empty] | Enel North America Inc | 100 | Enel SpA | 100
Diamond Island Plant | 10540_G_GEN3 | 10540 | G | GEN3 |  | Hydro |  | NY_Z_C&E | New York | 36 | Jefferson | 45 | 36045 | 0.4 | 0 | 1914 | 9999 |  |  | N | Hydro | [13 empty] | 0 | 0 | 0 | 0 | [11 empty] | Enel North America Inc | 100 | Enel SpA | 100
Hailesboro 4 Plant | 10544_G_GEN1 | 10544 | G | GEN1 |  | Hydro |  | NY_Z_C&E | New York | 36 | St Lawrence | 89 | 36089 | 0.8 | 0 | 1922 | 9999 |  |  | N | Hydro | [13 empty] | 0 | 0 | 0 | 0 | [11 empty] | Enel North America Inc | 100 | Enel SpA | 100
Hailesboro 4 Plant | 10544_G_GEN2 | 10544 | G | GEN2 |  | Hydro |  | NY_Z_C&E | New York | 36 | St Lawrence | 89 | 36089 | 0.6 | 0 | 1922 | 9999 |  |  | N | Hydro | [13 empty] | 0 | 0 | 0 | 0 | [11 empty] | Enel North America Inc | 100 | Enel SpA | 100
Copenhagen Plant | 10545_G_GEN1 | 10545 | G | GEN1 |  | Hydro |  | NY_Z_C&E | New York | 36 | Lewis | 49 | 36049 | 1.4 | 0 | 1984 | 9999 |  |  | N | Hydro | [13 empty] | 0 | 0 | 0 | 0 | [11 empty] | Enel North America Inc | 100 | Enel SpA | 100
Copenhagen Plant | 10545_G_GEN2 | 10545 | G | GEN2 |  | Hydro |  | NY_Z_C&E | New York | 36 | Lewis | 49 | 36049 | 1.4 | 0 | 1984 | 9999 |  |  | N | Hydro | [13 empty] | 0 | 0 | 0 | 0 | [11 empty] | Enel North America Inc | 100 | Enel SpA | 100
Copenhagen Plant | 10545_G_GEN3 | 10545 | G | GEN3 |  | Hydro |  | NY_Z_C&E | New York | 36 | Lewis | 49 | 36049 | 0.3 | 0 | 1984 | 9999 |  |  | N | Hydro | [13 empty] | 0 | 0 | 0 | 0 | [11 empty] | Enel North America Inc | 100 | Enel SpA | 100
Beaver Valley Patterson Dam | 10546_G_GEN1 | 10546 | G | GEN1 |  | Hydro |  | PJM_West | Pennsylvania | 42 | Beaver | 7 | 42007 | 0.4 | 0 | 1982 | 9999 |  |  | N | Hydro | [13 empty] | 0 | 0 | 0 | 0 | [11 empty] | Beaver Valley Power Co | 100 | Enel SpA | 100
Beaver Valley Patterson Dam | 10546_G_GEN2 | 10546 | G | GEN2 |  | Hydro |  | PJM_West | Pennsylvania | 42 | Beaver | 7 | 42007 | 0.4 | 0 | 1982 | 9999 |  |  | N | Hydro | [13 empty] | 0 | 0 | 0 | 0 | [11 empty] | Beaver Valley Power Co | 100 | Enel SpA | 100
Beaver Valley Patterson Dam | 10546_G_GEN3 | 10546 | G | GEN3 |  | Hydro |  | PJM_West | Pennsylvania | 42 | Beaver | 7 | 42007 | 0.4 | 0 | 1982 | 9999 |  |  | N | Hydro | [13 empty] | 0 | 0 | 0 | 0 | [11 empty] | Beaver Valley Power Co | 100 | Enel SpA | 100
Pyrites Plant | 10547_G_GEN1 | 10547 | G | GEN1 |  | Hydro |  | NY_Z_C&E | New York | 36 | St Lawrence | 89 | 36089 | 1.1 | 0 | 1949 | 9999 |  |  | N | Hydro | [13 empty] | 0 | 0 | 0 | 0 | [11 empty] | Enel North America Inc | 100 | Enel SpA | 100
Pyrites Plant | 10547_G_GEN2 | 10547 | G | GEN2 |  | Hydro |  | NY_Z_C&E | New York | 36 | St Lawrence | 89 | 36089 | 3.3 | 0 | 1985 | 9999 |  |  | N | Hydro | [13 empty] | 0 | 0 | 0 | 0 | [11 empty] | Enel North America Inc | 100 | Enel SpA | 100
Pyrites Plant | 10547_G_GEN3 | 10547 | G | GEN3 |  | Hydro |  | NY_Z_C&E | New York | 36 | St Lawrence | 89 | 36089 | 3.3 | 0 | 1985 | 9999 |  |  | N | Hydro | [13 empty] | 0 | 0 | 0 | 0 | [11 empty] | Enel North America Inc | 100 | Enel SpA | 100
San Jose Cogeneration | 10548_G_GEN1 | 10548 | G | GEN1 |  | Combustion Turbine |  | WEC_CALN | California | 6 | Santa Clara | 85 | 06085 | 5.6 | 9006 | 1984 | 9999 |  |  | Y | Natural Gas, Distillate Fuel Oil | [12 empty] | 0.74 | 0.47388 | 0.47388 | 0.47388 | 0.47388 | [11 empty] | San Jose State University | 100 | San Jose State University | 100
High Shoals Hydro (NC) | 10550_G_GEN1 | 10550 | G | GEN1 |  | Hydro |  | S_VACA | North Carolina | 37 | Lincoln | 109 | 37109 | 1.8 | 0 | 1934 | 9999 |  |  | N | Hydro | [13 empty] | 0 | 0 | 0 | 0 | [11 empty] | Mills Shoals Hydro Co Inc | 100 | Enel SpA | 100
Brassua Hydroelectric Project | 10555_G_1 | 10555 | G | 1 |  | Hydro |  | NENG_ME | Maine | 23 | Somerset | 25 | 23025 | 3.6 | 0 | 1989 | 9999 |  |  | N | Hydro | [13 empty] | 0 | 0 | 0 | 0 | [11 empty] | Brookfield White Pine Hydro LLC | 72.8 | Brookfield Asset Management Inc | 72.8
Boott Hydropower | 10556_G_GEN1 | 10556 | G | GEN1 |  | Hydro |  | NENGREST | Massachusetts | 25 | Middlesex | 17 | 25017 | 7.1 | 0 | 1985 | 9999 |  |  | N | Hydro | [13 empty] | 0 | 0 | 0 | 0 | [11 empty] | Boott Hydropower Inc | 100 | Enel SpA | 100
Boott Hydropower | 10556_G_GEN2 | 10556 | G | GEN2 |  | Hydro |  | NENGREST | Massachusetts | 25 | Middlesex | 17 | 25017 | 7.1 | 0 | 1985 | 9999 |  |  | N | Hydro | [13 empty] | 0 | 0 | 0 | 0 | [11 empty] | Boott Hydropower Inc | 100 | Enel SpA | 100
Boott Hydropower | 10556_G_GEN3 | 10556 | G | GEN3 |  | Hydro |  | NENGREST | Massachusetts | 25 | Middlesex | 17 | 25017 | 7.5 | 0 | 1985 | 9999 |  |  | N | Hydro | [13 empty] | 0 | 0 | 0 | 0 | [11 empty] | Boott Hydropower Inc | 100 | Enel SpA | 100
Algonquin Windsor Locks | 10567_G_GTG | 10567 | G | GTG | 3556 | Combined Cycle |  | NENG_CT | Connecticut | 9 | Hartford | 3 | 09003 | 35 | 5673 | 1990 | 9999 |  |  | Y | Natural Gas, Distillate Fuel Oil |  |  |  | STM | [8 empty] | 0.28 | 0.14603 | 0.14603 | 0.14603 | 0.14603 | [11 empty] | Algonquin Power Windsor Locks LLC | 100 | Algonquin Power Income Fund | 100
Algonquin Windsor Locks | 10567_G_STG | 10567 | G | STG | 3556 | Combined Cycle |  | NENG_CT | Connecticut | 9 | Hartford | 3 | 09003 | 16 | 5673 | 1990 | 9999 |  |  | Y | Natural Gas, Distillate Fuel Oil |  |  |  | STM | [8 empty] | 0.28 | 0.14603 | 0.14603 | 0.14603 | 0.14603 | [11 empty] | Algonquin Power Windsor Locks LLC | 100 | Algonquin Power Income Fund | 100
Algonquin Windsor Locks | 10567_G_GTG2 | 10567 | G | GTG2 |  | Combined Cycle |  | NENG_CT | Connecticut | 9 | Hartford | 3 | 09003 | 13 | 5673 | 2012 | 9999 |  |  | Y | Natural Gas, Distillate Fuel Oil | [13 empty] | 0.14603 | 0.14603 | 0.14603 | 0.14603 | [11 empty] | Algonquin Power Windsor Locks LLC | 100 | Algonquin Power Income Fund | 100
Errol Hydroelectric Project | 10570_G_1 | 10570 | G | 1 |  | Hydro |  | NENGREST | New Hampshire | 33 | Coos | 7 | 33007 | 3 | 0 | 1986 | 9999 |  |  | N | Hydro | [13 empty] | 0 | 0 | 0 | 0 | [11 empty] | Errol Hydroelectric Co LLC | 100 | Great Lakes Hydro Income Fund (The) | 100
Cameron Ridge LLC | 10586_G_EXIS | 10586 | G | EXIS |  | Onshore Wind |  | WECC_SCE | California | 6 | Kern | 29 | 06029 | 59.6 | 0 | 1984 | 9999 |  |  | N | Wind | [13 empty] | 0 | 0 | 0 | 0 | [11 empty] | Cameron Ridge LLC | 100 | NextEra Energy Inc | 100
Agrilectric Power Partners Ltd | 10593_B_BLR1 | 10593 | B | BLR1 |  | Biomass |  | MIS_WOTA | Louisiana | 22 | Calcasieu | 19 | 22019 | 10.9 | 16484 | 1984 | 9999 |  |  | N | Biomass | [7 empty] | B | NA |  |  |  |  | 0.24295 | 0.24295 | 0.24295 | 0.24295 | [11 empty] | Agrilectric Power Partners Ltd | 100 | Powell Group Inc (The) | 100
Ridgetop Energy LLC | 10597_G_WGN1 | 10597 | G | WGN1 |  | Onshore Wind |  | WECC_SCE | California | 6 | Kern | 29 | 06029 | 29 | 0 | 1984 | 9999 |  |  | N | Wind | [13 empty] | 0 | 0 | 0 | 0 | [11 empty] | Ridgetop Energy LLC | 100 | Energy Capital Partners | 100
Ebensburg Power | 10603_B_031 | 10603 | B | 031 | 3557 | Coal Steam |  | PJM_PENE | Pennsylvania | 42 | Cambria | 21 | 42021 | 50 | 14500 | 1991 | 9999 | FBC | dry | Y | Waste Coal | Reagent Injection | 1991 | 0.9 | CF |  |  |  | B | NA |  |  |  | 1 | 0.09405 | 0.09405 | 0.09405 | 0.09405 | 0.01 | 0.01 | 0.01 | 0.98 | Yes | 1991 | [5 empty] | Ebensburg Power Co | 100 | McDermott International Inc | 100
Gilman Mill | 10608_G_GEN3 | 10608 | G | GEN3 |  | Hydro |  | NENGREST | Vermont | 50 | Essex | 9 | 50009 | 0.7 | 0 | 1941 | 9999 |  |  | N | Hydro | [13 empty] | 0 | 0 | 0 | 0 | [11 empty] | Ampersand Gilman Hydro LP | 100 | Ampersand Energy Partners LLC | 100
Gilman Mill | 10608_G_GEN4 | 10608 | G | GEN4 |  | Hydro |  | NENGREST | Vermont | 50 | Essex | 9 | 50009 | 0.6 | 0 | 1941 | 9999 |  |  | N | Hydro | [13 empty] | 0 | 0 | 0 | 0 | [11 empty] | Ampersand Gilman Hydro LP | 100 | Ampersand Energy Partners LLC | 100
Gilman Mill | 10608_G_GEN2 | 10608 | G | GEN2 |  | Hydro |  | NENGREST | Vermont | 50 | Essex | 9 | 50009 | 0.9 | 0 | 1966 | 9999 |  |  | N | Hydro | [13 empty] | 0 | 0 | 0 | 0 | [11 empty] | Ampersand Gilman Hydro LP | 100 | Ampersand Energy Partners LLC | 100
Gilman Mill | 10608_G_GEN1 | 10608 | G | GEN1 |  | Hydro |  | NENGREST | Vermont | 50 | Essex | 9 | 50009 | 2.1 | 0 | 1986 | 9999 |  |  | N | Hydro | [13 empty] | 0 | 0 | 0 | 0 | [11 empty] | Ampersand Gilman Hydro LP | 100 | Ampersand Energy Partners LLC | 100
CH Resources Beaver Falls | 10617_G_GEN1 | 10617 | G | GEN1 | 3560 | Combined Cycle |  | NY_Z_C&E | New York | 36 | Lewis | 49 | 36049 | 50.7 | 6669 | 1995 | 9999 |  |  | Y | Natural Gas, Distillate Fuel Oil |  |  |  | STM | SCR | [8 empty] | 0.14162 | 0.056 | 0.14162 | 0.056 | [11 empty] | Beaver Falls LLC | 100 | Starwood Capital Group Global LLC | 100
CH Resources Beaver Falls | 10617_G_GEN2 | 10617 | G | GEN2 | 3560 | Combined Cycle |  | NY_Z_C&E | New York | 36 | Lewis | 49 | 36049 | 30.6 | 6669 | 1995 | 9999 |  |  | Y | Natural Gas, Distillate Fuel Oil |  |  |  | STM | SCR | [8 empty] | 0.14162 | 0.056 | 0.14162 | 0.056 | [11 empty] | Beaver Falls LLC | 100 | Starwood Capital Group Global LLC | 100
Carthage Energy LLC | 10620_G_GEN1 | 10620 | G | GEN1 | 3563 | Combined Cycle |  | NY_Z_C&E | New York | 36 | Jefferson | 45 | 36045 | 38.2 | 9865 | 1991 | 9999 |  |  | N | Natural Gas, Distillate Fuel Oil |  |  |  | STM | [9 empty] | 0.13403 | 0.13403 | 0.13403 | 0.13403 | [11 empty] | Carthage Energy LLC | 100 | Alliance Energy Group LLC | 100
Carthage Energy LLC | 10620_G_GEN2 | 10620 | G | GEN2 | 3563 | Combined Cycle |  | NY_Z_C&E | New York | 36 | Jefferson | 45 | 36045 | 21 | 9865 | 1991 | 9999 |  |  | N | Natural Gas, Distillate Fuel Oil |  |  |  | STM | [9 empty] | 0.13403 | 0.13403 | 0.13403 | 0.13403 | [11 empty] | Carthage Energy LLC | 100 | Alliance Energy Group LLC | 100
CH Resources Syracuse | 10621_G_GEN1 | 10621 | G | GEN1 | 3564 | Combined Cycle |  | NY_Z_C&E | New York | 36 | Onondaga | 67 | 36067 | 56.5 | 8495 | 1994 | 9999 |  |  | N | Natural Gas |  |  |  | STM | SCR | [8 empty] | 0.068099 | 0.068099 | 0.068099 | 0.068099 | [11 empty] | Lakeside Syracuse LLC | 100 | Starwood Capital Group Global LLC | 100
CH Resources Syracuse | 10621_G_GEN2 | 10621 | G | GEN2 | 3564 | Combined Cycle |  | NY_Z_C&E | New York | 36 | Onondaga | 67 | 36067 | 28.8 | 8495 | 1994 | 9999 |  |  | N | Natural Gas |  |  |  | STM | SCR | [8 empty] | 0.068099 | 0.068099 | 0.068099 | 0.068099 | [11 empty] | Lakeside Syracuse LLC | 100 | Starwood Capital Group Global LLC | 100
Wheelabrator Baltimore Refuse | 10629_B_BLR1 | 10629 | B | BLR1 |  | Municipal Solid Waste |  | PJM_SMAC | Maryland | 24 | Baltimore City | 510 | 24510 | 20.4 | 12756 | 1985 | 9999 |  |  | Y | MSW | Dry Scrubber | 2000 | 0.9 |  | SNCR |  |  | ESPH | Yes | ACI | 2000 |  |  | 0.31 | 0.31 | 0.31 | 0.31 | 0.08 | 0.08 | 0.08 | [8 empty] | Wheelabrator Baltimore Inc | 100 | Macquarie Bank Limited | 100
Wheelabrator Baltimore Refuse | 10629_B_BLR2 | 10629 | B | BLR2 |  | Municipal Solid Waste |  | PJM_SMAC | Maryland | 24 | Baltimore City | 510 | 24510 | 20.4 | 12756 | 1985 | 9999 |  |  | Y | MSW | Dry Scrubber | 2000 | 0.9 |  | SNCR |  |  | ESPH | Yes | ACI | 2000 |  |  | 0.31 | 0.31 | 0.31 | 0.31 | 0.08 | 0.08 | 0.08 | [8 empty] | Wheelabrator Baltimore Inc | 100 | Macquarie Bank Limited | 100
Wheelabrator Baltimore Refuse | 10629_B_BLR3 | 10629 | B | BLR3 |  | Municipal Solid Waste |  | PJM_SMAC | Maryland | 24 | Baltimore City | 510 | 24510 | 20.4 | 12756 | 1985 | 9999 |  |  | Y | MSW | Dry Scrubber | 2000 | 0.9 |  | SNCR |  |  | ESPH | Yes | ACI | 2000 |  |  | 0.31 | 0.31 | 0.31 | 0.31 | 0.08 | 0.08 | 0.08 | [8 empty] | Wheelabrator Baltimore Inc | 100 | Macquarie Bank Limited | 100
CE Leathers | 10631_G_GEN1 | 10631 | G | GEN1 |  | Geothermal |  | WECC_IID | California | 6 | Imperial | 25 | 06025 | 43.2 | 9771 | 1989 | 9999 |  |  | N | Geothermal | [13 empty] | 0 | 0 | 0 | 0 | 0.4625 | 0.4625 | 0.4625 | [8 empty] | CE Leathers Co | 100 | Berkshire Hathaway Inc | 100
Del Ranch Company | 10632_G_GEN1 | 10632 | G | GEN1 |  | Geothermal |  | WECC_IID | California | 6 | Imperial | 25 | 06025 | 43.2 | 9771 | 1988 | 9999 |  |  | N | Geothermal | [13 empty] | 0 | 0 | 0 | 0 | 0.4625 | 0.4625 | 0.4625 | [8 empty] | CE Generation LLC | 100 | Berkshire Hathaway Inc | 100
Hopewell Cogeneration | 10633_G_GT1 | 10633 | G | GT1 | 88335 | Combined Cycle |  | PJM_Dom | Virginia | 51 | Prince George | 149 | 51149 | 94.1 | 8922 | 1990 | 9999 |  |  | Y | Natural Gas, Distillate Fuel Oil |  |  |  | STM | [9 empty] | 0.11258 | 0.11258 | 0.11258 | 0.11258 | [11 empty] | Hopewell Power Generation LLC | 100 | Vistra Energy | 100
Hopewell Cogeneration | 10633_G_GT2 | 10633 | G | GT2 | 88336 | Combined Cycle |  | PJM_Dom | Virginia | 51 | Prince George | 149 | 51149 | 94.1 | 8922 | 1990 | 9999 |  |  | Y | Natural Gas, Distillate Fuel Oil |  |  |  | STM | [9 empty] | 0.11258 | 0.11258 | 0.11258 | 0.11258 | [11 empty] | Hopewell Power Generation LLC | 100 | Vistra Energy | 100
Hopewell Cogeneration | 10633_G_GT3 | 10633 | G | GT3 | 88337 | Combined Cycle |  | PJM_Dom | Virginia | 51 | Prince George | 149 | 51149 | 94.1 | 8922 | 1990 | 9999 |  |  | Y | Natural Gas, Distillate Fuel Oil |  |  |  | STM | [9 empty] | 0.11258 | 0.11258 | 0.11258 | 0.11258 | [11 empty] | Hopewell Power Generation LLC | 100 | Vistra Energy | 100
Hopewell Cogeneration | 10633_G_ST1 | 10633 | G | ST1 | 88335 | Combined Cycle |  | PJM_Dom | Virginia | 51 | Prince George | 149 | 51149 | 96 | 8922 | 1990 | 9999 |  |  | Y | Natural Gas, Distillate Fuel Oil |  |  |  | STM | [9 empty] | 0.11258 | 0.11258 | 0.11258 | 0.11258 | [11 empty] | Hopewell Power Generation LLC | 100 | Vistra Energy | 100
Elmore Company | 10634_G_GEN1 | 10634 | G | GEN1 |  | Geothermal |  | WECC_IID | California | 6 | Imperial | 25 | 06025 | 51.1 | 9771 | 1988 | 9999 |  |  | N | Geothermal | [13 empty] | 0 | 0 | 0 | 0 | 0.4625 | 0.4625 | 0.4625 | [8 empty] | Elmore Co | 100 | Berkshire Hathaway Inc | 100
Covanta Hempstead | 10642_B_1 | 10642 | B | 1 |  | Municipal Solid Waste |  | NY_Z_K | New York | 36 | Nassau | 59 | 36059 | 23.9 | 17909 | 1989 | 9999 |  |  | N | MSW | Dry Scrubber | 1989 | 0.85 | LA | SNCR |  |  | B | NA |  |  |  |  | 0.21337 | 0.21337 | 0.21337 | 0.21337 | 0.08 | 0.08 | 0.08 | [8 empty] | Covanta Hempstead Co | 100 | Covanta Holding Corp | 100
Covanta Hempstead | 10642_B_2 | 10642 | B | 2 |  | Municipal Solid Waste |  | NY_Z_K | New York | 36 | Nassau | 59 | 36059 | 23.9 | 17909 | 1989 | 9999 |  |  | N | MSW | Dry Scrubber | 1989 | 0.85 | LA | SNCR |  |  | B | NA |  |  |  |  | 0.21619 | 0.21619 | 0.21619 | 0.21619 | 0.08 | 0.08 | 0.08 | [8 empty] | Covanta Hempstead Co | 100 | Covanta Holding Corp | 100
Covanta Hempstead | 10642_B_3 | 10642 | B | 3 |  | Municipal Solid Waste |  | NY_Z_K | New York | 36 | Nassau | 59 | 36059 | 23.9 | 17909 | 1989 | 9999 |  |  | N | MSW | Dry Scrubber | 1989 | 0.85 |  | SNCR |  |  | B | NA |  |  |  |  | 0.21227 | 0.21227 | 0.21227 | 0.21227 | 0.08 | 0.08 | 0.08 | [8 empty] | Covanta Hempstead Co | 100 | Covanta Holding Corp | 100
Covanta Essex Company | 10643_B_1 | 10643 | B | 1 |  | Municipal Solid Waste |  | PJM_EMAC | New Jersey | 34 | Essex | 13 | 34013 | 20 | 20422 | 1990 | 9999 |  |  | N | MSW | Dry Scrubber | 1990 | 0.7 | NH3 | SNCR |  |  | B | NA | ACI | 1995 |  |  | 0.145 | 0.145 | 0.145 | 0.145 | 0.08 | 0.08 | 0.08 | [8 empty] | Covanta Essex Co | 100 | Covanta Holding Corp | 100
Covanta Essex Company | 10643_B_2 | 10643 | B | 2 |  | Municipal Solid Waste |  | PJM_EMAC | New Jersey | 34 | Essex | 13 | 34013 | 20 | 20422 | 1990 | 9999 |  |  | N | MSW | Dry Scrubber | 1990 | 0.7 | NH3 | SNCR |  |  | B | NA | ACI | 1995 |  |  | 0.145 | 0.145 | 0.145 | 0.145 | 0.08 | 0.08 | 0.08 | [8 empty] | Covanta Essex Co | 100 | Covanta Holding Corp | 100
Covanta Essex Company | 10643_B_3 | 10643 | B | 3 |  | Municipal Solid Waste |  | PJM_EMAC | New Jersey | 34 | Essex | 13 | 34013 | 20 | 20422 | 1990 | 9999 |  |  | N | MSW | Dry Scrubber | 1990 | 0.7 | NH3 | SNCR |  |  | B | NA | ACI | 1995 |  |  | 0.144 | 0.144 | 0.144 | 0.144 | 0.08 | 0.08 | 0.08 | [8 empty] | Covanta Essex Co | 100 | Covanta Holding Corp | 100
Covanta Southeastern Connecticut Company | 10646_B_BLR1 | 10646 | B | BLR1 |  | Municipal Solid Waste |  | NENG_CT | Connecticut | 9 | New London | 11 | 09011 | 8.2 | 20141 | 1991 | 9999 |  |  | N | MSW | Dry Scrubber | 1992 | 0.75 |  | SNCR |  |  | B | NA | ACI | 2002 |  |  | 0.25335 | 0.25335 | 0.25335 | 0.25335 | 0.08 | 0.08 | 0.08 | [8 empty] | Covanta Southeastern Connecticut Co | 100 | Covanta Holding Corp | 100
Covanta Southeastern Connecticut Company | 10646_B_BLR2 | 10646 | B | BLR2 |  | Municipal Solid Waste |  | NENG_CT | Connecticut | 9 | New London | 11 | 09011 | 8.2 | 20141 | 1991 | 9999 |  |  | N | MSW | Dry Scrubber | 1992 | 0.75 |  | SNCR |  |  | B | NA | ACI | 2002 |  |  | 0.2611 | 0.2611 | 0.2611 | 0.2611 | 0.08 | 0.08 | 0.08 | [8 empty] | Covanta Southeastern Connecticut Co | 100 | Covanta Holding Corp | 100
Bear Mountain Limited | 10649_G_GEN1 | 10649 | G | GEN1 | 91243 | Combustion Turbine |  | WEC_CALN | California | 6 | Kern | 29 | 06029 | 46 | 8700 | 1995 | 9999 |  |  | Y | Natural Gas | [12 empty] | 0.74 | 0.86899 | 0.86899 | 0.86899 | 0.86899 | [11 empty] | Bear Mountain Ltd | 100 | ContourGlobal PLC | 100
Badger Creek Limited | 10650_G_GEN1 | 10650 | G | GEN1 | 91244 | Combustion Turbine |  | WEC_CALN | California | 6 | Kern | 29 | 06029 | 46 | 8700 | 1991 | 9999 |  |  | Y | Natural Gas | [12 empty] | 0.74 | 0.76998 | 0.76998 | 0.76998 | 0.76998 | [11 empty] | Badger Creek Ltd | 100 | ContourGlobal PLC | 100
Burney Forest Products | 10652_B_BLR1 | 10652 | B | BLR1 |  | Biomass |  | WEC_CALN | California | 6 | Shasta | 89 | 06089 | 15.5 | 14869 | 1989 | 9999 |  |  | Y | Biomass |  |  |  | NH3 | SNCR |  |  | ESPH | No |  |  |  |  | 0.104 | 0.104 | 0.104 | 0.104 | [11 empty] | Forest Product LP | 55.56 | Energy Investors Funds Group | 55.56
Burney Forest Products | 10652_B_BLR2 | 10652 | B | BLR2 |  | Biomass |  | WEC_CALN | California | 6 | Shasta | 89 | 06089 | 15.5 | 14869 | 1989 | 9999 |  |  | Y | Biomass |  |  |  | NH3 | SNCR |  |  | ESPH | No |  |  |  |  | 0.109 | 0.109 | 0.109 | 0.109 | [11 empty] | Forest Product LP | 55.56 | Energy Investors Funds Group | 55.56
Collins Pine Project | 10661_B_4 | 10661 | B | 4 |  | Biomass |  | WEC_CALN | California | 6 | Plumas | 63 | 06063 | 12 | 7053 | 1985 | 9999 |  |  | Y | Biomass | [7 empty] | C | NA |  |  |  |  | 0.141 | 0.141 | 0.141 | 0.141 | [11 empty] | Collins Pine Co | 100 | Collins Companies Inc (The) | 100
River Valley | 10671_B_1A | 10671 | B | 1A | 90961 | Coal Steam |  | SPP_WEST | Oklahoma | 40 | Le Flore | 79 | 40079 | 80 | 11851 | 1991 | 9999 | FBC | dry | Y | Bituminous, Subbituminous | Reagent Injection | 1991 | 0.852 | CF |  |  |  | B | NA |  |  |  | 1.2 | 0.1154 | 0.1154 | 0.1154 | 0.1154 | 0.05 | 0.1 | 0.43 | 0.98 | Yes | 1991 | [5 empty] | Oklahoma Gas & Electric Co | 100 | OGE Energy Corp | 100
River Valley | 10671_B_1B | 10671 | B | 1B | 90962 | Coal Steam |  | SPP_WEST | Oklahoma | 40 | Le Flore | 79 | 40079 | 80 | 11851 | 1991 | 9999 | FBC | dry | Y | Bituminous, Subbituminous | Reagent Injection | 1991 | 0.847 | CF |  |  |  | B | NA |  |  |  | 1.2 | 0.11299 | 0.11299 | 0.11299 | 0.11299 | 0.05 | 0.1 | 0.43 | 0.98 | Yes | 1991 | [5 empty] | Oklahoma Gas & Electric Co | 100 | OGE Energy Corp | 100
River Valley | 10671_B_2A | 10671 | B | 2A | 90963 | Coal Steam |  | SPP_WEST | Oklahoma | 40 | Le Flore | 79 | 40079 | 80 | 11896 | 1991 | 9999 | FBC | dry | Y | Bituminous, Subbituminous | Reagent Injection | 1991 | 0.829 | CF |  |  |  | B | NA |  |  |  | 1.2 | 0.13255 | 0.13255 | 0.13255 | 0.13255 | 0.05 | 0.1 | 0.43 | 0.98 | Yes | 1991 | [5 empty] | Oklahoma Gas & Electric Co | 100 | OGE Energy Corp | 100
River Valley | 10671_B_2B | 10671 | B | 2B | 90964 | Coal Steam |  | SPP_WEST | Oklahoma | 40 | Le Flore | 79 | 40079 | 80 | 11896 | 1991 | 9999 | FBC | dry | Y | Bituminous, Subbituminous | Reagent Injection | 1991 | 0.846 | CF |  |  |  | B | NA |  |  |  | 1.2 | 0.13677 | 0.13677 | 0.13677 | 0.13677 | 0.05 | 0.1 | 0.43 | 0.98 | Yes | 1991 | [5 empty] | Oklahoma Gas & Electric Co | 100 | OGE Energy Corp | 100
AES Warrior Run Cogeneration Facility | 10678_B_BLR1 | 10678 | B | BLR1 | 3575 | Coal Steam |  | PJM_AP | Maryland | 24 | Allegany | 1 | 24001 | 180 | 8909 | 2000 | 9999 | FBC | dry | Y | Bituminous, Waste Coal | Reagent Injection | 2000 | 0.95 | NH3 | SNCR |  | 2000 | B | NA |  |  |  | 0.42 | 0.07105 | 0.07105 | 0.07105 | 0.07105 | 0.01 | 0.01 | 0.01 | 0.98 | Yes | 2000 | [5 empty] | AES Warrior Run Inc | 100 | AES Corp (The) | 100
Brush Generation Facility | 10682_G_GT1 | 10682 | G | GT1 |  | Combined Cycle |  | WECC_CO | Colorado | 8 | Morgan | 87 | 08087 | 25 | 10763 | 1990 | 9999 |  |  | N | Natural Gas | [13 empty] | 0.00834 | 0.00834 | 0.00834 | 0.00834 | [11 empty] | BIV Generation Co LLC | 100 | Beowulf Energy LLC | 100
Brush Generation Facility | 10682_G_GT2 | 10682 | G | GT2 | 3576 | Combustion Turbine |  | WECC_CO | Colorado | 8 | Morgan | 87 | 08087 | 25 | 16250 | 1990 | 9999 |  |  | N | Natural Gas |  |  |  | H2O | [9 empty] | 0.08744 | 0.08744 | 0.08744 | 0.08744 | [11 empty] | BIV Generation Co LLC | 100 | Beowulf Energy LLC | 100
Brush Generation Facility | 10682_G_ST1 | 10682 | G | ST1 |  | Combined Cycle |  | WECC_CO | Colorado | 8 | Morgan | 87 | 08087 | 30 | 10763 | 1990 | 9999 |  |  | N | Natural Gas |  |  |  | LNB | [9 empty] | 0.00834 | 0.00834 | 0.00834 | 0.00834 | [11 empty] | BIV Generation Co LLC | 100 | Beowulf Energy LLC | 100
Brush Generation Facility | 10682_G_GT3 | 10682 | G | GT3 |  | Combined Cycle |  | WECC_CO | Colorado | 8 | Morgan | 87 | 08087 | 32 | 10763 | 1994 | 9999 |  |  | N | Natural Gas | [13 empty] | 0.024573 | 0.024573 | 0.024573 | 0.024573 | [11 empty] | BIV Generation Co LLC | 100 | Beowulf Energy LLC | 100
Brush Generation Facility | 10682_G_ST2 | 10682 | G | ST2 |  | Combined Cycle |  | WECC_CO | Colorado | 8 | Morgan | 87 | 08087 | 40 | 10763 | 1994 | 9999 |  |  | N | Natural Gas |  |  |  | LNB | [9 empty] | 0.024573 | 0.024573 | 0.024573 | 0.024573 | [11 empty] | BIV Generation Co LLC | 100 | Beowulf Energy LLC | 100
Brush Generation Facility | 10682_G_GT4 | 10682 | G | GT4 | 4142 | Combined Cycle |  | WECC_CO | Colorado | 8 | Morgan | 87 | 08087 | 25 | 10763 | 1999 | 9999 |  |  | N | Natural Gas |  |  |  | H2O | [9 empty] | 0.082902 | 0.082902 | 0.082902 | 0.082902 | [11 empty] | BIV Generation Co LLC | 100 | Beowulf Energy LLC | 100
Brush Generation Facility | 10682_G_GT5 | 10682 | G | GT5 | 4143 | Combined Cycle |  | WECC_CO | Colorado | 8 | Morgan | 87 | 08087 | 25 | 10763 | 1999 | 9999 |  |  | N | Natural Gas |  |  |  | H2O | [9 empty] | 0.082902 | 0.082902 | 0.082902 | 0.082902 | [11 empty] | BIV Generation Co LLC | 100 | Beowulf Energy LLC | 100
Brush Generation Facility | 10682_G_ST4 | 10682 | G | ST4 | 4143 | Combined Cycle |  | WECC_CO | Colorado | 8 | Morgan | 87 | 08087 | 90 | 10763 | 2002 | 9999 |  |  | N | Natural Gas |  |  |  | LNB | [9 empty] | 0.082902 | 0.082902 | 0.082902 | 0.082902 | [11 empty] | BIV Generation Co LLC | 100 | Beowulf Energy LLC | 100
Argus Cogen Plant | 10684_B_BLR22 | 10684 | B | BLR22 |  | Coal Steam |  | WECC_SCE | California | 6 | San Bernardino | 71 | 06071 | 2.3 | 8300 | 1967 | 9999 |  |  | Y | Bituminous | [12 empty] | 0.526 | 0.47486 | 0.47486 | 0.47486 | 0.47486 | 1 | 0.1 | 1 | 0 | [7 empty] | Searles Valley Minerals Operations Inc | 100 | Nirma Ltd | 100
Argus Cogen Plant | 10684_B_BLR25 | 10684 | B | BLR25 |  | Coal Steam |  | WECC_SCE | California | 6 | San Bernardino | 71 | 06071 | 27 | 8300 | 1978 | 9999 |  |  | Y | Bituminous | Wet Scrubber | 1978 | 0.983 | LNB + OFA | SNCR |  | 1978 | ESPC | Yes |  |  |  | 0.526 | 0.238 | 0.238 | 0.238 | 0.238 | 0.05 | 0.1 | 0.56 | 0.99 | [7 empty] | Searles Valley Minerals Operations Inc | 100 | Nirma Ltd | 100
Argus Cogen Plant | 10684_B_BLR26 | 10684 | B | BLR26 |  | Coal Steam |  | WECC_SCE | California | 6 | San Bernardino | 71 | 06071 | 27 | 8300 | 1978 | 9999 |  |  | Y | Bituminous | Wet Scrubber | 1978 | 0.983 | LNB + OFA | SNCR |  | 1978 | ESPC | Yes |  |  |  | 0.526 | 0.23 | 0.23 | 0.23 | 0.23 | 0.05 | 0.1 | 0.56 | 0.99 | [7 empty] | Searles Valley Minerals Operations Inc | 100 | Nirma Ltd | 100
Rapids Energy Center | 10686_G_HYD | 10686 | G | HYD |  | Hydro |  | MIS_MNWI | Minnesota | 27 | Itasca | 61 | 27061 | 0.8 | 0 | 1943 | 9999 |  |  | N | Hydro | [13 empty] | 0 | 0 | 0 | 0 | [11 empty] | ALLETE Inc | 100 | ALLETE Inc | 100
Rapids Energy Center | 10686_B_5 | 10686 | B | 5 |  | Biomass |  | MIS_MNWI | Minnesota | 27 | Itasca | 61 | 27061 | 10.8 | 4431 | 1980 | 9999 |  |  | Y | Biomass | [7 empty] | ESPC + C | No |  |  |  | 1.2 | 0.25849 | 0.25849 | 0.25849 | 0.25849 | [11 empty] | ALLETE Inc | 100 | ALLETE Inc | 100
Rapids Energy Center | 10686_B_6 | 10686 | B | 6 |  | Biomass |  | MIS_MNWI | Minnesota | 27 | Itasca | 61 | 27061 | 10.8 | 4431 | 1980 | 9999 |  |  | Y | Biomass | [7 empty] | ESPC + C | No |  |  |  | 1.2 | 0.27089 | 0.27089 | 0.27089 | 0.27089 | [11 empty] | ALLETE Inc | 100 | ALLETE Inc | 100
Rapids Energy Center | 10686_B_7 | 10686 | B | 7 |  | Biomass |  | MIS_MNWI | Minnesota | 27 | Itasca | 61 | 27061 | 3.3 | 4431 | 2001 | 9999 |  |  | Y | Biomass |  |  |  | FR + LNB |  |  |  | ESPC + C | No |  |  |  | 4 | 0.04307 | 0.04307 | 0.04307 | 0.04307 | [11 empty] | ALLETE Inc | 100 | ALLETE Inc | 100
Rapids Energy Center | 10686_B_8 | 10686 | B | 8 |  | Biomass |  | MIS_MNWI | Minnesota | 27 | Itasca | 61 | 27061 | 3.3 | 4431 | 2001 | 9999 |  |  | Y | Biomass |  |  |  | FR + LNB | [8 empty] | 4 | 0.126 | 0.126 | 0.126 | 0.126 | [11 empty] | ALLETE Inc | 100 | ALLETE Inc | 100
Black River Hydro Associates | 10687_G_DE1 | 10687 | G | DE1 |  | Hydro |  | NY_Z_C&E | New York | 36 | Lewis | 49 | 36049 | 1.5 | 0 | 1984 | 9999 |  |  | N | Hydro | [13 empty] | 0 | 0 | 0 | 0 | [11 empty] | CHI Power Marketing Inc | 98.5 | Enel SpA | 98.5
Black River Hydro Associates | 10687_G_PL1 | 10687 | G | PL1 |  | Hydro |  | NY_Z_C&E | New York | 36 | Lewis | 49 | 36049 | 2.1 | 0 | 1984 | 9999 |  |  | N | Hydro | [13 empty] | 0 | 0 | 0 | 0 | [11 empty] | CHI Power Marketing Inc | 98.5 | Enel SpA | 98.5
Black River Hydro Associates | 10687_G_RI1 | 10687 | G | RI1 |  | Hydro |  | NY_Z_C&E | New York | 36 | Lewis | 49 | 36049 | 1.8 | 0 | 1984 | 9999 |  |  | N | Hydro | [13 empty] | 0 | 0 | 0 | 0 | [11 empty] | CHI Power Marketing Inc | 98.5 | Enel SpA | 98.5
ExxonMobil Baton Rouge Turbine Generator | 10690_G_CTG1 | 10690 | G | CTG1 |  | Combustion Turbine |  | MIS_LA | Louisiana | 22 | East Baton Rouge | 33 | 22033 | 76.7 | 8700 | 1990 | 9999 |  |  | Y | Natural Gas | [13 empty] | 0.04943 | 0.04943 | 0.04943 | 0.04943 | [11 empty] | ExxonMobil Baton Rouge | 100 | ExxonMobil Corp | 100
ExxonMobil Baytown Turbine | 10692_G_GEN1 | 10692 | G | GEN1 |  | Combustion Turbine |  | ERC_REST | Texas | 48 | Harris | 201 | 48201 | 32 | 8700 | 1989 | 9999 |  |  | Y | Natural Gas | [13 empty] | 0.47388 | 0.47388 | 0.47388 | 0.47388 | [11 empty] | Exxon Co USA | 100 | ExxonMobil Corp | 100
ExxonMobil Baytown Turbine | 10692_G_GEN2 | 10692 | G | GEN2 |  | Combustion Turbine |  | ERC_REST | Texas | 48 | Harris | 201 | 48201 | 32 | 8700 | 1989 | 9999 |  |  | Y | Natural Gas | [13 empty] | 0.47388 | 0.47388 | 0.47388 | 0.47388 | [11 empty] | Exxon Co USA | 100 | ExxonMobil Corp | 100
ExxonMobil Baytown Turbine | 10692_G_GEN3 | 10692 | G | GEN3 |  | Combustion Turbine |  | ERC_REST | Texas | 48 | Harris | 201 | 48201 | 32 | 8700 | 1989 | 9999 |  |  | Y | Natural Gas | [13 empty] | 0.47388 | 0.47388 | 0.47388 | 0.47388 | [11 empty] | Exxon Co USA | 100 | ExxonMobil Corp | 100
ExxonMobil Baytown Turbine | 10692_G_GEN4 | 10692 | G | GEN4 |  | Combustion Turbine |  | ERC_REST | Texas | 48 | Harris | 201 | 48201 | 90 | 8700 | 1997 | 9999 |  |  | Y | Natural Gas | [13 empty] | 0.04943 | 0.04943 | 0.04943 | 0.04943 | [11 empty] | Exxon Co USA | 100 | ExxonMobil Corp | 100
ExxonMobil Baytown Turbine | 10692_G_GEN5 | 10692 | G | GEN5 |  | Combustion Turbine |  | ERC_REST | Texas | 48 | Harris | 201 | 48201 | 140 | 8700 | 2004 | 9999 |  |  | Y | Natural Gas | [13 empty] | 0.04943 | 0.04943 | 0.04943 | 0.04943 | [11 empty] | Exxon Co USA | 100 | ExxonMobil Corp | 100
Pepperell Hydro Power Plant | 10694_G_2121 | 10694 | G | 2121 |  | Hydro |  | NENGREST | Massachusetts | 25 | Middlesex | 17 | 25017 | 0.8 | 0 | 1920 | 9999 |  |  | N | Hydro | [13 empty] | 0 | 0 | 0 | 0 | [11 empty] | Swift River Hydro Operations Co | 100 | Swift River Hydro Operations Co | 100
Pepperell Hydro Power Plant | 10694_G_8281 | 10694 | G | 8281 |  | Hydro |  | NENGREST | Massachusetts | 25 | Middlesex | 17 | 25017 | 0.8 | 0 | 1920 | 9999 |  |  | N | Hydro | [13 empty] | 0 | 0 | 0 | 0 | [11 empty] | Swift River Hydro Operations Co | 100 | Swift River Hydro Operations Co | 100
Pepperell Hydro Power Plant | 10694_G_G3 | 10694 | G | G3 |  | Hydro |  | NENGREST | Massachusetts | 25 | Middlesex | 17 | 25017 | 0.6 | 0 | 2006 | 9999 |  |  | N | Hydro | [13 empty] | 0 | 0 | 0 | 0 | [11 empty] | Swift River Hydro Operations Co | 100 | Swift River Hydro Operations Co | 100
Burney Creek | 10706_G_GEN1 | 10706 | G | GEN1 |  | Hydro |  | WEC_CALN | California | 6 | Shasta | 89 | 06089 | 3 | 0 | 1990 | 9999 |  |  | N | Hydro | [13 empty] | 0 | 0 | 0 | 0 | [11 empty] | Snow Mountain Hydro LLC | 100 | IDACORP Inc | 100
Cove Hydroelectric | 10707_G_GEN1 | 10707 | G | GEN1 |  | Hydro |  | WEC_CALN | California | 6 | Shasta | 89 | 06089 | 5 | 0 | 1990 | 9999 |  |  | N | Hydro | [13 empty] | 0 | 0 | 0 | 0 | [11 empty] | Snow Mountain Hydro LLC | 100 | IDACORP Inc | 100
Lost Creek I | 10708_G_GEN1 | 10708 | G | GEN1 |  | Hydro |  | WEC_CALN | California | 6 | Shasta | 89 | 06089 | 1.1 | 0 | 1989 | 9999 |  |  | N | Hydro | [13 empty] | 0 | 0 | 0 | 0 | [11 empty] | Snow Mountain Hydro LLC | 100 | IDACORP Inc | 100
Ponderosa Bailey Creek | 10709_G_GEN1 | 10709 | G | GEN1 |  | Hydro |  | WEC_CALN | California | 6 | Tehama | 103 | 06103 | 1.1 | 0 | 1990 | 9999 |  |  | N | Hydro | [13 empty] | 0 | 0 | 0 | 0 | [11 empty] | Snow Mountain Hydro LLC | 100 | IDACORP Inc | 100
Karen Avenue Wind Farm | 10718_G_WND | 10718 | G | WND |  | Onshore Wind |  | WECC_SCE | California | 6 | Riverside | 65 | 06065 | 11.7 | 0 | 1985 | 9999 |  |  | N | Wind | [13 empty] | 0 | 0 | 0 | 0 | [11 empty] | San Gorgonio Wind Farms Inc | 100 | San Gorgonio Wind Farms Inc | 100
Selkirk Cogen | 10725_G_GEN2 | 10725 | G | GEN2 | 3577 | Combined Cycle |  | NY_Z_F | New York | 36 | Albany | 1 | 36001 | 8.7 | 7915 | 1992 | 9999 |  |  | Y | Natural Gas, Distillate Fuel Oil |  |  |  | STM | SCR | [8 empty] | 0.043576 | 0.043576 | 0.043576 | 0.043576 | [11 empty] | Selkirk Cogeneration Partners LP | 100 | Ares Management LP | 100
Selkirk Cogen | 10725_G_GEN1 | 10725 | G | GEN1 | 3577 | Combined Cycle |  | NY_Z_F | New York | 36 | Albany | 1 | 36001 | 69.4 | 7915 | 1992 | 9999 |  |  | Y | Natural Gas, Distillate Fuel Oil |  |  |  | STM | SCR | [8 empty] | 0.043576 | 0.043576 | 0.043576 | 0.043576 | [11 empty] | Selkirk Cogeneration Partners LP | 100 | Ares Management LP | 100
Selkirk Cogen | 10725_G_GEN3 | 10725 | G | GEN3 | 3578 | Combined Cycle |  | NY_Z_F | New York | 36 | Albany | 1 | 36001 | 79.3 | 7915 | 1994 | 9999 |  |  | Y | Natural Gas, Distillate Fuel Oil |  |  |  | STM | SCR | [8 empty] | 0.043576 | 0.043576 | 0.043576 | 0.043576 | [11 empty] | Selkirk Cogeneration Partners LP | 100 | Ares Management LP | 100
Selkirk Cogen | 10725_G_GEN4 | 10725 | G | GEN4 | 3579 | Combined Cycle |  | NY_Z_F | New York | 36 | Albany | 1 | 36001 | 79.3 | 7915 | 1994 | 9999 |  |  | Y | Natural Gas, Distillate Fuel Oil |  |  |  | STM | SCR | [8 empty] | 0.043576 | 0.043576 | 0.043576 | 0.043576 | [11 empty] | Selkirk Cogeneration Partners LP | 100 | Ares Management LP | 100
Selkirk Cogen | 10725_G_GEN5 | 10725 | G | GEN5 | 3578 | Combined Cycle |  | NY_Z_F | New York | 36 | Albany | 1 | 36001 | 123.6 | 7915 | 1994 | 9999 |  |  | Y | Natural Gas, Distillate Fuel Oil |  |  |  | STM | SCR | [8 empty] | 0.043576 | 0.043576 | 0.043576 | 0.043576 | [11 empty] | Selkirk Cogeneration Partners LP | 100 | Ares Management LP | 100
Masspower | 10726_G_GEN1 | 10726 | G | GEN1 | 3580 | Combined Cycle |  | NENGREST | Massachusetts | 25 | Hampden | 13 | 25013 | 83 | 8485 | 1993 | 9999 |  |  | Y | Natural Gas |  |  |  | STM | SCR | [8 empty] | 0.034209 | 0.034209 | 0.034209 | 0.034209 | [11 empty] | MassPower LLC | 100 | Vistra Energy | 100
Masspower | 10726_G_GEN2 | 10726 | G | GEN2 | 3581 | Combined Cycle |  | NENGREST | Massachusetts | 25 | Hampden | 13 | 25013 | 83 | 8485 | 1993 | 9999 |  |  | Y | Natural Gas |  |  |  | STM | SCR | [8 empty] | 0.034209 | 0.034209 | 0.034209 | 0.034209 | [11 empty] | MassPower LLC | 100 | Vistra Energy | 100
Masspower | 10726_G_GEN3 | 10726 | G | GEN3 | 3580 | Combined Cycle |  | NENGREST | Massachusetts | 25 | Hampden | 13 | 25013 | 79 | 8485 | 1993 | 9999 |  |  | Y | Natural Gas |  |  |  | STM | SCR | [8 empty] | 0.034209 | 0.034209 | 0.034209 | 0.034209 | [11 empty] | MassPower LLC | 100 | Vistra Energy | 100
Barker Lower | 10728_G_GEN1 | 10728 | G | GEN1 |  | Hydro |  | NENG_ME | Maine | 23 | Androscoggin | 1 | 23001 | 1.5 | 0 | 1986 | 9999 |  |  | N | Hydro | [13 empty] | 0 | 0 | 0 | 0 | [11 empty] | Ridgewood Maine Hydro Partnership LP | 100 | Covanta Holding Corp | 100
Barber Dam | 10735_G_GEN1 | 10735 | G | GEN1 |  | Hydro |  | WECC_ID | Idaho | 16 | Ada | 1 | 16001 | 4 | 0 | 1990 | 9999 |  |  | N | Hydro | [13 empty] | 0 | 0 | 0 | 0 | [11 empty] | Fulcrum Inc | 100 | Fulcrum Inc | 100
Sprague Hydro | 10737_G_GEN1 | 10737 | G | GEN1 |  | Hydro |  | WECC_PNW | Oregon | 41 | Klamath | 35 | 41035 | 1 | 0 | 1989 | 9999 |  |  | N | Hydro | [13 empty] | 0 | 0 | 0 | 0 | [11 empty] | Hdi Associates V | 100 | Algonquin Power Income Fund | 100
Magic Dam Hydroelectric Project | 10740_G_GEN1 | 10740 | G | GEN1 |  | Hydro |  | WECC_ID | Idaho | 16 | Blaine | 13 | 16013 | 2.9 | 0 | 1989 | 9999 |  |  | N | Hydro | [13 empty] | 0 | 0 | 0 | 0 | [11 empty] | Magic Reservoir Hydroelectric | 100 | Magic Reservoir Hydroelectric | 100
Magic Dam Hydroelectric Project | 10740_G_GEN2 | 10740 | G | GEN2 |  | Hydro |  | WECC_ID | Idaho | 16 | Blaine | 13 | 16013 | 2.9 | 0 | 1989 | 9999 |  |  | N | Hydro | [13 empty] | 0 | 0 | 0 | 0 | [11 empty] | Magic Reservoir Hydroelectric | 100 | Magic Reservoir Hydroelectric | 100
Magic Dam Hydroelectric Project | 10740_G_GEN3 | 10740 | G | GEN3 |  | Hydro |  | WECC_ID | Idaho | 16 | Blaine | 13 | 16013 | 2.9 | 0 | 1989 | 9999 |  |  | N | Hydro | [13 empty] | 0 | 0 | 0 | 0 | [11 empty] | Magic Reservoir Hydroelectric | 100 | Magic Reservoir Hydroelectric | 100
Morgantown Energy Facility | 10743_B_CFB1 | 10743 | B | CFB1 | 10078 | Coal Steam |  | PJM_AP | West Virginia | 54 | Monongalia | 61 | 54061 | 25 | 10092 | 1991 | 9999 | FBC | dry | Y | Bituminous, Waste Coal | Reagent Injection | 1992 | 0.946 | CF | SNCR |  | 2016 | B | NA |  |  |  | 0.4 | 0.34854 | 0.17427 | 0.34854 | 0.17427 | 0.01 | 0.01 | 0.01 | 0.98 | Yes | 1992 | [5 empty] | Morgantown Energy Associates | 100 | Dominion Energy Inc | 100
Morgantown Energy Facility | 10743_B_CFB2 | 10743 | B | CFB2 | 10079 | Coal Steam |  | PJM_AP | West Virginia | 54 | Monongalia | 61 | 54061 | 25 | 10092 | 1991 | 9999 | FBC | dry | Y | Bituminous, Waste Coal | Reagent Injection | 1992 | 0.946 | CF | SNCR |  | 2016 | B | NA |  |  |  | 0.4 | 0.35035 | 0.17518 | 0.35035 | 0.17518 | 0.01 | 0.01 | 0.01 | 0.98 | Yes | 1992 | [5 empty] | Morgantown Energy Associates | 100 | Dominion Energy Inc | 100
Midland Cogeneration Venture | 10745_G_GT3 | 10745 | G | GT3 | 88567 | Combined Cycle |  | MIS_LMI | Michigan | 26 | Midland | 111 | 26111 | 88 | 7646 | 1989 | 9999 |  |  | Y | Natural Gas |  |  |  | STM | [9 empty] | 0.10008 | 0.10008 | 0.10008 | 0.10008 | [11 empty] | Midland Cogeneration Venture LP | 100 | Ontario Municipal Employees Retirement System | 100
Midland Cogeneration Venture | 10745_G_GT4 | 10745 | G | GT4 | 88568 | Combined Cycle |  | MIS_LMI | Michigan | 26 | Midland | 111 | 26111 | 88 | 7646 | 1989 | 9999 |  |  | Y | Natural Gas |  |  |  | STM | [9 empty] | 0.10008 | 0.10008 | 0.10008 | 0.10008 | [11 empty] | Midland Cogeneration Venture LP | 100 | Ontario Municipal Employees Retirement System | 100
Midland Cogeneration Venture | 10745_G_GT5 | 10745 | G | GT5 | 88569 | Combined Cycle |  | MIS_LMI | Michigan | 26 | Midland | 111 | 26111 | 88 | 7646 | 1989 | 9999 |  |  | Y | Natural Gas |  |  |  | STM | [9 empty] | 0.10008 | 0.10008 | 0.10008 | 0.10008 | [11 empty] | Midland Cogeneration Venture LP | 100 | Ontario Municipal Employees Retirement System | 100
Midland Cogeneration Venture | 10745_G_GT6 | 10745 | G | GT6 | 88570 | Combined Cycle |  | MIS_LMI | Michigan | 26 | Midland | 111 | 26111 | 88 | 7646 | 1989 | 9999 |  |  | Y | Natural Gas |  |  |  | STM | [9 empty] | 0.10008 | 0.10008 | 0.10008 | 0.10008 | [11 empty] | Midland Cogeneration Venture LP | 100 | Ontario Municipal Employees Retirement System | 100
Midland Cogeneration Venture | 10745_G_GT7 | 10745 | G | GT7 | 88571 | Combined Cycle |  | MIS_LMI | Michigan | 26 | Midland | 111 | 26111 | 88 | 7646 | 1989 | 9999 |  |  | Y | Natural Gas |  |  |  | STM | [9 empty] | 0.10008 | 0.10008 | 0.10008 | 0.10008 | [11 empty] | Midland Cogeneration Venture LP | 100 | Ontario Municipal Employees Retirement System | 100
Midland Cogeneration Venture | 10745_G_GT8 | 10745 | G | GT8 | 88572 | Combined Cycle |  | MIS_LMI | Michigan | 26 | Midland | 111 | 26111 | 88 | 7646 | 1989 | 9999 |  |  | Y | Natural Gas |  |  |  | STM | [9 empty] | 0.10008 | 0.10008 | 0.10008 | 0.10008 | [11 empty] | Midland Cogeneration Venture LP | 100 | Ontario Municipal Employees Retirement System | 100
Midland Cogeneration Venture | 10745_G_1G12 | 10745 | G | 1G12 |  | Combustion Turbine | IC Engine | MIS_LMI | Michigan | 26 | Midland | 111 | 26111 | 5.2 | 8700 | 1990 | 9999 |  |  | Y | Distillate Fuel Oil | [12 empty] | 1.67 | 1.6498 | 1.6498 | 1.6498 | 1.6498 | [11 empty] | Midland Cogeneration Venture LP | 100 | Ontario Municipal Employees Retirement System | 100
Midland Cogeneration Venture | 10745_G_GT10 | 10745 | G | GT10 | 88574 | Combined Cycle |  | MIS_LMI | Michigan | 26 | Midland | 111 | 26111 | 88 | 7578 | 1990 | 9999 |  |  | Y | Natural Gas |  |  |  | STM | [9 empty] | 0.098113 | 0.098113 | 0.098113 | 0.098113 | [11 empty] | Midland Cogeneration Venture LP | 100 | Ontario Municipal Employees Retirement System | 100
Midland Cogeneration Venture | 10745_G_GT11 | 10745 | G | GT11 | 88575 | Combined Cycle |  | MIS_LMI | Michigan | 26 | Midland | 111 | 26111 | 88 | 7578 | 1990 | 9999 |  |  | Y | Natural Gas |  |  |  | STM | [9 empty] | 0.098113 | 0.098113 | 0.098113 | 0.098113 | [11 empty] | Midland Cogeneration Venture LP | 100 | Ontario Municipal Employees Retirement System | 100
Midland Cogeneration Venture | 10745_G_GT12 | 10745 | G | GT12 | 88576 | Combined Cycle |  | MIS_LMI | Michigan | 26 | Midland | 111 | 26111 | 88 | 7578 | 1990 | 9999 |  |  | Y | Natural Gas |  |  |  | DLNB | [9 empty] | 0.098113 | 0.098113 | 0.098113 | 0.098113 | [11 empty] | Midland Cogeneration Venture LP | 100 | Ontario Municipal Employees Retirement System | 100
Midland Cogeneration Venture | 10745_G_GT13 | 10745 | G | GT13 | 88577 | Combined Cycle |  | MIS_LMI | Michigan | 26 | Midland | 111 | 26111 | 88 | 7578 | 1990 | 9999 |  |  | Y | Natural Gas |  |  |  | STM | [9 empty] | 0.098113 | 0.098113 | 0.098113 | 0.098113 | [11 empty] | Midland Cogeneration Venture LP | 100 | Ontario Municipal Employees Retirement System | 100
Midland Cogeneration Venture | 10745_G_GT14 | 10745 | G | GT14 | 88578 | Combined Cycle |  | MIS_LMI | Michigan | 26 | Midland | 111 | 26111 | 88 | 7578 | 1990 | 9999 |  |  | Y | Natural Gas |  |  |  | STM | [9 empty] | 0.098113 | 0.098113 | 0.098113 | 0.098113 | [11 empty] | Midland Cogeneration Venture LP | 100 | Ontario Municipal Employees Retirement System | 100
Midland Cogeneration Venture | 10745_G_GT9 | 10745 | G | GT9 | 88573 | Combined Cycle |  | MIS_LMI | Michigan | 26 | Midland | 111 | 26111 | 88 | 7578 | 1990 | 9999 |  |  | Y | Natural Gas |  |  |  | STM | [9 empty] | 0.098113 | 0.098113 | 0.098113 | 0.098113 | [11 empty] | Midland Cogeneration Venture LP | 100 | Ontario Municipal Employees Retirement System | 100
Midland Cogeneration Venture | 10745_G_ST1 | 10745 | G | ST1 | 88567 | Combined Cycle |  | MIS_LMI | Michigan | 26 | Midland | 111 | 26111 | 410 | 7646 | 1990 | 9999 |  |  | Y | Natural Gas |  |  |  | STM | [9 empty] | 0.10008 | 0.10008 | 0.10008 | 0.10008 | [11 empty] | Midland Cogeneration Venture LP | 100 | Ontario Municipal Employees Retirement System | 100
Midland Cogeneration Venture | 10745_G_ST2 | 10745 | G | ST2 | 88573 | Combined Cycle |  | MIS_LMI | Michigan | 26 | Midland | 111 | 26111 | 380 | 7578 | 1990 | 9999 |  |  | Y | Natural Gas |  |  |  | STM | [9 empty] | 0.098113 | 0.098113 | 0.098113 | 0.098113 | [11 empty] | Midland Cogeneration Venture LP | 100 | Ontario Municipal Employees Retirement System | 100
Midland Cogeneration Venture | 10745_G_BP15 | 10745 | G | BP15 | 88573 | Combined Cycle |  | MIS_LMI | Michigan | 26 | Midland | 111 | 26111 | 13.4 | 7578 | 1998 | 9999 |  |  | Y | Natural Gas | [13 empty] | 0.098113 | 0.098113 | 0.098113 | 0.098113 | [11 empty] | Midland Cogeneration Venture LP | 100 | Ontario Municipal Employees Retirement System | 100
Covanta Delaware Valley | 10746_B_BLR1 | 10746 | B | BLR1 |  | Municipal Solid Waste |  | PJM_EMAC | Pennsylvania | 42 | Delaware | 45 | 42045 | 13.3 | 18920 | 1991 | 9999 |  |  | N | MSW | Dry Scrubber | 1991 | 0.948 |  |  |  |  | B | NA |  |  |  |  | 0.20932 | 0.20932 | 0.20932 | 0.20932 | 0.08 | 0.08 | 0.08 | [8 empty] | Covanta Delaware Valley LP | 100 | Covanta Holding Corp | 100
Covanta Delaware Valley | 10746_B_BLR2 | 10746 | B | BLR2 |  | Municipal Solid Waste |  | PJM_EMAC | Pennsylvania | 42 | Delaware | 45 | 42045 | 13.3 | 18920 | 1991 | 9999 |  |  | N | MSW | Dry Scrubber | 1991 | 0.978 |  |  |  |  | B | NA |  |  |  |  | 0.20944 | 0.20944 | 0.20944 | 0.20944 | 0.08 | 0.08 | 0.08 | [8 empty] | Covanta Delaware Valley LP | 100 | Covanta Holding Corp | 100
Covanta Delaware Valley | 10746_B_BLR3 | 10746 | B | BLR3 |  | Municipal Solid Waste |  | PJM_EMAC | Pennsylvania | 42 | Delaware | 45 | 42045 | 13.3 | 18920 | 1991 | 9999 |  |  | N | MSW | Dry Scrubber | 1991 | 0.939 |  |  |  |  | B | NA |  |  |  |  | 0.19946 | 0.19946 | 0.19946 | 0.19946 | 0.08 | 0.08 | 0.08 | [8 empty] | Covanta Delaware Valley LP | 100 | Covanta Holding Corp | 100
Covanta Delaware Valley | 10746_B_BLR4 | 10746 | B | BLR4 |  | Municipal Solid Waste |  | PJM_EMAC | Pennsylvania | 42 | Delaware | 45 | 42045 | 13.3 | 18920 | 1991 | 9999 |  |  | N | MSW | Dry Scrubber | 1991 | 0.955 |  |  |  |  | B | NA |  |  |  |  | 0.19507 | 0.19507 | 0.19507 | 0.19507 | 0.08 | 0.08 | 0.08 | [8 empty] | Covanta Delaware Valley LP | 100 | Covanta Holding Corp | 100
Covanta Delaware Valley | 10746_B_BLR5 | 10746 | B | BLR5 |  | Municipal Solid Waste |  | PJM_EMAC | Pennsylvania | 42 | Delaware | 45 | 42045 | 13.3 | 18920 | 1991 | 9999 |  |  | N | MSW | Dry Scrubber | 1991 | 0.983 |  |  |  |  | B | NA |  |  |  |  | 0.17613 | 0.17613 | 0.17613 | 0.17613 | 0.08 | 0.08 | 0.08 | [8 empty] | Covanta Delaware Valley LP | 100 | Covanta Holding Corp | 100
Covanta Delaware Valley | 10746_B_BLR6 | 10746 | B | BLR6 |  | Municipal Solid Waste |  | PJM_EMAC | Pennsylvania | 42 | Delaware | 45 | 42045 | 13.3 | 18920 | 1991 | 9999 |  |  | N | MSW | Dry Scrubber | 1991 | 0.979 |  |  |  |  | B | NA |  |  |  |  | 0.19227 | 0.19227 | 0.19227 | 0.19227 | 0.08 | 0.08 | 0.08 | [8 empty] | Covanta Delaware Valley LP | 100 | Covanta Holding Corp | 100
Marina Landfill Gas | 10748_G_U1C06 | 10748 | G | U1C06 |  | Landfill Gas |  | WEC_CALN | California | 6 | Monterey | 53 | 06053 | 1.6 | 14103 | 2006 | 9999 |  |  | N | Landfill Gas | [13 empty] | 0.08623 | 0.08623 | 0.08623 | 0.08623 | [11 empty] | Monterey Regional Waste Management | 100 | Monterey Regional Waste Management | 100
Marina Landfill Gas | 10748_G_U4J16 | 10748 | G | U4J16 |  | Landfill Gas |  | WEC_CALN | California | 6 | Monterey | 53 | 06053 | 1.2 | 14103 | 2016 | 9999 |  |  | N | Landfill Gas | [13 empty] | 0.08623 | 0.08623 | 0.08623 | 0.08623 | [11 empty] | Monterey Regional Waste Management | 100 | Monterey Regional Waste Management | 100
Camden Plant Holdings LLC | 10751_G_GEN1 | 10751 | G | GEN1 | 3583 | Combined Cycle |  | PJM_EMAC | New Jersey | 34 | Camden | 7 | 34007 | 79.8 | 8774 | 1993 | 9999 |  |  | N | Natural Gas |  |  |  | STM | SCR | [8 empty] | 0.044058 | 0.044058 | 0.044058 | 0.044058 | [11 empty] | Camden Plant Holding LLC | 100 | Riverstone Holdings LLC | 100
Camden Plant Holdings LLC | 10751_G_GEN2 | 10751 | G | GEN2 | 3583 | Combined Cycle |  | PJM_EMAC | New Jersey | 34 | Camden | 7 | 34007 | 65.2 | 8774 | 1993 | 9999 | other |  | N | Natural Gas |  |  |  | NH3 + STM | SCR | [8 empty] | 0.044058 | 0.044058 | 0.044058 | 0.044058 | [11 empty] | Camden Plant Holding LLC | 100 | Riverstone Holdings LLC | 100
Lachute Hydro Lower | 10752_G_GEN1 | 10752 | G | GEN1 |  | Hydro |  | NY_Z_F | New York | 36 | Essex | 31 | 36031 | 3.6 | 0 | 1987 | 9999 |  |  | N | Hydro | [13 empty] | 0 | 0 | 0 | 0 | [11 empty] | Lachute Hydro Co Inc | 100 | Enel SpA | 100
Lachute Hydro Upper | 10753_G_GEN1 | 10753 | G | GEN1 |  | Hydro |  | NY_Z_F | New York | 36 | Essex | 31 | 36031 | 4.9 | 0 | 1987 | 9999 |  |  | N | Hydro | [13 empty] | 0 | 0 | 0 | 0 | [11 empty] | Lachute Hydro Co Inc | 100 | Enel SpA | 100
Salton Sea Power Gen Co - Unit 3 | 10759_G_GEN1 | 10759 | G | GEN1 |  | Geothermal |  | WECC_IID | California | 6 | Imperial | 25 | 06025 | 47.5 | 9771 | 1989 | 9999 |  |  | N | Geothermal | [13 empty] | 0 | 0 | 0 | 0 | 0.4625 | 0.4625 | 0.4625 | [8 empty] | Salton Sea Power Generation Co | 100 | Berkshire Hathaway Inc | 100
Las Vegas Generating Station | 10761_G_GEN1 | 10761 | G | GEN1 | 90316 | Combined Cycle |  | WECC_SNV | Nevada | 32 | Clark | 3 | 32003 | 41 | 8608 | 1994 | 9999 |  |  | N | Natural Gas |  |  |  |  | SCR | [8 empty] | 0.02359 | 0.02359 | 0.02359 | 0.02359 | [11 empty] | Las Vegas Cogeneration LP | 100 | Berkshire Hathaway Inc | 100
Las Vegas Generating Station | 10761_G_GEN2 | 10761 | G | GEN2 | 90316 | Combined Cycle |  | WECC_SNV | Nevada | 32 | Clark | 3 | 32003 | 9 | 8608 | 1994 | 9999 |  |  | N | Natural Gas |  |  |  |  | SCR | [8 empty] | 0.02359 | 0.02359 | 0.02359 | 0.02359 | [11 empty] | Las Vegas Cogeneration LP | 100 | Berkshire Hathaway Inc | 100
Las Vegas Generating Station | 10761_G_GEN3 | 10761 | G | GEN3 | 3587 | Combined Cycle |  | WECC_SNV | Nevada | 32 | Clark | 3 | 32003 | 45 | 8608 | 2003 | 9999 |  |  | N | Natural Gas |  |  |  |  | SCR | [8 empty] | 0.0091858 | 0.0091858 | 0.0091858 | 0.0091858 | [11 empty] | Las Vegas Cogeneration II LLC | 100 | JPMorgan Chase & Co | 100
Las Vegas Generating Station | 10761_G_GEN4 | 10761 | G | GEN4 | 3588 | Combined Cycle |  | WECC_SNV | Nevada | 32 | Clark | 3 | 32003 | 45 | 8608 | 2003 | 9999 |  |  | N | Natural Gas |  |  |  |  | SCR | [8 empty] | 0.0091858 | 0.0091858 | 0.0091858 | 0.0091858 | [11 empty] | Las Vegas Cogeneration II LLC | 100 | JPMorgan Chase & Co | 100
Las Vegas Generating Station | 10761_G_GEN5 | 10761 | G | GEN5 | 3589 | Combined Cycle |  | WECC_SNV | Nevada | 32 | Clark | 3 | 32003 | 45 | 8608 | 2003 | 9999 |  |  | N | Natural Gas |  |  |  |  | SCR | [8 empty] | 0.010165 | 0.010165 | 0.010165 | 0.010165 | [11 empty] | Las Vegas Cogeneration II LLC | 100 | JPMorgan Chase & Co | 100
Las Vegas Generating Station | 10761_G_GEN6 | 10761 | G | GEN6 | 3590 | Combined Cycle |  | WECC_SNV | Nevada | 32 | Clark | 3 | 32003 | 45 | 8608 | 2003 | 9999 |  |  | N | Natural Gas |  |  |  |  | SCR | [8 empty] | 0.010165 | 0.010165 | 0.010165 | 0.010165 | [11 empty] | Las Vegas Cogeneration II LLC | 100 | JPMorgan Chase & Co | 100
Las Vegas Generating Station | 10761_G_GEN7 | 10761 | G | GEN7 | 3587 | Combined Cycle |  | WECC_SNV | Nevada | 32 | Clark | 3 | 32003 | 26 | 8608 | 2003 | 9999 |  |  | N | Natural Gas |  |  |  |  | SCR | [8 empty] | 0.0091858 | 0.0091858 | 0.0091858 | 0.0091858 | [11 empty] | Las Vegas Cogeneration II LLC | 100 | JPMorgan Chase & Co | 100
Las Vegas Generating Station | 10761_G_GEN8 | 10761 | G | GEN8 | 3589 | Combined Cycle |  | WECC_SNV | Nevada | 32 | Clark | 3 | 32003 | 26 | 8608 | 2003 | 9999 |  |  | N | Natural Gas |  |  |  |  | SCR | [8 empty] | 0.010165 | 0.010165 | 0.010165 | 0.010165 | [11 empty] | Las Vegas Cogeneration II LLC | 100 | JPMorgan Chase & Co | 100
Geo East Mesa III | 10763_G_GEN1 | 10763 | G | GEN1 |  | Geothermal |  | WECC_IID | California | 6 | Imperial | 25 | 06025 | 14.4 | 9771 | 1989 | 9999 |  |  | N | Geothermal | [13 empty] | 0 | 0 | 0 | 0 | 0.4625 | 0.4625 | 0.4625 | [8 empty] | Ormat Nevada Inc | 100 | Ormat Technologies Inc | 100
Geo East Mesa III | 10763_G_GBU | 10763 | G | GBU |  | Geothermal |  | WECC_IID | California | 6 | Imperial | 25 | 06025 | 5.3 | 9771 | 2007 | 9999 |  |  | N | Geothermal | [13 empty] | 0 | 0 | 0 | 0 | 0.4625 | 0.4625 | 0.4625 | [8 empty] | Ormat Nevada Inc | 100 | Ormat Technologies Inc | 100
Indeck Jonesboro Energy Center | 10765_B_CFB002 | 10765 | B | CFB002 |  | Biomass |  | NENG_ME | Maine | 23 | Washington | 29 | 23029 | 20.2 | 17783 | 1987 | 9999 |  |  | N | Biomass |  |  |  | CF |  |  |  | ESPH | No |  |  |  |  | 0.03549 | 0.03549 | 0.03549 | 0.03549 | [11 empty] | Stored Solar J&WE LLC | 100 | Capergy SA | 100
Indeck West Enfield Energy Center | 10766_B_CFB001 | 10766 | B | CFB001 |  | Biomass |  | NENG_ME | Maine | 23 | Penobscot | 19 | 23019 | 20.4 | 17560 | 1987 | 9999 |  |  | N | Biomass |  |  |  | CF |  |  |  | ESPH | No |  |  |  |  | 0.09048 | 0.09048 | 0.09048 | 0.09048 | [11 empty] | Stored Solar J&WE LLC | 100 | Capergy SA | 100
Rio Bravo Fresno | 10767_B_CFB | 10767 | B | CFB |  | Biomass |  | WEC_CALN | California | 6 | Fresno | 19 | 06019 | 24.3 | 14250 | 1988 | 9999 |  |  | N | Biomass |  |  |  |  | SNCR |  |  | ESPC | No |  |  |  |  | 0.0621 | 0.0621 | 0.0621 | 0.0621 | [11 empty] | Rio Bravo Fresno | 100 | North American Power Group Ltd | 100
Rio Bravo Rocklin | 10772_B_CFB | 10772 | B | CFB |  | Biomass |  | WEC_CALN | California | 6 | Placer | 61 | 06061 | 24.4 | 14571 | 1990 | 9999 |  |  | N | Biomass |  |  |  | NH3 | SNCR |  |  | ESPC | No |  |  |  |  | 0.07 | 0.07 | 0.07 | 0.07 | [11 empty] | Rio Bravo Rocklin | 100 | IHI Corp | 100
E F Oxnard Energy Facility | 10776_G_GTG | 10776 | G | GTG |  | Combustion Turbine |  | WECC_SCE | California | 6 | Ventura | 111 | 06111 | 48.5 | 8700 | 1990 | 9999 |  |  | Y | Natural Gas | [12 empty] | 0.74 | 0.00651 | 0.00651 | 0.00651 | 0.00651 | [11 empty] | EF Oxnard LLC | 100 | I Squared Capital | 100
HL Power | 10777_B_ZURN1 | 10777 | B | ZURN1 |  | Biomass |  | WEC_CALN | California | 6 | Lassen | 35 | 06035 | 30 | 14842 | 1989 | 9999 |  |  | N | Biomass |  |  |  | NH3 | SNCR |  |  | ESPH + C | No |  |  |  |  | 0.1 | 0.1 | 0.1 | 0.1 | [11 empty] | HL Power Co LP | 100 | Greenleaf Power | 100
Koyle Ranch Hydroelectric Project | 10781_G_GEN1 | 10781 | G | GEN1 |  | Hydro |  | WECC_ID | Idaho | 16 | Gooding | 47 | 16047 | 0.2 | 0 | 1983 | 9999 |  |  | N | Hydro | [13 empty] | 0 | 0 | 0 | 0 | [11 empty] | Koyle Hydro Inc | 100 | Koyle Hydro Inc | 100
Koyle Ranch Hydroelectric Project | 10781_G_GEN2 | 10781 | G | GEN2 |  | Hydro |  | WECC_ID | Idaho | 16 | Gooding | 47 | 16047 | 0.3 | 0 | 1983 | 9999 |  |  | N | Hydro | [13 empty] | 0 | 0 | 0 | 0 | [11 empty] | Koyle Hydro Inc | 100 | Koyle Hydro Inc | 100
Koyle Ranch Hydroelectric Project | 10781_G_GEN3 | 10781 | G | GEN3 |  | Hydro |  | WECC_ID | Idaho | 16 | Gooding | 47 | 16047 | 0.8 | 0 | 1983 | 9999 |  |  | N | Hydro | [13 empty] | 0 | 0 | 0 | 0 | [11 empty] | Koyle Hydro Inc | 100 | Koyle Hydro Inc | 100
Colstrip Energy LP | 10784_B_BLR1 | 10784 | B | BLR1 |  | Coal Steam |  | WECC_MT | Montana | 30 | Rosebud | 87 | 30087 | 38 | 13936 | 1990 | 9999 | FBC | dry | N | Waste Coal | Reagent Injection | 1990 | 0.839 | CF + OFA |  |  |  | B | NA | ACI | 2009 |  | 2 | 0.37228 | 0.37228 | 0.37228 | 0.37228 | 0.01 | 0.01 | 0.01 | 0.98 | Yes | 1990 | [5 empty] | Colstrip Energy LP | 100 | National Energy & Gas Transmission Inc | 100
Piedmont Hydro Power Project | 10787_G_GEN1 | 10787 | G | GEN1 |  | Hydro |  | S_VACA | South Carolina | 45 | Greenville | 45 | 45045 | 1 | 0 | 1989 | 9999 |  |  | N | Hydro | [13 empty] | 0 | 0 | 0 | 0 | [11 empty] | Aquenergy Systems Inc | 100 | Enel SpA | 100
Sabine River Works | 10789_G_GEN1 | 10789 | G | GEN1 |  | Combined Cycle |  | MIS_WOTA | Texas | 48 | Orange | 361 | 48361 | 82 | 5500 | 1987 | 9999 |  |  | Y | Natural Gas |  |  |  |  | SCR | [8 empty] | 0.018445 | 0.018445 | 0.018445 | 0.018445 | [11 empty] | Performance Materials NA Inc | 100 | DowDuPont Inc | 100
Sabine River Works | 10789_G_GT1A | 10789 | G | GT1A | 3945 | Combined Cycle |  | MIS_WOTA | Texas | 48 | Orange | 361 | 48361 | 160 | 5500 | 2001 | 9999 |  |  | Y | Natural Gas |  |  |  |  | SCR | [8 empty] | 0.018445 | 0.018445 | 0.018445 | 0.018445 | [11 empty] | Performance Materials NA Inc | 100 | DowDuPont Inc | 100
Sabine River Works | 10789_G_GT1B | 10789 | G | GT1B | 3946 | Combined Cycle |  | MIS_WOTA | Texas | 48 | Orange | 361 | 48361 | 160 | 5500 | 2001 | 9999 |  |  | Y | Natural Gas |  |  |  |  | SCR | [8 empty] | 0.018445 | 0.018445 | 0.018445 | 0.018445 | [11 empty] | Performance Materials NA Inc | 100 | DowDuPont Inc | 100
Sabine River Works | 10789_G_ST1A | 10789 | G | ST1A | 3945 | Combined Cycle |  | MIS_WOTA | Texas | 48 | Orange | 361 | 48361 | 100 | 5500 | 2001 | 9999 |  |  | Y | Natural Gas |  |  |  |  | SCR | [8 empty] | 0.018445 | 0.018445 | 0.018445 | 0.018445 | [11 empty] | Performance Materials NA Inc | 100 | DowDuPont Inc | 100
Victoria Texas Plant | 10790_G_GEN1 | 10790 | G | GEN1 |  | Combustion Turbine |  | ERC_REST | Texas | 48 | Victoria | 469 | 48469 | 75 | 8700 | 1987 | 9999 |  |  | Y | Natural Gas | [13 empty] | 0.02726 | 0.02726 | 0.02726 | 0.02726 | [11 empty] | Invista SARL | 100 | Koch Industries Inc | 100
Fries Hydroelectric Project | 10798_G_GEN1 | 10798 | G | GEN1 |  | Hydro |  | PJM_West | Virginia | 51 | Grayson | 77 | 51077 | 2 | 0 | 1933 | 9999 |  |  | N | Hydro | [13 empty] | 0 | 0 | 0 | 0 | [11 empty] | Aquenergy Systems Inc | 100 | Enel SpA | 100
Fries Hydroelectric Project | 10798_G_GEN2 | 10798 | G | GEN2 |  | Hydro |  | PJM_West | Virginia | 51 | Grayson | 77 | 51077 | 0.8 | 0 | 1933 | 9999 |  |  | N | Hydro | [13 empty] | 0 | 0 | 0 | 0 | [11 empty] | Aquenergy Systems Inc | 100 | Enel SpA | 100
Fries Hydroelectric Project | 10798_G_GEN3 | 10798 | G | GEN3 |  | Hydro |  | PJM_West | Virginia | 51 | Grayson | 77 | 51077 | 0.2 | 0 | 1933 | 9999 |  |  | N | Hydro | [13 empty] | 0 | 0 | 0 | 0 | [11 empty] | Aquenergy Systems Inc | 100 | Enel SpA | 100
Fries Hydroelectric Project | 10798_G_GEN4 | 10798 | G | GEN4 |  | Hydro |  | PJM_West | Virginia | 51 | Grayson | 77 | 51077 | 2 | 0 | 1981 | 9999 |  |  | N | Hydro | [13 empty] | 0 | 0 | 0 | 0 | [11 empty] | Aquenergy Systems Inc | 100 | Enel SpA | 100
Pelzer Upper | 10799_G_GEN1 | 10799 | G | GEN1 |  | Hydro |  | S_VACA | South Carolina | 45 | Anderson | 7 | 45007 | 1.9 | 0 | 1989 | 9999 |  |  | N | Hydro | [13 empty] | 0 | 0 | 0 | 0 | [11 empty] | Pelzer Hydro Co Inc | 100 | Enel SpA | 100
Pelzer Lower | 10800_G_GEN1 | 10800 | G | GEN1 |  | Hydro |  | S_VACA | South Carolina | 45 | Anderson | 7 | 45007 | 3.1 | 0 | 1989 | 9999 |  |  | N | Hydro | [13 empty] | 0 | 0 | 0 | 0 | [11 empty] | Pelzer Hydro Co Inc | 100 | Enel SpA | 100
Ware Shoals Hydro Project | 10801_G_GEN1 | 10801 | G | GEN1 |  | Hydro |  | S_VACA | South Carolina | 45 | Laurens | 59 | 45059 | 3 | 0 | 1939 | 9999 |  |  | N | Hydro | [13 empty] | 0 | 0 | 0 | 0 | [11 empty] | Aquenergy Systems Inc | 100 | Enel SpA | 100
Ware Shoals Hydro Project | 10801_G_GEN2 | 10801 | G | GEN2 |  | Hydro |  | S_VACA | South Carolina | 45 | Laurens | 59 | 45059 | 3 | 0 | 1986 | 9999 |  |  | N | Hydro | [13 empty] | 0 | 0 | 0 | 0 | [11 empty] | Aquenergy Systems Inc | 100 | Enel SpA | 100
Kenilworth Energy Facility | 10805_G_GEN1 | 10805 | G | GEN1 | 3600 | Combined Cycle |  | PJM_EMAC | New Jersey | 34 | Union | 39 | 34039 | 20 | 8180 | 1989 | 9999 |  |  | Y | Natural Gas, Distillate Fuel Oil |  |  |  | H2O | [9 empty] | 0.14374 | 0.14374 | 0.14374 | 0.14374 | [11 empty] | EF Kenilworth LLC | 100 | I Squared Capital | 100
Kenilworth Energy Facility | 10805_G_GEN2 | 10805 | G | GEN2 | 3600 | Combined Cycle |  | PJM_EMAC | New Jersey | 34 | Union | 39 | 34039 | 4.5 | 8180 | 1989 | 9999 |  |  | Y | Natural Gas, Distillate Fuel Oil |  |  |  | H2O | [9 empty] | 0.14374 | 0.14374 | 0.14374 | 0.14374 | [11 empty] | EF Kenilworth LLC | 100 | I Squared Capital | 100
Crystal Springs | 10806_G_GEN1 | 10806 | G | GEN1 |  | Hydro |  | WECC_ID | Idaho | 16 | Twin Falls | 83 | 16083 | 2 | 0 | 1988 | 9999 |  |  | N | Hydro | [13 empty] | 0 | 0 | 0 | 0 | [11 empty] | Crystal Springs Hydro Electric LP | 100 | Crystal Springs Hydro Electric LP | 100
Dietrich Drop | 10807_G_GEN1 | 10807 | G | GEN1 |  | Hydro |  | WECC_ID | Idaho | 16 | Lincoln | 63 | 16063 | 4.8 | 0 | 1990 | 9999 |  |  | N | Hydro | [13 empty] | 0 | 0 | 0 | 0 | [11 empty] | BP Hydro Associates | 100 | BP plc | 100
Low Line Rapids | 10808_G_GEN1 | 10808 | G | GEN1 |  | Hydro |  | WECC_ID | Idaho | 16 | Twin Falls | 83 | 16083 | 2.7 | 0 | 1990 | 9999 |  |  | N | Hydro | [13 empty] | 0 | 0 | 0 | 0 | [11 empty] | BP Hydro Associates | 100 | BP plc | 100
Rock Creek II | 10809_G_GEN1 | 10809 | G | GEN1 |  | Hydro |  | WECC_ID | Idaho | 16 | Twin Falls | 83 | 16083 | 1.8 | 0 | 1990 | 9999 |  |  | N | Hydro | [13 empty] | 0 | 0 | 0 | 0 | [11 empty] | BP Hydro Associates | 100 | BP plc | 100
Port Leyden Hydroelectric Project | 10817_G_GEN1 | 10817 | G | GEN1 |  | Hydro |  | NY_Z_C&E | New York | 36 | Lewis | 49 | 36049 | 0.5 | 0 | 1985 | 9999 |  |  | N | Hydro | [13 empty] | 0 | 0 | 0 | 0 | [11 empty] | Enel North America Inc | 100 | Enel SpA | 100
Port Leyden Hydroelectric Project | 10817_G_GEN2 | 10817 | G | GEN2 |  | Hydro |  | NY_Z_C&E | New York | 36 | Lewis | 49 | 36049 | 0.5 | 0 | 1985 | 9999 |  |  | N | Hydro | [13 empty] | 0 | 0 | 0 | 0 | [11 empty] | Enel North America Inc | 100 | Enel SpA | 100
Ada Cogeneration LP | 10819_G_GEN1 | 10819 | G | GEN1 |  | Combined Cycle |  | MIS_LMI | Michigan | 26 | Kent | 81 | 26081 | 22 | 7783 | 1990 | 9999 |  |  | Y | Natural Gas | [13 empty] | 0.027288 | 0.027288 | 0.027288 | 0.027288 | [11 empty] | Ada Cogeneration LLC | 100 | TransAlta Corp | 100
Ada Cogeneration LP | 10819_G_GEN2 | 10819 | G | GEN2 |  | Combined Cycle |  | MIS_LMI | Michigan | 26 | Kent | 81 | 26081 | 8 | 7783 | 1990 | 9999 |  |  | Y | Natural Gas |  |  |  | H2O | [9 empty] | 0.027288 | 0.027288 | 0.027288 | 0.027288 | [11 empty] | Ada Cogeneration LLC | 100 | TransAlta Corp | 100
Grayling Generating Station | 10822_B_BOIL1 | 10822 | B | BOIL1 | 90210 | Biomass |  | MIS_LMI | Michigan | 26 | Crawford | 39 | 26039 | 38 | 15541 | 1992 | 9999 | stoker/SPR |  | N | Biomass |  |  |  |  | SNCR |  |  | ESPC + C | No |  |  |  |  | 0.11768 | 0.11768 | 0.11768 | 0.11768 | [11 empty] | Grayling Generating Station LP | 100 | CMS Energy Corp | 100
Deer Island Treatment Plant | 10823_G_G101 | 10823 | G | G101 | 3602 | Combustion Turbine |  | NENGREST | Massachusetts | 25 | Suffolk | 25 | 25025 | 22 | 13449 | 1995 | 9999 |  |  | N | Distillate Fuel Oil |  |  |  | H2O | [9 empty] | 0.38112 | 0.38112 | 0.38112 | 0.38112 | [11 empty] | Massachusetts Water Rauth Deer I | 100 | Massachusetts Water Resources Authority | 100
Deer Island Treatment Plant | 10823_G_G201 | 10823 | G | G201 | 3603 | Combustion Turbine |  | NENGREST | Massachusetts | 25 | Suffolk | 25 | 25025 | 22 | 13449 | 1995 | 9999 |  |  | N | Distillate Fuel Oil |  |  |  | H2O | [9 empty] | 0.22677 | 0.22677 | 0.22677 | 0.22677 | [11 empty] | Massachusetts Water Rauth Deer I | 100 | Massachusetts Water Resources Authority | 100
Deer Island Treatment Plant | 10823_B_B101 | 10823 | B | B101 |  | Non-Fossil Waste |  | NENGREST | Massachusetts | 25 | Suffolk | 25 | 25025 | 4.5 | 4138 | 1997 | 9999 |  |  | Y | Non-Fossil Waste |  |  |  | FR + LNB | [9 empty] | 0.02 | 0.02 | 0.02 | 0.02 | [11 empty] | Massachusetts Water Rauth Deer I | 100 | Massachusetts Water Resources Authority | 100
Deer Island Treatment Plant | 10823_B_B201 | 10823 | B | B201 |  | Non-Fossil Waste |  | NENGREST | Massachusetts | 25 | Suffolk | 25 | 25025 | 4.5 | 4138 | 1997 | 9999 |  |  | Y | Non-Fossil Waste |  |  |  | FR + LNB | [9 empty] | 0.02 | 0.02 | 0.02 | 0.02 | [11 empty] | Massachusetts Water Rauth Deer I | 100 | Massachusetts Water Resources Authority | 100
Deer Island Treatment Plant | 10823_G_H101 | 10823 | G | H101 |  | Hydro |  | NENGREST | Massachusetts | 25 | Suffolk | 25 | 25025 | 1 | 0 | 2001 | 9999 |  |  | N | Hydro | [13 empty] | 0 | 0 | 0 | 0 | [11 empty] | Massachusetts Water Rauth Deer I | 100 | Massachusetts Water Resources Authority | 100
Deer Island Treatment Plant | 10823_G_H201 | 10823 | G | H201 |  | Hydro |  | NENGREST | Massachusetts | 25 | Suffolk | 25 | 25025 | 1 | 0 | 2001 | 9999 |  |  | N | Hydro | [13 empty] | 0 | 0 | 0 | 0 | [11 empty] | Massachusetts Water Rauth Deer I | 100 | Massachusetts Water Resources Authority | 100
Deer Island Treatment Plant | 10823_G_PV101 | 10823 | G | PV101 |  | Solar PV |  | NENGREST | Massachusetts | 25 | Suffolk | 25 | 25025 | 0.1 | 0 | 2008 | 9999 |  |  | N | Solar | [13 empty] | 0 | 0 | 0 | 0 | [11 empty] | Massachusetts Water Rauth Deer I | 100 | Massachusetts Water Resources Authority | 100
Deer Island Treatment Plant | 10823_G_WT101 | 10823 | G | WT101 |  | Onshore Wind |  | NENGREST | Massachusetts | 25 | Suffolk | 25 | 25025 | 0.6 | 0 | 2009 | 9999 |  |  | N | Wind | [13 empty] | 0 | 0 | 0 | 0 | [11 empty] | Massachusetts Water Rauth Deer I | 100 | Massachusetts Water Resources Authority | 100
Deer Island Treatment Plant | 10823_G_WT102 | 10823 | G | WT102 |  | Onshore Wind |  | NENGREST | Massachusetts | 25 | Suffolk | 25 | 25025 | 0.6 | 0 | 2009 | 9999 |  |  | N | Wind | [13 empty] | 0 | 0 | 0 | 0 | [11 empty] | Massachusetts Water Rauth Deer I | 100 | Massachusetts Water Resources Authority | 100
Oakdale Power Station | 10824_G_OAKD | 10824 | G | OAKD |  | Hydro |  | NENGREST | Massachusetts | 25 | Worcester | 27 | 25027 | 3 | 0 | 1951 | 9999 |  |  | N | Hydro | [13 empty] | 0 | 0 | 0 | 0 | [11 empty] | Massachusetts Water Resources Authority | 100 | Massachusetts Water Resources Authority | 100
Cosgrove Intake and Power Station | 10825_G_UNI1 | 10825 | G | UNI1 |  | Hydro |  | NENGREST | Massachusetts | 25 | Worcester | 27 | 25027 | 1 | 0 | 1969 | 9999 |  |  | N | Hydro | [13 empty] | 0 | 0 | 0 | 0 | [11 empty] | Massachusetts Water Resources Authority | 100 | Massachusetts Water Resources Authority | 100
Cosgrove Intake and Power Station | 10825_G_UNI2 | 10825 | G | UNI2 |  | Hydro |  | NENGREST | Massachusetts | 25 | Worcester | 27 | 25027 | 1 | 0 | 1969 | 9999 |  |  | N | Hydro | [13 empty] | 0 | 0 | 0 | 0 | [11 empty] | Massachusetts Water Resources Authority | 100 | Massachusetts Water Resources Authority | 100
Woodland Biomass Power Ltd | 10836_B_BLR1 | 10836 | B | BLR1 |  | Biomass |  | WEC_CALN | California | 6 | Yolo | 113 | 06113 | 25 | 17113 | 1989 | 9999 |  |  | N | Biomass |  |  | 0.5 | CF + NH3 | SNCR |  |  | B | NA |  |  |  |  | 0.06172 | 0.06172 | 0.06172 | 0.06172 |  |  |  |  | Yes | 1988 | [5 empty] | Woodland Biomass Power Ltd | 100 | DTE Energy Co | 100
Springfield Power LLC | 10838_B_BLR1 | 10838 | B | BLR1 |  | Biomass |  | NENGREST | New Hampshire | 33 | Sullivan | 19 | 33019 | 16.1 | 13500 | 1987 | 9999 |  |  | N | Biomass |  |  |  | LA + OFA | SCR |  |  | ESPH + C | No |  |  |  | 0.025 | 0.06299 | 0.06299 | 0.06299 | 0.06299 | [11 empty] | Springfield Power LLC | 100 | EWP America Inc | 100
DG Whitefield LLC | 10839_B_BLR1 | 10839 | B | BLR1 |  | Biomass |  | NENGREST | New Hampshire | 33 | Coos | 7 | 33007 | 17 | 13568 | 1986 | 9999 |  |  | N | Biomass |  |  |  |  | SCR |  |  | ESPC + C | No |  |  |  | 0.025 | 0.07 | 0.07 | 0.07 | 0.07 | [11 empty] | DG Whitefield LLC | 100 | EWP America Inc | 100
Walden | 10848_G_GEN1 | 10848 | G | GEN1 |  | Hydro |  | NY_Z_G-I | New York | 36 | Orange | 71 | 36071 | 1.1 | 0 | 1986 | 9999 |  |  | N | Hydro | [13 empty] | 0 | 0 | 0 | 0 | [11 empty] | Consolidated Hydro New York Inc | 100 | Enel SpA | 100
Walden | 10848_G_GEN2 | 10848 | G | GEN2 |  | Hydro |  | NY_Z_G-I | New York | 36 | Orange | 71 | 36071 | 0.8 | 0 | 1986 | 9999 |  |  | N | Hydro | [13 empty] | 0 | 0 | 0 | 0 | [11 empty] | Consolidated Hydro New York Inc | 100 | Enel SpA | 100
Walden | 10848_G_GEN3 | 10848 | G | GEN3 |  | Hydro |  | NY_Z_G-I | New York | 36 | Orange | 71 | 36071 | 0.4 | 0 | 1986 | 9999 |  |  | N | Hydro | [13 empty] | 0 | 0 | 0 | 0 | [11 empty] | Consolidated Hydro New York Inc | 100 | Enel SpA | 100
Archer Daniels Midland Cedar Rapids | 10864_B_1 | 10864 | B | 1 |  | Coal Steam |  | MIS_IA | Iowa | 19 | Linn | 113 | 19113 | 40 | 8300 | 1988 | 9999 | FBC | dry | Y | Bituminous, Subbituminous | Reagent Injection | 1988 | 0.9 |  | SNCR |  | 2012 | B | NA |  |  |  | 0.7 | 0.06691 | 0.06691 | 0.06691 | 0.06691 | 0.05 | 0.1 | 0.43 | 0.98 | Yes | 1988 | [5 empty] | Archer Daniels Midland Co | 100 | Archer Daniels Midland Co | 100
Archer Daniels Midland Cedar Rapids | 10864_B_2 | 10864 | B | 2 |  | Coal Steam |  | MIS_IA | Iowa | 19 | Linn | 113 | 19113 | 40 | 8300 | 1988 | 9999 | FBC | dry | Y | Bituminous, Subbituminous | Reagent Injection | 1988 | 0.9 |  | SNCR |  | 2012 | B | NA |  |  |  | 0.7 | 0.06565 | 0.06565 | 0.06565 | 0.06565 | 0.05 | 0.1 | 0.43 | 0.98 | Yes | 1988 | [5 empty] | Archer Daniels Midland Co | 100 | Archer Daniels Midland Co | 100
Archer Daniels Midland Cedar Rapids | 10864_B_3 | 10864 | B | 3 |  | Coal Steam |  | MIS_IA | Iowa | 19 | Linn | 113 | 19113 | 40 | 8300 | 1989 | 9999 | FBC | dry | Y | Bituminous, Subbituminous | Reagent Injection | 1989 | 0.9 |  | SNCR |  | 2012 | B | NA |  |  |  | 0.7 | 0.0659 | 0.0659 | 0.0659 | 0.0659 | 0.05 | 0.1 | 0.43 | 0.98 | Yes | 1989 | [5 empty] | Archer Daniels Midland Co | 100 | Archer Daniels Midland Co | 100
Archer Daniels Midland Cedar Rapids | 10864_B_4 | 10864 | B | 4 |  | Coal Steam |  | MIS_IA | Iowa | 19 | Linn | 113 | 19113 | 40 | 8300 | 1994 | 9999 | FBC | wet | Y | Bituminous, Subbituminous | Reagent Injection | 1994 | 0.9 |  | SNCR |  | 1994 | B | NA |  |  |  | 0.7 | 0.06504 | 0.06504 | 0.06504 | 0.06504 | 0.05 | 0.1 | 0.43 | 0.98 | Yes | 1994 | [5 empty] | Archer Daniels Midland Co | 100 | Archer Daniels Midland Co | 100
Archer Daniels Midland Cedar Rapids | 10864_B_5 | 10864 | B | 5 |  | Coal Steam |  | MIS_IA | Iowa | 19 | Linn | 113 | 19113 | 100 | 8300 | 2001 | 9999 | FBC | dry | Y | Bituminous, Subbituminous | Reagent Injection | 2001 | 0.92 |  | SNCR |  | 2001 | B | NA |  |  |  | 0.7 | 0.06109 | 0.06109 | 0.06109 | 0.06109 | 0.05 | 0.1 | 0.43 | 0.98 | Yes | 2001 | [5 empty] | Archer Daniels Midland Co | 100 | Archer Daniels Midland Co | 100
Archer Daniels Midland Cedar Rapids | 10864_G_GEN7 | 10864 | G | GEN7 |  | Combustion Turbine |  | MIS_IA | Iowa | 19 | Linn | 113 | 19113 | 35 | 12369 | 2016 | 9999 |  |  | N | Natural Gas | [13 empty] | 0.00406 | 0.00406 | 0.00406 | 0.00406 | [11 empty] | Archer Daniels Midland Co | 100 | Archer Daniels Midland Co | 100
Biomass One LP | 10869_B_NORTH | 10869 | B | NORTH |  | Biomass |  | WECC_PNW | Oregon | 41 | Jackson | 29 | 41029 | 18.2 | 19151 | 1985 | 9999 |  |  | N | Biomass |  |  |  | OFA |  |  |  | ESPH + C | No |  |  |  |  | 0.159 | 0.159 | 0.159 | 0.159 | [11 empty] | Biomass One LP | 100 | Brookfield Asset Management Inc | 100
Biomass One LP | 10869_B_SOUTH | 10869 | B | SOUTH |  | Biomass |  | WECC_PNW | Oregon | 41 | Jackson | 29 | 41029 | 18.2 | 19151 | 1985 | 9999 |  |  | N | Biomass |  |  |  | OFA |  |  |  | ESPH + C | No |  |  |  |  | 0.15047 | 0.15047 | 0.15047 | 0.15047 | [11 empty] | Western Wind Energy Corp | 100 | Brookfield Asset Management Inc | 100
Hazelton | 10870_G_GEN1 | 10870 | G | GEN1 | 3605 | Combustion Turbine |  | PJM_WMAC | Pennsylvania | 42 | Luzerne | 79 | 42079 | 58.9 | 13894 | 1989 | 9999 |  |  | N | Natural Gas, Distillate Fuel Oil |  |  |  | H2O | [8 empty] | 4 | 0.16923 | 0.16923 | 0.16923 | 0.16923 | [11 empty] | Hazleton Generation LLC | 100 | Starwood Capital Group Global LLC | 100
Hazelton | 10870_G_GEN2 | 10870 | G | GEN2 | 9579 | Combustion Turbine |  | PJM_WMAC | Pennsylvania | 42 | Luzerne | 79 | 42079 | 28.3 | 13887 | 2002 | 9999 |  |  | N | Natural Gas, Distillate Fuel Oil |  |  |  | H2O | [8 empty] | 4 | 0.07825 | 0.07825 | 0.07825 | 0.07825 | [11 empty] | Hazleton Generation LLC | 100 | Starwood Capital Group Global LLC | 100
Hazelton | 10870_G_GEN3 | 10870 | G | GEN3 | 9580 | Combustion Turbine |  | PJM_WMAC | Pennsylvania | 42 | Luzerne | 79 | 42079 | 29.3 | 13885 | 2002 | 9999 |  |  | N | Natural Gas, Distillate Fuel Oil |  |  |  | H2O | [8 empty] | 4 | 0.08042 | 0.08042 | 0.08042 | 0.08042 | [11 empty] | Hazleton Generation LLC | 100 | Starwood Capital Group Global LLC | 100
Hazelton | 10870_G_GEN4 | 10870 | G | GEN4 | 9581 | Combustion Turbine |  | PJM_WMAC | Pennsylvania | 42 | Luzerne | 79 | 42079 | 29.1 | 13888 | 2002 | 9999 |  |  | N | Natural Gas, Distillate Fuel Oil |  |  |  | H2O | [8 empty] | 4 | 0.08492 | 0.08492 | 0.08492 | 0.08492 | [11 empty] | Hazleton Generation LLC | 100 | Starwood Capital Group Global LLC | 100
Kings Falls Hydroelectric | 10872_G_1 | 10872 | G | 1 |  | Hydro |  | NY_Z_C&E | New York | 36 | Lewis | 49 | 36049 | 0.2 | 0 | 1988 | 9999 |  |  | N | Hydro | [13 empty] | 0 | 0 | 0 | 0 | [11 empty] | Algonquin Power Systems Inc | 100 | Algonquin Power Income Fund | 100
Coso Finance Partners | 10873_G_GEN1 | 10873 | G | GEN1 |  | Geothermal |  | WECC_SCE | California | 6 | Inyo | 27 | 06027 | 27.5 | 9771 | 1987 | 9999 |  |  | N | Geothermal | [13 empty] | 0 | 0 | 0 | 0 | 0.3713 | 0.3713 | 0.3713 | [8 empty] | Coso Finance Partners LLC | 100 | Abengoa SA | 100
Coso Finance Partners | 10873_G_GEN2 | 10873 | G | GEN2 |  | Geothermal |  | WECC_SCE | California | 6 | Inyo | 27 | 06027 | 27 | 9771 | 1988 | 9999 |  |  | N | Geothermal | [13 empty] | 0 | 0 | 0 | 0 | 0.3713 | 0.3713 | 0.3713 | [8 empty] | Coso Finance Partners LLC | 100 | Abengoa SA | 100
Coso Finance Partners | 10873_G_GEN3 | 10873 | G | GEN3 |  | Geothermal |  | WECC_SCE | California | 6 | Inyo | 27 | 06027 | 26.7 | 9771 | 1988 | 9999 |  |  | N | Geothermal | [13 empty] | 0 | 0 | 0 | 0 | 0.3713 | 0.3713 | 0.3713 | [8 empty] | Coso Finance Partners LLC | 100 | Abengoa SA | 100
Coso Power Developers | 10874_G_GEN4 | 10874 | G | GEN4 |  | Geothermal |  | WECC_SCE | California | 6 | Inyo | 27 | 06027 | 30 | 9771 | 1989 | 9999 |  |  | N | Geothermal | [13 empty] | 0 | 0 | 0 | 0 | 0.3713 | 0.3713 | 0.3713 | [8 empty] | Coso Power Developers | 100 | Abengoa SA | 100
Coso Power Developers | 10874_G_GEN5 | 10874 | G | GEN5 |  | Geothermal |  | WECC_SCE | California | 6 | Inyo | 27 | 06027 | 23.4 | 9771 | 1989 | 9999 |  |  | N | Geothermal | [13 empty] | 0 | 0 | 0 | 0 | 0.3713 | 0.3713 | 0.3713 | [8 empty] | Coso Power Developers | 100 | Abengoa SA | 100
Coso Power Developers | 10874_G_GEN6 | 10874 | G | GEN6 |  | Geothermal |  | WECC_SCE | California | 6 | Inyo | 27 | 06027 | 26.9 | 9771 | 1989 | 9999 |  |  | N | Geothermal | [13 empty] | 0 | 0 | 0 | 0 | 0.3713 | 0.3713 | 0.3713 | [8 empty] | Coso Power Developers | 100 | Abengoa SA | 100
Coso Energy Developers | 10875_G_GEN7 | 10875 | G | GEN7 |  | Geothermal |  | WECC_SCE | California | 6 | Inyo | 27 | 06027 | 21.8 | 9771 | 1988 | 9999 |  |  | N | Geothermal | [13 empty] | 0 | 0 | 0 | 0 | 0.3713 | 0.3713 | 0.3713 | [8 empty] | Coso Energy Developers | 100 | Abengoa SA | 100
Coso Energy Developers | 10875_G_GEN8 | 10875 | G | GEN8 |  | Geothermal |  | WECC_SCE | California | 6 | Inyo | 27 | 06027 | 22.5 | 9771 | 1988 | 9999 |  |  | N | Geothermal | [13 empty] | 0 | 0 | 0 | 0 | 0.3713 | 0.3713 | 0.3713 | [8 empty] | Coso Energy Developers | 100 | Abengoa SA | 100
Coso Energy Developers | 10875_G_GEN9 | 10875 | G | GEN9 |  | Geothermal |  | WECC_SCE | California | 6 | Inyo | 27 | 06027 | 23.5 | 9771 | 1989 | 9999 |  |  | N | Geothermal | [13 empty] | 0 | 0 | 0 | 0 | 0.3713 | 0.3713 | 0.3713 | [8 empty] | Coso Energy Developers | 100 | Abengoa SA | 100
Salton Sea Power Gen Co Unit 1 | 10878_G_EE11 | 10878 | G | EE11 |  | Geothermal |  | WECC_IID | California | 6 | Imperial | 25 | 06025 | 10 | 9771 | 1982 | 9999 |  |  | N | Geothermal | [13 empty] | 0 | 0 | 0 | 0 | 0.4625 | 0.4625 | 0.4625 | [8 empty] | Salton Sea Power Generation Co | 100 | Berkshire Hathaway Inc | 100
Salton Sea Power Gen Co - Unit 2 | 10879_G_GEN1 | 10879 | G | GEN1 |  | Geothermal |  | WECC_IID | California | 6 | Imperial | 25 | 06025 | 10 | 9771 | 1990 | 9999 |  |  | N | Geothermal | [13 empty] | 0 | 0 | 0 | 0 | 0.4625 | 0.4625 | 0.4625 | [8 empty] | Salton Sea Power Generation Co | 100 | Berkshire Hathaway Inc | 100
Salton Sea Power Gen Co - Unit 2 | 10879_G_GEN2 | 10879 | G | GEN2 |  | Geothermal |  | WECC_IID | California | 6 | Imperial | 25 | 06025 | 4 | 9771 | 1990 | 9999 |  |  | N | Geothermal | [13 empty] | 0 | 0 | 0 | 0 | 0.4625 | 0.4625 | 0.4625 | [8 empty] | Salton Sea Power Generation Co | 100 | Berkshire Hathaway Inc | 100
Salton Sea Power Gen Co - Unit 2 | 10879_G_GEN3 | 10879 | G | GEN3 |  | Geothermal |  | WECC_IID | California | 6 | Imperial | 25 | 06025 | 2.1 | 9771 | 1990 | 9999 |  |  | N | Geothermal | [13 empty] | 0 | 0 | 0 | 0 | 0.4625 | 0.4625 | 0.4625 | [8 empty] | Salton Sea Power Generation Co | 100 | Berkshire Hathaway Inc | 100
Bidwell Ditch Project | 10880_G_GEN1 | 10880 | G | GEN1 |  | Hydro |  | WEC_CALN | California | 6 | Shasta | 89 | 06089 | 1.8 | 0 | 1987 | 9999 |  |  | N | Hydro | [13 empty] | 0 | 0 | 0 | 0 | [11 empty] | Mega Renewables | 100 | Mega Renewables | 100
Roaring Creek Water Power | 10881_G_GEN1 | 10881 | G | GEN1 |  | Hydro |  | WEC_CALN | California | 6 | Shasta | 89 | 06089 | 2 | 0 | 1986 | 9999 |  |  | N | Hydro | [13 empty] | 0 | 0 | 0 | 0 | [11 empty] | Shasta Hydroelectric Inc | 100 | Shasta Hydroelectric Inc | 100
Hatchet Creek Project | 10882_G_GEN1 | 10882 | G | GEN1 |  | Hydro |  | WEC_CALN | California | 6 | Shasta | 89 | 06089 | 6.8 | 0 | 1986 | 9999 |  |  | N | Hydro | [13 empty] | 0 | 0 | 0 | 0 | [11 empty] | Mega Renewables | 100 | Mega Renewables | 100
Medical Area Total Energy Plant | 10883_B_HSG1 | 10883 | B | HSG1 |  | O/G Steam |  | NENGREST | Massachusetts | 25 | Suffolk | 25 | 25025 | 2.8 | 8300 | 1979 | 9999 |  |  | Y | Natural Gas |  |  |  |  | SCR | [7 empty] | 0.74 | 0.08262 | 0.08262 | 0.08262 | 0.08262 | [11 empty] | Morgan Stanley Infrastructure Partners | 60 | Morgan Stanley | 60
Medical Area Total Energy Plant | 10883_B_HSG2 | 10883 | B | HSG2 |  | O/G Steam |  | NENGREST | Massachusetts | 25 | Suffolk | 25 | 25025 | 2.8 | 8300 | 1979 | 9999 |  |  | Y | Natural Gas |  |  |  |  | SCR | [7 empty] | 0.74 | 0.08619 | 0.08619 | 0.08619 | 0.08619 | [11 empty] | Morgan Stanley Infrastructure Partners | 60 | Morgan Stanley | 60
Medical Area Total Energy Plant | 10883_G_DEG1 | 10883 | G | DEG1 |  | Combustion Turbine | IC Engine | NENGREST | Massachusetts | 25 | Suffolk | 25 | 25025 | 6 | 8700 | 1985 | 9999 |  |  | Y | Distillate Fuel Oil |  |  |  |  | SCR | [7 empty] | 0.789 | 0.05782 | 0.05782 | 0.05782 | 0.05782 | [11 empty] | Morgan Stanley Infrastructure Partners | 60 | Morgan Stanley | 60
Medical Area Total Energy Plant | 10883_G_DEG2 | 10883 | G | DEG2 |  | Combustion Turbine | IC Engine | NENGREST | Massachusetts | 25 | Suffolk | 25 | 25025 | 6 | 8700 | 1985 | 9999 |  |  | Y | Distillate Fuel Oil |  |  |  |  | SCR | [7 empty] | 0.789 | 0.04957 | 0.04957 | 0.04957 | 0.04957 | [11 empty] | Morgan Stanley Infrastructure Partners | 60 | Morgan Stanley | 60
Medical Area Total Energy Plant | 10883_G_DEG3 | 10883 | G | DEG3 |  | Combustion Turbine | IC Engine | NENGREST | Massachusetts | 25 | Suffolk | 25 | 25025 | 6 | 8700 | 1985 | 9999 |  |  | Y | Distillate Fuel Oil |  |  |  |  | SCR | [7 empty] | 0.789 | 0.04156 | 0.04156 | 0.04156 | 0.04156 | [11 empty] | Morgan Stanley Infrastructure Partners | 60 | Morgan Stanley | 60
Medical Area Total Energy Plant | 10883_G_DEG4 | 10883 | G | DEG4 |  | Combustion Turbine | IC Engine | NENGREST | Massachusetts | 25 | Suffolk | 25 | 25025 | 6 | 8700 | 1985 | 9999 |  |  | Y | Distillate Fuel Oil |  |  |  |  | SCR | [7 empty] | 0.789 | 0.04124 | 0.04124 | 0.04124 | 0.04124 | [11 empty] | Morgan Stanley Infrastructure Partners | 60 | Morgan Stanley | 60
Medical Area Total Energy Plant | 10883_G_DEG5 | 10883 | G | DEG5 |  | Combustion Turbine | IC Engine | NENGREST | Massachusetts | 25 | Suffolk | 25 | 25025 | 6 | 8700 | 1985 | 9999 |  |  | Y | Distillate Fuel Oil |  |  |  |  | SCR | [7 empty] | 0.789 | 0.0587 | 0.0587 | 0.0587 | 0.0587 | [11 empty] | Morgan Stanley Infrastructure Partners | 60 | Morgan Stanley | 60
Medical Area Total Energy Plant | 10883_G_CT1 | 10883 | G | CT1 |  | Combustion Turbine |  | NENGREST | Massachusetts | 25 | Suffolk | 25 | 25025 | 12.5 | 8700 | 2003 | 9999 |  |  | Y | Natural Gas, Distillate Fuel Oil | [12 empty] | 0.789 | 0.01585 | 0.01585 | 0.01585 | 0.01585 | [11 empty] | Morgan Stanley Infrastructure Partners | 60 | Morgan Stanley | 60
Medical Area Total Energy Plant | 10883_G_CT2 | 10883 | G | CT2 |  | Combustion Turbine |  | NENGREST | Massachusetts | 25 | Suffolk | 25 | 25025 | 12.5 | 8700 | 2003 | 9999 |  |  | Y | Natural Gas, Distillate Fuel Oil | [12 empty] | 0.789 | 0.0151 | 0.0151 | 0.0151 | 0.0151 | [11 empty] | Morgan Stanley Infrastructure Partners | 60 | Morgan Stanley | 60
Medical Area Total Energy Plant | 10883_B_GTHSG1 | 10883 | B | GTHSG1 |  | O/G Steam |  | NENGREST | Massachusetts | 25 | Suffolk | 25 | 25025 | 2.8 | 8300 | 2004 | 9999 |  |  | Y | Natural Gas |  |  |  |  | SCR | [7 empty] | 0.74 | 0.00148 | 0.00148 | 0.00148 | 0.00148 | [11 empty] | Morgan Stanley Infrastructure Partners | 60 | Morgan Stanley | 60
Medical Area Total Energy Plant | 10883_B_GTHSG2 | 10883 | B | GTHSG2 |  | O/G Steam |  | NENGREST | Massachusetts | 25 | Suffolk | 25 | 25025 | 2.8 | 8300 | 2004 | 9999 |  |  | Y | Natural Gas |  |  |  |  | SCR | [7 empty] | 0.74 | 0.00144 | 0.00144 | 0.00144 | 0.00144 | [11 empty] | Morgan Stanley Infrastructure Partners | 60 | Morgan Stanley | 60
Medical Area Total Energy Plant | 10883_B_PSG2 | 10883 | B | PSG2 |  | O/G Steam |  | NENGREST | Massachusetts | 25 | Suffolk | 25 | 25025 | 2.8 | 8300 | 2004 | 9999 |  |  | Y | Natural Gas | [12 empty] | 0.74 | 0.12942 | 0.12942 | 0.12942 | 0.12942 | [11 empty] | Morgan Stanley Infrastructure Partners | 60 | Morgan Stanley | 60
Medical Area Total Energy Plant | 10883_B_PSG3 | 10883 | B | PSG3 |  | O/G Steam |  | NENGREST | Massachusetts | 25 | Suffolk | 25 | 25025 | 2.8 | 8300 | 2004 | 9999 |  |  | Y | Natural Gas | [12 empty] | 0.74 | 0.13034 | 0.13034 | 0.13034 | 0.13034 | [11 empty] | Morgan Stanley Infrastructure Partners | 60 | Morgan Stanley | 60
Medical Area Total Energy Plant | 10883_B_PSG1 | 10883 | B | PSG1 |  | O/G Steam |  | NENGREST | Massachusetts | 25 | Suffolk | 25 | 25025 | 2.8 | 8300 | 2010 | 9999 |  |  | Y | Natural Gas |  |  |  | FR + LNB | [8 empty] | 0.74 | 0.01091 | 0.01091 | 0.01091 | 0.01091 | [11 empty] | Morgan Stanley Infrastructure Partners | 60 | Morgan Stanley | 60
Medical Area Total Energy Plant | 10883_G_CT3 | 10883 | G | CT3 |  | Combustion Turbine |  | NENGREST | Massachusetts | 25 | Suffolk | 25 | 25025 | 12.8 | 8700 | 2017 | 9999 |  |  | Y | Natural Gas, Distillate Fuel Oil | [13 empty] | 0.011 | 0.011 | 0.011 | 0.011 | [11 empty] | Morgan Stanley Infrastructure Partners | 60 | Morgan Stanley | 60
Medical Area Total Energy Plant | 10883_B_GTHSG3 | 10883 | B | GTHSG3 |  | O/G Steam |  | NENGREST | Massachusetts | 25 | Suffolk | 25 | 25025 | 2.8 | 8300 | 2017 | 9999 |  |  | Y | Natural Gas |  |  |  |  | SCR | [8 empty] | 0.0526 | 0.01052 | 0.0526 | 0.01052 | [11 empty] | Morgan Stanley Infrastructure Partners | 60 | Morgan Stanley | 60
Olive View Medical Center | 10884_G_CTC1 | 10884 | G | CTC1 |  | Combustion Turbine |  | WEC_LADW | California | 6 | Los Angeles | 37 | 06037 | 2.7 | 8700 | 1987 | 9999 |  |  | Y | Natural Gas, Distillate Fuel Oil | [13 empty] | 0.26888 | 0.26888 | 0.26888 | 0.26888 | [11 empty] | Los Angeles County | 100 | Los Angeles County | 100
Olive View Medical Center | 10884_G_CTC2 | 10884 | G | CTC2 |  | Combustion Turbine |  | WEC_LADW | California | 6 | Los Angeles | 37 | 06037 | 2.7 | 8700 | 1987 | 9999 |  |  | Y | Natural Gas, Distillate Fuel Oil | [13 empty] | 0.26888 | 0.26888 | 0.26888 | 0.26888 | [11 empty] | Los Angeles County | 100 | Los Angeles County | 100
Victory Mills | 10902_G_GEN1 | 10902 | G | GEN1 |  | Hydro |  | NY_Z_C&E | New York | 36 | Cayuga | 11 | 36011 | 1.6 | 0 | 1986 | 9999 |  |  | N | Hydro | [13 empty] | 0 | 0 | 0 | 0 | [11 empty] | Enel North America Inc | 100 | Enel SpA | 100
Lockport Powerhouse | 10903_G_1GEN | 10903 | G | 1GEN |  | Hydro |  | PJM_COMD | Illinois | 17 | Will | 197 | 17197 | 6 | 0 | 1999 | 9999 |  |  | N | Hydro | [13 empty] | 0 | 0 | 0 | 0 | [11 empty] | Metro Water Reclamation District Greater Chicago | 100 | Metro Water Reclamation District Greater Chicago | 100
Lockport Powerhouse | 10903_G_2GEN | 10903 | G | 2GEN |  | Hydro |  | PJM_COMD | Illinois | 17 | Will | 197 | 17197 | 6 | 0 | 2001 | 9999 |  |  | N | Hydro | [13 empty] | 0 | 0 | 0 | 0 | [11 empty] | Metro Water Reclamation District Greater Chicago | 100 | Metro Water Reclamation District Greater Chicago | 100
Pittsfield Generating LP | 50002_G_GEN1 | 50002 | G | GEN1 | 3627 | Combined Cycle |  | NENGREST | Massachusetts | 25 | Berkshire | 3 | 25003 | 35.2 | 9037 | 1990 | 9999 |  |  | Y | Natural Gas, Distillate Fuel Oil |  |  |  | STM | SCR | [8 empty] | 0.020621 | 0.020621 | 0.020621 | 0.020621 | [11 empty] | Pittsfield Generating Co LP | 100 | Maxim Power Corp | 100
Pittsfield Generating LP | 50002_G_GEN2 | 50002 | G | GEN2 | 3628 | Combined Cycle |  | NENGREST | Massachusetts | 25 | Berkshire | 3 | 25003 | 35.2 | 9037 | 1990 | 9999 |  |  | Y | Natural Gas, Distillate Fuel Oil |  |  |  | STM | SCR | [8 empty] | 0.020621 | 0.020621 | 0.020621 | 0.020621 | [11 empty] | Pittsfield Generating Co LP | 100 | Maxim Power Corp | 100
Pittsfield Generating LP | 50002_G_GEN3 | 50002 | G | GEN3 | 3629 | Combined Cycle |  | NENGREST | Massachusetts | 25 | Berkshire | 3 | 25003 | 35.2 | 9037 | 1990 | 9999 |  |  | Y | Natural Gas, Distillate Fuel Oil |  |  |  | STM | SCR | [8 empty] | 0.020621 | 0.020621 | 0.020621 | 0.020621 | [11 empty] | Pittsfield Generating Co LP | 100 | Maxim Power Corp | 100
Pittsfield Generating LP | 50002_G_GEN4 | 50002 | G | GEN4 | 3627 | Combined Cycle |  | NENGREST | Massachusetts | 25 | Berkshire | 3 | 25003 | 45.8 | 9037 | 1990 | 9999 |  |  | Y | Natural Gas, Distillate Fuel Oil |  |  |  | STM | SCR | [8 empty] | 0.020621 | 0.020621 | 0.020621 | 0.020621 | [11 empty] | Pittsfield Generating Co LP | 100 | Maxim Power Corp | 100
Chalk Cliff Limited | 50003_G_GEN1 | 50003 | G | GEN1 |  | Combustion Turbine |  | WEC_CALN | California | 6 | Kern | 29 | 06029 | 46 | 8700 | 1990 | 9999 |  |  | Y | Natural Gas | [12 empty] | 0.74 | 0.02298 | 0.02298 | 0.02298 | 0.02298 | [11 empty] | Chalk Cliff Ltd | 100 | ContourGlobal PLC | 100
Linden Cogen Plant | 50006_G_GTG1 | 50006 | G | GTG1 | 3631 | Combined Cycle |  | NY_Z_J | New Jersey | 34 | Union | 39 | 34039 | 98.3 | 6069 | 1992 | 9999 |  |  | Y | Natural Gas |  |  |  | STM | SCR | [8 empty] | 0.024269 | 0.024269 | 0.024269 | 0.024269 | [11 empty] | Cogeneration Technologies Linden Venture LP | 100 | Chubu Electric Power Co | 100
Linden Cogen Plant | 50006_G_GTG2 | 50006 | G | GTG2 | 3632 | Combined Cycle |  | NY_Z_J | New Jersey | 34 | Union | 39 | 34039 | 98.3 | 6069 | 1992 | 9999 |  |  | Y | Natural Gas |  |  |  | STM | SCR | [8 empty] | 0.024269 | 0.024269 | 0.024269 | 0.024269 | [11 empty] | Cogeneration Technologies Linden Venture LP | 100 | Chubu Electric Power Co | 100
Linden Cogen Plant | 50006_G_GTG3 | 50006 | G | GTG3 | 3633 | Combined Cycle |  | NY_Z_J | New Jersey | 34 | Union | 39 | 34039 | 98.3 | 6069 | 1992 | 9999 |  |  | Y | Natural Gas |  |  |  | STM | SCR | [8 empty] | 0.023784 | 0.023784 | 0.023784 | 0.023784 | [11 empty] | Cogeneration Technologies Linden Venture LP | 100 | Chubu Electric Power Co | 100
Linden Cogen Plant | 50006_G_GTG4 | 50006 | G | GTG4 | 3634 | Combined Cycle |  | NY_Z_J | New Jersey | 34 | Union | 39 | 34039 | 98.3 | 6069 | 1992 | 9999 |  |  | Y | Natural Gas |  |  |  | STM | SCR | [8 empty] | 0.023784 | 0.023784 | 0.023784 | 0.023784 | [11 empty] | Cogeneration Technologies Linden Venture LP | 100 | Chubu Electric Power Co | 100
Linden Cogen Plant | 50006_G_GTG5 | 50006 | G | GTG5 | 3635 | Combined Cycle |  | NY_Z_J | New Jersey | 34 | Union | 39 | 34039 | 98.3 | 6069 | 1992 | 9999 |  |  | Y | Natural Gas, Distillate Fuel Oil |  |  |  | STM | SCR | [8 empty] | 0.012515 | 0.012515 | 0.012515 | 0.012515 | [11 empty] | Cogeneration Technologies Linden Venture LP | 100 | Chubu Electric Power Co | 100
Linden Cogen Plant | 50006_G_STG1 | 50006 | G | STG1 | 3631 | Combined Cycle |  | NY_Z_J | New Jersey | 34 | Union | 39 | 34039 | 98.3 | 6069 | 1992 | 9999 |  |  | Y | Natural Gas |  |  |  | STM | SCR | [8 empty] | 0.024269 | 0.024269 | 0.024269 | 0.024269 | [11 empty] | Cogeneration Technologies Linden Venture LP | 100 | Chubu Electric Power Co | 100
Linden Cogen Plant | 50006_G_STG2 | 50006 | G | STG2 | 3633 | Combined Cycle |  | NY_Z_J | New Jersey | 34 | Union | 39 | 34039 | 98.3 | 6069 | 1992 | 9999 |  |  | Y | Natural Gas |  |  |  | STM | SCR | [8 empty] | 0.023784 | 0.023784 | 0.023784 | 0.023784 | [11 empty] | Cogeneration Technologies Linden Venture LP | 100 | Chubu Electric Power Co | 100
Linden Cogen Plant | 50006_G_STG3 | 50006 | G | STG3 | 3630 | Combined Cycle |  | NY_Z_J | New Jersey | 34 | Union | 39 | 34039 | 98.4 | 6069 | 1992 | 9999 |  |  | Y | Natural Gas, Distillate Fuel Oil |  |  |  | DLNB + H2O | SCR | [8 empty] | 0.012515 | 0.012515 | 0.012515 | 0.012515 | [11 empty] | Cogeneration Technologies Linden Venture LP | 100 | Chubu Electric Power Co | 100
Linden Cogen Plant | 50006_G_GTG6 | 50006 | G | GTG6 | 3630 | Combined Cycle |  | NY_Z_J | New Jersey | 34 | Union | 39 | 34039 | 165.8 | 6069 | 2002 | 9999 |  |  | Y | Natural Gas, Distillate Fuel Oil |  |  |  | DLNB + H2O | SCR | [8 empty] | 0.012515 | 0.012515 | 0.012515 | 0.012515 | [11 empty] | East Coast Power Linden Holding LLC | 100 | Chubu Electric Power Co | 100
Glen Ferris Hydro | 50010_G_GEN1 | 50010 | G | GEN1 |  | Hydro |  | PJM_West | West Virginia | 54 | Fayette | 19 | 54019 | 0.4 | 0 | 1912 | 9999 |  |  | N | Hydro | [13 empty] | 0 | 0 | 0 | 0 | [11 empty] | Brookfield Renewable Energy Partners LP | 100 | Brookfield Asset Management Inc | 100
Glen Ferris Hydro | 50010_G_GEN2 | 50010 | G | GEN2 |  | Hydro |  | PJM_West | West Virginia | 54 | Fayette | 19 | 54019 | 0.4 | 0 | 1912 | 9999 |  |  | N | Hydro | [13 empty] | 0 | 0 | 0 | 0 | [11 empty] | Brookfield Renewable Energy Partners LP | 100 | Brookfield Asset Management Inc | 100
Glen Ferris Hydro | 50010_G_GEN3 | 50010 | G | GEN3 |  | Hydro |  | PJM_West | West Virginia | 54 | Fayette | 19 | 54019 | 0.4 | 0 | 1912 | 9999 |  |  | N | Hydro | [13 empty] | 0 | 0 | 0 | 0 | [11 empty] | Brookfield Renewable Energy Partners LP | 100 | Brookfield Asset Management Inc | 100
Glen Ferris Hydro | 50010_G_GEN4 | 50010 | G | GEN4 |  | Hydro |  | PJM_West | West Virginia | 54 | Fayette | 19 | 54019 | 0.4 | 0 | 1912 | 9999 |  |  | N | Hydro | [13 empty] | 0 | 0 | 0 | 0 | [11 empty] | Brookfield Renewable Energy Partners LP | 100 | Brookfield Asset Management Inc | 100
Glen Ferris Hydro | 50010_G_GEN5 | 50010 | G | GEN5 |  | Hydro |  | PJM_West | West Virginia | 54 | Fayette | 19 | 54019 | 0.4 | 0 | 1912 | 9999 |  |  | N | Hydro | [13 empty] | 0 | 0 | 0 | 0 | [11 empty] | Brookfield Renewable Energy Partners LP | 100 | Brookfield Asset Management Inc | 100
Glen Ferris Hydro | 50010_G_GEN6 | 50010 | G | GEN6 |  | Hydro |  | PJM_West | West Virginia | 54 | Fayette | 19 | 54019 | 0.4 | 0 | 1912 | 9999 |  |  | N | Hydro | [13 empty] | 0 | 0 | 0 | 0 | [11 empty] | Brookfield Renewable Energy Partners LP | 100 | Brookfield Asset Management Inc | 100
Glen Ferris Hydro | 50010_G_GEN7 | 50010 | G | GEN7 |  | Hydro |  | PJM_West | West Virginia | 54 | Fayette | 19 | 54019 | 1.9 | 0 | 1917 | 9999 |  |  | N | Hydro | [13 empty] | 0 | 0 | 0 | 0 | [11 empty] | Brookfield Renewable Energy Partners LP | 100 | Brookfield Asset Management Inc | 100
Glen Ferris Hydro | 50010_G_GEN8 | 50010 | G | GEN8 |  | Hydro |  | PJM_West | West Virginia | 54 | Fayette | 19 | 54019 | 1.9 | 0 | 1917 | 9999 |  |  | N | Hydro | [13 empty] | 0 | 0 | 0 | 0 | [11 empty] | Brookfield Renewable Energy Partners LP | 100 | Brookfield Asset Management Inc | 100
Hawks Nest Hydro | 50011_G_GEN1 | 50011 | G | GEN1 |  | Hydro |  | PJM_West | West Virginia | 54 | Fayette | 19 | 54019 | 24.2 | 0 | 1936 | 9999 |  |  | N | Hydro | [13 empty] | 0 | 0 | 0 | 0 | [11 empty] | Hawks Nest Hydro LLC | 100 | Brookfield Asset Management Inc | 100
Hawks Nest Hydro | 50011_G_GEN2 | 50011 | G | GEN2 |  | Hydro |  | PJM_West | West Virginia | 54 | Fayette | 19 | 54019 | 24.2 | 0 | 1936 | 9999 |  |  | N | Hydro | [13 empty] | 0 | 0 | 0 | 0 | [11 empty] | Hawks Nest Hydro LLC | 100 | Brookfield Asset Management Inc | 100
Hawks Nest Hydro | 50011_G_GEN3 | 50011 | G | GEN3 |  | Hydro |  | PJM_West | West Virginia | 54 | Fayette | 19 | 54019 | 24.2 | 0 | 1936 | 9999 |  |  | N | Hydro | [13 empty] | 0 | 0 | 0 | 0 | [11 empty] | Hawks Nest Hydro LLC | 100 | Brookfield Asset Management Inc | 100
Hawks Nest Hydro | 50011_G_GEN4 | 50011 | G | GEN4 |  | Hydro |  | PJM_West | West Virginia | 54 | Fayette | 19 | 54019 | 24.2 | 0 | 1936 | 9999 |  |  | N | Hydro | [13 empty] | 0 | 0 | 0 | 0 | [11 empty] | Hawks Nest Hydro LLC | 100 | Brookfield Asset Management Inc | 100
Plant 31 Paper Mill | 50028_B_1FW | 50028 | B | 1FW |  | Non-Fossil Waste |  | MIS_LA | Louisiana | 22 | Ouachita | 73 | 22073 | 8.3 | 11373 | 1964 | 9999 |  |  | Y | Non-Fossil Waste |  |  |  | AA | [9 empty] | 0 | 0 | 0 | 0 | [11 empty] | Riverwood International Corp | 100 | Graphic Packaging Corp | 100
Plant 31 Paper Mill | 50028_B_HRSG | 50028 | B | HRSG |  | Non-Fossil Waste |  | MIS_LA | Louisiana | 22 | Ouachita | 73 | 22073 | 3.3 | 11373 | 1964 | 9999 |  |  | Y | Non-Fossil Waste |  |  |  | LNB | [9 empty] | 0 | 0 | 0 | 0 | [11 empty] | Riverwood International Corp | 100 | Graphic Packaging Corp | 100
Plant 31 Paper Mill | 50028_B_2FW | 50028 | B | 2FW |  | Non-Fossil Waste |  | MIS_LA | Louisiana | 22 | Ouachita | 73 | 22073 | 8.3 | 11373 | 1964 | 9999 |  |  | Y | Non-Fossil Waste | [13 empty] | 0 | 0 | 0 | 0 | [11 empty] | Riverwood International Corp | 100 | Graphic Packaging Corp | 100
Plant 31 Paper Mill | 50028_B_4BW | 50028 | B | 4BW |  | Non-Fossil Waste |  | MIS_LA | Louisiana | 22 | Ouachita | 73 | 22073 | 8.3 | 11373 | 1975 | 9999 |  |  | Y | Non-Fossil Waste | [7 empty] | ESPH | No |  |  |  |  | 0 | 0 | 0 | 0 | [11 empty] | Riverwood International Corp | 100 | Graphic Packaging Corp | 100
Plant 31 Paper Mill | 50028_B_1HP | 50028 | B | 1HP |  | Non-Fossil Waste |  | MIS_LA | Louisiana | 22 | Ouachita | 73 | 22073 | 8.3 | 11373 | 1977 | 9999 |  |  | Y | Non-Fossil Waste | Wet Scrubber | 1977 | 0.985 | AA |  |  |  | C | NA |  |  |  |  | 0 | 0 | 0 | 0 | [11 empty] | Riverwood International Corp | 100 | Graphic Packaging Corp | 100
Plant 31 Paper Mill | 50028_B_5CE | 50028 | B | 5CE |  | Non-Fossil Waste |  | MIS_LA | Louisiana | 22 | Ouachita | 73 | 22073 | 8.3 | 11373 | 1988 | 9999 |  |  | Y | Non-Fossil Waste | [7 empty] | ESPH | No |  |  |  |  | 0 | 0 | 0 | 0 | [11 empty] | Riverwood International Corp | 100 | Graphic Packaging Corp | 100
Plant 31 Paper Mill | 50028_G_GEN7 | 50028 | G | GEN7 |  | Combustion Turbine |  | MIS_LA | Louisiana | 22 | Ouachita | 73 | 22073 | 32 | 10183 | 2016 | 9999 |  |  | Y | Natural Gas |  |  |  |  | SCR | [8 empty] | 0.011 | 0.011 | 0.011 | 0.011 | [11 empty] | Riverwood International Corp | 100 | Graphic Packaging Corp | 100
Mt Ida Hydroelectric | 50031_G_3983 | 50031 | G | 3983 |  | Hydro |  | NY_Z_F | New York | 36 | Rensselaer | 83 | 36083 | 1.5 | 0 | 1992 | 9999 |  |  | N | Hydro | [13 empty] | 0 | 0 | 0 | 0 | [11 empty] | MT Ida Associates | 100 | MT Ida Associates | 100
Mt Ida Hydroelectric | 50031_G_3986 | 50031 | G | 3986 |  | Hydro |  | NY_Z_F | New York | 36 | Rensselaer | 83 | 36083 | 1.5 | 0 | 1992 | 9999 |  |  | N | Hydro | [13 empty] | 0 | 0 | 0 | 0 | [11 empty] | MT Ida Associates | 100 | MT Ida Associates | 100
Valley Falls Hydroelectric Facility | 50034_G_GEN1 | 50034 | G | GEN1 |  | Hydro |  | NY_Z_F | New York | 36 | Rensselaer | 83 | 36083 | 2.5 | 0 | 1985 | 9999 |  |  | N | Hydro | [13 empty] | 0 | 0 | 0 | 0 | [11 empty] | Valley Falls Associates | 100 | Valley Falls Associates | 100
MMWAC Resource Recovery Facility | 50035_G_ST1 | 50035 | G | ST1 |  | Municipal Solid Waste |  | NENG_ME | Maine | 23 | Androscoggin | 1 | 23001 | 2.7 | 19383 | 1992 | 9999 | FBC |  | N | MSW | Reagent Injection | 1992 | 0.75 | [9 empty] | 1.461 | 1.1503 | 1.1503 | 1.1503 | 1.1503 | 0.08 | 0.08 | 0.08 | [8 empty] | Mid Maine Waste Action Corp | 100 | Mid Maine Waste Action Corp | 100
New Martinsville Hannibal Hydro | 50036_G_UNT1 | 50036 | G | UNT1 |  | Hydro |  | PJM_AP | West Virginia | 54 | Wetzel | 103 | 54103 | 9.5 | 0 | 1988 | 9999 |  |  | N | Hydro | [13 empty] | 0 | 0 | 0 | 0 | [11 empty] | Covanta New Martinsville Hydro | 100 | Covanta Holding Corp | 100
New Martinsville Hannibal Hydro | 50036_G_UNT2 | 50036 | G | UNT2 |  | Hydro |  | PJM_AP | West Virginia | 54 | Wetzel | 103 | 54103 | 9.5 | 0 | 1988 | 9999 |  |  | N | Hydro | [13 empty] | 0 | 0 | 0 | 0 | [11 empty] | Covanta New Martinsville Hydro | 100 | Covanta Holding Corp | 100
Rio Bravo Hydro Project | 50037_G_UNT1 | 50037 | G | UNT1 |  | Hydro |  | WEC_CALN | California | 6 | Kern | 29 | 06029 | 6.7 | 0 | 1989 | 9999 |  |  | N | Hydro | [13 empty] | 0 | 0 | 0 | 0 | [11 empty] | Olcese Water District | 100 | Olcese Water District | 100
Rio Bravo Hydro Project | 50037_G_UNT2 | 50037 | G | UNT2 |  | Hydro |  | WEC_CALN | California | 6 | Kern | 29 | 06029 | 6.7 | 0 | 1989 | 9999 |  |  | N | Hydro | [13 empty] | 0 | 0 | 0 | 0 | [11 empty] | Olcese Water District | 100 | Olcese Water District | 100
Houston Chemical Complex Battleground | 50043_G_GT1 | 50043 | G | GT1 |  | Combined Cycle |  | ERC_REST | Texas | 48 | Harris | 201 | 48201 | 66 | 5669 | 1982 | 9999 |  |  | Y | Natural Gas |  |  |  |  | SCR | [8 empty] | 0.016837 | 0.016837 | 0.016837 | 0.016837 | [11 empty] | Oxy Vinyls LP | 100 | Occidental Petroleum Corp | 100
Houston Chemical Complex Battleground | 50043_G_GT2 | 50043 | G | GT2 |  | Combined Cycle |  | ERC_REST | Texas | 48 | Harris | 201 | 48201 | 66 | 5669 | 1982 | 9999 |  |  | Y | Natural Gas |  |  |  |  | SCR | [8 empty] | 0.016837 | 0.016837 | 0.016837 | 0.016837 | [11 empty] | Oxy Vinyls LP | 100 | Occidental Petroleum Corp | 100
Houston Chemical Complex Battleground | 50043_G_ST | 50043 | G | ST |  | Combined Cycle |  | ERC_REST | Texas | 48 | Harris | 201 | 48201 | 62 | 5669 | 1982 | 9999 |  |  | Y | Natural Gas |  |  |  | LNB | SCR | [8 empty] | 0.016837 | 0.016837 | 0.016837 | 0.016837 | [11 empty] | Oxy Vinyls LP | 100 | Occidental Petroleum Corp | 100
Houston Chemical Complex Battleground | 50043_G_GT3 | 50043 | G | GT3 |  | Combined Cycle |  | ERC_REST | Texas | 48 | Harris | 201 | 48201 | 69 | 5669 | 2005 | 9999 |  |  | Y | Natural Gas |  |  |  |  | SCR | [8 empty] | 0.016837 | 0.016837 | 0.016837 | 0.016837 | [11 empty] | Oxy Vinyls LP | 100 | Occidental Petroleum Corp | 100
International Paper Jay Hydro | 50047_G_GEN1 | 50047 | G | GEN1 |  | Hydro |  | NENG_ME | Maine | 23 | Franklin | 7 | 23007 | 0.5 | 0 | 1912 | 9999 |  |  | N | Hydro | [13 empty] | 0 | 0 | 0 | 0 | [11 empty] | Eagle Creek Renewable Energy LLC | 100 | Ontario Power Generation Inc | 100
International Paper Jay Hydro | 50047_G_GEN2 | 50047 | G | GEN2 |  | Hydro |  | NENG_ME | Maine | 23 | Franklin | 7 | 23007 | 0.5 | 0 | 1912 | 9999 |  |  | N | Hydro | [13 empty] | 0 | 0 | 0 | 0 | [11 empty] | Eagle Creek Renewable Energy LLC | 100 | Ontario Power Generation Inc | 100
International Paper Jay Hydro | 50047_G_GEN3 | 50047 | G | GEN3 |  | Hydro |  | NENG_ME | Maine | 23 | Franklin | 7 | 23007 | 0.5 | 0 | 1912 | 9999 |  |  | N | Hydro | [13 empty] | 0 | 0 | 0 | 0 | [11 empty] | Eagle Creek Renewable Energy LLC | 100 | Ontario Power Generation Inc | 100
International Paper Jay Hydro | 50047_G_GEN4 | 50047 | G | GEN4 |  | Hydro |  | NENG_ME | Maine | 23 | Franklin | 7 | 23007 | 0.5 | 0 | 1912 | 9999 |  |  | N | Hydro | [13 empty] | 0 | 0 | 0 | 0 | [11 empty] | Eagle Creek Renewable Energy LLC | 100 | Ontario Power Generation Inc | 100
International Paper Jay Hydro | 50047_G_GEN5 | 50047 | G | GEN5 |  | Hydro |  | NENG_ME | Maine | 23 | Franklin | 7 | 23007 | 0.5 | 0 | 1912 | 9999 |  |  | N | Hydro | [13 empty] | 0 | 0 | 0 | 0 | [11 empty] | Eagle Creek Renewable Energy LLC | 100 | Ontario Power Generation Inc | 100
International Paper Jay Hydro | 50047_G_GEN6 | 50047 | G | GEN6 |  | Hydro |  | NENG_ME | Maine | 23 | Franklin | 7 | 23007 | 0.6 | 0 | 1912 | 9999 |  |  | N | Hydro | [13 empty] | 0 | 0 | 0 | 0 | [11 empty] | Eagle Creek Renewable Energy LLC | 100 | Ontario Power Generation Inc | 100
Humboldt Sawmill Company | 50049_B_BLRA | 50049 | B | BLRA |  | Biomass |  | WEC_CALN | California | 6 | Humboldt | 23 | 06023 | 16.2 | 20413 | 1988 | 9999 |  |  | Y | Biomass |  |  |  | OFA |  |  |  | ESPH | No |  |  |  |  | 0.2 | 0.2 | 0.2 | 0.2 | [11 empty] | Greenleaf Power LLC | 100 | Greenleaf Power | 100
Humboldt Sawmill Company | 50049_B_BLRB | 50049 | B | BLRB |  | Biomass |  | WEC_CALN | California | 6 | Humboldt | 23 | 06023 | 8.7 | 20413 | 1988 | 9999 |  |  | Y | Biomass |  |  |  | OFA |  |  |  | ESPH | No |  |  |  |  | 0.13814 | 0.13814 | 0.13814 | 0.13814 | [11 empty] | Greenleaf Power LLC | 100 | Greenleaf Power | 100
Humboldt Sawmill Company | 50049_B_BLRC | 50049 | B | BLRC |  | Biomass |  | WEC_CALN | California | 6 | Humboldt | 23 | 06023 | 8.7 | 20413 | 1988 | 9999 |  |  | Y | Biomass |  |  |  | OFA |  |  |  | ESPH | No |  |  |  |  | 0.22 | 0.22 | 0.22 | 0.22 | [11 empty] | Greenleaf Power LLC | 100 | Greenleaf Power | 100
Penobscot Energy Recovery | 50051_B_BLR A | 50051 | B | BLR A |  | Municipal Solid Waste |  | NENG_ME | Maine | 23 | Penobscot | 19 | 23019 | 10.6 | 19383 | 1987 | 9999 |  |  | N | MSW | Dry Scrubber | 1987 | 0.877 | OFA |  |  |  | B | NA |  |  |  |  | 0.3 | 0.3 | 0.3 | 0.3 | 0.08 | 0.08 | 0.08 | [8 empty] | Penobscot Energy Recovery Co | 100 | Set Perc Investment LLC | 100
Penobscot Energy Recovery | 50051_B_BLR B | 50051 | B | BLR B |  | Municipal Solid Waste |  | NENG_ME | Maine | 23 | Penobscot | 19 | 23019 | 10.6 | 19383 | 1987 | 9999 |  |  | N | MSW | Dry Scrubber | 1987 | 0.877 | OFA |  |  |  | B | NA |  |  |  |  | 0.3 | 0.3 | 0.3 | 0.3 | 0.08 | 0.08 | 0.08 | [8 empty] | Penobscot Energy Recovery Co | 100 | Set Perc Investment LLC | 100
Brown Station Road Plant I | 50060_G_3972 | 50060 | G | 3972 |  | Landfill Gas |  | PJM_SMAC | Maryland | 24 | Prince Georges | 33 | 24033 | 0.8 | 14103 | 1987 | 9999 |  |  | N | Landfill Gas | [13 empty] | 0.22117 | 0.22117 | 0.22117 | 0.22117 | [11 empty] | Prince Georges County | 100 | Prince Georges County | 100
Brown Station Road Plant I | 50060_G_9314 | 50060 | G | 9314 |  | Landfill Gas |  | PJM_SMAC | Maryland | 24 | Prince Georges | 33 | 24033 | 0.8 | 14103 | 1987 | 9999 |  |  | N | Landfill Gas | [13 empty] | 0.24082 | 0.24082 | 0.24082 | 0.24082 | [11 empty] | Prince Georges County | 100 | Prince Georges County | 100
Brown Station Road Plant I | 50060_G_9340 | 50060 | G | 9340 |  | Landfill Gas |  | PJM_SMAC | Maryland | 24 | Prince Georges | 33 | 24033 | 0.8 | 14103 | 1987 | 9999 |  |  | N | Landfill Gas | [13 empty] | 0.22117 | 0.22117 | 0.22117 | 0.22117 | [11 empty] | Prince Georges County | 100 | Prince Georges County | 100
Univ of Calif Santa Cruz Cogeneration | 50064_G_003 | 50064 | G | 003 |  | Combustion Turbine |  | WEC_CALN | California | 6 | Santa Cruz | 87 | 06087 | 4.4 | 8700 | 2015 | 9999 |  |  | Y | Natural Gas | [13 empty] | 0.011 | 0.011 | 0.011 | 0.011 | [11 empty] | Santa Cruz Cogeneration Associates | 100 | Andrews Energy Projects | 100
Calistoga Power Plant | 50066_G_UNT1 | 50066 | G | UNT1 |  | Geothermal |  | WEC_CALN | California | 6 | Lake | 33 | 06033 | 50 | 9771 | 1984 | 9999 |  |  | N | Geothermal | [13 empty] | 0 | 0 | 0 | 0 | 0.3713 | 0.3713 | 0.3713 | [8 empty] | Geysers Power Co LLC | 100 | Energy Capital Partners | 100
Calistoga Power Plant | 50066_G_UNT2 | 50066 | G | UNT2 |  | Geothermal |  | WEC_CALN | California | 6 | Lake | 33 | 06033 | 50 | 9771 | 1984 | 9999 |  |  | N | Geothermal | [13 empty] | 0 | 0 | 0 | 0 | 0.3713 | 0.3713 | 0.3713 | [8 empty] | Geysers Power Co LLC | 100 | Energy Capital Partners | 100
Palm Beach Renewable Energy Facility 1 | 50071_B_BLR1 | 50071 | B | BLR1 |  | Municipal Solid Waste |  | FRCC | Florida | 12 | Palm Beach | 99 | 12099 | 25 | 19181 | 1989 | 9999 |  |  | N | MSW | Dry Scrubber | 2010 | 0.75 | OFA | SNCR |  |  | B | NA | ACI | 2010 |  |  | 0.24645 | 0.24645 | 0.24645 | 0.24645 | 0.08 | 0.08 | 0.08 | [8 empty] | Solid Waste Authority of Palm Beach | 100 | Solid Waste Authority of Palm Beach | 100
Palm Beach Renewable Energy Facility 1 | 50071_B_BLR2 | 50071 | B | BLR2 |  | Municipal Solid Waste |  | FRCC | Florida | 12 | Palm Beach | 99 | 12099 | 25 | 19181 | 1989 | 9999 |  |  | N | MSW | Dry Scrubber | 2011 | 0.75 | OFA | SNCR |  |  | B | NA | ACI | 2011 |  |  | 0.25415 | 0.25415 | 0.25415 | 0.25415 | 0.08 | 0.08 | 0.08 | [8 empty] | Solid Waste Authority of Palm Beach | 100 | Solid Waste Authority of Palm Beach | 100
Santa Felicia Dam | 50076_G_UNT1 | 50076 | G | UNT1 |  | Hydro |  | WECC_SCE | California | 6 | Ventura | 111 | 06111 | 0.2 | 0 | 1987 | 9999 |  |  | N | Hydro | [13 empty] | 0 | 0 | 0 | 0 | [11 empty] | United Water Conservation District | 100 | United Water Conservation District | 100
Santa Felicia Dam | 50076_G_UNT2 | 50076 | G | UNT2 |  | Hydro |  | WECC_SCE | California | 6 | Ventura | 111 | 06111 | 1.1 | 0 | 1987 | 9999 |  |  | N | Hydro | [13 empty] | 0 | 0 | 0 | 0 | [11 empty] | United Water Conservation District | 100 | United Water Conservation District | 100
Goodyear Lake Plant | 50079_G_GEN1 | 50079 | G | GEN1 |  | Hydro |  | NY_Z_C&E | New York | 36 | Otsego | 77 | 36077 | 0.8 | 0 | 1980 | 9999 |  |  | N | Hydro | [13 empty] | 0 | 0 | 0 | 0 | [11 empty] | Enel North America Inc | 100 | Enel SpA | 100
Goodyear Lake Plant | 50079_G_GEN2 | 50079 | G | GEN2 |  | Hydro |  | NY_Z_C&E | New York | 36 | Otsego | 77 | 36077 | 0.6 | 0 | 1980 | 9999 |  |  | N | Hydro | [13 empty] | 0 | 0 | 0 | 0 | [11 empty] | Enel North America Inc | 100 | Enel SpA | 100
Otis Hydro | 50080_G_GEN1 | 50080 | G | GEN1 |  | Hydro |  | NENG_ME | Maine | 23 | Franklin | 7 | 23007 | 5.1 | 0 | 1985 | 9999 |  |  | N | Hydro | [13 empty] | 0 | 0 | 0 | 0 | [11 empty] | Eagle Creek Renewable Energy LLC | 100 | Ontario Power Generation Inc | 100
Otis Hydro | 50080_G_GEN2 | 50080 | G | GEN2 |  | Hydro |  | NENG_ME | Maine | 23 | Franklin | 7 | 23007 | 5.1 | 0 | 1985 | 9999 |  |  | N | Hydro | [13 empty] | 0 | 0 | 0 | 0 | [11 empty] | Eagle Creek Renewable Energy LLC | 100 | Ontario Power Generation Inc | 100
International Paper Riley Hydro | 50081_G_GEN1 | 50081 | G | GEN1 |  | Hydro |  | NENG_ME | Maine | 23 | Franklin | 7 | 23007 | 1.1 | 0 | 1981 | 9999 |  |  | N | Hydro | [13 empty] | 0 | 0 | 0 | 0 | [11 empty] | Eagle Creek Renewable Energy LLC | 100 | Ontario Power Generation Inc | 100
International Paper Riley Hydro | 50081_G_GEN2 | 50081 | G | GEN2 |  | Hydro |  | NENG_ME | Maine | 23 | Franklin | 7 | 23007 | 1.1 | 0 | 1981 | 9999 |  |  | N | Hydro | [13 empty] | 0 | 0 | 0 | 0 | [11 empty] | Eagle Creek Renewable Energy LLC | 100 | Ontario Power Generation Inc | 100
International Paper Riley Hydro | 50081_G_GEN3 | 50081 | G | GEN3 |  | Hydro |  | NENG_ME | Maine | 23 | Franklin | 7 | 23007 | 1.1 | 0 | 1981 | 9999 |  |  | N | Hydro | [13 empty] | 0 | 0 | 0 | 0 | [11 empty] | Eagle Creek Renewable Energy LLC | 100 | Ontario Power Generation Inc | 100
International Paper Riley Hydro | 50081_G_GEN4 | 50081 | G | GEN4 |  | Hydro |  | NENG_ME | Maine | 23 | Franklin | 7 | 23007 | 1.1 | 0 | 1981 | 9999 |  |  | N | Hydro | [13 empty] | 0 | 0 | 0 | 0 | [11 empty] | Eagle Creek Renewable Energy LLC | 100 | Ontario Power Generation Inc | 100
International Paper Riley Hydro | 50081_G_GEN5 | 50081 | G | GEN5 |  | Hydro |  | NENG_ME | Maine | 23 | Franklin | 7 | 23007 | 1.1 | 0 | 1981 | 9999 |  |  | N | Hydro | [13 empty] | 0 | 0 | 0 | 0 | [11 empty] | Eagle Creek Renewable Energy LLC | 100 | Ontario Power Generation Inc | 100
International Paper Riley Hydro | 50081_G_GEN6 | 50081 | G | GEN6 |  | Hydro |  | NENG_ME | Maine | 23 | Franklin | 7 | 23007 | 1.1 | 0 | 1981 | 9999 |  |  | N | Hydro | [13 empty] | 0 | 0 | 0 | 0 | [11 empty] | Eagle Creek Renewable Energy LLC | 100 | Ontario Power Generation Inc | 100
International Paper Livermore Hydro | 50082_G_GEN1 | 50082 | G | GEN1 |  | Hydro |  | NENG_ME | Maine | 23 | Androscoggin | 1 | 23001 | 1.1 | 0 | 1910 | 9999 |  |  | N | Hydro | [13 empty] | 0 | 0 | 0 | 0 | [11 empty] | Eagle Creek Renewable Energy LLC | 100 | Ontario Power Generation Inc | 100
International Paper Livermore Hydro | 50082_G_GEN2 | 50082 | G | GEN2 |  | Hydro |  | NENG_ME | Maine | 23 | Androscoggin | 1 | 23001 | 1.1 | 0 | 1910 | 9999 |  |  | N | Hydro | [13 empty] | 0 | 0 | 0 | 0 | [11 empty] | Eagle Creek Renewable Energy LLC | 100 | Ontario Power Generation Inc | 100
International Paper Livermore Hydro | 50082_G_GEN3 | 50082 | G | GEN3 |  | Hydro |  | NENG_ME | Maine | 23 | Androscoggin | 1 | 23001 | 1.1 | 0 | 1910 | 9999 |  |  | N | Hydro | [13 empty] | 0 | 0 | 0 | 0 | [11 empty] | Eagle Creek Renewable Energy LLC | 100 | Ontario Power Generation Inc | 100
International Paper Livermore Hydro | 50082_G_GEN4 | 50082 | G | GEN4 |  | Hydro |  | NENG_ME | Maine | 23 | Androscoggin | 1 | 23001 | 1.2 | 0 | 1910 | 9999 |  |  | N | Hydro | [13 empty] | 0 | 0 | 0 | 0 | [11 empty] | Eagle Creek Renewable Energy LLC | 100 | Ontario Power Generation Inc | 100
International Paper Livermore Hydro | 50082_G_GEN5 | 50082 | G | GEN5 |  | Hydro |  | NENG_ME | Maine | 23 | Androscoggin | 1 | 23001 | 1.1 | 0 | 1910 | 9999 |  |  | N | Hydro | [13 empty] | 0 | 0 | 0 | 0 | [11 empty] | Eagle Creek Renewable Energy LLC | 100 | Ontario Power Generation Inc | 100
International Paper Livermore Hydro | 50082_G_GEN6 | 50082 | G | GEN6 |  | Hydro |  | NENG_ME | Maine | 23 | Androscoggin | 1 | 23001 | 0.7 | 0 | 1910 | 9999 |  |  | N | Hydro | [13 empty] | 0 | 0 | 0 | 0 | [11 empty] | Eagle Creek Renewable Energy LLC | 100 | Ontario Power Generation Inc | 100
International Paper Livermore Hydro | 50082_G_GEN7 | 50082 | G | GEN7 |  | Hydro |  | NENG_ME | Maine | 23 | Androscoggin | 1 | 23001 | 0.9 | 0 | 1910 | 9999 |  |  | N | Hydro | [13 empty] | 0 | 0 | 0 | 0 | [11 empty] | Eagle Creek Renewable Energy LLC | 100 | Ontario Power Generation Inc | 100
International Paper Livermore Hydro | 50082_G_GEN8 | 50082 | G | GEN8 |  | Hydro |  | NENG_ME | Maine | 23 | Androscoggin | 1 | 23001 | 1 | 0 | 1910 | 9999 |  |  | N | Hydro | [13 empty] | 0 | 0 | 0 | 0 | [11 empty] | Eagle Creek Renewable Energy LLC | 100 | Ontario Power Generation Inc | 100
International Paper Livermore Hydro | 50082_G_GEN9 | 50082 | G | GEN9 |  | Hydro |  | NENG_ME | Maine | 23 | Androscoggin | 1 | 23001 | 1 | 0 | 2004 | 9999 |  |  | N | Hydro | [13 empty] | 0 | 0 | 0 | 0 | [11 empty] | Eagle Creek Renewable Energy LLC | 100 | Ontario Power Generation Inc | 100
Sheep Creek Hydro | 50091_G_TB1 | 50091 | G | TB1 |  | Hydro |  | WECC_PNW | Washington | 53 | Stevens | 65 | 53065 | 1.3 | 0 | 1986 | 9999 |  |  | N | Hydro | [13 empty] | 0 | 0 | 0 | 0 | [11 empty] | Sheep Creek Hydro Inc | 100 | Sheep Creek Hydro Inc | 100
Sheep Creek Hydro | 50091_G_TB2 | 50091 | G | TB2 |  | Hydro |  | WECC_PNW | Washington | 53 | Stevens | 65 | 53065 | 0.3 | 0 | 1986 | 9999 |  |  | N | Hydro | [13 empty] | 0 | 0 | 0 | 0 | [11 empty] | Sheep Creek Hydro Inc | 100 | Sheep Creek Hydro Inc | 100
Chateaugay High Falls Hydro | 50093_G_WT | 50093 | G | WT |  | Hydro |  | NY_Z_D | New York | 36 | Franklin | 33 | 36033 | 1.6 | 0 | 1988 | 9999 |  |  | N | Hydro | [13 empty] | 0 | 0 | 0 | 0 | [11 empty] | Triton Power Co | 100 | Enel SpA | 100
Veolia Energy Trenton L.P. | 50094_G_7214 | 50094 | G | 7214 |  | Combustion Turbine | IC Engine | PJM_EMAC | New Jersey | 34 | Mercer | 21 | 34021 | 5.8 | 8700 | 1983 | 9999 |  |  | Y | Natural Gas, Distillate Fuel Oil | [12 empty] | 0.21 | 1.061 | 1.061 | 1.061 | 1.061 | [11 empty] | Veolia Energy Trenton LP | 100 | Veolia Environnement SA | 100
Tamarack Energy Partnership | 50099_G_GEN1 | 50099 | G | GEN1 |  | Biomass |  | WECC_ID | Idaho | 16 | Adams | 3 | 16003 | 5.8 | 5454 | 1983 | 9999 |  |  | Y | Biomass | [13 empty] | 0.55062 | 0.55062 | 0.55062 | 0.55062 | [11 empty] | Tamarack Energy Partners | 100 | Yanke Energy Inc | 100
China Mill Hydro | 50103_G_GEN 1 | 50103 | G | GEN 1 |  | Hydro |  | NENGREST | New Hampshire | 33 | Merrimack | 13 | 33013 | 1.7 | 0 | 1981 | 9999 |  |  | N | Hydro | [13 empty] | 0 | 0 | 0 | 0 | [11 empty] | Perfect Fit Industries Inc | 100 | Perfect Fit Industries Inc | 100
Paris Energy Center | 50109_G_GEN1 | 50109 | G | GEN1 | 89668 | Combined Cycle |  | ERC_REST | Texas | 48 | Lamar | 277 | 48277 | 78 | 8925 | 1989 | 9999 |  |  | N | Natural Gas, Distillate Fuel Oil |  |  |  | STM | [8 empty] | 1.09 | 0.12302 | 0.12302 | 0.12302 | 0.12302 | [11 empty] | Paris Generation LP | 100 | Blackstone Group (The) | 100
Paris Energy Center | 50109_G_GEN2 | 50109 | G | GEN2 | 89669 | Combined Cycle |  | ERC_REST | Texas | 48 | Lamar | 277 | 48277 | 80 | 8925 | 1989 | 9999 |  |  | N | Natural Gas, Distillate Fuel Oil |  |  |  | STM | [8 empty] | 1.09 | 0.12302 | 0.12302 | 0.12302 | 0.12302 | [11 empty] | Paris Generation LP | 100 | Blackstone Group (The) | 100
Paris Energy Center | 50109_G_GEN3 | 50109 | G | GEN3 | 89668 | Combined Cycle |  | ERC_REST | Texas | 48 | Lamar | 277 | 48277 | 78 | 8925 | 1989 | 9999 |  |  | N | Natural Gas, Distillate Fuel Oil |  |  |  | LNB | [8 empty] | 1.09 | 0.12302 | 0.12302 | 0.12302 | 0.12302 | [11 empty] | Paris Generation LP | 100 | Blackstone Group (The) | 100
Sierra Pacific Burney Facility | 50110_B_BLR1 | 50110 | B | BLR1 |  | Biomass |  | WEC_CALN | California | 6 | Shasta | 89 | 06089 | 18.9 | 4936 | 1986 | 9999 |  |  | Y | Biomass |  |  |  | OFA |  |  |  | ESPC + C | No |  |  |  |  | 0.11917 | 0.11917 | 0.11917 | 0.11917 | [11 empty] | Sierra Pacific Industries Inc | 100 | Sierra Pacific Industries | 100
Sierra Pacific Quincy Facility | 50112_B_BLR1 | 50112 | B | BLR1 |  | Biomass |  | WEC_CALN | California | 6 | Plumas | 63 | 06063 | 12 | 15307 | 1986 | 9999 |  |  | N | Biomass |  |  |  |  | SNCR |  |  | ESPC + C | No |  |  |  |  | 0.12909 | 0.12909 | 0.12909 | 0.12909 | [11 empty] | Sierra Pacific Industries Inc | 100 | Sierra Pacific Industries | 100
Sierra Pacific Quincy Facility | 50112_B_BLR2 | 50112 | B | BLR2 |  | Biomass |  | WEC_CALN | California | 6 | Plumas | 63 | 06063 | 12 | 15307 | 1998 | 9999 |  |  | N | Biomass |  |  |  |  | SNCR |  |  | ESPC + C | No |  |  |  |  | 0.19 | 0.19 | 0.19 | 0.19 | [11 empty] | Sierra Pacific Industries Inc | 100 | Sierra Pacific Industries | 100
US Borax | 50115_G_GEN1 | 50115 | G | GEN1 |  | Combustion Turbine |  | WECC_SCE | California | 6 | Kern | 29 | 06029 | 39 | 8700 | 1984 | 9999 |  |  | Y | Natural Gas | [12 empty] | 0.74 | 0.08369 | 0.08369 | 0.08369 | 0.08369 | [11 empty] | U S Borax Inc | 100 | Rio Tinto Group | 100
Hal C Weaver Power Plant | 50118_G_GEN4 | 50118 | G | GEN4 |  | Combined Cycle |  | ERC_REST | Texas | 48 | Travis | 453 | 48453 | 7.6 | 5500 | 1951 | 9999 |  |  | Y | Natural Gas, Distillate Fuel Oil |  |  |  | FR + NH3 | SCR | [8 empty] | 0.2336 | 0.04672 | 0.2336 | 0.04672 | [11 empty] | University of Texas At Austin | 100 | University of Texas System (The) | 100
Hal C Weaver Power Plant | 50118_G_GEN5 | 50118 | G | GEN5 |  | Combined Cycle |  | ERC_REST | Texas | 48 | Travis | 453 | 48453 | 6 | 5500 | 1959 | 9999 |  |  | Y | Natural Gas, Distillate Fuel Oil |  |  |  |  | SCR | [8 empty] | 0.2336 | 0.04672 | 0.2336 | 0.04672 | [11 empty] | University of Texas At Austin | 100 | University of Texas System (The) | 100
Hal C Weaver Power Plant | 50118_G_GEN7 | 50118 | G | GEN7 |  | Combined Cycle |  | ERC_REST | Texas | 48 | Travis | 453 | 48453 | 27.6 | 5500 | 1979 | 9999 |  |  | Y | Natural Gas, Distillate Fuel Oil |  |  |  | FR | SCR | [8 empty] | 0.2336 | 0.04672 | 0.2336 | 0.04672 | [11 empty] | University of Texas At Austin | 100 | University of Texas System (The) | 100
Hal C Weaver Power Plant | 50118_G_GEN8 | 50118 | G | GEN8 |  | Combined Cycle |  | ERC_REST | Texas | 48 | Travis | 453 | 48453 | 46.5 | 5500 | 1987 | 9999 |  |  | Y | Natural Gas, Distillate Fuel Oil |  |  |  |  | SCR | [8 empty] | 0.2336 | 0.04672 | 0.2336 | 0.04672 | [11 empty] | University of Texas At Austin | 100 | University of Texas System (The) | 100
Hal C Weaver Power Plant | 50118_G_GEN9 | 50118 | G | GEN9 |  | Combined Cycle |  | ERC_REST | Texas | 48 | Travis | 453 | 48453 | 26.1 | 5500 | 2004 | 9999 |  |  | Y | Natural Gas, Distillate Fuel Oil |  |  |  |  | SCR | [8 empty] | 0.0124 | 0.0080456 | 0.0124 | 0.0080456 | [11 empty] | University of Texas At Austin | 100 | University of Texas System (The) | 100
Hal C Weaver Power Plant | 50118_G_GEN10 | 50118 | G | GEN10 |  | Combined Cycle |  | ERC_REST | Texas | 48 | Travis | 453 | 48453 | 33 | 5500 | 2010 | 9999 |  |  | Y | Natural Gas, Distillate Fuel Oil |  |  |  |  | SCR | [8 empty] | 0.0124 | 0.0080456 | 0.0124 | 0.0080456 | [11 empty] | University of Texas At Austin | 100 | University of Texas System (The) | 100
Phillips 66 Rodeo Refinery | 50119_G_GENA | 50119 | G | GENA |  | Fossil Waste |  | WEC_CALN | California | 6 | Contra Costa | 13 | 06013 | 15.3 | 4577 | 1987 | 9999 |  |  | Y | Fossil Waste | [13 empty] | 0.05568 | 0.05568 | 0.05568 | 0.05568 | [11 empty] | Phillips Petroleum Co | 100 | Phillips 66 Co | 100
Phillips 66 Rodeo Refinery | 50119_G_GENB | 50119 | G | GENB |  | Fossil Waste |  | WEC_CALN | California | 6 | Contra Costa | 13 | 06013 | 15.4 | 4577 | 1987 | 9999 |  |  | Y | Fossil Waste | [13 empty] | 0.05903 | 0.05903 | 0.05903 | 0.05903 | [11 empty] | Phillips Petroleum Co | 100 | Phillips 66 Co | 100
Phillips 66 Rodeo Refinery | 50119_G_GENC | 50119 | G | GENC |  | Fossil Waste |  | WEC_CALN | California | 6 | Contra Costa | 13 | 06013 | 14.9 | 4577 | 1987 | 9999 |  |  | Y | Fossil Waste | [13 empty] | 0.05035 | 0.05035 | 0.05035 | 0.05035 | [11 empty] | Phillips Petroleum Co | 100 | Phillips 66 Co | 100
Normanskill Hydro Project | 50123_G_GEN1 | 50123 | G | GEN1 |  | Hydro |  | NY_Z_F | New York | 36 | Albany | 1 | 36001 | 1.2 | 0 | 1983 | 9999 |  |  | N | Hydro | [13 empty] | 0 | 0 | 0 | 0 | [11 empty] | Watervliet (City of) | 100 | Watervliet (City of) | 100
Ottauquechee Hydro | 50126_G_2 | 50126 | G | 2 |  | Hydro |  | NENGREST | Vermont | 50 | Windsor | 27 | 50027 | 0.6 | 0 | 1983 | 9999 |  |  | N | Hydro | [13 empty] | 0 | 0 | 0 | 0 | [11 empty] | Enel North America Inc | 100 | Enel SpA | 100
Ottauquechee Hydro | 50126_G_1 | 50126 | G | 1 |  | Hydro |  | NENGREST | Vermont | 50 | Windsor | 27 | 50027 | 1.1 | 0 | 1987 | 9999 |  |  | N | Hydro | [13 empty] | 0 | 0 | 0 | 0 | [11 empty] | Enel North America Inc | 100 | Enel SpA | 100
Signal Hill Generating LLC | 50127_G_GTA | 50127 | G | GTA |  | Combined Cycle |  | ERC_WEST | Texas | 48 | Wichita | 485 | 48485 | 19.7 | 14659 | 1987 | 9999 |  |  | N | Natural Gas | [13 empty] | 0.24059 | 0.24059 | 0.24059 | 0.24059 | [11 empty] | Signal Hill Wichita Falls Power LP | 100 | Energy Trading Innovations LLC | 100
Signal Hill Generating LLC | 50127_G_GTB | 50127 | G | GTB |  | Combined Cycle |  | ERC_WEST | Texas | 48 | Wichita | 485 | 48485 | 19.7 | 14659 | 1987 | 9999 |  |  | N | Natural Gas | [13 empty] | 0.24059 | 0.24059 | 0.24059 | 0.24059 | [11 empty] | Signal Hill Wichita Falls Power LP | 100 | Energy Trading Innovations LLC | 100
Signal Hill Generating LLC | 50127_G_GTC | 50127 | G | GTC |  | Combined Cycle |  | ERC_WEST | Texas | 48 | Wichita | 485 | 48485 | 19.7 | 14659 | 1987 | 9999 |  |  | N | Natural Gas | [13 empty] | 0.24059 | 0.24059 | 0.24059 | 0.24059 | [11 empty] | Signal Hill Wichita Falls Power LP | 100 | Energy Trading Innovations LLC | 100
Signal Hill Generating LLC | 50127_G_STD | 50127 | G | STD |  | Combined Cycle |  | ERC_WEST | Texas | 48 | Wichita | 485 | 48485 | 17 | 14659 | 1987 | 9999 |  |  | N | Natural Gas | [13 empty] | 0.24059 | 0.24059 | 0.24059 | 0.24059 | [11 empty] | Signal Hill Wichita Falls Power LP | 100 | Energy Trading Innovations LLC | 100
Indian Valley Dam Hydro Project | 50129_G_1641 | 50129 | G | 1641 |  | Hydro |  | WEC_CALN | California | 6 | Lake | 33 | 06033 | 1.3 | 0 | 1983 | 9999 |  |  | N | Hydro | [13 empty] | 0 | 0 | 0 | 0 | [11 empty] | Yolo County Flood Control & Water Conservation District | 100 | Yolo County Flood Control & Water Conservation District | 100
Indian Valley Dam Hydro Project | 50129_G_1642 | 50129 | G | 1642 |  | Hydro |  | WEC_CALN | California | 6 | Lake | 33 | 06033 | 1.3 | 0 | 1983 | 9999 |  |  | N | Hydro | [13 empty] | 0 | 0 | 0 | 0 | [11 empty] | Yolo County Flood Control & Water Conservation District | 100 | Yolo County Flood Control & Water Conservation District | 100
Indian Valley Dam Hydro Project | 50129_G_8332 | 50129 | G | 8332 |  | Hydro |  | WEC_CALN | California | 6 | Lake | 33 | 06033 | 0.1 | 0 | 1983 | 9999 |  |  | N | Hydro | [13 empty] | 0 | 0 | 0 | 0 | [11 empty] | Yolo County Flood Control & Water Conservation District | 100 | Yolo County Flood Control & Water Conservation District | 100
Sycamore Cogeneration | 50134_G_GTAG | 50134 | G | GTAG |  | Combustion Turbine |  | WECC_SCE | California | 6 | Kern | 29 | 06029 | 75 | 8700 | 1987 | 9999 |  |  | Y | Natural Gas | [12 empty] | 0.74 | 0.017215 | 0.017215 | 0.017215 | 0.017215 | [11 empty] | Sycamore Cogeneration Co | 100 | Chevron Corp | 100
Sycamore Cogeneration | 50134_G_GTBG | 50134 | G | GTBG |  | Combustion Turbine |  | WECC_SCE | California | 6 | Kern | 29 | 06029 | 75 | 8700 | 1987 | 9999 |  |  | Y | Natural Gas | [12 empty] | 0.74 | 0.017215 | 0.017215 | 0.017215 | 0.017215 | [11 empty] | Sycamore Cogeneration Co | 100 | Chevron Corp | 100
Sycamore Cogeneration | 50134_G_GTCG | 50134 | G | GTCG |  | Combustion Turbine |  | WECC_SCE | California | 6 | Kern | 29 | 06029 | 75 | 8700 | 1987 | 9999 |  |  | Y | Natural Gas | [12 empty] | 0.74 | 0.017215 | 0.017215 | 0.017215 | 0.017215 | [11 empty] | Sycamore Cogeneration Co | 100 | Chevron Corp | 100
Sycamore Cogeneration | 50134_G_GTDG | 50134 | G | GTDG |  | Combustion Turbine |  | WECC_SCE | California | 6 | Kern | 29 | 06029 | 75 | 8700 | 1987 | 9999 |  |  | Y | Natural Gas | [12 empty] | 0.74 | 0.017215 | 0.017215 | 0.017215 | 0.017215 | [11 empty] | Sycamore Cogeneration Co | 100 | Chevron Corp | 100
South Oaks Hospital | 50136_G_CG1 | 50136 | G | CG1 |  | Combustion Turbine | IC Engine | NY_Z_K | New York | 36 | Suffolk | 103 | 36103 | 0.1 | 8700 | 2008 | 9999 |  |  | Y | Natural Gas | [13 empty] | 0.34851 | 0.34851 | 0.34851 | 0.34851 | [11 empty] | South Oak Hospital | 100 | South Oak Hospital | 100
South Oaks Hospital | 50136_G_CG2 | 50136 | G | CG2 |  | Combustion Turbine | IC Engine | NY_Z_K | New York | 36 | Suffolk | 103 | 36103 | 0.1 | 8700 | 2008 | 9999 |  |  | Y | Natural Gas | [13 empty] | 0.34851 | 0.34851 | 0.34851 | 0.34851 | [11 empty] | South Oak Hospital | 100 | South Oak Hospital | 100
South Oaks Hospital | 50136_G_CG3 | 50136 | G | CG3 |  | Combustion Turbine | IC Engine | NY_Z_K | New York | 36 | Suffolk | 103 | 36103 | 0.1 | 8700 | 2008 | 9999 |  |  | Y | Natural Gas | [13 empty] | 0.34851 | 0.34851 | 0.34851 | 0.34851 | [11 empty] | South Oak Hospital | 100 | South Oak Hospital | 100
South Oaks Hospital | 50136_G_CG4 | 50136 | G | CG4 |  | Combustion Turbine | IC Engine | NY_Z_K | New York | 36 | Suffolk | 103 | 36103 | 0.1 | 8700 | 2008 | 9999 |  |  | Y | Natural Gas | [13 empty] | 0.34851 | 0.34851 | 0.34851 | 0.34851 | [11 empty] | South Oak Hospital | 100 | South Oak Hospital | 100
South Oaks Hospital | 50136_G_CG5 | 50136 | G | CG5 |  | Combustion Turbine | IC Engine | NY_Z_K | New York | 36 | Suffolk | 103 | 36103 | 0.1 | 8700 | 2008 | 9999 |  |  | Y | Natural Gas | [13 empty] | 0.34851 | 0.34851 | 0.34851 | 0.34851 | [11 empty] | South Oak Hospital | 100 | South Oak Hospital | 100
Snider Industries | 50141_G_WGN1 | 50141 | G | WGN1 |  | Biomass |  | SPP_WEST | Texas | 48 | Harrison | 203 | 48203 | 5 | 12168 | 1983 | 9999 |  |  | Y | Biomass | [13 empty] | 0.36198 | 0.36198 | 0.36198 | 0.36198 | [11 empty] | Snider Industries Inc | 100 | Snider Industries Inc | 100
R E Badger Filtration Plant | 50147_G_1 | 50147 | G | 1 |  | Hydro |  | WEC_SDGE | California | 6 | San Diego | 73 | 06073 | 1 | 0 | 1987 | 9999 |  |  | N | Hydro | [13 empty] | 0 | 0 | 0 | 0 | [11 empty] | Santa Fe Irrigation District | 100 | Santa Fe Irrigation District | 100
Linde Wilmington | 50148_G_GEN1 | 50148 | G | GEN1 |  | Combined Cycle |  | WEC_LADW | California | 6 | Los Angeles | 37 | 06037 | 21 | 7193 | 1988 | 9999 |  |  | Y | Natural Gas | [13 empty] | 0.068427 | 0.068427 | 0.068427 | 0.068427 | [11 empty] | Praxair Inc | 100 | Praxair Inc | 100
Linde Wilmington | 50148_G_GEN2 | 50148 | G | GEN2 |  | Combined Cycle |  | WEC_LADW | California | 6 | Los Angeles | 37 | 06037 | 6 | 7193 | 1988 | 9999 |  |  | Y | Natural Gas | [13 empty] | 0.068427 | 0.068427 | 0.068427 | 0.068427 | [11 empty] | Praxair Inc | 100 | Praxair Inc | 100
Union Carbide Seadrift Cogen | 50150_G_GE10 | 50150 | G | GE10 |  | Combined Cycle |  | ERC_REST | Texas | 48 | Calhoun | 57 | 48057 | 15 | 7994 | 1964 | 9999 |  |  | Y | Natural Gas | [13 empty] | 0.07424 | 0.07424 | 0.07424 | 0.07424 | [11 empty] | Union Carbide Corp Seadrift | 100 | DowDuPont Inc | 100
Union Carbide Seadrift Cogen | 50150_G_GEN6 | 50150 | G | GEN6 |  | Combined Cycle |  | ERC_REST | Texas | 48 | Calhoun | 57 | 48057 | 30 | 7994 | 1987 | 9999 |  |  | Y | Natural Gas | [13 empty] | 0.07424 | 0.07424 | 0.07424 | 0.07424 | [11 empty] | Union Carbide Corp Seadrift | 100 | DowDuPont Inc | 100
Union Carbide Seadrift Cogen | 50150_G_GEN8 | 50150 | G | GEN8 |  | Combined Cycle |  | ERC_REST | Texas | 48 | Calhoun | 57 | 48057 | 30 | 7994 | 1987 | 9999 |  |  | Y | Natural Gas | [13 empty] | 0.07424 | 0.07424 | 0.07424 | 0.07424 | [11 empty] | Union Carbide Corp Seadrift | 100 | DowDuPont Inc | 100
Union Carbide Seadrift Cogen | 50150_G_GEN5 | 50150 | G | GEN5 |  | Combined Cycle |  | ERC_REST | Texas | 48 | Calhoun | 57 | 48057 | 15 | 7994 | 1987 | 9999 |  |  | Y | Natural Gas | [13 empty] | 0.07424 | 0.07424 | 0.07424 | 0.07424 | [11 empty] | Union Carbide Corp Seadrift | 100 | DowDuPont Inc | 100
Union Carbide Seadrift Cogen | 50150_G_GEN7 | 50150 | G | GEN7 |  | Combined Cycle |  | ERC_REST | Texas | 48 | Calhoun | 57 | 48057 | 6 | 7994 | 1987 | 9999 |  |  | Y | Natural Gas | [13 empty] | 0.07424 | 0.07424 | 0.07424 | 0.07424 | [11 empty] | Union Carbide Corp Seadrift | 100 | DowDuPont Inc | 100
Union Carbide Seadrift Cogen | 50150_G_GEN9 | 50150 | G | GEN9 |  | Combined Cycle |  | ERC_REST | Texas | 48 | Calhoun | 57 | 48057 | 15 | 7994 | 1987 | 9999 |  |  | Y | Natural Gas | [13 empty] | 0.07424 | 0.07424 | 0.07424 | 0.07424 | [11 empty] | Union Carbide Corp Seadrift | 100 | DowDuPont Inc | 100
Union Carbide Seadrift Cogen | 50150_G_GE11 | 50150 | G | GE11 |  | Combined Cycle |  | ERC_REST | Texas | 48 | Calhoun | 57 | 48057 | 30 | 7994 | 2000 | 9999 |  |  | Y | Natural Gas | [13 empty] | 0.07424 | 0.07424 | 0.07424 | 0.07424 | [11 empty] | Union Carbide Corp Seadrift | 100 | DowDuPont Inc | 100
Dow St Charles Operations | 50152_G_CGN1 | 50152 | G | CGN1 |  | Combined Cycle |  | MIS_LA | Louisiana | 22 | St Charles | 89 | 22089 | 100 | 5500 | 1996 | 9999 |  |  | Y | Natural Gas | [13 empty] | 0.011 | 0.011 | 0.011 | 0.011 | [11 empty] | Dow Chemical Co | 100 | DowDuPont Inc | 100
Dow St Charles Operations | 50152_G_CGN2 | 50152 | G | CGN2 |  | Combined Cycle |  | MIS_LA | Louisiana | 22 | St Charles | 89 | 22089 | 100 | 5500 | 1997 | 9999 |  |  | Y | Natural Gas | [13 empty] | 0.011 | 0.011 | 0.011 | 0.011 | [11 empty] | Dow Chemical Co | 100 | DowDuPont Inc | 100
Dow St Charles Operations | 50152_G_STG | 50152 | G | STG |  | Combined Cycle |  | MIS_LA | Louisiana | 22 | St Charles | 89 | 22089 | 20 | 5500 | 1997 | 9999 |  |  | Y | Natural Gas |  |  |  | LNB | [9 empty] | 0.011 | 0.011 | 0.011 | 0.011 | [11 empty] | Dow Chemical Co | 100 | DowDuPont Inc | 100
Dow St Charles Operations | 50152_G_CSTG | 50152 | G | CSTG |  | Combined Cycle |  | MIS_LA | Louisiana | 22 | St Charles | 89 | 22089 | 50 | 5500 | 2002 | 9999 |  |  | Y | Natural Gas |  |  |  | LNB | [9 empty] | 0.011 | 0.011 | 0.011 | 0.011 | [11 empty] | Dow Chemical Co | 100 | DowDuPont Inc | 100
Bear Creek | 50156_G_GEN1 | 50156 | G | GEN1 |  | Hydro |  | WEC_CALN | California | 6 | Shasta | 89 | 06089 | 3 | 0 | 1990 | 9999 |  |  | N | Hydro | [13 empty] | 0 | 0 | 0 | 0 | [11 empty] | Chi West Inc | 100 | Enel SpA | 100
International Paper Woronoco Mill | 50166_G_GEN2 | 50166 | G | GEN2 |  | Hydro |  | NENGREST | Massachusetts | 25 | Hampden | 13 | 25013 | 1.7 | 0 | 1913 | 9999 |  |  | N | Hydro | [13 empty] | 0 | 0 | 0 | 0 | [11 empty] | Swift River Hydro Operations Co | 100 | Swift River Hydro Operations Co | 100
International Paper Woronoco Mill | 50166_G_GEN1 | 50166 | G | GEN1 |  | Hydro |  | NENGREST | Massachusetts | 25 | Hampden | 13 | 25013 | 0.4 | 0 | 1916 | 9999 |  |  | N | Hydro | [13 empty] | 0 | 0 | 0 | 0 | [11 empty] | Swift River Hydro Operations Co | 100 | Swift River Hydro Operations Co | 100
International Paper Woronoco Mill | 50166_G_GEN2A | 50166 | G | GEN2A |  | Hydro |  | NENGREST | Massachusetts | 25 | Hampden | 13 | 25013 | 0.4 | 0 | 1916 | 9999 |  |  | N | Hydro | [13 empty] | 0 | 0 | 0 | 0 | [11 empty] | Swift River Hydro Operations Co | 100 | Swift River Hydro Operations Co | 100
Berry Cogen | 50170_G_GEN1 | 50170 | G | GEN1 |  | Combustion Turbine |  | WEC_CALN | California | 6 | Kern | 29 | 06029 | 35 | 8700 | 1986 | 9999 |  |  | Y | Natural Gas | [12 empty] | 0.74 | 0.01384 | 0.01384 | 0.01384 | 0.01384 | [11 empty] | Berry Petroleum Co | 100 | Linn Energy LLC | 100
Emporia | 50175_G_GEN1 | 50175 | G | GEN1 |  | Hydro |  | PJM_Dom | Virginia | 51 | Greensville | 81 | 51081 | 2 | 0 | 1986 | 9999 |  |  | N | Hydro | [13 empty] | 0 | 0 | 0 | 0 | [11 empty] | Emporia Hydropower LP | 100 | Ridgewood US Hydro Corp | 100
Emporia | 50175_G_GEN2 | 50175 | G | GEN2 |  | Hydro |  | PJM_Dom | Virginia | 51 | Greensville | 81 | 51081 | 0.5 | 0 | 1986 | 9999 |  |  | N | Hydro | [13 empty] | 0 | 0 | 0 | 0 | [11 empty] | Emporia Hydropower LP | 100 | Ridgewood US Hydro Corp | 100
Union Falls | 50176_G_GEN1 | 50176 | G | GEN1 |  | Hydro |  | NY_Z_D | New York | 36 | Clinton | 19 | 36019 | 1.3 | 0 | 1987 | 9999 |  |  | N | Hydro | [13 empty] | 0 | 0 | 0 | 0 | [11 empty] | Union Falls Hydropower LP | 100 | Ridgewood US Hydro Corp | 100
Union Falls | 50176_G_GEN2 | 50176 | G | GEN2 |  | Hydro |  | NY_Z_D | New York | 36 | Clinton | 19 | 36019 | 1.3 | 0 | 1987 | 9999 |  |  | N | Hydro | [13 empty] | 0 | 0 | 0 | 0 | [11 empty] | Union Falls Hydropower LP | 100 | Ridgewood US Hydro Corp | 100
Blackstone/Tupperware | 50177_G_GEN1 | 50177 | G | GEN1 |  | Hydro |  | NENGREST | Rhode Island | 44 | Providence | 7 | 44007 | 0.4 | 0 | 1981 | 9999 |  |  | N | Hydro | [13 empty] | 0 | 0 | 0 | 0 | [11 empty] | Blackstone Hydro Corp | 100 | Ridgewood US Hydro Corp | 100
Blackstone/Tupperware | 50177_G_GEN2 | 50177 | G | GEN2 |  | Hydro |  | NENGREST | Rhode Island | 44 | Providence | 7 | 44007 | 0.4 | 0 | 1981 | 9999 |  |  | N | Hydro | [13 empty] | 0 | 0 | 0 | 0 | [11 empty] | Blackstone Hydro Corp | 100 | Ridgewood US Hydro Corp | 100
Blackstone/Tupperware | 50177_G_GEN3 | 50177 | G | GEN3 |  | Hydro |  | NENGREST | Rhode Island | 44 | Providence | 7 | 44007 | 0.4 | 0 | 1981 | 9999 |  |  | N | Hydro | [13 empty] | 0 | 0 | 0 | 0 | [11 empty] | Blackstone Hydro Corp | 100 | Ridgewood US Hydro Corp | 100
Blackstone/Tupperware | 50177_G_GEN4 | 50177 | G | GEN4 |  | Hydro |  | NENGREST | Rhode Island | 44 | Providence | 7 | 44007 | 0.4 | 0 | 1981 | 9999 |  |  | N | Hydro | [13 empty] | 0 | 0 | 0 | 0 | [11 empty] | Blackstone Hydro Corp | 100 | Ridgewood US Hydro Corp | 100
Halifax | 50178_G_GEN1 | 50178 | G | GEN1 |  | Hydro |  | PJM_Dom | Virginia | 51 | Halifax | 83 | 51083 | 0.8 | 0 | 1915 | 9999 |  |  | N | Hydro | [13 empty] | 0 | 0 | 0 | 0 | [11 empty] | Synergics Inc | 100 | Synergics Inc | 100
Halifax | 50178_G_GEN2 | 50178 | G | GEN2 |  | Hydro |  | PJM_Dom | Virginia | 51 | Halifax | 83 | 51083 | 0.4 | 0 | 1915 | 9999 |  |  | N | Hydro | [13 empty] | 0 | 0 | 0 | 0 | [11 empty] | Synergics Inc | 100 | Synergics Inc | 100
Halifax | 50178_G_GEN3 | 50178 | G | GEN3 |  | Hydro |  | PJM_Dom | Virginia | 51 | Halifax | 83 | 51083 | 0.4 | 0 | 1915 | 9999 |  |  | N | Hydro | [13 empty] | 0 | 0 | 0 | 0 | [11 empty] | Synergics Inc | 100 | Synergics Inc | 100
Box Canyon Dam | 50179_G_GEN1 | 50179 | G | GEN1 |  | Hydro |  | WECC_PNW | California | 6 | Siskiyou | 93 | 06093 | 2.5 | 0 | 1986 | 9999 |  |  | N | Hydro | [13 empty] | 0 | 0 | 0 | 0 | [11 empty] | Synergics Inc | 100 | Synergics Inc | 100
Box Canyon Dam | 50179_G_GEN2 | 50179 | G | GEN2 |  | Hydro |  | WECC_PNW | California | 6 | Siskiyou | 93 | 06093 | 2.5 | 0 | 1986 | 9999 |  |  | N | Hydro | [13 empty] | 0 | 0 | 0 | 0 | [11 empty] | Synergics Inc | 100 | Synergics Inc | 100
Olsen | 50180_G_GEN1 | 50180 | G | GEN1 |  | Hydro |  | WEC_CALN | California | 6 | Shasta | 89 | 06089 | 4.8 | 0 | 1990 | 9999 |  |  | N | Hydro | [13 empty] | 0 | 0 | 0 | 0 | [11 empty] | Synergics Inc | 100 | Synergics Inc | 100
Columbus MS | 50184_G_TG2 | 50184 | G | TG2 |  | Non-Fossil Waste |  | S_C_TVA | Mississippi | 28 | Lowndes | 87 | 28087 | 46 | 4225 | 1982 | 9999 | stoker/SPR | dry | Y | Non-Fossil Waste |  |  |  | LNB + OFA | [9 empty] | 0 | 0 | 0 | 0 | [11 empty] | Weyerhaeuser Co | 100 | Weyerhaeuser Co | 100
Columbus MS | 50184_B_REC | 50184 | B | REC |  | Non-Fossil Waste |  | S_C_TVA | Mississippi | 28 | Lowndes | 87 | 28087 | 64 | 4225 | 1990 | 9999 | cyclone |  | Y | Non-Fossil Waste |  |  |  | LNB + OFA |  |  |  | ESPH | No |  |  |  |  | 0.11 | 0.11 | 0.11 | 0.11 | [11 empty] | Weyerhaeuser Co | 100 | Weyerhaeuser Co | 100
Columbus MS | 50184_B_PKG | 50184 | B | PKG |  | O/G Steam |  | S_C_TVA | Mississippi | 28 | Lowndes | 87 | 28087 | 18.6 | 8300 | 1993 | 9999 | wall | dry | Y | Natural Gas |  |  |  | FR + LNB | [9 empty] | 0.1 | 0.1 | 0.1 | 0.1 | [11 empty] | Weyerhaeuser Co | 100 | Weyerhaeuser Co | 100
Domtar Paper Co LLC Plymouth NC | 50189_B_5REC | 50189 | B | 5REC |  | Non-Fossil Waste |  | PJM_Dom | North Carolina | 37 | Martin | 117 | 37117 | 71 | 4757 | 1965 | 9999 | other |  | Y | Non-Fossil Waste |  |  |  | OFA |  |  |  | ESPH | No |  |  |  |  | 0.14667 | 0.14667 | 0.14667 | 0.14667 | [11 empty] | Weyerhaeuser Co | 100 | Weyerhaeuser Co | 100
Domtar Paper Co LLC Plymouth NC | 50189_B_1HFB | 50189 | B | 1HFB |  | Biomass |  | PJM_Dom | North Carolina | 37 | Martin | 117 | 37117 | 21.7 | 4757 | 1977 | 9999 | stoker/SPR | dry | Y | Biomass |  |  |  | OFA |  |  |  | ESPH + B + C | No |  |  |  | 0.8 | 0.22259 | 0.22259 | 0.22259 | 0.22259 | [11 empty] | Weyerhaeuser Co | 100 | Weyerhaeuser Co | 100
Domtar Paper Co LLC Plymouth NC | 50189_B_2HFB | 50189 | B | 2HFB |  | Biomass |  | PJM_Dom | North Carolina | 37 | Martin | 117 | 37117 | 21.7 | 4757 | 1982 | 9999 | stoker/SPR | dry | Y | Biomass |  |  |  | OFA |  |  |  | ESPH + B + C | No |  |  |  | 0.8 | 0.2 | 0.2 | 0.2 | 0.2 | [11 empty] | Weyerhaeuser Co | 100 | Weyerhaeuser Co | 100
Multitrade Rabun Gap, LLC | 50201_B_WB1 | 50201 | B | WB1 |  | Biomass |  | S_SOU | Georgia | 13 | RABUN | 241 | 13241 | 18 | 19439 | 2010 | 9999 |  |  | N | Biomass | [7 empty] | ESPC | No |  |  |  |  | 0.21236 | 0.21236 | 0.21236 | 0.21236 | [11 empty] | Multitrade Rabun Gap LLC | 100 | Multitrade Biomass Holdings LLC | 100
Williams Ignacio Natural Gas Plant | 50205_G_7101 | 50205 | G | 7101 |  | Non-Fossil Waste |  | WECC_CO | Colorado | 8 | La Plata | 67 | 08067 | 6.1 | 11084 | 1984 | 9999 |  |  | N | Non-Fossil Waste | [13 empty] | 0 | 0 | 0 | 0 | [11 empty] | Williams Field Services Group LLC | 100 | Williams Companies Inc (The) | 100
Vallecito Hydroelectric | 50206_G_GEN1 | 50206 | G | GEN1 |  | Hydro |  | WECC_CO | Colorado | 8 | La Plata | 67 | 08067 | 0.8 | 0 | 1989 | 9999 |  |  | N | Hydro | [13 empty] | 0 | 0 | 0 | 0 | [11 empty] | Ptarmigan Resources & Energy Inc | 100 | Ptarmigan Resources & Energy Inc | 100
Vallecito Hydroelectric | 50206_G_GEN2 | 50206 | G | GEN2 |  | Hydro |  | WECC_CO | Colorado | 8 | La Plata | 67 | 08067 | 2.5 | 0 | 1989 | 9999 |  |  | N | Hydro | [13 empty] | 0 | 0 | 0 | 0 | [11 empty] | Ptarmigan Resources & Energy Inc | 100 | Ptarmigan Resources & Energy Inc | 100
Vallecito Hydroelectric | 50206_G_GEN3 | 50206 | G | GEN3 |  | Hydro |  | WECC_CO | Colorado | 8 | La Plata | 67 | 08067 | 2.5 | 0 | 1989 | 9999 |  |  | N | Hydro | [13 empty] | 0 | 0 | 0 | 0 | [11 empty] | Ptarmigan Resources & Energy Inc | 100 | Ptarmigan Resources & Energy Inc | 100
Pinetree Power | 50208_B_B1 | 50208 | B | B1 |  | Biomass |  | NENGREST | New Hampshire | 33 | Grafton | 9 | 33009 | 15 | 15924 | 1986 | 9999 |  |  | N | Biomass |  |  |  |  | SCR |  |  | ESPC | Yes |  |  |  |  | 0.075 | 0.075 | 0.075 | 0.075 | [11 empty] | Pinetree Power LLC | 100 | Capergy SA | 100
Vulcan-BN Geothermal Power Company | 50210_G_GEN1 | 50210 | G | GEN1 |  | Geothermal |  | WECC_IID | California | 6 | Imperial | 25 | 06025 | 23.5 | 9771 | 1985 | 9999 |  |  | N | Geothermal | [13 empty] | 0 | 0 | 0 | 0 | 0.4625 | 0.4625 | 0.4625 | [8 empty] | Vulcan/BN Geothermal Power Co | 100 | Berkshire Hathaway Inc | 100
Vulcan-BN Geothermal Power Company | 50210_G_GEN2 | 50210 | G | GEN2 |  | Geothermal |  | WECC_IID | California | 6 | Imperial | 25 | 06025 | 6 | 9771 | 1985 | 9999 |  |  | N | Geothermal | [13 empty] | 0 | 0 | 0 | 0 | 0.4625 | 0.4625 | 0.4625 | [8 empty] | Vulcan/BN Geothermal Power Co | 100 | Berkshire Hathaway Inc | 100
York County Resource Recovery | 50215_B_101 | 50215 | B | 101 |  | Municipal Solid Waste |  | PJM_WMAC | Pennsylvania | 42 | York | 133 | 42133 | 9.6 | 20253 | 1989 | 9999 |  |  | N | MSW | Dry Scrubber | 1989 | 0.8 | LA + LNB |  |  |  | B | NA | ACI | 2001 |  |  | 0.17943 | 0.17943 | 0.17943 | 0.17943 | 0.08 | 0.08 | 0.08 | [8 empty] | York County Solid Waste Authority | 100 | Covanta Holding Corp | 100
York County Resource Recovery | 50215_B_102 | 50215 | B | 102 |  | Municipal Solid Waste |  | PJM_WMAC | Pennsylvania | 42 | York | 133 | 42133 | 9.6 | 20253 | 1989 | 9999 |  |  | N | MSW | Dry Scrubber | 1989 | 0.8 | LA + LNB |  |  |  | B | NA | ACI | 1997 |  |  | 0.21321 | 0.21321 | 0.21321 | 0.21321 | 0.08 | 0.08 | 0.08 | [8 empty] | York County Solid Waste Authority | 100 | Covanta Holding Corp | 100
York County Resource Recovery | 50215_B_103 | 50215 | B | 103 |  | Municipal Solid Waste |  | PJM_WMAC | Pennsylvania | 42 | York | 133 | 42133 | 9.6 | 20253 | 1989 | 9999 |  |  | N | MSW | Dry Scrubber | 1989 | 0.8 | LA + LNB |  |  |  | B | NA | ACI | 1997 |  |  | 0.21 | 0.21 | 0.21 | 0.21 | 0.08 | 0.08 | 0.08 | [8 empty] | York County Solid Waste Authority | 100 | Covanta Holding Corp | 100
Watson Cogeneration | 50216_G_GN94 | 50216 | G | GN94 |  | Combined Cycle |  | WECC_SCE | California | 6 | Los Angeles | 37 | 06037 | 82 | 5503 | 1987 | 9999 |  |  | Y | Natural Gas |  |  |  |  | SCR | [8 empty] | 0.015062 | 0.015062 | 0.015062 | 0.015062 | [11 empty] | Tesoro Petroleum Corp | 51 | Andeavor | 51
Watson Cogeneration | 50216_G_GN96 | 50216 | G | GN96 |  | Combined Cycle |  | WECC_SCE | California | 6 | Los Angeles | 37 | 06037 | 35 | 5503 | 1987 | 9999 |  |  | Y | Natural Gas |  |  |  | NH3 + STM | SCR | [8 empty] | 0.015062 | 0.015062 | 0.015062 | 0.015062 | [11 empty] | Tesoro Petroleum Corp | 51 | Andeavor | 51
Watson Cogeneration | 50216_G_GN91 | 50216 | G | GN91 |  | Combined Cycle |  | WECC_SCE | California | 6 | Los Angeles | 37 | 06037 | 82 | 5503 | 1988 | 9999 |  |  | Y | Natural Gas |  |  |  |  | SCR | [8 empty] | 0.015062 | 0.015062 | 0.015062 | 0.015062 | [11 empty] | Tesoro Petroleum Corp | 51 | Andeavor | 51
Watson Cogeneration | 50216_G_GN92 | 50216 | G | GN92 |  | Combined Cycle |  | WECC_SCE | California | 6 | Los Angeles | 37 | 06037 | 82 | 5503 | 1988 | 9999 |  |  | Y | Natural Gas |  |  |  |  | SCR | [8 empty] | 0.015062 | 0.015062 | 0.015062 | 0.015062 | [11 empty] | Tesoro Petroleum Corp | 51 | Andeavor | 51
Watson Cogeneration | 50216_G_GN93 | 50216 | G | GN93 |  | Combined Cycle |  | WECC_SCE | California | 6 | Los Angeles | 37 | 06037 | 82 | 5503 | 1988 | 9999 |  |  | Y | Natural Gas |  |  |  |  | SCR | [8 empty] | 0.015062 | 0.015062 | 0.015062 | 0.015062 | [11 empty] | Tesoro Petroleum Corp | 51 | Andeavor | 51
Watson Cogeneration | 50216_G_GN95 | 50216 | G | GN95 |  | Combined Cycle |  | WECC_SCE | California | 6 | Los Angeles | 37 | 06037 | 35 | 5503 | 1988 | 9999 |  |  | Y | Natural Gas |  |  |  | NH3 + STM | SCR | [8 empty] | 0.015062 | 0.015062 | 0.015062 | 0.015062 | [11 empty] | Tesoro Petroleum Corp | 51 | Andeavor | 51
Woodward Power Plant | 50218_G_U1 | 50218 | G | U1 |  | Hydro |  | WEC_CALN | California | 6 | Stanislaus | 99 | 06099 | 2.7 | 0 | 1982 | 9999 |  |  | N | Hydro | [13 empty] | 0 | 0 | 0 | 0 | [11 empty] | South San Joaquin Irrigation District | 100 | South San Joaquin Irrigation District | 100
Frankenheimer Power Plant | 50219_G_U1 | 50219 | G | U1 |  | Hydro |  | WEC_CALN | California | 6 | Stanislaus | 99 | 06099 | 4 | 0 | 1983 | 9999 |  |  | N | Hydro | [13 empty] | 0 | 0 | 0 | 0 | [11 empty] | South San Joaquin Irrigation District | 100 | South San Joaquin Irrigation District | 100
Nelson Creek | 50223_G_1296 | 50223 | G | 1296 |  | Hydro |  | WEC_CALN | California | 6 | Shasta | 89 | 06089 | 0.5 | 0 | 1989 | 9999 |  |  | N | Hydro | [13 empty] | 0 | 0 | 0 | 0 | [11 empty] | Nelson Creek Power Inc | 100 | Nelson Creek Power Inc | 100
Regional Waste Systems | 50225_B_1SG1A | 50225 | B | 1SG1A |  | Municipal Solid Waste |  | NENG_ME | Maine | 23 | Cumberland | 5 | 23005 | 5.8 | 20568 | 1988 | 9999 |  |  | N | MSW | Dry Scrubber | 1988 | 0.8 |  | SNCR |  |  | ESPC | Yes | ACI | 2000 |  |  | 0.2764 | 0.2764 | 0.2764 | 0.2764 | 0.08 | 0.08 | 0.08 | [8 empty] | Eco Maine | 100 | ecomaine | 100
Regional Waste Systems | 50225_B_1SG1B | 50225 | B | 1SG1B |  | Municipal Solid Waste |  | NENG_ME | Maine | 23 | Cumberland | 5 | 23005 | 5.8 | 20568 | 1988 | 9999 |  |  | N | MSW | Dry Scrubber | 1988 | 0.8 |  | SNCR |  |  | ESPC | Yes | ACI | 2000 |  |  | 0.2694 | 0.2694 | 0.2694 | 0.2694 | 0.08 | 0.08 | 0.08 | [8 empty] | Eco Maine | 100 | ecomaine | 100
Rocky Brook Hydroelectric | 50228_G_GEN1 | 50228 | G | GEN1 |  | Hydro |  | WECC_PNW | Washington | 53 | Jefferson | 31 | 53031 | 0.1 | 0 | 1985 | 9999 |  |  | N | Hydro | [13 empty] | 0 | 0 | 0 | 0 | [11 empty] | Rocky Brook Electric Inc | 100 | Roosevelt Hydroelectric Co | 100
Texas Petrochemicals | 50229_B_TPCBLR | 50229 | B | TPCBLR |  | O/G Steam |  | ERC_REST | Texas | 48 | Harris | 201 | 48201 | 35 | 8300 | 1972 | 9999 |  |  | Y | Natural Gas | [12 empty] | 1.157 | 0.21238 | 0.21238 | 0.21238 | 0.21238 | [11 empty] | Texas Petrochemicals Corp | 100 | Texas Petrochemicals Corp | 100
San Dimas Wash Generating Station | 50233_G_4011 | 50233 | G | 4011 |  | Hydro |  | WECC_SCE | California | 6 | Los Angeles | 37 | 06037 | 1 | 0 | 1986 | 9999 |  |  | N | Hydro | [13 empty] | 0 | 0 | 0 | 0 | [11 empty] | San Gabriel Valley Municipal Water District | 100 | San Gabriel Valley Municipal Water District | 100
Bucksport Generation LLC | 50243_G_GEN4 | 50243 | G | GEN4 | 4072 | Combustion Turbine |  | NENG_ME | Maine | 23 | Hancock | 9 | 23009 | 156.8 | 6120 | 2001 | 9999 |  |  | Y | Natural Gas, Distillate Fuel Oil |  |  |  | DLNB + H2O | [8 empty] | 2 | 0.12712 | 0.12712 | 0.12712 | 0.12712 | [11 empty] | Bucksport Generation LLC | 100 | Stonepeak Infrastructure Partners | 100
Sartell Dam | 50252_G_HG10 | 50252 | G | HG10 |  | Hydro |  | MIS_MNWI | Minnesota | 27 | Benton | 9 | 27009 | 0.9 | 0 | 1985 | 9999 |  |  | N | Hydro | [13 empty] | 0 | 0 | 0 | 0 | [11 empty] | Aim Development (USA) LLC | 100 | Aim Development (USA) LLC | 100
Sartell Dam | 50252_G_HG11 | 50252 | G | HG11 |  | Hydro |  | MIS_MNWI | Minnesota | 27 | Benton | 9 | 27009 | 0.9 | 0 | 1985 | 9999 |  |  | N | Hydro | [13 empty] | 0 | 0 | 0 | 0 | [11 empty] | Aim Development (USA) LLC | 100 | Aim Development (USA) LLC | 100
Sartell Dam | 50252_G_HG12 | 50252 | G | HG12 |  | Hydro |  | MIS_MNWI | Minnesota | 27 | Benton | 9 | 27009 | 0.9 | 0 | 1985 | 9999 |  |  | N | Hydro | [13 empty] | 0 | 0 | 0 | 0 | [11 empty] | Aim Development (USA) LLC | 100 | Aim Development (USA) LLC | 100
Sartell Dam | 50252_G_HG2 | 50252 | G | HG2 |  | Hydro |  | MIS_MNWI | Minnesota | 27 | Benton | 9 | 27009 | 0.9 | 0 | 1985 | 9999 |  |  | N | Hydro | [13 empty] | 0 | 0 | 0 | 0 | [11 empty] | Aim Development (USA) LLC | 100 | Aim Development (USA) LLC | 100
Sartell Dam | 50252_G_HG3 | 50252 | G | HG3 |  | Hydro |  | MIS_MNWI | Minnesota | 27 | Benton | 9 | 27009 | 0.9 | 0 | 1985 | 9999 |  |  | N | Hydro | [13 empty] | 0 | 0 | 0 | 0 | [11 empty] | Aim Development (USA) LLC | 100 | Aim Development (USA) LLC | 100
Sartell Dam | 50252_G_HG4 | 50252 | G | HG4 |  | Hydro |  | MIS_MNWI | Minnesota | 27 | Benton | 9 | 27009 | 0.9 | 0 | 1985 | 9999 |  |  | N | Hydro | [13 empty] | 0 | 0 | 0 | 0 | [11 empty] | Aim Development (USA) LLC | 100 | Aim Development (USA) LLC | 100
Sartell Dam | 50252_G_HG5 | 50252 | G | HG5 |  | Hydro |  | MIS_MNWI | Minnesota | 27 | Benton | 9 | 27009 | 0.9 | 0 | 1985 | 9999 |  |  | N | Hydro | [13 empty] | 0 | 0 | 0 | 0 | [11 empty] | Aim Development (USA) LLC | 100 | Aim Development (USA) LLC | 100
Sartell Dam | 50252_G_HG6 | 50252 | G | HG6 |  | Hydro |  | MIS_MNWI | Minnesota | 27 | Benton | 9 | 27009 | 0.8 | 0 | 1985 | 9999 |  |  | N | Hydro | [13 empty] | 0 | 0 | 0 | 0 | [11 empty] | Aim Development (USA) LLC | 100 | Aim Development (USA) LLC | 100
Sartell Dam | 50252_G_HG7 | 50252 | G | HG7 |  | Hydro |  | MIS_MNWI | Minnesota | 27 | Benton | 9 | 27009 | 0.8 | 0 | 1985 | 9999 |  |  | N | Hydro | [13 empty] | 0 | 0 | 0 | 0 | [11 empty] | Aim Development (USA) LLC | 100 | Aim Development (USA) LLC | 100
Sartell Dam | 50252_G_HG8 | 50252 | G | HG8 |  | Hydro |  | MIS_MNWI | Minnesota | 27 | Benton | 9 | 27009 | 0.7 | 0 | 1985 | 9999 |  |  | N | Hydro | [13 empty] | 0 | 0 | 0 | 0 | [11 empty] | Aim Development (USA) LLC | 100 | Aim Development (USA) LLC | 100
Sartell Dam | 50252_G_HG9 | 50252 | G | HG9 |  | Hydro |  | MIS_MNWI | Minnesota | 27 | Benton | 9 | 27009 | 0.7 | 0 | 1985 | 9999 |  |  | N | Hydro | [13 empty] | 0 | 0 | 0 | 0 | [11 empty] | Aim Development (USA) LLC | 100 | Aim Development (USA) LLC | 100
New Lahontan | 50261_G_GEN1 | 50261 | G | GEN1 |  | Hydro |  | WECC_NNV | Nevada | 32 | Churchill | 1 | 32001 | 3.8 | 0 | 1989 | 9999 |  |  | N | Hydro | [13 empty] | 0 | 0 | 0 | 0 | [11 empty] | Tcid Hydro | 100 | Truckee Carson Irrigation District | 100
Redlands Water & Power | 50267_G_RED1 | 50267 | G | RED1 |  | Hydro |  | WECC_CO | Colorado | 8 | Mesa | 77 | 08077 | 1.4 | 0 | 1931 | 9999 |  |  | N | Hydro | [13 empty] | 0 | 0 | 0 | 0 | [11 empty] | Redlands Water & Power Co | 100 | Redlands Water & Power Co | 100
Hewittville Hydroelectric | 50268_G_HY1 | 50268 | G | HY1 |  | Hydro |  | NY_Z_C&E | New York | 36 | St Lawrence | 89 | 36089 | 2.2 | 0 | 1984 | 9999 |  |  | N | Hydro | [13 empty] | 0 | 0 | 0 | 0 | [11 empty] | Brookfield Power Corp | 100 | Brookfield Asset Management Inc | 100
Unionville Hydro Project 2499 NY | 50269_G_HY1 | 50269 | G | HY1 |  | Hydro |  | NY_Z_C&E | New York | 36 | St Lawrence | 89 | 36089 | 2.2 | 0 | 1984 | 9999 |  |  | N | Hydro | [13 empty] | 0 | 0 | 0 | 0 | [11 empty] | Brookfield Power Corp | 100 | Brookfield Asset Management Inc | 100
Worumbo Hydro Station | 50278_G_GEN1 | 50278 | G | GEN1 |  | Hydro |  | NENG_ME | Maine | 23 | Androscoggin | 1 | 23001 | 4.6 | 0 | 1989 | 9999 |  |  | N | Hydro | [13 empty] | 0 | 0 | 0 | 0 | [11 empty] | Miller Hydro Group Inc | 100 | Miller Hydro Group Inc | 100
Worumbo Hydro Station | 50278_G_GEN2 | 50278 | G | GEN2 |  | Hydro |  | NENG_ME | Maine | 23 | Androscoggin | 1 | 23001 | 4.6 | 0 | 1989 | 9999 |  |  | N | Hydro | [13 empty] | 0 | 0 | 0 | 0 | [11 empty] | Miller Hydro Group Inc | 100 | Miller Hydro Group Inc | 100
Archbald Power Station | 50279_B_MAIN | 50279 | B | MAIN |  | Landfill Gas |  | PJM_WMAC | Pennsylvania | 42 | Lackawanna | 69 | 42069 | 20 | 14429 | 1998 | 9999 |  |  | N | Landfill Gas |  |  |  | FR + OFA | [9 empty] | 0.04518 | 0.04518 | 0.04518 | 0.04518 | [11 empty] | PEI Power Corp | 100 | Archaea Energy Inc | 100
Archbald Power Station | 50279_G_Gen2 | 50279 | G | Gen2 | 3643 | Combustion Turbine |  | PJM_WMAC | Pennsylvania | 42 | Lackawanna | 69 | 42069 | 43.7 | 11461 | 2001 | 9999 |  |  | N | Natural Gas |  |  |  | H2O | [8 empty] | 3.7 | 0.08385 | 0.08385 | 0.08385 | 0.08385 | [11 empty] | PEI Power II LLC | 100 | Archaea Energy Inc | 100
Archbald Power Station | 50279_G_GEN5 | 50279 | G | GEN5 |  | Landfill Gas |  | PJM_WMAC | Pennsylvania | 42 | Lackawanna | 69 | 42069 | 4 | 13500 | 2010 | 9999 |  |  | N | Landfill Gas | [13 empty] | 0.01123 | 0.01123 | 0.01123 | 0.01123 | [11 empty] | PEI Power Corp | 100 | Archaea Energy Inc | 100
Archbald Power Station | 50279_G_GEN6 | 50279 | G | GEN6 |  | Landfill Gas |  | PJM_WMAC | Pennsylvania | 42 | Lackawanna | 69 | 42069 | 4 | 13500 | 2010 | 9999 |  |  | N | Landfill Gas | [13 empty] | 0.01508 | 0.01508 | 0.01508 | 0.01508 | [11 empty] | PEI Power Corp | 100 | Archaea Energy Inc | 100
Dahowa Hydro | 50280_G_GEN1 | 50280 | G | GEN1 |  | Hydro |  | NY_Z_F | New York | 36 | Washington | 115 | 36115 | 1.5 | 0 | 1987 | 9999 |  |  | N | Hydro | [13 empty] | 0 | 0 | 0 | 0 | [11 empty] | Dahowa Hydro | 100 | Gravity Renewables Inc | 100
San Gorgonio Farms Wind Farm | 50281_G_WGEN | 50281 | G | WGEN |  | Onshore Wind |  | WECC_SCE | California | 6 | Riverside | 65 | 06065 | 31 | 0 | 1983 | 9999 |  |  | N | Wind | [13 empty] | 0 | 0 | 0 | 0 | [11 empty] | San Gorgonio Wind Farms Inc | 100 | San Gorgonio Wind Farms Inc | 100
Lower Village Water Power Project | 50285_G_0001 | 50285 | G | 0001 |  | Hydro |  | NENGREST | New Hampshire | 33 | Sullivan | 19 | 33019 | 0.6 | 0 | 1995 | 9999 |  |  | N | Hydro | [13 empty] | 0 | 0 | 0 | 0 | [11 empty] | Marlborough Hydro Corp | 100 | Marlborough Hydro Corp | 100
Lower Village Water Power Project | 50285_G_0002 | 50285 | G | 0002 |  | Hydro |  | NENGREST | New Hampshire | 33 | Sullivan | 19 | 33019 | 0.6 | 0 | 1995 | 9999 |  |  | N | Hydro | [13 empty] | 0 | 0 | 0 | 0 | [11 empty] | Marlborough Hydro Corp | 100 | Marlborough Hydro Corp | 100
SEMASS Resource Recovery | 50290_B_1 | 50290 | B | 1 |  | Municipal Solid Waste |  | NENGREST | Massachusetts | 25 | Plymouth | 23 | 25023 | 27 | 18661 | 1988 | 9999 |  |  | N | MSW | Dry Scrubber | 1988 | 0.999 | NH3 + OFA | SNCR |  |  | ESPC + B | Yes | ACI | 2000 |  |  | 0.33199 | 0.33199 | 0.33199 | 0.33199 | 0.08 | 0.08 | 0.08 | [8 empty] | Covanta SEMASS LP | 100 | Covanta Holding Corp | 100
SEMASS Resource Recovery | 50290_B_2 | 50290 | B | 2 |  | Municipal Solid Waste |  | NENGREST | Massachusetts | 25 | Plymouth | 23 | 25023 | 27 | 18661 | 1988 | 9999 |  |  | N | MSW | Dry Scrubber | 1988 | 0.999 | NH3 + OFA | SNCR |  |  | ESPC + B | Yes | ACI | 2000 |  |  | 0.30669 | 0.30669 | 0.30669 | 0.30669 | 0.08 | 0.08 | 0.08 | [8 empty] | Covanta SEMASS LP | 100 | Covanta Holding Corp | 100
SEMASS Resource Recovery | 50290_B_3 | 50290 | B | 3 |  | Municipal Solid Waste |  | NENGREST | Massachusetts | 25 | Plymouth | 23 | 25023 | 27 | 18661 | 1993 | 9999 |  |  | N | MSW | Dry Scrubber | 1993 | 0.999 | NH3 + OFA | SNCR |  |  | B | NA | ACI | 2000 |  |  | 0.2097 | 0.2097 | 0.2097 | 0.2097 | 0.08 | 0.08 | 0.08 | [8 empty] | Covanta SEMASS LP | 100 | Covanta Holding Corp | 100
Bethpage Power Plant | 50292_G_GEN1 | 50292 | G | GEN1 | 3647 | Combined Cycle |  | NY_Z_K | New York | 36 | Nassau | 59 | 36059 | 22.2 | 8914 | 1989 | 9999 |  |  | N | Natural Gas |  |  |  | STM | [9 empty] | 0.1209 | 0.1209 | 0.1209 | 0.1209 | [11 empty] | Calpine Eastern Corp | 100 | Energy Capital Partners | 100
Bethpage Power Plant | 50292_G_GEN2 | 50292 | G | GEN2 | 3648 | Combined Cycle |  | NY_Z_K | New York | 36 | Nassau | 59 | 36059 | 22.2 | 8914 | 1989 | 9999 |  |  | N | Natural Gas |  |  |  | STM | [9 empty] | 0.1209 | 0.1209 | 0.1209 | 0.1209 | [11 empty] | Calpine Eastern Corp | 100 | Energy Capital Partners | 100
Bethpage Power Plant | 50292_G_GEN3 | 50292 | G | GEN3 | 3647 | Combined Cycle |  | NY_Z_K | New York | 36 | Nassau | 59 | 36059 | 10.6 | 8914 | 1989 | 9999 |  |  | N | Natural Gas |  |  |  | STM | [9 empty] | 0.1209 | 0.1209 | 0.1209 | 0.1209 | [11 empty] | Calpine Eastern Corp | 100 | Energy Capital Partners | 100
Bethpage Power Plant | 50292_G_GEN4 | 50292 | G | GEN4 |  | Combustion Turbine | IC Engine | NY_Z_K | New York | 36 | Nassau | 59 | 36059 | 0.4 | 12283 | 1989 | 9999 |  |  | N | Distillate Fuel Oil | [12 empty] | 1.053 | 0.53099 | 0.53099 | 0.53099 | 0.53099 | [11 empty] | Calpine Eastern Corp | 100 | Energy Capital Partners | 100
Bethpage Power Plant | 50292_G_GEN5 | 50292 | G | GEN5 | 8438 | Combustion Turbine |  | NY_Z_K | New York | 36 | Nassau | 59 | 36059 | 47 | 11059 | 2002 | 9999 |  |  | N | Natural Gas |  |  |  | H2O | SCR | [7 empty] | 1.053 | 0.00757 | 0.00715 | 0.00757 | 0.00715 | [11 empty] | Calpine Eastern Corp | 100 | Energy Capital Partners | 100
Bethpage Power Plant | 50292_G_GEN6 | 50292 | G | GEN6 | 89507 | Combined Cycle |  | NY_Z_K | New York | 36 | Nassau | 59 | 36059 | 49 | 8914 | 2005 | 9999 |  |  | N | Natural Gas |  |  |  | H2O | SCR | [8 empty] | 0.0064989 | 0.0064989 | 0.0064989 | 0.0064989 | [11 empty] | Bethpage Energy Center 3 LLC | 100 | Energy Capital Partners | 100
Bethpage Power Plant | 50292_G_GEN7 | 50292 | G | GEN7 | 89507 | Combined Cycle |  | NY_Z_K | New York | 36 | Nassau | 59 | 36059 | 33 | 8914 | 2005 | 9999 |  |  | N | Natural Gas |  |  |  | H2O | SCR | [8 empty] | 0.0064989 | 0.0064989 | 0.0064989 | 0.0064989 | [11 empty] | Bethpage Energy Center 3 LLC | 100 | Energy Capital Partners | 100
Wadham Energy LP | 50293_B_BLR100 | 50293 | B | BLR100 |  | Biomass |  | WEC_CALN | California | 6 | Colusa | 11 | 06011 | 26 | 13768 | 1989 | 9999 |  |  | N | Biomass |  |  |  | BF + LA + OFA |  |  |  | B | NA |  |  |  |  | 0.15231 | 0.15231 | 0.15231 | 0.15231 | [11 empty] | Wadham Energy Ltd Partners | 100 | Enpower Corp | 100
AltaGas Ripon Energy Inc. | 50299_G_GEN1 | 50299 | G | GEN1 |  | Combustion Turbine |  | WEC_CALN | California | 6 | San Joaquin | 77 | 06077 | 46.1 | 10745 | 1988 | 9999 |  |  | N | Natural Gas | [12 empty] | 0.74 | 0.02655 | 0.02655 | 0.02655 | 0.02655 | [11 empty] | AltaGas Ripon Energy Inc | 100 | AltaGas Ltd | 100
AltaGas Pomona Energy Inc. | 50300_G_BESS1 | 50300 | G | BESS1 |  | Energy Storage |  | WECC_SCE | California | 6 | Los Angeles | 37 | 06037 | 20 | 0 | 2016 | 9999 |  |  | N | Energy Storage | [13 empty] | 0 | 0 | 0 | 0 | [11 empty] | VESI Pomona Energy Storage Inc | 100 | AltaGas Ltd | 100
Pembroke Hydro | 50312_G_1 | 50312 | G | 1 |  | Hydro |  | NENGREST | New Hampshire | 33 | Merrimack | 13 | 33013 | 0.6 | 0 | 1985 | 9999 |  |  | N | Hydro | [13 empty] | 0 | 0 | 0 | 0 | [11 empty] | Pembroke Hydro Associates | 100 | Hudson Clean Energy Partners LP | 100
Chasm Hydro Partnership | 50315_G_1100 | 50315 | G | 1100 |  | Hydro |  | NY_Z_D | New York | 36 | Franklin | 33 | 36033 | 0.5 | 0 | 1982 | 9999 |  |  | N | Hydro | [13 empty] | 0 | 0 | 0 | 0 | [11 empty] | Chasm Hydro Partnership | 100 | Chasm Hydro Partnership | 100
Chasm Hydro Partnership | 50315_G_2600 | 50315 | G | 2600 |  | Hydro |  | NY_Z_D | New York | 36 | Franklin | 33 | 36033 | 0.5 | 0 | 1984 | 9999 |  |  | N | Hydro | [13 empty] | 0 | 0 | 0 | 0 | [11 empty] | Chasm Hydro Partnership | 100 | Chasm Hydro Partnership | 100
Site 980 65 | 50322_G_GEN1 | 50322 | G | GEN1 |  | Hydro |  | WEC_CALN | California | 6 | Madera | 39 | 06039 | 2.1 | 0 | 1985 | 9999 |  |  | N | Hydro | [13 empty] | 0 | 0 | 0 | 0 | [11 empty] | Madera Chowchilla Power Authority | 100 | Madera Chowchilla Power Authority | 100
Marco Ranch | 50323_G_1 | 50323 | G | 1 |  | Hydro |  | WECC_ID | Idaho | 16 | Jerome | 53 | 16053 | 0.3 | 0 | 1985 | 9999 |  |  | N | Hydro | [13 empty] | 0 | 0 | 0 | 0 | [11 empty] | Power Investments Inc | 100 | Power Investments Inc | 100
Marco Ranch | 50323_G_2 | 50323 | G | 2 |  | Hydro |  | WECC_ID | Idaho | 16 | Jerome | 53 | 16053 | 0.3 | 0 | 1985 | 9999 |  |  | N | Hydro | [13 empty] | 0 | 0 | 0 | 0 | [11 empty] | Power Investments Inc | 100 | Power Investments Inc | 100
Marco Ranch | 50323_G_3 | 50323 | G | 3 |  | Hydro |  | WECC_ID | Idaho | 16 | Jerome | 53 | 16053 | 0.3 | 0 | 1985 | 9999 |  |  | N | Hydro | [13 empty] | 0 | 0 | 0 | 0 | [11 empty] | Power Investments Inc | 100 | Power Investments Inc | 100
Marco Ranch | 50323_G_4 | 50323 | G | 4 |  | Hydro |  | WECC_ID | Idaho | 16 | Jerome | 53 | 16053 | 0.3 | 0 | 1985 | 9999 |  |  | N | Hydro | [13 empty] | 0 | 0 | 0 | 0 | [11 empty] | Power Investments Inc | 100 | Power Investments Inc | 100
Newfound Hydroelectric | 50324_G_1 | 50324 | G | 1 |  | Hydro |  | NENGREST | New Hampshire | 33 | Grafton | 9 | 33009 | 0.7 | 0 | 1983 | 9999 |  |  | N | Hydro | [13 empty] | 0 | 0 | 0 | 0 | [11 empty] | KTZ Hydro LLC | 100 | KTZ Hydro LLC | 100
Newfound Hydroelectric | 50324_G_2 | 50324 | G | 2 |  | Hydro |  | NENGREST | New Hampshire | 33 | Grafton | 9 | 33009 | 0.7 | 0 | 1983 | 9999 |  |  | N | Hydro | [13 empty] | 0 | 0 | 0 | 0 | [11 empty] | KTZ Hydro LLC | 100 | KTZ Hydro LLC | 100
Nalco | 50326_G_AT1 | 50326 | G | AT1 |  | Combined Cycle |  | PJM_COMD | Illinois | 17 | DuPage | 43 | 17043 | 3 | 10031 | 1985 | 2045 |  |  | Y | Natural Gas | [13 empty] | 0.068427 | 0.068427 | 0.068427 | 0.068427 | [11 empty] | Ondeo Nalco Co | 100 | Nalco Co | 100
Byllesby | 50328_G_1 | 50328 | G | 1 |  | Hydro |  | MIS_MNWI | Minnesota | 27 | Dakota | 37 | 27037 | 0.8 | 0 | 1988 | 9999 |  |  | N | Hydro | [13 empty] | 0 | 0 | 0 | 0 | [11 empty] | Dakota MN (County of) | 100 | Dakota MN (County of) | 100
Byllesby | 50328_G_2 | 50328 | G | 2 |  | Hydro |  | MIS_MNWI | Minnesota | 27 | Dakota | 37 | 27037 | 0.8 | 0 | 1988 | 9999 |  |  | N | Hydro | [13 empty] | 0 | 0 | 0 | 0 | [11 empty] | Dakota MN (County of) | 100 | Dakota MN (County of) | 100
Byllesby | 50328_G_3 | 50328 | G | 3 |  | Hydro |  | MIS_MNWI | Minnesota | 27 | Dakota | 37 | 27037 | 0.9 | 0 | 1988 | 9999 |  |  | N | Hydro | [13 empty] | 0 | 0 | 0 | 0 | [11 empty] | Dakota MN (County of) | 100 | Dakota MN (County of) | 100
West Point Treatment Plant | 50329_G_4 | 50329 | G | 4 |  | Non-Fossil Waste |  | WECC_PNW | Washington | 53 | King | 33 | 53033 | 2.3 | 6025 | 2012 | 9999 |  |  | Y | Non-Fossil Waste | [13 empty] | 0 | 0 | 0 | 0 | [11 empty] | King County Dept Natural Resources & Parks | 100 | King County Dept Natural Resources & Parks | 100
West Point Treatment Plant | 50329_G_5 | 50329 | G | 5 |  | Non-Fossil Waste |  | WECC_PNW | Washington | 53 | King | 33 | 53033 | 2.3 | 6025 | 2012 | 9999 |  |  | Y | Non-Fossil Waste | [13 empty] | 0 | 0 | 0 | 0 | [11 empty] | King County Dept Natural Resources & Parks | 100 | King County Dept Natural Resources & Parks | 100
PCS Nitrogen Fertilizer LP | 50341_G_GEN3 | 50341 | G | GEN3 |  | Combustion Turbine | IC Engine | MIS_LA | Louisiana | 22 | Iberville | 47 | 22047 | 1.8 | 13469 | 2010 | 9999 |  |  | N | Distillate Fuel Oil | [13 empty] | 1.6498 | 1.6498 | 1.6498 | 1.6498 | [11 empty] | PCS Nitrogen LP | 100 | Potash Corp of Saskatchewan Inc | 100
PCS Nitrogen Fertilizer LP | 50341_G_GEN4 | 50341 | G | GEN4 |  | Combustion Turbine | IC Engine | MIS_LA | Louisiana | 22 | Iberville | 47 | 22047 | 1.8 | 13469 | 2014 | 9999 |  |  | N | Distillate Fuel Oil | [13 empty] | 1.6498 | 1.6498 | 1.6498 | 1.6498 | [11 empty] | PCS Nitrogen LP | 100 | Potash Corp of Saskatchewan Inc | 100
Forks of Butte Hydro Project | 50350_G_GEN1 | 50350 | G | GEN1 |  | Hydro |  | WEC_CALN | California | 6 | Butte | 7 | 06007 | 14.5 | 0 | 1992 | 9999 |  |  | N | Hydro | [13 empty] | 0 | 0 | 0 | 0 | [11 empty] | Hypower Inc | 100 | Hypower Inc | 100
Rolfe Canal Hydro | 50351_G_1 | 50351 | G | 1 |  | Hydro |  | NENGREST | New Hampshire | 33 | Merrimack | 13 | 33013 | 4.3 | 0 | 1987 | 9999 |  |  | N | Hydro | [13 empty] | 0 | 0 | 0 | 0 | [11 empty] | Briar Hydro Associates | 100 | Briar Hydro Associates | 100
Nacimiento Hydro Project | 50352_G_1 | 50352 | G | 1 |  | Hydro |  | WEC_CALN | California | 6 | San Luis Obispo | 79 | 06079 | 3.7 | 0 | 1987 | 9999 |  |  | N | Hydro | [13 empty] | 0 | 0 | 0 | 0 | [11 empty] | Monterey County Water Resources Agency | 80 | Monterey County Water Resources Agency | 80
Nacimiento Hydro Project | 50352_G_2 | 50352 | G | 2 |  | Hydro |  | WEC_CALN | California | 6 | San Luis Obispo | 79 | 06079 | 0.3 | 0 | 1987 | 9999 |  |  | N | Hydro | [13 empty] | 0 | 0 | 0 | 0 | [11 empty] | Monterey County Water Resources Agency | 80 | Monterey County Water Resources Agency | 80
Penacook Lower Falls | 50353_G_1 | 50353 | G | 1 |  | Hydro |  | NENGREST | New Hampshire | 33 | Merrimack | 13 | 33013 | 4.6 | 0 | 1983 | 9999 |  |  | N | Hydro | [13 empty] | 0 | 0 | 0 | 0 | [11 empty] | New Hampshire Hydro Associates | 100 | Essex Hydro Associates LLC | 100
Newport Hydro | 50354_G_1 | 50354 | G | 1 |  | Hydro |  | NY_Z_C&E | New York | 36 | Herkimer | 43 | 36043 | 0.8 | 0 | 1987 | 9999 |  |  | N | Hydro | [13 empty] | 0 | 0 | 0 | 0 | [11 empty] | Newport Hydro Associates LP | 100 | Hudson Clean Energy Partners LP | 100
Newport Hydro | 50354_G_2 | 50354 | G | 2 |  | Hydro |  | NY_Z_C&E | New York | 36 | Herkimer | 43 | 36043 | 0.8 | 0 | 1987 | 9999 |  |  | N | Hydro | [13 empty] | 0 | 0 | 0 | 0 | [11 empty] | Newport Hydro Associates LP | 100 | Hudson Clean Energy Partners LP | 100
Newport Hydro | 50354_G_3 | 50354 | G | 3 |  | Hydro |  | NY_Z_C&E | New York | 36 | Herkimer | 43 | 36043 | 0.1 | 0 | 1987 | 9999 |  |  | N | Hydro | [13 empty] | 0 | 0 | 0 | 0 | [11 empty] | Newport Hydro Associates LP | 100 | Hudson Clean Energy Partners LP | 100
Michell Butte Power Project | 50360_G_GEN1 | 50360 | G | GEN1 |  | Hydro |  | WECC_PNW | Oregon | 41 | Malheur | 45 | 41045 | 1.8 | 0 | 1989 | 9999 |  |  | N | Hydro | [13 empty] | 0 | 0 | 0 | 0 | [11 empty] | Owyhee Irrigation District | 100 | Owyhee Irrigation District | 100
Owyhee Dam Power Project | 50361_G_GEN1 | 50361 | G | GEN1 |  | Hydro |  | WECC_PNW | Oregon | 41 | Malheur | 45 | 41045 | 2.9 | 0 | 1985 | 9999 |  |  | N | Hydro | [13 empty] | 0 | 0 | 0 | 0 | [11 empty] | Owyhee Irrigation District | 100 | Owyhee Irrigation District | 100
Tunnel 1 Power Project | 50362_G_GEN1 | 50362 | G | GEN1 |  | Hydro |  | WECC_PNW | Oregon | 41 | Malheur | 45 | 41045 | 6.7 | 0 | 1993 | 9999 |  |  | N | Hydro | [13 empty] | 0 | 0 | 0 | 0 | [11 empty] | Owyhee Irrigation District | 100 | Owyhee Irrigation District | 100
Ridgewood Providence Power | 50365_G_PH21 | 50365 | G | PH21 |  | Landfill Gas |  | NENGREST | Rhode Island | 44 | Providence | 7 | 44007 | 1.5 | 13500 | 2005 | 9999 |  |  | N | Landfill Gas | [13 empty] | 0.24082 | 0.24082 | 0.24082 | 0.24082 | [11 empty] | Rhode Island Engine Gen Co LLC | 100 | Energy Developments | 100
Ridgewood Providence Power | 50365_G_PH22 | 50365 | G | PH22 |  | Landfill Gas |  | NENGREST | Rhode Island | 44 | Providence | 7 | 44007 | 1.5 | 13500 | 2005 | 9999 |  |  | N | Landfill Gas | [13 empty] | 0.24082 | 0.24082 | 0.24082 | 0.24082 | [11 empty] | Rhode Island Engine Gen Co LLC | 100 | Energy Developments | 100
Ridgewood Providence Power | 50365_G_PH23 | 50365 | G | PH23 |  | Landfill Gas |  | NENGREST | Rhode Island | 44 | Providence | 7 | 44007 | 1.5 | 13500 | 2005 | 9999 |  |  | N | Landfill Gas | [13 empty] | 0.24082 | 0.24082 | 0.24082 | 0.24082 | [11 empty] | Rhode Island Engine Gen Co LLC | 100 | Energy Developments | 100
Ridgewood Providence Power | 50365_G_PH24 | 50365 | G | PH24 |  | Landfill Gas |  | NENGREST | Rhode Island | 44 | Providence | 7 | 44007 | 1.5 | 13500 | 2005 | 9999 |  |  | N | Landfill Gas | [13 empty] | 0.24082 | 0.24082 | 0.24082 | 0.24082 | [11 empty] | Rhode Island Engine Gen Co LLC | 100 | Energy Developments | 100
University of Notre Dame | 50366_B_BLR2 | 50366 | B | BLR2 |  | Coal Steam |  | PJM_West | Indiana | 18 | St Joseph | 141 | 18141 | 2.6 | 8300 | 1952 | 9999 |  |  | Y | Bituminous |  |  |  | LNB |  |  |  | B | NA | ACI | 2008 |  | 3.535 | 0.41 | 0.41 | 0.41 | 0.41 | 0.1 | 0.1 | 0.1 | 0 |  |  |  |  | C2G | 2023 |  | University of Notre Dame | 100 | University of Notre Dame | 100
University of Notre Dame | 50366_G_GEN3 | 50366 | G | GEN3 |  | Combustion Turbine | IC Engine | PJM_West | Indiana | 18 | St Joseph | 141 | 18141 | 1 | 14775 | 1952 | 9999 |  |  | N | Distillate Fuel Oil | [13 empty] | 1.6498 | 1.6498 | 1.6498 | 1.6498 | [11 empty] | University of Notre Dame | 100 | University of Notre Dame | 100
University of Notre Dame | 50366_G_GEN4 | 50366 | G | GEN4 |  | Combustion Turbine | IC Engine | PJM_West | Indiana | 18 | St Joseph | 141 | 18141 | 1 | 14775 | 1952 | 9999 |  |  | N | Distillate Fuel Oil | [13 empty] | 1.6498 | 1.6498 | 1.6498 | 1.6498 | [11 empty] | University of Notre Dame | 100 | University of Notre Dame | 100
University of Notre Dame | 50366_B_BLR1 | 50366 | B | BLR1 |  | O/G Steam |  | PJM_West | Indiana | 18 | St Joseph | 141 | 18141 | 2.6 | 8300 | 1961 | 9999 |  |  | Y | Natural Gas |  |  |  | LNB | [8 empty] | 3.535 | 0.12809 | 0.12809 | 0.12809 | 0.12809 | [11 empty] | University of Notre Dame | 100 | University of Notre Dame | 100
University of Notre Dame | 50366_B_BLR4 | 50366 | B | BLR4 |  | O/G Steam |  | PJM_West | Indiana | 18 | St Joseph | 141 | 18141 | 2.6 | 8300 | 1967 | 9999 |  |  | Y | Natural Gas | [12 empty] | 3.535 | 0.22259 | 0.22259 | 0.22259 | 0.22259 | [11 empty] | University of Notre Dame | 100 | University of Notre Dame | 100
University of Notre Dame | 50366_B_BLR5 | 50366 | B | BLR5 |  | O/G Steam |  | PJM_West | Indiana | 18 | St Joseph | 141 | 18141 | 2.6 | 8300 | 1973 | 9999 |  |  | Y | Natural Gas |  |  |  | LNB | [8 empty] | 3.535 | 0.1 | 0.1 | 0.1 | 0.1 | [11 empty] | University of Notre Dame | 100 | University of Notre Dame | 100
University of Notre Dame | 50366_G_GEN8 | 50366 | G | GEN8 |  | Combustion Turbine | IC Engine | PJM_West | Indiana | 18 | St Joseph | 141 | 18141 | 1.7 | 13469 | 2006 | 9999 |  |  | N | Distillate Fuel Oil | [13 empty] | 1.6498 | 1.6498 | 1.6498 | 1.6498 | [11 empty] | University of Notre Dame | 100 | University of Notre Dame | 100
University of Notre Dame | 50366_G_GEN9 | 50366 | G | GEN9 |  | Combustion Turbine | IC Engine | PJM_West | Indiana | 18 | St Joseph | 141 | 18141 | 1.7 | 13469 | 2006 | 9999 |  |  | N | Distillate Fuel Oil | [13 empty] | 1.6498 | 1.6498 | 1.6498 | 1.6498 | [11 empty] | University of Notre Dame | 100 | University of Notre Dame | 100
University of Notre Dame | 50366_G_GN10 | 50366 | G | GN10 |  | Combustion Turbine | IC Engine | PJM_West | Indiana | 18 | St Joseph | 141 | 18141 | 1.7 | 13469 | 2006 | 9999 |  |  | N | Distillate Fuel Oil | [13 empty] | 1.6498 | 1.6498 | 1.6498 | 1.6498 | [11 empty] | University of Notre Dame | 100 | University of Notre Dame | 100
University of Notre Dame | 50366_B_BLR3 | 50366 | B | BLR3 |  | Coal Steam |  | PJM_West | Indiana | 18 | St Joseph | 141 | 18141 | 2.6 | 8300 | 2007 | 9999 |  |  | Y | Bituminous |  |  |  | LNB |  |  |  | B | NA | ACI | 2008 |  | 3.535 | 0.41 | 0.41 | 0.41 | 0.41 | 0.1 | 0.1 | 0.1 | 0 |  |  |  |  | C2G | 2023 |  | University of Notre Dame | 100 | University of Notre Dame | 100
University of Notre Dame | 50366_B_BLR6 | 50366 | B | BLR6 |  | O/G Steam |  | PJM_West | Indiana | 18 | St Joseph | 141 | 18141 | 2.6 | 8300 | 2007 | 9999 |  |  | Y | Natural Gas |  |  |  | FR + LNB | [8 empty] | 3.535 | 0.10042 | 0.10042 | 0.10042 | 0.10042 | [11 empty] | University of Notre Dame | 100 | University of Notre Dame | 100
University of Notre Dame | 50366_B_BLR7 | 50366 | B | BLR7 |  | O/G Steam |  | PJM_West | Indiana | 18 | St Joseph | 141 | 18141 | 2.6 | 8300 | 2019 | 9999 |  |  | Y | Natural Gas | [13 empty] | 0.23063 | 0.23063 | 0.23063 | 0.23063 | [11 empty] | University of Notre Dame | 100 | University of Notre Dame | 100
University of Notre Dame | 50366_B_BLR8 | 50366 | B | BLR8 |  | O/G Steam |  | PJM_West | Indiana | 18 | St Joseph | 141 | 18141 | 2.6 | 8300 | 2019 | 9999 |  |  | Y | Natural Gas | [13 empty] | 0.23063 | 0.23063 | 0.23063 | 0.23063 | [11 empty] | University of Notre Dame | 100 | University of Notre Dame | 100
University of Notre Dame | 50366_G_GT1 | 50366 | G | GT1 |  | Combustion Turbine |  | PJM_West | Indiana | 18 | St Joseph | 141 | 18141 | 5.6 | 8700 | 2019 | 9999 |  |  | Y | Natural Gas | [13 empty] | 0.011 | 0.011 | 0.011 | 0.011 | [11 empty] | University of Notre Dame | 100 | University of Notre Dame | 100
University of Notre Dame | 50366_G_GT2 | 50366 | G | GT2 |  | Combustion Turbine |  | PJM_West | Indiana | 18 | St Joseph | 141 | 18141 | 5.6 | 8700 | 2019 | 9999 |  |  | Y | Natural Gas | [13 empty] | 0.011 | 0.011 | 0.011 | 0.011 | [11 empty] | University of Notre Dame | 100 | University of Notre Dame | 100
Cornell University Central Heat | 50368_G_TG1 | 50368 | G | TG1 | 90477 | Combined Cycle |  | NY_Z_C&E | New York | 36 | Tompkins | 109 | 36109 | 1 | 5500 | 1988 | 9999 |  |  | Y | Natural Gas, Distillate Fuel Oil |  |  |  |  | SCR | [7 empty] | 3.8 | 0.0071181 | 0.0071181 | 0.0071181 | 0.0071181 | [11 empty] | Cornell University | 100 | Cornell University | 100
Cornell University Central Heat | 50368_G_TG2 | 50368 | G | TG2 | 90478 | Combined Cycle |  | NY_Z_C&E | New York | 36 | Tompkins | 109 | 36109 | 5.3 | 5500 | 1988 | 9999 |  |  | Y | Natural Gas, Distillate Fuel Oil |  |  |  |  | SCR | [7 empty] | 3.8 | 0.0080073 | 0.0080073 | 0.0080073 | 0.0080073 | [11 empty] | Cornell University | 100 | Cornell University | 100
Cornell University Central Heat | 50368_G_CT1 | 50368 | G | CT1 | 90477 | Combined Cycle |  | NY_Z_C&E | New York | 36 | Tompkins | 109 | 36109 | 12.3 | 5500 | 2009 | 9999 |  |  | Y | Natural Gas, Distillate Fuel Oil |  |  |  |  | SCR | [8 empty] | 0.0071181 | 0.0071181 | 0.0071181 | 0.0071181 | [11 empty] | Cornell University | 100 | Cornell University | 100
Cornell University Central Heat | 50368_G_CT2 | 50368 | G | CT2 | 90478 | Combined Cycle |  | NY_Z_C&E | New York | 36 | Tompkins | 109 | 36109 | 12.3 | 5500 | 2009 | 9999 |  |  | Y | Natural Gas, Distillate Fuel Oil |  |  |  |  | SCR | [8 empty] | 0.0080073 | 0.0080073 | 0.0080073 | 0.0080073 | [11 empty] | Cornell University | 100 | Cornell University | 100
Cornell University Central Heat | 50368_G_EDG1 | 50368 | G | EDG1 |  | Combustion Turbine | IC Engine | NY_Z_C&E | New York | 36 | Tompkins | 109 | 36109 | 0.9 | 13469 | 2009 | 9999 |  |  | N | Distillate Fuel Oil | [13 empty] | 0.47113 | 0.47113 | 0.47113 | 0.47113 | [11 empty] | Cornell University | 100 | Cornell University | 100
Cornell University Central Heat | 50368_G_EDG2 | 50368 | G | EDG2 |  | Combustion Turbine | IC Engine | NY_Z_C&E | New York | 36 | Tompkins | 109 | 36109 | 0.9 | 13469 | 2009 | 9999 |  |  | N | Distillate Fuel Oil | [13 empty] | 0.47113 | 0.47113 | 0.47113 | 0.47113 | [11 empty] | Cornell University | 100 | Cornell University | 100
Paxton Creek Cogeneration | 50373_G_GEN1 | 50373 | G | GEN1 |  | Combustion Turbine | IC Engine | PJM_WMAC | Pennsylvania | 42 | Dauphin | 43 | 42043 | 6 | 8900 | 1986 | 9999 |  |  | Y | Natural Gas, Distillate Fuel Oil | [12 empty] | 0.06 | 1.4787 | 1.4787 | 1.4787 | 1.4787 | [11 empty] | Energy Center Paxton LLC | 100 | Global Infrastructure Partners | 100
Paxton Creek Cogeneration | 50373_G_GEN2 | 50373 | G | GEN2 |  | Combustion Turbine | IC Engine | PJM_WMAC | Pennsylvania | 42 | Dauphin | 43 | 42043 | 6 | 8900 | 1986 | 9999 |  |  | Y | Natural Gas, Distillate Fuel Oil | [12 empty] | 0.06 | 1.4787 | 1.4787 | 1.4787 | 1.4787 | [11 empty] | Energy Center Paxton LLC | 100 | Global Infrastructure Partners | 100
East Portal Generator | 50375_G_GEN1 | 50375 | G | GEN1 |  | Hydro |  | WECC_SCE | California | 6 | Los Angeles | 37 | 06037 | 1.2 | 0 | 1987 | 9999 |  |  | N | Hydro | [13 empty] | 0 | 0 | 0 | 0 | [11 empty] | Calleguas Municipal Water District | 100 | Calleguas Municipal Water District | 100
Upriver Dam Hydro Plant | 50380_G_GEN1 | 50380 | G | GEN1 |  | Hydro |  | WECC_PNW | Washington | 53 | Spokane | 63 | 53063 | 0.5 | 0 | 1936 | 9999 |  |  | N | Hydro | [13 empty] | 0 | 0 | 0 | 0 | [11 empty] | Spokane (City of) | 100 | Spokane (City of) | 100
Upriver Dam Hydro Plant | 50380_G_GEN2 | 50380 | G | GEN2 |  | Hydro |  | WECC_PNW | Washington | 53 | Spokane | 63 | 53063 | 0.5 | 0 | 1936 | 9999 |  |  | N | Hydro | [13 empty] | 0 | 0 | 0 | 0 | [11 empty] | Spokane (City of) | 100 | Spokane (City of) | 100
Upriver Dam Hydro Plant | 50380_G_GEN3 | 50380 | G | GEN3 |  | Hydro |  | WECC_PNW | Washington | 53 | Spokane | 63 | 53063 | 0.5 | 0 | 1936 | 9999 |  |  | N | Hydro | [13 empty] | 0 | 0 | 0 | 0 | [11 empty] | Spokane (City of) | 100 | Spokane (City of) | 100
Upriver Dam Hydro Plant | 50380_G_GEN4 | 50380 | G | GEN4 |  | Hydro |  | WECC_PNW | Washington | 53 | Spokane | 63 | 53063 | 1.5 | 0 | 1984 | 9999 |  |  | N | Hydro | [13 empty] | 0 | 0 | 0 | 0 | [11 empty] | Spokane (City of) | 100 | Spokane (City of) | 100
Upriver Dam Hydro Plant | 50380_G_GEN5 | 50380 | G | GEN5 |  | Hydro |  | WECC_PNW | Washington | 53 | Spokane | 63 | 53063 | 1.5 | 0 | 1984 | 9999 |  |  | N | Hydro | [13 empty] | 0 | 0 | 0 | 0 | [11 empty] | Spokane (City of) | 100 | Spokane (City of) | 100
Twin Reservoirs | 50382_G_GEN1 | 50382 | G | GEN1 |  | Hydro |  | WECC_PNW | Washington | 53 | Walla Walla | 71 | 53071 | 1.8 | 0 | 1988 | 9999 |  |  | N | Hydro | [13 empty] | 0 | 0 | 0 | 0 | [11 empty] | Walla Walla (City of) | 100 | Walla Walla (City of) | 100
Gregg Falls | 50384_G_1 | 50384 | G | 1 |  | Hydro |  | NENGREST | New Hampshire | 33 | Hillsborough | 11 | 33011 | 2.1 | 0 | 1985 | 9999 |  |  | N | Hydro | [13 empty] | 0 | 0 | 0 | 0 | [11 empty] | Gregg Falls Hydro Electric Partnership | 100 | Hudson Clean Energy Partners LP | 100
Gregg Falls | 50384_G_2 | 50384 | G | 2 |  | Hydro |  | NENGREST | New Hampshire | 33 | Hillsborough | 11 | 33011 | 1.3 | 0 | 1985 | 9999 |  |  | N | Hydro | [13 empty] | 0 | 0 | 0 | 0 | [11 empty] | Gregg Falls Hydro Electric Partnership | 100 | Hudson Clean Energy Partners LP | 100
Friant Hydro Facility | 50393_G_M1 | 50393 | G | M1 |  | Hydro |  | WEC_CALN | California | 6 | Fresno | 19 | 06019 | 9.8 | 0 | 1985 | 9999 |  |  | N | Hydro | [13 empty] | 0 | 0 | 0 | 0 | [11 empty] | Friant Power Authority | 100 | Friant Power Authority | 100
Friant Hydro Facility | 50393_G_RO1 | 50393 | G | RO1 |  | Hydro |  | WEC_CALN | California | 6 | Fresno | 19 | 06019 | 2.3 | 0 | 1985 | 9999 |  |  | N | Hydro | [13 empty] | 0 | 0 | 0 | 0 | [11 empty] | Friant Power Authority | 100 | Friant Power Authority | 100
Friant Hydro Facility | 50393_G_FR1 | 50393 | G | FR1 |  | Hydro |  | WEC_CALN | California | 6 | Fresno | 19 | 06019 | 20 | 0 | 1986 | 9999 |  |  | N | Hydro | [13 empty] | 0 | 0 | 0 | 0 | [11 empty] | Friant Power Authority | 100 | Friant Power Authority | 100
Friant Hydro Facility | 50393_G_RO2 | 50393 | G | RO2 |  | Hydro |  | WEC_CALN | California | 6 | Fresno | 19 | 06019 | 7.3 | 0 | 2017 | 9999 |  |  | N | Hydro | [13 empty] | 0 | 0 | 0 | 0 | [11 empty] | Friant Power Authority | 100 | Friant Power Authority | 100
Dillard Complex | 50396_B_BLR1 | 50396 | B | BLR1 |  | Biomass |  | WECC_PNW | Oregon | 41 | Douglas | 19 | 41019 | 13.3 | 11664 | 1974 | 9999 |  |  | Y | Biomass | [7 empty] | ESPC + C | No |  |  |  |  | 0.22033 | 0.22033 | 0.22033 | 0.22033 | [11 empty] | Roseburg Forest Products Co | 100 | Roseburg Forest Products Co | 100
Dillard Complex | 50396_B_BLR6 | 50396 | B | BLR6 |  | Biomass |  | WECC_PNW | Oregon | 41 | Douglas | 19 | 41019 | 13.3 | 11664 | 1974 | 9999 |  |  | Y | Biomass | [7 empty] | ESPC + C | No |  |  |  |  | 0.22033 | 0.22033 | 0.22033 | 0.22033 | [11 empty] | Roseburg Forest Products Co | 100 | Roseburg Forest Products Co | 100
Dillard Complex | 50396_B_BLR2 | 50396 | B | BLR2 |  | Biomass |  | WECC_PNW | Oregon | 41 | Douglas | 19 | 41019 | 13.3 | 11664 | 1977 | 9999 |  |  | Y | Biomass | [7 empty] | ESPC + C | No |  |  |  |  | 0.22033 | 0.22033 | 0.22033 | 0.22033 | [11 empty] | Roseburg Forest Products Co | 100 | Roseburg Forest Products Co | 100
Pixelle Specialty Solutions LLC - Spring Grove Facility | 50397_B_5PB036 | 50397 | B | 5PB036 | 3656 | Coal Steam |  | PJM_WMAC | Pennsylvania | 42 | York | 133 | 42133 | 53 | 8300 | 1989 | 9999 | FBC | dry | Y | Bituminous | Reagent Injection | 1989 | 0.893 | CF | SNCR |  | 2006 | ESPH | Yes |  |  |  | 1 | 0.16723 | 0.16723 | 0.16723 | 0.16723 | 1 | 0.1 | 1 | 0.893 | [7 empty] | Pixelle Specialty Solutions LLC | 100 | Pixelle Specialty Solutions LLC | 100
Pixelle Specialty Solutions LLC - Spring Grove Facility | 50397_B_REC037 | 50397 | B | REC037 |  | Non-Fossil Waste |  | PJM_WMAC | Pennsylvania | 42 | York | 133 | 42133 | 18.4 | 5639 | 1993 | 9999 | wall | dry | Y | Non-Fossil Waste |  |  |  | other |  |  |  | ESPH | Yes |  |  |  |  | 0.1 | 0.1 | 0.1 | 0.1 | [11 empty] | Pixelle Specialty Solutions LLC | 100 | Pixelle Specialty Solutions LLC | 100
Pixelle Specialty Solutions LLC - Spring Grove Facility | 50397_B_6PB038 | 50397 | B | 6PB038 |  | O/G Steam |  | PJM_WMAC | Pennsylvania | 42 | York | 133 | 42133 | 1.8 | 8300 | 2017 | 9999 | wall | dry | Y | Natural Gas |  |  |  | FR | [9 empty] | 0.1 | 0.1 | 0.1 | 0.1 | [11 empty] | Pixelle Specialty Solutions LLC | 100 | Pixelle Specialty Solutions LLC | 100
Pixelle Specialty Solutions LLC - Spring Grove Facility | 50397_B_7PB039 | 50397 | B | 7PB039 |  | O/G Steam |  | PJM_WMAC | Pennsylvania | 42 | York | 133 | 42133 | 11.7 | 8300 | 2017 | 9999 | wall |  | Y | Natural Gas |  |  |  | FR | [9 empty] | 0.1 | 0.1 | 0.1 | 0.1 | [11 empty] | Pixelle Specialty Solutions LLC | 100 | Pixelle Specialty Solutions LLC | 100
Sand Bar Power Plant | 50400_G_GEN1 | 50400 | G | GEN1 |  | Hydro |  | WEC_CALN | California | 6 | Tuolumne | 109 | 06109 | 15.6 | 0 | 1986 | 9999 |  |  | N | Hydro | [13 empty] | 0 | 0 | 0 | 0 | [11 empty] | Tri Dam Power Authority | 100 | Oakdale & South San Joaquin Irrigation D | 100
BP Chemicals Green Lake Plant | 50404_G_TG2 | 50404 | G | TG2 |  | Non-Fossil Waste |  | ERC_REST | Texas | 48 | Calhoun | 57 | 48057 | 15 | 11084 | 1989 | 9999 |  |  | N | Non-Fossil Waste | [13 empty] | 0 | 0 | 0 | 0 | [11 empty] | BP Chemicals Green Lake | 100 | BP plc | 100
BP Chemicals Green Lake Plant | 50404_G_TG3 | 50404 | G | TG3 |  | Non-Fossil Waste |  | ERC_REST | Texas | 48 | Calhoun | 57 | 48057 | 23.8 | 11084 | 1997 | 9999 |  |  | N | Non-Fossil Waste | [13 empty] | 0 | 0 | 0 | 0 | [11 empty] | BP Chemicals Green Lake | 100 | BP plc | 100
Park Mill | 50408_G_1 | 50408 | G | 1 |  | Hydro |  | MIS_WUMS | Wisconsin | 55 | Marinette | 75 | 55075 | 0.4 | 0 | 1920 | 9999 |  |  | N | Hydro | [13 empty] | 0 | 0 | 0 | 0 | [11 empty] | N E W Hydro LLC | 100 | Hudson Clean Energy Partners LP | 100
Park Mill | 50408_G_2 | 50408 | G | 2 |  | Hydro |  | MIS_WUMS | Wisconsin | 55 | Marinette | 75 | 55075 | 0.2 | 0 | 1922 | 9999 |  |  | N | Hydro | [13 empty] | 0 | 0 | 0 | 0 | [11 empty] | N E W Hydro LLC | 100 | Hudson Clean Energy Partners LP | 100
Park Mill | 50408_G_3 | 50408 | G | 3 |  | Hydro |  | MIS_WUMS | Wisconsin | 55 | Marinette | 75 | 55075 | 0.4 | 0 | 1946 | 9999 |  |  | N | Hydro | [13 empty] | 0 | 0 | 0 | 0 | [11 empty] | N E W Hydro LLC | 100 | Hudson Clean Energy Partners LP | 100
Park Mill | 50408_G_6 | 50408 | G | 6 |  | Hydro |  | MIS_WUMS | Wisconsin | 55 | Marinette | 75 | 55075 | 0.4 | 0 | 1966 | 9999 |  |  | N | Hydro | [13 empty] | 0 | 0 | 0 | 0 | [11 empty] | N E W Hydro LLC | 100 | Hudson Clean Energy Partners LP | 100
Park Mill | 50408_G_7 | 50408 | G | 7 |  | Hydro |  | MIS_WUMS | Wisconsin | 55 | Marinette | 75 | 55075 | 0.4 | 0 | 1968 | 9999 |  |  | N | Hydro | [13 empty] | 0 | 0 | 0 | 0 | [11 empty] | N E W Hydro LLC | 100 | Hudson Clean Energy Partners LP | 100
Park Mill | 50408_G_10 | 50408 | G | 10 |  | Hydro |  | MIS_WUMS | Wisconsin | 55 | Marinette | 75 | 55075 | 0.3 | 0 | 1988 | 9999 |  |  | N | Hydro | [13 empty] | 0 | 0 | 0 | 0 | [11 empty] | N E W Hydro LLC | 100 | Hudson Clean Energy Partners LP | 100
Menominee Mill Marinette | 50409_G_4 | 50409 | G | 4 |  | Hydro |  | MIS_WUMS | Michigan | 26 | Menominee | 109 | 26109 | 0.4 | 0 | 1924 | 9999 |  |  | N | Hydro | [13 empty] | 0 | 0 | 0 | 0 | [11 empty] | N E W Hydro LLC | 100 | Hudson Clean Energy Partners LP | 100
Menominee Mill Marinette | 50409_G_5 | 50409 | G | 5 |  | Hydro |  | MIS_WUMS | Michigan | 26 | Menominee | 109 | 26109 | 0.4 | 0 | 1924 | 9999 |  |  | N | Hydro | [13 empty] | 0 | 0 | 0 | 0 | [11 empty] | N E W Hydro LLC | 100 | Hudson Clean Energy Partners LP | 100
Menominee Mill Marinette | 50409_G_8 | 50409 | G | 8 |  | Hydro |  | MIS_WUMS | Michigan | 26 | Menominee | 109 | 26109 | 0.5 | 0 | 1978 | 9999 |  |  | N | Hydro | [13 empty] | 0 | 0 | 0 | 0 | [11 empty] | N E W Hydro LLC | 100 | Hudson Clean Energy Partners LP | 100
Menominee Mill Marinette | 50409_G_9 | 50409 | G | 9 |  | Hydro |  | MIS_WUMS | Michigan | 26 | Menominee | 109 | 26109 | 0.5 | 0 | 1978 | 9999 |  |  | N | Hydro | [13 empty] | 0 | 0 | 0 | 0 | [11 empty] | N E W Hydro LLC | 100 | Hudson Clean Energy Partners LP | 100
Chester Operations | 50410_G_6 | 50410 | G | 6 |  | Combined Cycle |  | PJM_EMAC | Pennsylvania | 42 | Delaware | 45 | 42045 | 14.1 | 7370 | 2020 | 9999 |  |  | N | Natural Gas | [13 empty] | 0.011 | 0.011 | 0.011 | 0.011 | [11 empty] | Kimberly Clark Corp | 100 | Kimberly Clark Corp | 100
Olmsted Waste Energy | 50413_G_TG2 | 50413 | G | TG2 |  | Municipal Solid Waste |  | MIS_MNWI | Minnesota | 27 | Olmsted | 109 | 27109 | 1.3 | 5496 | 1987 | 9999 |  |  | Y | MSW | Dry Scrubber | 1987 | 0.786 | [10 empty] | 0.44648 | 0.44648 | 0.44648 | 0.44648 | 0.08 | 0.08 | 0.08 | [8 empty] | Olmsted County Public Works | 100 | Olmsted County Public Works | 100
Olmsted Waste Energy | 50413_G_TGI | 50413 | G | TGI |  | Municipal Solid Waste |  | MIS_MNWI | Minnesota | 27 | Olmsted | 109 | 27109 | 1.4 | 5496 | 1987 | 9999 |  |  | Y | MSW | Dry Scrubber | 1987 | 0.786 | [10 empty] | 0.34122 | 0.34122 | 0.34122 | 0.34122 | 0.08 | 0.08 | 0.08 | [8 empty] | Olmsted County Public Works | 100 | Olmsted County Public Works | 100
Olmsted Waste Energy | 50413_G_DGCAT | 50413 | G | DGCAT |  | Combustion Turbine | IC Engine | MIS_MNWI | Minnesota | 27 | Olmsted | 109 | 27109 | 1.3 | 13469 | 2009 | 9999 |  |  | N | Distillate Fuel Oil | [13 empty] | 1.6498 | 1.6498 | 1.6498 | 1.6498 | [11 empty] | Olmsted County Public Works | 100 | Olmsted County Public Works | 100
Olmsted Waste Energy | 50413_G_TG3 | 50413 | G | TG3 |  | Municipal Solid Waste |  | MIS_MNWI | Minnesota | 27 | Olmsted | 109 | 27109 | 5 | 5496 | 2010 | 9999 |  |  | Y | MSW | [13 empty] | 0.09 | 0.09 | 0.09 | 0.09 | 0.08 | 0.08 | 0.08 | [8 empty] | Olmsted County Public Works | 100 | Olmsted County Public Works | 100
Penacook Upper Falls Hydro | 50414_G_1 | 50414 | G | 1 |  | Hydro |  | NENGREST | New Hampshire | 33 | Merrimack | 13 | 33013 | 3.4 | 0 | 1986 | 9999 |  |  | N | Hydro | [13 empty] | 0 | 0 | 0 | 0 | [11 empty] | Briar Hydro Associates | 100 | Briar Hydro Associates | 100
Tannery Island Power | 50416_G_GEN1 | 50416 | G | GEN1 |  | Hydro |  | NY_Z_C&E | New York | 36 | Jefferson | 45 | 36045 | 0.2 | 0 | 1986 | 9999 |  |  | N | Hydro | [13 empty] | 0 | 0 | 0 | 0 | [11 empty] | Tannery Island Power Corp | 100 | Tannery Island Power Corp | 100
Tannery Island Power | 50416_G_GEN2 | 50416 | G | GEN2 |  | Hydro |  | NY_Z_C&E | New York | 36 | Jefferson | 45 | 36045 | 0.2 | 0 | 1986 | 9999 |  |  | N | Hydro | [13 empty] | 0 | 0 | 0 | 0 | [11 empty] | Tannery Island Power Corp | 100 | Tannery Island Power Corp | 100
Tannery Island Power | 50416_G_GEN3 | 50416 | G | GEN3 |  | Hydro |  | NY_Z_C&E | New York | 36 | Jefferson | 45 | 36045 | 0.2 | 0 | 1986 | 9999 |  |  | N | Hydro | [13 empty] | 0 | 0 | 0 | 0 | [11 empty] | Tannery Island Power Corp | 100 | Tannery Island Power Corp | 100
Tannery Island Power | 50416_G_GEN4 | 50416 | G | GEN4 |  | Hydro |  | NY_Z_C&E | New York | 36 | Jefferson | 45 | 36045 | 0.2 | 0 | 1986 | 9999 |  |  | N | Hydro | [13 empty] | 0 | 0 | 0 | 0 | [11 empty] | Tannery Island Power Corp | 100 | Tannery Island Power Corp | 100
Tannery Island Power | 50416_G_GEN5 | 50416 | G | GEN5 |  | Hydro |  | NY_Z_C&E | New York | 36 | Jefferson | 45 | 36045 | 0.2 | 0 | 1986 | 9999 |  |  | N | Hydro | [13 empty] | 0 | 0 | 0 | 0 | [11 empty] | Tannery Island Power Corp | 100 | Tannery Island Power Corp | 100
Orchard Avenue 1 | 50421_G_201 | 50421 | G | 201 |  | Hydro |  | WECC_PNW | Washington | 53 | Yakima | 77 | 53077 | 0.8 | 0 | 1987 | 9999 |  |  | N | Hydro | [13 empty] | 0 | 0 | 0 | 0 | [11 empty] | Yakima Tieton Irrigation District | 100 | Yakima Tieton Irrigation District | 100
Orchard Avenue 1 | 50421_G_301 | 50421 | G | 301 |  | Hydro |  | WECC_PNW | Washington | 53 | Yakima | 77 | 53077 | 0.8 | 0 | 1987 | 9999 |  |  | N | Hydro | [13 empty] | 0 | 0 | 0 | 0 | [11 empty] | Yakima Tieton Irrigation District | 100 | Yakima Tieton Irrigation District | 100
Cowiche | 50423_G_983 | 50423 | G | 983 |  | Hydro |  | WECC_PNW | Washington | 53 | Yakima | 77 | 53077 | 1.6 | 0 | 1987 | 9999 |  |  | N | Hydro | [13 empty] | 0 | 0 | 0 | 0 | [11 empty] | Yakima Tieton Irrigation District | 100 | Yakima Tieton Irrigation District | 100
Bronx Zoo | 50427_G_GEN1 | 50427 | G | GEN1 |  | Combustion Turbine | IC Engine | NY_Z_J | New York | 36 | Bronx | 5 | 36005 | 0.5 | 8700 | 1991 | 9999 |  |  | Y | Natural Gas | [12 empty] | 0.316 | 0.50846 | 0.50846 | 0.50846 | 0.50846 | [11 empty] | New York Zoological Society | 100 | New York Zoological Society | 100
Bronx Zoo | 50427_G_GEN2 | 50427 | G | GEN2 |  | Combustion Turbine | IC Engine | NY_Z_J | New York | 36 | Bronx | 5 | 36005 | 0.5 | 8700 | 1991 | 9999 |  |  | Y | Natural Gas | [12 empty] | 0.316 | 0.50846 | 0.50846 | 0.50846 | 0.50846 | [11 empty] | New York Zoological Society | 100 | New York Zoological Society | 100
Bronx Zoo | 50427_G_GEN3 | 50427 | G | GEN3 |  | Combustion Turbine | IC Engine | NY_Z_J | New York | 36 | Bronx | 5 | 36005 | 1.1 | 8700 | 1991 | 9999 |  |  | Y | Natural Gas | [12 empty] | 0.316 | 0.50846 | 0.50846 | 0.50846 | 0.50846 | [11 empty] | New York Zoological Society | 100 | New York Zoological Society | 100
Bronx Zoo | 50427_G_GEN4 | 50427 | G | GEN4 |  | Combustion Turbine | IC Engine | NY_Z_J | New York | 36 | Bronx | 5 | 36005 | 1.5 | 8700 | 1995 | 9999 |  |  | Y | Natural Gas | [12 empty] | 0.316 | 0.50846 | 0.50846 | 0.50846 | 0.50846 | [11 empty] | New York Zoological Society | 100 | New York Zoological Society | 100
University of Michigan | 50431_G_TG8 | 50431 | G | TG8 |  | Combined Cycle |  | MIS_LMI | Michigan | 26 | Washtenaw | 161 | 26161 | 11.5 | 5500 | 1975 | 9999 |  |  | Y | Natural Gas, Distillate Fuel Oil |  |  |  | LNB | [9 empty] | 0.027288 | 0.027288 | 0.027288 | 0.027288 | [11 empty] | University of Michigan | 100 | University of Michigan | 100
University of Michigan | 50431_G_TG1 | 50431 | G | TG1 |  | Combined Cycle |  | MIS_LMI | Michigan | 26 | Washtenaw | 161 | 26161 | 11.5 | 5500 | 1986 | 9999 |  |  | Y | Natural Gas, Distillate Fuel Oil |  |  |  | LNB | [9 empty] | 0.027288 | 0.027288 | 0.027288 | 0.027288 | [11 empty] | University of Michigan | 100 | University of Michigan | 100
University of Michigan | 50431_G_TG9 | 50431 | G | TG9 |  | Combined Cycle |  | MIS_LMI | Michigan | 26 | Washtenaw | 161 | 26161 | 3.5 | 5500 | 1990 | 9999 |  |  | Y | Natural Gas, Distillate Fuel Oil | [13 empty] | 0.027288 | 0.027288 | 0.027288 | 0.027288 | [11 empty] | University of Michigan | 100 | University of Michigan | 100
University of Michigan | 50431_G_TG10 | 50431 | G | TG10 |  | Combined Cycle |  | MIS_LMI | Michigan | 26 | Washtenaw | 161 | 26161 | 3.5 | 5500 | 1992 | 9999 |  |  | Y | Natural Gas, Distillate Fuel Oil | [13 empty] | 0.027288 | 0.027288 | 0.027288 | 0.027288 | [11 empty] | University of Michigan | 100 | University of Michigan | 100
Ada Dam | 50433_G_ADA1 | 50433 | G | ADA1 |  | Hydro |  | MIS_LMI | Michigan | 26 | Kent | 81 | 26081 | 1.4 | 0 | 1984 | 9999 |  |  | N | Hydro | [13 empty] | 0 | 0 | 0 | 0 | [11 empty] | STS HydroPower Ltd | 100 | Energy Investors Funds Group | 100
Sugarloaf Hydro Plant | 50435_G_SUG1 | 50435 | G | SUG1 |  | Hydro |  | WECC_CO | Colorado | 8 | Lake | 65 | 08065 | 2.5 | 0 | 1985 | 9999 |  |  | N | Hydro | [13 empty] | 0 | 0 | 0 | 0 | [11 empty] | STS HydroPower Ltd | 100 | Energy Investors Funds Group | 100
Cascade Dam | 50436_G_CAS1 | 50436 | G | CAS1 |  | Hydro |  | MIS_LMI | Michigan | 26 | Kent | 81 | 26081 | 1.6 | 0 | 1986 | 9999 |  |  | N | Hydro | [13 empty] | 0 | 0 | 0 | 0 | [11 empty] | STS HydroPower Ltd | 100 | Energy Investors Funds Group | 100
French Landing Dam | 50437_G_FRL1 | 50437 | G | FRL1 |  | Hydro |  | MIS_LMI | Michigan | 26 | Wayne | 163 | 26163 | 1.6 | 0 | 1988 | 9999 |  |  | N | Hydro | [13 empty] | 0 | 0 | 0 | 0 | [11 empty] | STS HydroPower Ltd | 100 | Energy Investors Funds Group | 100
Oconto Falls Lower | 50439_G_GEN1 | 50439 | G | GEN1 |  | Hydro |  | MIS_WUMS | Wisconsin | 55 | Oconto | 83 | 55083 | 0.3 | 0 | 1971 | 9999 |  |  | N | Hydro | [13 empty] | 0 | 0 | 0 | 0 | [11 empty] | N E W Hydro LLC | 100 | Hudson Clean Energy Partners LP | 100
Oconto Falls Lower | 50439_G_GEN2 | 50439 | G | GEN2 |  | Hydro |  | MIS_WUMS | Wisconsin | 55 | Oconto | 83 | 55083 | 1.7 | 0 | 1971 | 9999 |  |  | N | Hydro | [13 empty] | 0 | 0 | 0 | 0 | [11 empty] | N E W Hydro LLC | 100 | Hudson Clean Energy Partners LP | 100
Indeck Silver Springs Energy Center | 50449_G_GEN1 | 50449 | G | GEN1 | 3660 | Combined Cycle |  | NY_Z_C&E | New York | 36 | Wyoming | 121 | 36121 | 34.5 | 9756 | 1991 | 9999 |  |  | Y | Natural Gas, Distillate Fuel Oil |  |  |  | STM | [9 empty] | 0.099662 | 0.099662 | 0.099662 | 0.099662 | [11 empty] | Indeck Energy Services of Silver Springs Inc | 100 | Indeck Energy Services Inc | 100
Indeck Silver Springs Energy Center | 50449_G_GEN2 | 50449 | G | GEN2 | 3660 | Combined Cycle |  | NY_Z_C&E | New York | 36 | Wyoming | 121 | 36121 | 15 | 9756 | 1991 | 9999 |  |  | Y | Natural Gas, Distillate Fuel Oil |  |  |  | STM | [9 empty] | 0.099662 | 0.099662 | 0.099662 | 0.099662 | [11 empty] | Indeck Energy Services of Silver Springs Inc | 100 | Indeck Energy Services Inc | 100
Indeck Oswego Energy Center | 50450_G_GEN1 | 50450 | G | GEN1 | 3661 | Combined Cycle |  | NY_Z_C&E | New York | 36 | Oswego | 75 | 36075 | 35.1 | 9313 | 1990 | 9999 |  |  | Y | Natural Gas, Distillate Fuel Oil |  |  |  | STM | [9 empty] | 0.11967 | 0.11967 | 0.11967 | 0.11967 | [11 empty] | Indeck Oswego LP | 100 | Indeck Energy Services Inc | 100
Indeck Oswego Energy Center | 50450_G_GEN2 | 50450 | G | GEN2 | 3661 | Combined Cycle |  | NY_Z_C&E | New York | 36 | Oswego | 75 | 36075 | 13.8 | 9313 | 1990 | 9999 |  |  | Y | Natural Gas, Distillate Fuel Oil |  |  |  | STM | [9 empty] | 0.11967 | 0.11967 | 0.11967 | 0.11967 | [11 empty] | Indeck Oswego LP | 100 | Indeck Energy Services Inc | 100
Indeck Yerkes Energy Center | 50451_G_GEN1 | 50451 | G | GEN1 | 3662 | Combined Cycle |  | NY_Z_A | New York | 36 | Erie | 29 | 36029 | 32.3 | 10128 | 1989 | 9999 |  |  | Y | Natural Gas, Distillate Fuel Oil |  |  |  | STM | [9 empty] | 0.15462 | 0.15462 | 0.15462 | 0.15462 | [11 empty] | Indeck Yerkes LP | 100 | Indeck Energy Services Inc | 100
Indeck Yerkes Energy Center | 50451_G_GEN2 | 50451 | G | GEN2 | 3662 | Combined Cycle |  | NY_Z_A | New York | 36 | Erie | 29 | 36029 | 15.4 | 10128 | 1989 | 9999 |  |  | Y | Natural Gas, Distillate Fuel Oil |  |  |  | STM | [9 empty] | 0.15462 | 0.15462 | 0.15462 | 0.15462 | [11 empty] | Indeck Yerkes LP | 100 | Indeck Energy Services Inc | 100
Indeck Corinth Energy Center | 50458_G_GEN1 | 50458 | G | GEN1 | 3663 | Combined Cycle |  | NY_Z_F | New York | 36 | Saratoga | 91 | 36091 | 74.7 | 7771 | 1995 | 9999 |  |  | Y | Natural Gas, Distillate Fuel Oil |  |  |  | DLNB | SCR | [8 empty] | 0.026071 | 0.026071 | 0.026071 | 0.026071 | [11 empty] | Indeck Corinth LP | 100 | Indeck Energy Services Inc | 100
Indeck Corinth Energy Center | 50458_G_GEN2 | 50458 | G | GEN2 | 3663 | Combined Cycle |  | NY_Z_F | New York | 36 | Saratoga | 91 | 36091 | 54.6 | 7771 | 1995 | 9999 |  |  | Y | Natural Gas, Distillate Fuel Oil |  |  |  | LNB | SCR | [8 empty] | 0.026071 | 0.026071 | 0.026071 | 0.026071 | [11 empty] | Indeck Corinth LP | 100 | Indeck Energy Services Inc | 100
Procter & Gamble Mehoopany Mill | 50463_G_GEN2 | 50463 | G | GEN2 |  | O/G Steam |  | PJM_PENE | Pennsylvania | 42 | Wyoming | 131 | 42131 | 0.9 | 11615 | 1984 | 9999 |  |  | N | Natural Gas | [13 empty] | 0.23063 | 0.23063 | 0.23063 | 0.23063 | [11 empty] | Procter & Gamble Paper Products Co (The) | 100 | Procter & Gamble Co (The) | 100
Procter & Gamble Mehoopany Mill | 50463_G_GEN1 | 50463 | G | GEN1 | 3666 | Combustion Turbine |  | PJM_PENE | Pennsylvania | 42 | Wyoming | 131 | 42131 | 40 | 8700 | 1985 | 9999 |  |  | Y | Natural Gas |  |  |  | STM | [9 empty] | 0.11813 | 0.11813 | 0.11813 | 0.11813 | [11 empty] | Procter & Gamble Paper Products Co (The) | 100 | Procter & Gamble Co (The) | 100
Procter & Gamble Mehoopany Mill | 50463_G_GEN3 | 50463 | G | GEN3 | 90828 | Combustion Turbine |  | PJM_PENE | Pennsylvania | 42 | Wyoming | 131 | 42131 | 64 | 12369 | 2013 | 9999 |  |  | N | Natural Gas |  |  |  | H2O | SCR | [8 empty] | 0.00824 | 0.00824 | 0.00824 | 0.00824 | [11 empty] | Procter & Gamble Paper Products Co (The) | 100 | Procter & Gamble Co (The) | 100
Oxnard | 50464_G_GEN1 | 50464 | G | GEN1 |  | Combustion Turbine |  | WECC_SCE | California | 6 | Ventura | 111 | 06111 | 22.4 | 8700 | 1982 | 9999 |  |  | Y | Natural Gas | [12 empty] | 0.74 | 0.03831 | 0.03831 | 0.03831 | 0.03831 | [11 empty] | Procter & Gamble Paper Products Co (The) | 100 | Procter & Gamble Co (The) | 100
Oxnard | 50464_G_GEN2 | 50464 | G | GEN2 |  | Combustion Turbine |  | WECC_SCE | California | 6 | Ventura | 111 | 06111 | 48.5 | 8700 | 1989 | 9999 |  |  | Y | Natural Gas | [12 empty] | 0.74 | 0.03831 | 0.03831 | 0.03831 | 0.03831 | [11 empty] | Procter & Gamble Paper Products Co (The) | 100 | Procter & Gamble Co (The) | 100
Flint River Operations | 50465_B_PB | 50465 | B | PB |  | Biomass |  | S_SOU | Georgia | 13 | Macon | 193 | 13193 | 39 | 4413 | 1980 | 9999 |  |  | Y | Biomass | Wet Scrubber | 1980 | 0.8 | OFA |  |  |  | ESPH + C | Yes |  |  |  |  | 0.26079 | 0.26079 | 0.26079 | 0.26079 | [11 empty] | Weyerhaeuser NR Co | 100 | Weyerhaeuser Co | 100
Flint River Operations | 50465_B_RB | 50465 | B | RB |  | Non-Fossil Waste |  | S_SOU | Georgia | 13 | Macon | 193 | 13193 | 39 | 4413 | 1980 | 9999 |  |  | Y | Non-Fossil Waste |  |  |  | LA |  |  |  | ESPH | Yes |  |  |  |  | 0.11104 | 0.11104 | 0.11104 | 0.11104 | [11 empty] | Weyerhaeuser NR Co | 100 | Weyerhaeuser Co | 100
Buckeye Florida LP | 50466_B_1BB | 50466 | B | 1BB |  | Non-Fossil Waste |  | FRCC | Florida | 12 | Taylor | 123 | 12123 | 5.7 | 7182 | 1954 | 9999 |  |  | Y | Non-Fossil Waste | Wet Scrubber | 1977 | 0.85 |  |  |  |  | WS | NA |  |  |  |  | 0 | 0 | 0 | 0 | [11 empty] | Foley Cellulose LLC | 100 | GP Cellulose Holdings LLC | 100
Buckeye Florida LP | 50466_B_1PB | 50466 | B | 1PB |  | Non-Fossil Waste |  | FRCC | Florida | 12 | Taylor | 123 | 12123 | 5.7 | 7182 | 1954 | 9999 |  |  | Y | Non-Fossil Waste | [13 empty] | 0 | 0 | 0 | 0 | [11 empty] | Foley Cellulose LLC | 100 | GP Cellulose Holdings LLC | 100
Buckeye Florida LP | 50466_B_2BB | 50466 | B | 2BB |  | Non-Fossil Waste |  | FRCC | Florida | 12 | Taylor | 123 | 12123 | 5.7 | 7182 | 1954 | 9999 |  |  | Y | Non-Fossil Waste | [7 empty] | WS | NA |  |  |  |  | 0 | 0 | 0 | 0 | [11 empty] | Foley Cellulose LLC | 100 | GP Cellulose Holdings LLC | 100
Buckeye Florida LP | 50466_B_2PB | 50466 | B | 2PB |  | Non-Fossil Waste |  | FRCC | Florida | 12 | Taylor | 123 | 12123 | 5.7 | 7182 | 1954 | 9999 |  |  | Y | Non-Fossil Waste | [13 empty] | 0 | 0 | 0 | 0 | [11 empty] | Foley Cellulose LLC | 100 | GP Cellulose Holdings LLC | 100
Buckeye Florida LP | 50466_B_2RB | 50466 | B | 2RB |  | Non-Fossil Waste |  | FRCC | Florida | 12 | Taylor | 123 | 12123 | 5.7 | 7182 | 1958 | 9999 |  |  | Y | Non-Fossil Waste | [7 empty] | ESPC | No |  |  |  |  | 0 | 0 | 0 | 0 | [11 empty] | Foley Cellulose LLC | 100 | GP Cellulose Holdings LLC | 100
Buckeye Florida LP | 50466_B_3RB | 50466 | B | 3RB |  | Non-Fossil Waste |  | FRCC | Florida | 12 | Taylor | 123 | 12123 | 5.7 | 7182 | 1966 | 9999 |  |  | Y | Non-Fossil Waste | [7 empty] | ESPC | No |  |  |  |  | 0 | 0 | 0 | 0 | [11 empty] | Foley Cellulose LLC | 100 | GP Cellulose Holdings LLC | 100
Buckeye Florida LP | 50466_B_4RB | 50466 | B | 4RB |  | Non-Fossil Waste |  | FRCC | Florida | 12 | Taylor | 123 | 12123 | 5.7 | 7182 | 1975 | 9999 |  |  | Y | Non-Fossil Waste | [7 empty] | ESPC | No |  |  |  |  | 0 | 0 | 0 | 0 | [11 empty] | Foley Cellulose LLC | 100 | GP Cellulose Holdings LLC | 100
Rocky Mount Mill | 50468_G_2 | 50468 | G | 2 |  | Hydro |  | S_VACA | North Carolina | 37 | Nash | 127 | 37127 | 0.4 | 0 | 1941 | 9999 |  |  | N | Hydro | [13 empty] | 0 | 0 | 0 | 0 | [11 empty] | Capitol Broadcasting Co Inc | 100 | Capitol Broadcasting Co Inc | 100
Rocky Mount Mill | 50468_G_1 | 50468 | G | 1 |  | Hydro |  | S_VACA | North Carolina | 37 | Nash | 127 | 37127 | 0.5 | 0 | 1949 | 9999 |  |  | N | Hydro | [13 empty] | 0 | 0 | 0 | 0 | [11 empty] | Capitol Broadcasting Co Inc | 100 | Capitol Broadcasting Co Inc | 100
Rocky Mount Mill | 50468_G_3 | 50468 | G | 3 |  | Hydro |  | S_VACA | North Carolina | 37 | Nash | 127 | 37127 | 0.2 | 0 | 1949 | 9999 |  |  | N | Hydro | [13 empty] | 0 | 0 | 0 | 0 | [11 empty] | Capitol Broadcasting Co Inc | 100 | Capitol Broadcasting Co Inc | 100
Covanta Niagara I, LLC | 50472_B_BLR1 | 50472 | B | BLR1 | 3667 | Municipal Solid Waste |  | NY_Z_A | New York | 36 | Niagara | 63 | 36063 | 12 | 6783 | 1981 | 9999 | wall | dry | Y | MSW |  |  |  | NH3 | SNCR |  |  | ESPH | Yes |  |  |  | 2.106 | 0.0484 | 0.0484 | 0.0484 | 0.0484 | 0.08 | 0.08 | 0.08 | [8 empty] | Covanta Niagara I LLC | 100 | Covanta Holding Corp | 100
Covanta Niagara I, LLC | 50472_B_BLR4 | 50472 | B | BLR4 |  | Municipal Solid Waste |  | NY_Z_A | New York | 36 | Niagara | 63 | 36063 | 12 | 6783 | 1981 | 9999 |  |  | Y | MSW | Dry Scrubber | 1996 | 0.917 | NH3 | SNCR |  |  | B | NA | ACI | 2002 |  |  | 0.272 | 0.272 | 0.272 | 0.272 | 0.08 | 0.08 | 0.08 | [8 empty] | Covanta Niagara I LLC | 100 | Covanta Holding Corp | 100
Covanta Niagara I, LLC | 50472_B_BLR3 | 50472 | B | BLR3 |  | Municipal Solid Waste |  | NY_Z_A | New York | 36 | Niagara | 63 | 36063 | 12 | 6783 | 1996 | 9999 |  |  | Y | MSW | Dry Scrubber | 1996 | 0.917 | NH3 | SNCR |  |  | B | NA | ACI | 2002 |  |  | 0.272 | 0.272 | 0.272 | 0.272 | 0.08 | 0.08 | 0.08 | [8 empty] | Covanta Niagara I LLC | 100 | Covanta Holding Corp | 100
Corpus Christi | 50475_G_GEN1 | 50475 | G | GEN1 |  | Combustion Turbine |  | ERC_REST | Texas | 48 | Nueces | 355 | 48355 | 33 | 11996 | 1989 | 9999 |  |  | Y | Natural Gas | [12 empty] | 3 | 0.11628 | 0.11628 | 0.11628 | 0.11628 | [11 empty] | Equistar Chemicals LP | 100 | Lyondellbasell Industries | 100
Clewiston Sugar House | 50482_B_B7 | 50482 | B | B7 |  | Biomass |  | FRCC | Florida | 12 | Hendry | 51 | 12051 | 20 | 6956 | 1996 | 9999 |  |  | Y | Biomass |  |  |  | other |  |  |  | ESPC | No |  |  |  |  | 0.17204 | 0.17204 | 0.17204 | 0.17204 | [11 empty] | United States Sugar Corp | 100 | United States Sugar Corp | 100
Clewiston Sugar House | 50482_B_B8 | 50482 | B | B8 |  | Biomass |  | FRCC | Florida | 12 | Hendry | 51 | 12051 | 20 | 6956 | 2005 | 9999 |  |  | Y | Biomass |  |  |  |  | SNCR |  |  | ESPC | No |  |  |  |  | 0.11297 | 0.11297 | 0.11297 | 0.11297 | [11 empty] | United States Sugar Corp | 100 | United States Sugar Corp | 100
Clewiston Sugar House | 50482_B_B9 | 50482 | B | B9 |  | Biomass |  | FRCC | Florida | 12 | Hendry | 51 | 12051 | 4.7 | 6956 | 2019 | 9999 |  |  | Y | Biomass | [7 empty] | ESPH | No |  |  |  |  | 0.1 | 0.1 | 0.1 | 0.1 | [11 empty] | United States Sugar Corp | 100 | United States Sugar Corp | 100
PPG Riverside | 50488_G_GEN2 | 50488 | G | GEN2 |  | Non-Fossil Waste |  | MIS_WOTA | Louisiana | 22 | Calcasieu | 19 | 22019 | 30 | 11084 | 1950 | 9999 |  |  | N | Non-Fossil Waste | [13 empty] | 0 | 0 | 0 | 0 | [11 empty] | PPG Industries Inc | 100 | PPG Industries Inc | 100
PPG Riverside | 50488_G_GEN3 | 50488 | G | GEN3 |  | Non-Fossil Waste |  | MIS_WOTA | Louisiana | 22 | Calcasieu | 19 | 22019 | 38 | 11084 | 1969 | 9999 |  |  | N | Non-Fossil Waste | [13 empty] | 0 | 0 | 0 | 0 | [11 empty] | PPG Industries Inc | 100 | PPG Industries Inc | 100
PPG Powerhouse C | 50489_B_C1 | 50489 | B | C1 |  | O/G Steam |  | MIS_WOTA | Louisiana | 22 | Calcasieu | 19 | 22019 | 26 | 8300 | 1977 | 9999 | tangential |  | Y | Natural Gas | [13 empty] | 0.23063 | 0.23063 | 0.23063 | 0.23063 | [11 empty] | PPG Industries Inc | 100 | PPG Industries Inc | 100
PPG Powerhouse C | 50489_G_C1 | 50489 | G | C1 |  | Combustion Turbine |  | MIS_WOTA | Louisiana | 22 | Calcasieu | 19 | 22019 | 55 | 8700 | 1977 | 9999 | tangential |  | Y | Natural Gas | [12 empty] | 5.261 | 0.5135 | 0.5135 | 0.5135 | 0.5135 | [11 empty] | PPG Industries Inc | 100 | PPG Industries Inc | 100
PPG Powerhouse C | 50489_G_C2 | 50489 | G | C2 |  | Combustion Turbine |  | MIS_WOTA | Louisiana | 22 | Calcasieu | 19 | 22019 | 55 | 8700 | 1978 | 9999 | tangential |  | Y | Natural Gas | [12 empty] | 5.261 | 0.5135 | 0.5135 | 0.5135 | 0.5135 | [11 empty] | PPG Industries Inc | 100 | PPG Industries Inc | 100
PPG Powerhouse C | 50489_B_C2 | 50489 | B | C2 |  | O/G Steam |  | MIS_WOTA | Louisiana | 22 | Calcasieu | 19 | 22019 | 26 | 8300 | 1979 | 9999 | tangential |  | Y | Natural Gas | [13 empty] | 0.23063 | 0.23063 | 0.23063 | 0.23063 | [11 empty] | PPG Industries Inc | 100 | PPG Industries Inc | 100
PPG Powerhouse C | 50489_B_C4 | 50489 | B | C4 |  | O/G Steam |  | MIS_WOTA | Louisiana | 22 | Calcasieu | 19 | 22019 | 0.04 | 8300 | 1986 | 9999 |  |  | Y | Natural Gas |  |  |  | LNB | [9 empty] | 0.14526 | 0.14526 | 0.14526 | 0.14526 | [11 empty] | PPG Industries Inc | 100 | PPG Industries Inc | 100
PPG Powerhouse C | 50489_B_C5 | 50489 | B | C5 |  | O/G Steam |  | MIS_WOTA | Louisiana | 22 | Calcasieu | 19 | 22019 | 0.04 | 8300 | 1986 | 9999 |  |  | Y | Natural Gas | [13 empty] | 0.23063 | 0.23063 | 0.23063 | 0.23063 | [11 empty] | PPG Industries Inc | 100 | PPG Industries Inc | 100
PPG Powerhouse C | 50489_G_C4 | 50489 | G | C4 |  | Combustion Turbine |  | MIS_WOTA | Louisiana | 22 | Calcasieu | 19 | 22019 | 70.6 | 8700 | 1986 | 9999 |  |  | Y | Natural Gas |  |  |  | LNB | [8 empty] | 5.261 | 0.5135 | 0.5135 | 0.5135 | 0.5135 | [11 empty] | PPG Industries Inc | 100 | PPG Industries Inc | 100
PPG Powerhouse C | 50489_G_C5 | 50489 | G | C5 |  | Combustion Turbine |  | MIS_WOTA | Louisiana | 22 | Calcasieu | 19 | 22019 | 70.6 | 8700 | 1986 | 9999 |  |  | Y | Natural Gas | [12 empty] | 5.261 | 0.5135 | 0.5135 | 0.5135 | 0.5135 | [11 empty] | PPG Industries Inc | 100 | PPG Industries Inc | 100
PPG Plant C Caustic | 50490_G_TE | 50490 | G | TE |  | O/G Steam |  | MIS_WOTA | Louisiana | 22 | Calcasieu | 19 | 22019 | 2.7 | 8300 | 1986 | 9999 |  |  | Y | Natural Gas | [13 empty] | 0.23063 | 0.23063 | 0.23063 | 0.23063 | [11 empty] | PPG Industries Inc | 100 | PPG Industries Inc | 100
Gas Utilization Facility | 50492_G_1 | 50492 | G | 1 |  | Non-Fossil Waste |  | WEC_SDGE | California | 6 | San Diego | 73 | 06073 | 2.3 | 13516 | 1985 | 9999 |  |  | Y | Non-Fossil Waste | [13 empty] | 0 | 0 | 0 | 0 | [11 empty] | San Diego (City of) | 100 | San Diego (City of) | 100
Gas Utilization Facility | 50492_G_2 | 50492 | G | 2 |  | Non-Fossil Waste |  | WEC_SDGE | California | 6 | San Diego | 73 | 06073 | 2.3 | 13516 | 1985 | 9999 |  |  | Y | Non-Fossil Waste | [13 empty] | 0 | 0 | 0 | 0 | [11 empty] | San Diego (City of) | 100 | San Diego (City of) | 100
Gas Utilization Facility | 50492_G_3 | 50492 | G | 3 |  | Hydro |  | WEC_SDGE | California | 6 | San Diego | 73 | 06073 | 1 | 0 | 2002 | 9999 |  |  | N | Hydro | [13 empty] | 0 | 0 | 0 | 0 | [11 empty] | San Diego (City of) | 100 | San Diego (City of) | 100
Double C Generation Limited Partnership | 50493_G_DC1 | 50493 | G | DC1 |  | Combustion Turbine |  | WEC_CALN | California | 6 | Kern | 29 | 06029 | 23 | 10745 | 1989 | 9999 |  |  | N | Natural Gas | [12 empty] | 0.74 | 0.01018 | 0.01018 | 0.01018 | 0.01018 | [11 empty] | Double C Ltd | 100 | ContourGlobal PLC | 100
Double C Generation Limited Partnership | 50493_G_DC2 | 50493 | G | DC2 |  | Combustion Turbine |  | WEC_CALN | California | 6 | Kern | 29 | 06029 | 23 | 10745 | 1989 | 9999 |  |  | N | Natural Gas | [12 empty] | 0.74 | 0.01023 | 0.01023 | 0.01023 | 0.01023 | [11 empty] | Double C Ltd | 100 | ContourGlobal PLC | 100
Kern Front Limited | 50494_G_KF1 | 50494 | G | KF1 |  | Combustion Turbine |  | WEC_CALN | California | 6 | Kern | 29 | 06029 | 23 | 10745 | 1989 | 9999 |  |  | N | Natural Gas | [12 empty] | 0.74 | 0.02458 | 0.02458 | 0.02458 | 0.02458 | [11 empty] | Kern Front Ltd | 100 | ContourGlobal PLC | 100
Kern Front Limited | 50494_G_KF2 | 50494 | G | KF2 |  | Combustion Turbine |  | WEC_CALN | California | 6 | Kern | 29 | 06029 | 23 | 10745 | 1989 | 9999 |  |  | N | Natural Gas | [12 empty] | 0.74 | 0.02461 | 0.02461 | 0.02461 | 0.02461 | [11 empty] | Kern Front Ltd | 100 | ContourGlobal PLC | 100
High Sierra Limited | 50495_G_HS1 | 50495 | G | HS1 |  | Combustion Turbine |  | WEC_CALN | California | 6 | Kern | 29 | 06029 | 23 | 9641 | 1989 | 9999 |  |  | Y | Natural Gas | [12 empty] | 0.74 | 0.00514 | 0.00514 | 0.00514 | 0.00514 | [11 empty] | High Sierra Ltd | 100 | ContourGlobal PLC | 100
High Sierra Limited | 50495_G_HS2 | 50495 | G | HS2 |  | Combustion Turbine |  | WEC_CALN | California | 6 | Kern | 29 | 06029 | 23 | 9641 | 1989 | 9999 |  |  | Y | Natural Gas | [12 empty] | 0.74 | 0.01323 | 0.01323 | 0.01323 | 0.01323 | [11 empty] | High Sierra Ltd | 100 | ContourGlobal PLC | 100
Glen Park Hydroelectric Project | 50512_G_GEN1 | 50512 | G | GEN1 |  | Hydro |  | NY_Z_C&E | New York | 36 | Jefferson | 45 | 36045 | 14.5 | 0 | 1999 | 9999 |  |  | N | Hydro | [13 empty] | 0 | 0 | 0 | 0 | [11 empty] | Black River Hydroelectric LLC | 100 | Ontario Power Generation Inc | 100
Glen Park Hydroelectric Project | 50512_G_GEN2 | 50512 | G | GEN2 |  | Hydro |  | NY_Z_C&E | New York | 36 | Jefferson | 45 | 36045 | 14.5 | 0 | 1999 | 9999 |  |  | N | Hydro | [13 empty] | 0 | 0 | 0 | 0 | [11 empty] | Black River Hydroelectric LLC | 100 | Ontario Power Generation Inc | 100
Glen Park Hydroelectric Project | 50512_G_GEN3 | 50512 | G | GEN3 |  | Hydro |  | NY_Z_C&E | New York | 36 | Jefferson | 45 | 36045 | 3.6 | 0 | 1999 | 9999 |  |  | N | Hydro | [13 empty] | 0 | 0 | 0 | 0 | [11 empty] | Black River Hydroelectric LLC | 100 | Ontario Power Generation Inc | 100
Stillwater Reservoir Hydro | 50513_G_GEN1 | 50513 | G | GEN1 |  | Hydro |  | NY_Z_C&E | New York | 36 | Herkimer | 43 | 36043 | 2.5 | 0 | 1987 | 9999 |  |  | N | Hydro | [13 empty] | 0 | 0 | 0 | 0 | [11 empty] | Stillwater Associates | 100 | Stillwater Associates | 100
Fort Miller Hydroelectric Facility | 50514_G_GEN1 | 50514 | G | GEN1 |  | Hydro |  | NY_Z_F | New York | 36 | Saratoga | 91 | 36091 | 2.5 | 0 | 1984 | 9999 |  |  | N | Hydro | [13 empty] | 0 | 0 | 0 | 0 | [11 empty] | Fort Miller Associates | 100 | Fort Miller Pulp & Paper Co | 100
Fort Miller Hydroelectric Facility | 50514_G_GEN2 | 50514 | G | GEN2 |  | Hydro |  | NY_Z_F | New York | 36 | Saratoga | 91 | 36091 | 2.5 | 0 | 1984 | 9999 |  |  | N | Hydro | [13 empty] | 0 | 0 | 0 | 0 | [11 empty] | Fort Miller Associates | 100 | Fort Miller Pulp & Paper Co | 100
Victory Garden (Tehachapi) | 50532_G_WGNS | 50532 | G | WGNS |  | Onshore Wind |  | WECC_SCE | California | 6 | Kern | 29 | 06029 | 17.3 | 0 | 1981 | 9999 |  |  | N | Wind | [13 empty] | 0 | 0 | 0 | 0 | [11 empty] | Terra Gen VG Wind LLC | 100 | Energy Capital Partners | 100
Victory Garden (Tehachapi) | 50532_G_15SLE | 50532 | G | 15SLE |  | Onshore Wind |  | WECC_SCE | California | 6 | Kern | 29 | 06029 | 1.5 | 0 | 2000 | 9999 |  |  | N | Wind | [13 empty] | 0 | 0 | 0 | 0 | [11 empty] | Terra Gen VG Wind LLC | 100 | Energy Capital Partners | 100
Mesa Wind Power Corp | 50535_G_WGNS | 50535 | G | WGNS |  | Onshore Wind |  | WECC_SCE | California | 6 | Riverside | 65 | 06065 | 29.9 | 0 | 1984 | 9999 |  |  | N | Wind | [13 empty] | 0 | 0 | 0 | 0 | [11 empty] | Mesa Wind Power Corp | 100 | Brookfield Asset Management Inc | 100
SRI International Cogen Project | 50537_G_GEN1 | 50537 | G | GEN1 |  | Combustion Turbine |  | WEC_CALN | California | 6 | San Mateo | 81 | 06081 | 5.6 | 8700 | 1987 | 9999 |  |  | Y | Natural Gas | [12 empty] | 0.74 | 0.13718 | 0.13718 | 0.13718 | 0.13718 | [11 empty] | Caesfa Bond Issue | 100 | California Alternative Energy Authority Fund | 100
Boltonville Hydro Associates | 50539_G_1 | 50539 | G | 1 |  | Hydro |  | NENGREST | Vermont | 50 | Orange | 17 | 50017 | 0.5 | 0 | 1984 | 9999 |  |  | N | Hydro | [13 empty] | 0 | 0 | 0 | 0 | [11 empty] | Boltonville Hydro Associates | 100 | Boltonville Hydro Associates | 100
Boltonville Hydro Associates | 50539_G_2 | 50539 | G | 2 |  | Hydro |  | NENGREST | Vermont | 50 | Orange | 17 | 50017 | 0.3 | 0 | 1984 | 9999 |  |  | N | Hydro | [13 empty] | 0 | 0 | 0 | 0 | [11 empty] | Boltonville Hydro Associates | 100 | Boltonville Hydro Associates | 100
Boltonville Hydro Associates | 50539_G_3 | 50539 | G | 3 |  | Hydro |  | NENGREST | Vermont | 50 | Orange | 17 | 50017 | 0.3 | 0 | 1989 | 9999 |  |  | N | Hydro | [13 empty] | 0 | 0 | 0 | 0 | [11 empty] | Boltonville Hydro Associates | 100 | Boltonville Hydro Associates | 100
Harbor Cogen | 50541_G_GEN1 | 50541 | G | GEN1 |  | Combined Cycle |  | WECC_SCE | California | 6 | Los Angeles | 37 | 06037 | 80.8 | 11119 | 1988 | 9999 |  |  | N | Natural Gas | [13 empty] | 0.075758 | 0.075758 | 0.075758 | 0.075758 | [11 empty] | Harbor Cogeneration Co | 100 | JPMorgan Chase & Co | 100
Harbor Cogen | 50541_G_ST1 | 50541 | G | ST1 |  | Combined Cycle |  | WECC_SCE | California | 6 | Los Angeles | 37 | 06037 | 9.9 | 11119 | 2001 | 9999 |  |  | N | Natural Gas | [13 empty] | 0.075758 | 0.075758 | 0.075758 | 0.075758 | [11 empty] | Harbor Cogeneration Co | 100 | JPMorgan Chase & Co | 100
Harbor Cogen | 50541_G_ST2 | 50541 | G | ST2 |  | Combined Cycle |  | WECC_SCE | California | 6 | Los Angeles | 37 | 06037 | 11 | 11119 | 2001 | 9999 |  |  | N | Natural Gas | [13 empty] | 0.075758 | 0.075758 | 0.075758 | 0.075758 | [11 empty] | Harbor Cogeneration Co | 100 | JPMorgan Chase & Co | 100
Lawrence Hydroelectric Associates | 50545_G_GEN1 | 50545 | G | GEN1 |  | Hydro |  | NENGREST | Massachusetts | 25 | Essex | 9 | 25009 | 7 | 0 | 1981 | 9999 |  |  | N | Hydro | [13 empty] | 0 | 0 | 0 | 0 | [11 empty] | Lawrence Hydroelectric Associates | 100 | Enel SpA | 100
Lawrence Hydroelectric Associates | 50545_G_GEN2 | 50545 | G | GEN2 |  | Hydro |  | NENGREST | Massachusetts | 25 | Essex | 9 | 25009 | 7 | 0 | 1981 | 9999 |  |  | N | Hydro | [13 empty] | 0 | 0 | 0 | 0 | [11 empty] | Lawrence Hydroelectric Associates | 100 | Enel SpA | 100
Bowman | 50546_G_GEN1 | 50546 | G | GEN1 |  | Hydro |  | WEC_CALN | California | 6 | Nevada | 57 | 06057 | 3.6 | 0 | 1986 | 9999 |  |  | N | Hydro | [13 empty] | 0 | 0 | 0 | 0 | [11 empty] | Nevada Irrigation District | 100 | Nevada Irrigation District | 100
GPS Cabazon Wind LLC | 50552_G_WGNS | 50552 | G | WGNS |  | Onshore Wind |  | WECC_SCE | California | 6 | Riverside | 65 | 06065 | 38.9 | 0 | 1999 | 9999 |  |  | N | Wind | [13 empty] | 0 | 0 | 0 | 0 | [11 empty] | GPS Cabazon Wind LLC | 100 | Quinbrook Infrastructure Partners | 100
Edom Hills Project 1 LLC | 50553_G_1 | 50553 | G | 1 |  | Onshore Wind |  | WECC_SCE | California | 6 | Riverside | 65 | 06065 | 20 | 0 | 2008 | 9999 |  |  | N | Wind | [13 empty] | 0 | 0 | 0 | 0 | [11 empty] | Edom Hills Project 1 LLC | 100 | BP plc | 100
Rosemary Power Station | 50555_G_GEN1 | 50555 | G | GEN1 | 89294 | Combined Cycle |  | PJM_Dom | North Carolina | 37 | Halifax | 83 | 37083 | 75 | 9552 | 1990 | 9999 |  |  | N | Distillate Fuel Oil |  |  |  | H2O | [9 empty] | 0.23642 | 0.23642 | 0.23642 | 0.23642 | [11 empty] | Virginia Electric & Power Co | 100 | Dominion Energy Inc | 100
Rosemary Power Station | 50555_G_GEN2 | 50555 | G | GEN2 | 89295 | Combined Cycle |  | PJM_Dom | North Carolina | 37 | Halifax | 83 | 37083 | 36 | 9552 | 1990 | 9999 |  |  | N | Distillate Fuel Oil |  |  |  | H2O | [9 empty] | 0.23642 | 0.23642 | 0.23642 | 0.23642 | [11 empty] | Virginia Electric & Power Co | 100 | Dominion Energy Inc | 100
Rosemary Power Station | 50555_G_GEN3 | 50555 | G | GEN3 | 89294 | Combined Cycle |  | PJM_Dom | North Carolina | 37 | Halifax | 83 | 37083 | 54 | 9552 | 1990 | 9999 |  |  | N | Distillate Fuel Oil |  |  |  | H2O | [9 empty] | 0.23642 | 0.23642 | 0.23642 | 0.23642 | [11 empty] | Virginia Electric & Power Co | 100 | Dominion Energy Inc | 100
Frontier | 50558_G_GT01 | 50558 | G | GT01 | 90991 | Combined Cycle |  | SPP_WEST | Oklahoma | 40 | Oklahoma | 109 | 40109 | 67.3 | 8569 | 1989 | 9999 |  |  | Y | Natural Gas |  |  |  | STM | [9 empty] | 0.11173 | 0.11173 | 0.11173 | 0.11173 | [11 empty] | Oklahoma Gas & Electric Co | 100 | OGE Energy Corp | 100
Frontier | 50558_G_ST01 | 50558 | G | ST01 | 90991 | Combined Cycle |  | SPP_WEST | Oklahoma | 40 | Oklahoma | 109 | 40109 | 44.1 | 8569 | 1989 | 9999 |  |  | Y | Natural Gas |  |  |  | STM | [9 empty] | 0.11173 | 0.11173 | 0.11173 | 0.11173 | [11 empty] | Oklahoma Gas & Electric Co | 100 | OGE Energy Corp | 100
Pacific-Ultrapower Chinese Station | 50560_B_B101 | 50560 | B | B101 |  | Biomass |  | WEC_CALN | California | 6 | Tuolumne | 109 | 06109 | 18 | 15548 | 1986 | 9999 |  |  | N | Biomass |  |  |  | CF + NH3 + OFA | SNCR |  |  | ESPC + C | No |  |  |  |  | 0.19027 | 0.19027 | 0.19027 | 0.19027 | [11 empty] | Pacific Ultrapower Chinese | 100 | Jamestown Energy Inc | 100
Eagle Point Power Generation | 50561_G_GTG1 | 50561 | G | GTG1 | 3672 | Combined Cycle |  | PJM_EMAC | New Jersey | 34 | Gloucester | 15 | 34015 | 85 | 8961 | 1990 | 9999 |  |  | N | Natural Gas, Distillate Fuel Oil |  |  |  | DLNB + H2O | [9 empty] | 0.026012 | 0.026012 | 0.026012 | 0.026012 | [11 empty] | Eagle Point Cogeneration Partnership | 100 | Thunderbird Power Holdings LLC | 100
Eagle Point Power Generation | 50561_G_GTG2 | 50561 | G | GTG2 | 3673 | Combined Cycle |  | PJM_EMAC | New Jersey | 34 | Gloucester | 15 | 34015 | 85 | 8961 | 1990 | 9999 |  |  | N | Natural Gas, Distillate Fuel Oil |  |  |  | DLNB + H2O | SCR | [8 empty] | 0.025891 | 0.025891 | 0.025891 | 0.025891 | [11 empty] | Eagle Point Cogeneration Partnership | 100 | Thunderbird Power Holdings LLC | 100
Eagle Point Power Generation | 50561_G_STG1 | 50561 | G | STG1 | 3672 | Combined Cycle |  | PJM_EMAC | New Jersey | 34 | Gloucester | 15 | 34015 | 40 | 8961 | 1991 | 9999 |  |  | N | Natural Gas, Distillate Fuel Oil |  |  |  | LNB | [9 empty] | 0.026012 | 0.026012 | 0.026012 | 0.026012 | [11 empty] | Eagle Point Cogeneration Partnership | 100 | Thunderbird Power Holdings LLC | 100
Eagle Point Power Generation | 50561_G_STG2 | 50561 | G | STG2 | 3673 | Combined Cycle |  | PJM_EMAC | New Jersey | 34 | Gloucester | 15 | 34015 | 26.8 | 8961 | 2016 | 9999 |  |  | N | Natural Gas, Distillate Fuel Oil |  |  |  | LNB | SCR | [8 empty] | 0.025891 | 0.025891 | 0.025891 | 0.025891 | [11 empty] | Eagle Point Cogeneration Partnership | 100 | Thunderbird Power Holdings LLC | 100
Settlers Hill Gas Recovery | 50563_G_GEN1 | 50563 | G | GEN1 |  | Landfill Gas |  | PJM_COMD | Illinois | 17 | Kane | 89 | 17089 | 2.9 | 17832 | 1988 | 9999 |  |  | N | Landfill Gas | [13 empty] | 0.24082 | 0.24082 | 0.24082 | 0.24082 | [11 empty] | Bio Energy Partners | 100 | Waste Management Inc | 100
Settlers Hill Gas Recovery | 50563_G_GEN2 | 50563 | G | GEN2 |  | Landfill Gas |  | PJM_COMD | Illinois | 17 | Kane | 89 | 17089 | 2.9 | 17832 | 1998 | 9999 |  |  | N | Landfill Gas | [13 empty] | 0.24082 | 0.24082 | 0.24082 | 0.24082 | [11 empty] | Bio Energy Partners | 100 | Waste Management Inc | 100
New Milford Gas Recovery | 50564_G_GEN2 | 50564 | G | GEN2 |  | Landfill Gas |  | NENG_CT | Connecticut | 9 | Litchfield | 5 | 09005 | 0.8 | 13500 | 2008 | 9999 |  |  | N | Landfill Gas | [13 empty] | 0.24082 | 0.24082 | 0.24082 | 0.24082 | [11 empty] | WM Renewable Energy LLC | 100 | Waste Management Inc | 100
New Milford Gas Recovery | 50564_G_GEN4 | 50564 | G | GEN4 |  | Landfill Gas |  | NENG_CT | Connecticut | 9 | Litchfield | 5 | 09005 | 0.8 | 14103 | 2008 | 9999 |  |  | N | Landfill Gas | [13 empty] | 0.24082 | 0.24082 | 0.24082 | 0.24082 | [11 empty] | WM Renewable Energy LLC | 100 | Waste Management Inc | 100
Milam Gas Recovery | 50566_G_GEN1 | 50566 | G | GEN1 |  | Combustion Turbine | IC Engine | MIS_IL | Illinois | 17 | St Clair | 163 | 17163 | 0.8 | 11436 | 1991 | 2045 |  |  | N | Natural Gas | [13 empty] | 1.061 | 1.061 | 1.061 | 1.061 | [11 empty] | WM Renewable Energy LLC | 100 | Waste Management Inc | 100
Milam Gas Recovery | 50566_G_GEN2 | 50566 | G | GEN2 |  | Combustion Turbine | IC Engine | MIS_IL | Illinois | 17 | St Clair | 163 | 17163 | 0.8 | 11437 | 1991 | 2045 |  |  | N | Natural Gas | [13 empty] | 1.061 | 1.061 | 1.061 | 1.061 | [11 empty] | WM Renewable Energy LLC | 100 | Waste Management Inc | 100
Milam Gas Recovery | 50566_G_GEN3 | 50566 | G | GEN3 |  | Combustion Turbine | IC Engine | MIS_IL | Illinois | 17 | St Clair | 163 | 17163 | 0.8 | 11437 | 1993 | 2045 |  |  | N | Natural Gas | [13 empty] | 1.061 | 1.061 | 1.061 | 1.061 | [11 empty] | WM Renewable Energy LLC | 100 | Waste Management Inc | 100
High Acres Gas Recovery | 50568_G_GEN1 | 50568 | G | GEN1 |  | Landfill Gas |  | NY_Z_C&E | New York | 36 | Monroe | 55 | 36055 | 0.8 | 13500 | 1991 | 9999 |  |  | N | Landfill Gas | [13 empty] | 0.24082 | 0.24082 | 0.24082 | 0.24082 | [11 empty] | WM Renewable Energy LLC | 100 | Waste Management Inc | 100
High Acres Gas Recovery | 50568_G_GEN2 | 50568 | G | GEN2 |  | Landfill Gas |  | NY_Z_C&E | New York | 36 | Monroe | 55 | 36055 | 0.8 | 13500 | 1991 | 9999 |  |  | N | Landfill Gas | [13 empty] | 0.24082 | 0.24082 | 0.24082 | 0.24082 | [11 empty] | WM Renewable Energy LLC | 100 | Waste Management Inc | 100
High Acres Gas Recovery | 50568_G_GEN3 | 50568 | G | GEN3 |  | Landfill Gas |  | NY_Z_C&E | New York | 36 | Monroe | 55 | 36055 | 0.8 | 13500 | 1991 | 9999 |  |  | N | Landfill Gas | [13 empty] | 0.24082 | 0.24082 | 0.24082 | 0.24082 | [11 empty] | WM Renewable Energy LLC | 100 | Waste Management Inc | 100
High Acres Gas Recovery | 50568_G_GEN4 | 50568 | G | GEN4 |  | Landfill Gas |  | NY_Z_C&E | New York | 36 | Monroe | 55 | 36055 | 0.8 | 13500 | 1991 | 9999 |  |  | N | Landfill Gas | [13 empty] | 0.24082 | 0.24082 | 0.24082 | 0.24082 | [11 empty] | WM Renewable Energy LLC | 100 | Waste Management Inc | 100
High Acres Gas Recovery | 50568_G_GEN5 | 50568 | G | GEN5 |  | Landfill Gas |  | NY_Z_C&E | New York | 36 | Monroe | 55 | 36055 | 1.6 | 13500 | 2008 | 9999 |  |  | N | Landfill Gas | [13 empty] | 0.24082 | 0.24082 | 0.24082 | 0.24082 | [11 empty] | WM Renewable Energy LLC | 100 | Waste Management Inc | 100
High Acres Gas Recovery | 50568_G_GEN6 | 50568 | G | GEN6 |  | Landfill Gas |  | NY_Z_C&E | New York | 36 | Monroe | 55 | 36055 | 1.6 | 13500 | 2008 | 9999 |  |  | N | Landfill Gas | [13 empty] | 0.24082 | 0.24082 | 0.24082 | 0.24082 | [11 empty] | WM Renewable Energy LLC | 100 | Waste Management Inc | 100
High Acres Gas Recovery | 50568_G_GEN7 | 50568 | G | GEN7 |  | Landfill Gas |  | NY_Z_C&E | New York | 36 | Monroe | 55 | 36055 | 1.6 | 13500 | 2008 | 9999 |  |  | N | Landfill Gas | [13 empty] | 0.24082 | 0.24082 | 0.24082 | 0.24082 | [11 empty] | WM Renewable Energy LLC | 100 | Waste Management Inc | 100
High Acres Gas Recovery | 50568_G_GEN8 | 50568 | G | GEN8 |  | Landfill Gas |  | NY_Z_C&E | New York | 36 | Monroe | 55 | 36055 | 1.6 | 13500 | 2008 | 9999 |  |  | N | Landfill Gas | [13 empty] | 0.24082 | 0.24082 | 0.24082 | 0.24082 | [11 empty] | WM Renewable Energy LLC | 100 | Waste Management Inc | 100
DFW Gas Recovery | 50569_G_GEN1 | 50569 | G | GEN1 |  | Landfill Gas |  | ERC_REST | Texas | 48 | Denton | 121 | 48121 | 2.9 | 17029 | 1988 | 9999 |  |  | N | Landfill Gas | [13 empty] | 0.24082 | 0.24082 | 0.24082 | 0.24082 | [11 empty] | Bio Energy Partners | 100 | Waste Management Inc | 100
DFW Gas Recovery | 50569_G_GEN2 | 50569 | G | GEN2 |  | Landfill Gas |  | ERC_REST | Texas | 48 | Denton | 121 | 48121 | 2.9 | 17030 | 1988 | 9999 |  |  | N | Landfill Gas | [13 empty] | 0.24082 | 0.24082 | 0.24082 | 0.24082 | [11 empty] | Bio Energy Partners | 100 | Waste Management Inc | 100
DFW Gas Recovery | 50569_G_GEN3 | 50569 | G | GEN3 |  | Landfill Gas |  | ERC_REST | Texas | 48 | Denton | 121 | 48121 | 1.6 | 13500 | 2009 | 9999 |  |  | N | Landfill Gas | [13 empty] | 0.24082 | 0.24082 | 0.24082 | 0.24082 | [11 empty] | Bio Energy Partners | 100 | Waste Management Inc | 100
DFW Gas Recovery | 50569_G_GEN4 | 50569 | G | GEN4 |  | Landfill Gas |  | ERC_REST | Texas | 48 | Denton | 121 | 48121 | 1.6 | 13500 | 2009 | 9999 |  |  | N | Landfill Gas | [13 empty] | 0.24082 | 0.24082 | 0.24082 | 0.24082 | [11 empty] | Bio Energy Partners | 100 | Waste Management Inc | 100
DFW Gas Recovery | 50569_G_GEN5 | 50569 | G | GEN5 |  | Landfill Gas |  | ERC_REST | Texas | 48 | Denton | 121 | 48121 | 1.6 | 13500 | 2009 | 9999 |  |  | N | Landfill Gas | [13 empty] | 0.24082 | 0.24082 | 0.24082 | 0.24082 | [11 empty] | Bio Energy Partners | 100 | Waste Management Inc | 100
DFW Gas Recovery | 50569_G_GEN6 | 50569 | G | GEN6 |  | Landfill Gas |  | ERC_REST | Texas | 48 | Denton | 121 | 48121 | 1.6 | 13500 | 2009 | 9999 |  |  | N | Landfill Gas | [13 empty] | 0.24082 | 0.24082 | 0.24082 | 0.24082 | [11 empty] | Bio Energy Partners | 100 | Waste Management Inc | 100
Chestnut Ridge Gas Recovery | 50570_G_GEN1 | 50570 | G | GEN1 |  | Landfill Gas |  | S_C_TVA | Tennessee | 47 | Anderson | 1 | 47001 | 0.8 | 13500 | 1992 | 9999 |  |  | N | Landfill Gas | [13 empty] | 0.24082 | 0.24082 | 0.24082 | 0.24082 | [11 empty] | WM Renewable Energy LLC | 100 | Waste Management Inc | 100
Chestnut Ridge Gas Recovery | 50570_G_GEN2 | 50570 | G | GEN2 |  | Landfill Gas |  | S_C_TVA | Tennessee | 47 | Anderson | 1 | 47001 | 0.8 | 13500 | 1992 | 9999 |  |  | N | Landfill Gas | [13 empty] | 0.24082 | 0.24082 | 0.24082 | 0.24082 | [11 empty] | WM Renewable Energy LLC | 100 | Waste Management Inc | 100
Chestnut Ridge Gas Recovery | 50570_G_GEN3 | 50570 | G | GEN3 |  | Landfill Gas |  | S_C_TVA | Tennessee | 47 | Anderson | 1 | 47001 | 0.8 | 13500 | 1992 | 9999 |  |  | N | Landfill Gas | [13 empty] | 0.24082 | 0.24082 | 0.24082 | 0.24082 | [11 empty] | WM Renewable Energy LLC | 100 | Waste Management Inc | 100
Chestnut Ridge Gas Recovery | 50570_G_GEN4 | 50570 | G | GEN4 |  | Landfill Gas |  | S_C_TVA | Tennessee | 47 | Anderson | 1 | 47001 | 0.8 | 13500 | 1992 | 9999 |  |  | N | Landfill Gas | [13 empty] | 0.24082 | 0.24082 | 0.24082 | 0.24082 | [11 empty] | WM Renewable Energy LLC | 100 | Waste Management Inc | 100
Chestnut Ridge Gas Recovery | 50570_G_GEN5 | 50570 | G | GEN5 |  | Landfill Gas |  | S_C_TVA | Tennessee | 47 | Anderson | 1 | 47001 | 1.6 | 13500 | 2011 | 9999 |  |  | N | Landfill Gas | [13 empty] | 0.24082 | 0.24082 | 0.24082 | 0.24082 | [11 empty] | WM Renewable Energy LLC | 100 | Waste Management Inc | 100
Altamont Gas Recovery | 50571_G_GEN1 | 50571 | G | GEN1 |  | Landfill Gas |  | WEC_CALN | California | 6 | Alameda | 1 | 06001 | 2.9 | 16807 | 1969 | 9999 |  |  | N | Landfill Gas | [13 empty] | 0.12128 | 0.12128 | 0.12128 | 0.12128 | [11 empty] | Bio Energy Partners | 100 | Waste Management Inc | 100
Altamont Gas Recovery | 50571_G_GEN2 | 50571 | G | GEN2 |  | Landfill Gas |  | WEC_CALN | California | 6 | Alameda | 1 | 06001 | 2.9 | 16807 | 1989 | 9999 |  |  | N | Landfill Gas | [13 empty] | 0.12128 | 0.12128 | 0.12128 | 0.12128 | [11 empty] | Bio Energy Partners | 100 | Waste Management Inc | 100
CSL Gas Recovery | 50572_G_GEN1 | 50572 | G | GEN1 |  | Landfill Gas |  | FRCC | Florida | 12 | Broward | 11 | 12011 | 2.9 | 20838 | 1989 | 9999 |  |  | N | Landfill Gas | [13 empty] | 0.1 | 0.1 | 0.1 | 0.1 | [11 empty] | WM Renewable Energy LLC | 100 | Waste Management Inc | 100
CSL Gas Recovery | 50572_G_GEN2 | 50572 | G | GEN2 |  | Landfill Gas |  | FRCC | Florida | 12 | Broward | 11 | 12011 | 2.9 | 20838 | 1989 | 9999 |  |  | N | Landfill Gas | [13 empty] | 0.1 | 0.1 | 0.1 | 0.1 | [11 empty] | WM Renewable Energy LLC | 100 | Waste Management Inc | 100
CSL Gas Recovery | 50572_G_GEN3 | 50572 | G | GEN3 |  | Landfill Gas |  | FRCC | Florida | 12 | Broward | 11 | 12011 | 2.9 | 20838 | 1989 | 9999 |  |  | N | Landfill Gas | [13 empty] | 0.1 | 0.1 | 0.1 | 0.1 | [11 empty] | WM Renewable Energy LLC | 100 | Waste Management Inc | 100
CSL Gas Recovery | 50572_G_GEN4 | 50572 | G | GEN4 |  | Landfill Gas |  | FRCC | Florida | 12 | Broward | 11 | 12011 | 2.2 | 13500 | 2000 | 9999 |  |  | N | Landfill Gas | [13 empty] | 0.1 | 0.1 | 0.1 | 0.1 | [11 empty] | WM Renewable Energy LLC | 100 | Waste Management Inc | 100
CID Gas Recovery | 50573_G_GEN2 | 50573 | G | GEN2 |  | Landfill Gas |  | PJM_COMD | Illinois | 17 | Cook | 31 | 17031 | 2.9 | 16528 | 1989 | 9999 |  |  | N | Landfill Gas | [13 empty] | 0.24082 | 0.24082 | 0.24082 | 0.24082 | [11 empty] | Bio Energy Partners | 100 | Waste Management Inc | 100
Lake Gas Recovery | 50575_G_GEN2 | 50575 | G | GEN2 |  | Landfill Gas |  | PJM_COMD | Illinois | 17 | Cook | 31 | 17031 | 2.9 | 14103 | 1993 | 9999 |  |  | N | Landfill Gas | [13 empty] | 0.24082 | 0.24082 | 0.24082 | 0.24082 | [11 empty] | Bio Energy Partners | 100 | Waste Management Inc | 100
Lake Gas Recovery | 50575_G_GEN3 | 50575 | G | GEN3 |  | Landfill Gas |  | PJM_COMD | Illinois | 17 | Cook | 31 | 17031 | 2.9 | 14103 | 1993 | 9999 |  |  | N | Landfill Gas | [13 empty] | 0.24082 | 0.24082 | 0.24082 | 0.24082 | [11 empty] | Bio Energy Partners | 100 | Waste Management Inc | 100
Metro Gas Recovery | 50576_G_GEN1 | 50576 | G | GEN1 |  | Landfill Gas |  | MIS_WUMS | Wisconsin | 55 | Milwaukee | 79 | 55079 | 2.9 | 17988 | 1985 | 9999 |  |  | N | Landfill Gas | [13 empty] | 0.24082 | 0.24082 | 0.24082 | 0.24082 | [11 empty] | Bio Energy Partners | 100 | Waste Management Inc | 100
Metro Gas Recovery | 50576_G_GEN2 | 50576 | G | GEN2 |  | Landfill Gas |  | MIS_WUMS | Wisconsin | 55 | Milwaukee | 79 | 55079 | 2.9 | 17988 | 1985 | 9999 |  |  | N | Landfill Gas | [13 empty] | 0.24082 | 0.24082 | 0.24082 | 0.24082 | [11 empty] | Bio Energy Partners | 100 | Waste Management Inc | 100
Metro Gas Recovery | 50576_G_GEN3 | 50576 | G | GEN3 |  | Landfill Gas |  | MIS_WUMS | Wisconsin | 55 | Milwaukee | 79 | 55079 | 0.8 | 13500 | 2000 | 9999 |  |  | N | Landfill Gas | [13 empty] | 0.24082 | 0.24082 | 0.24082 | 0.24082 | [11 empty] | Bio Energy Partners | 100 | Waste Management Inc | 100
Metro Gas Recovery | 50576_G_GEN4 | 50576 | G | GEN4 |  | Landfill Gas |  | MIS_WUMS | Wisconsin | 55 | Milwaukee | 79 | 55079 | 0.8 | 13500 | 2000 | 9999 |  |  | N | Landfill Gas | [13 empty] | 0.24082 | 0.24082 | 0.24082 | 0.24082 | [11 empty] | Bio Energy Partners | 100 | Waste Management Inc | 100
Metro Gas Recovery | 50576_G_GEN5 | 50576 | G | GEN5 |  | Landfill Gas |  | MIS_WUMS | Wisconsin | 55 | Milwaukee | 79 | 55079 | 0.8 | 13500 | 2000 | 9999 |  |  | N | Landfill Gas | [13 empty] | 0.24082 | 0.24082 | 0.24082 | 0.24082 | [11 empty] | Bio Energy Partners | 100 | Waste Management Inc | 100
Metro Gas Recovery | 50576_G_GEN6 | 50576 | G | GEN6 |  | Landfill Gas |  | MIS_WUMS | Wisconsin | 55 | Milwaukee | 79 | 55079 | 0.8 | 13500 | 2000 | 9999 |  |  | N | Landfill Gas | [13 empty] | 0.24082 | 0.24082 | 0.24082 | 0.24082 | [11 empty] | Bio Energy Partners | 100 | Waste Management Inc | 100
Omega Hills Gas Recovery | 50577_G_GEN1 | 50577 | G | GEN1 |  | Landfill Gas |  | MIS_WUMS | Wisconsin | 55 | Washington | 131 | 55131 | 2.9 | 17863 | 1985 | 9999 |  |  | N | Landfill Gas | [13 empty] | 0.24082 | 0.24082 | 0.24082 | 0.24082 | [11 empty] | WM Renewable Energy LLC | 100 | Waste Management Inc | 100
Omega Hills Gas Recovery | 50577_G_GEN2 | 50577 | G | GEN2 |  | Landfill Gas |  | MIS_WUMS | Wisconsin | 55 | Washington | 131 | 55131 | 2.9 | 17863 | 1985 | 9999 |  |  | N | Landfill Gas | [13 empty] | 0.24082 | 0.24082 | 0.24082 | 0.24082 | [11 empty] | WM Renewable Energy LLC | 100 | Waste Management Inc | 100
Omega Hills Gas Recovery | 50577_G_GEN3 | 50577 | G | GEN3 |  | Landfill Gas |  | MIS_WUMS | Wisconsin | 55 | Washington | 131 | 55131 | 3 | 17863 | 2001 | 9999 |  |  | N | Landfill Gas | [13 empty] | 0.24082 | 0.24082 | 0.24082 | 0.24082 | [11 empty] | WM Renewable Energy LLC | 100 | Waste Management Inc | 100
Omega Hills Gas Recovery | 50577_G_GEN5 | 50577 | G | GEN5 |  | Landfill Gas |  | MIS_WUMS | Wisconsin | 55 | Washington | 131 | 55131 | 2.9 | 17863 | 2010 | 9999 |  |  | N | Landfill Gas | [13 empty] | 0.24082 | 0.24082 | 0.24082 | 0.24082 | [11 empty] | WM Renewable Energy LLC | 100 | Waste Management Inc | 100
Saint Johns Health Center | 50610_G_01 | 50610 | G | 01 |  | Combustion Turbine |  | WEC_LADW | California | 6 | Los Angeles | 37 | 06037 | 1 | 8700 | 1992 | 9999 |  |  | Y | Natural Gas | [13 empty] | 0.79549 | 0.79549 | 0.79549 | 0.79549 | [11 empty] | Saint Johns Health Center | 100 | Sisters of Charity of Leavenworth Health Services Corp | 100
Westwood Generation LLC | 50611_B_031 | 50611 | B | 031 | 3677 | Coal Steam |  | PJM_WMAC | Pennsylvania | 42 | Schuylkill | 107 | 42107 | 30 | 14500 | 1987 | 9999 | FBC | dry | N | Waste Coal | Reagent Injection | 1987 | 0.893 | CF |  |  |  | B | NA |  |  |  | 0.2 | 0.13525 | 0.13525 | 0.13525 | 0.13525 | 0.01 | 0.01 | 0.01 | 0.98 | Yes | 1988 | [5 empty] | Rausch Creek Generation LLC | 100 | Olympus Holdings LLC | 100
McKittrick Limited | 50612_G_GEN1 | 50612 | G | GEN1 | 91284 | Combustion Turbine |  | WEC_CALN | California | 6 | Kern | 29 | 06029 | 46 | 8700 | 1991 | 9999 |  |  | Y | Natural Gas | [12 empty] | 0.74 | 0.753 | 0.753 | 0.753 | 0.753 | [11 empty] | McKittrick Cogeneration Inc | 100 | ContourGlobal PLC | 100
Central Power Plant | 50621_G_GEN4 | 50621 | G | GEN4 |  | O/G Steam |  | NENGREST | Rhode Island | 44 | Providence | 7 | 44007 | 0.5 | 8300 | 1958 | 9999 |  |  | Y | Natural Gas, Distillate Fuel Oil | [12 empty] | 4.99 | 0.23063 | 0.23063 | 0.23063 | 0.23063 | [11 empty] | State of Rhode Island | 100 | State of Rhode Island | 100
Central Power Plant | 50621_G_GEN5 | 50621 | G | GEN5 |  | Combustion Turbine |  | NENGREST | Rhode Island | 44 | Providence | 7 | 44007 | 2.8 | 8700 | 2004 | 9999 |  |  | Y | Natural Gas, Distillate Fuel Oil | [13 empty] | 0.23894 | 0.23894 | 0.23894 | 0.23894 | [11 empty] | State of Rhode Island | 100 | State of Rhode Island | 100
Central Power Plant | 50621_G_GEN6 | 50621 | G | GEN6 |  | Combustion Turbine |  | NENGREST | Rhode Island | 44 | Providence | 7 | 44007 | 2.8 | 8700 | 2004 | 9999 |  |  | Y | Natural Gas, Distillate Fuel Oil | [13 empty] | 0.23894 | 0.23894 | 0.23894 | 0.23894 | [11 empty] | State of Rhode Island | 100 | State of Rhode Island | 100
Central Power Plant | 50621_G_GEN7 | 50621 | G | GEN7 |  | Combustion Turbine | IC Engine | NENGREST | Rhode Island | 44 | Providence | 7 | 44007 | 2 | 11686 | 2015 | 9999 |  |  | N | Natural Gas | [13 empty] | 1.061 | 1.061 | 1.061 | 1.061 | [11 empty] | State of Rhode Island | 100 | State of Rhode Island | 100
Berry Cogen Tanne Hills 18 | 50622_G_GEN1 | 50622 | G | GEN1 |  | Combustion Turbine |  | WEC_CALN | California | 6 | Kern | 29 | 06029 | 7 | 8700 | 1986 | 9999 |  |  | Y | Natural Gas | [12 empty] | 0.74 | 0.47388 | 0.47388 | 0.47388 | 0.47388 | [11 empty] | Berry Petroleum Co | 100 | Linn Energy LLC | 100
Berry Cogen Tanne Hills 18 | 50622_G_GEN2 | 50622 | G | GEN2 |  | Combustion Turbine |  | WEC_CALN | California | 6 | Kern | 29 | 06029 | 7 | 8700 | 1986 | 9999 |  |  | Y | Natural Gas | [12 empty] | 0.74 | 0.47388 | 0.47388 | 0.47388 | 0.47388 | [11 empty] | Berry Petroleum Co | 100 | Linn Energy LLC | 100
ExxonMobil Beaumont Refinery | 50625_B_43 | 50625 | B | 43 | 3681 | O/G Steam |  | MIS_WOTA | Texas | 48 | Jefferson | 245 | 48245 | 38 | 10947 | 1954 | 9999 |  |  | Y | Natural Gas |  |  |  | LNB + NH3 | SCR | [8 empty] | 0.13345 | 0.02669 | 0.13345 | 0.02669 | [11 empty] | ExxonMobil Beaumont Complex | 100 | ExxonMobil Corp | 100
ExxonMobil Beaumont Refinery | 50625_B_33 | 50625 | B | 33 |  | Fossil Waste |  | MIS_WOTA | Texas | 48 | Jefferson | 245 | 48245 | 8.9 | 10983 | 1965 | 9999 | tangential |  | Y | Fossil Waste |  |  |  | FR + LNB | SCR | [7 empty] | 8.417 | 0.047 | 0.047 | 0.047 | 0.047 | [11 empty] | ExxonMobil Beaumont Complex | 100 | ExxonMobil Corp | 100
ExxonMobil Beaumont Refinery | 50625_B_34 | 50625 | B | 34 |  | Fossil Waste |  | MIS_WOTA | Texas | 48 | Jefferson | 245 | 48245 | 8.9 | 10983 | 1966 | 9999 | tangential |  | Y | Fossil Waste |  |  |  | FR + LNB | SCR | [7 empty] | 8.417 | 0.045 | 0.045 | 0.045 | 0.045 | [11 empty] | ExxonMobil Beaumont Complex | 100 | ExxonMobil Corp | 100
ExxonMobil Beaumont Refinery | 50625_G_ETG | 50625 | G | ETG |  | Fossil Waste |  | MIS_WOTA | Texas | 48 | Jefferson | 245 | 48245 | 5 | 10994 | 1978 | 9999 |  |  | N | Fossil Waste |  |  |  |  | SCR | [7 empty] | 3 | 0.02195 | 0.02195 | 0.02195 | 0.02195 | [11 empty] | ExxonMobil Beaumont Complex | 100 | ExxonMobil Corp | 100
ExxonMobil Beaumont Refinery | 50625_B_24 | 50625 | B | 24 |  | O/G Steam |  | MIS_WOTA | Texas | 48 | Jefferson | 245 | 48245 | 5.7 | 11373 | 1993 | 9999 |  |  | Y | Natural Gas |  |  |  | NH3 | SCR | [7 empty] | 1.157 | 0.026 | 0.026 | 0.026 | 0.026 | [11 empty] | ExxonMobil Beaumont Complex | 100 | ExxonMobil Corp | 100
ExxonMobil Beaumont Refinery | 50625_G_TG24 | 50625 | G | TG24 |  | Combustion Turbine |  | MIS_WOTA | Texas | 48 | Jefferson | 245 | 48245 | 32 | 8700 | 1993 | 9999 |  |  | Y | Natural Gas |  |  |  |  | SCR | [8 empty] | 0.06103 | 0.012206 | 0.06103 | 0.012206 | [11 empty] | ExxonMobil Beaumont Complex | 100 | ExxonMobil Corp | 100
ExxonMobil Beaumont Refinery | 50625_G_TG43 | 50625 | G | TG43 | 3681 | Combustion Turbine |  | MIS_WOTA | Texas | 48 | Jefferson | 245 | 48245 | 145 | 8700 | 2004 | 9999 |  |  | Y | Natural Gas |  |  |  | DLNB | SCR | [7 empty] | 3 | 0.00727 | 0.00704 | 0.00727 | 0.00704 | [11 empty] | ExxonMobil Beaumont Complex | 100 | ExxonMobil Corp | 100
ExxonMobil Beaumont Refinery | 50625_B_41 | 50625 | B | 41 | 3679 | O/G Steam |  | MIS_WOTA | Texas | 48 | Jefferson | 245 | 48245 | 38 | 11373 | 2005 | 9999 |  |  | Y | Natural Gas |  |  |  | LNB + NH3 | SCR | [8 empty] | 0.13345 | 0.02669 | 0.13345 | 0.02669 | [11 empty] | ExxonMobil Beaumont Complex | 100 | ExxonMobil Corp | 100
ExxonMobil Beaumont Refinery | 50625_B_42 | 50625 | B | 42 | 3680 | O/G Steam |  | MIS_WOTA | Texas | 48 | Jefferson | 245 | 48245 | 38 | 11373 | 2005 | 9999 |  |  | Y | Natural Gas |  |  |  | LNB + NH3 | SCR | [8 empty] | 0.13345 | 0.02669 | 0.13345 | 0.02669 | [11 empty] | ExxonMobil Beaumont Complex | 100 | ExxonMobil Corp | 100
ExxonMobil Beaumont Refinery | 50625_G_TG41 | 50625 | G | TG41 | 3679 | Combustion Turbine |  | MIS_WOTA | Texas | 48 | Jefferson | 245 | 48245 | 145 | 8700 | 2005 | 9999 |  |  | Y | Natural Gas |  |  |  | DLNB | SCR | [7 empty] | 3 | 0.00974 | 0.00931 | 0.00974 | 0.00931 | [11 empty] | ExxonMobil Beaumont Complex | 100 | ExxonMobil Corp | 100
ExxonMobil Beaumont Refinery | 50625_G_TG42 | 50625 | G | TG42 | 3680 | Combustion Turbine |  | MIS_WOTA | Texas | 48 | Jefferson | 245 | 48245 | 145 | 8700 | 2005 | 9999 |  |  | Y | Natural Gas |  |  |  | DLNB | SCR | [7 empty] | 3 | 0.00796 | 0.00789 | 0.00796 | 0.00789 | [11 empty] | ExxonMobil Beaumont Complex | 100 | ExxonMobil Corp | 100
Paulsboro Refinery | 50628_B_2A | 50628 | B | 2A |  | Fossil Waste |  | PJM_EMAC | New Jersey | 34 | Gloucester | 15 | 34015 | 7.2 | 5172 | 1990 | 9999 | wall | dry | Y | Fossil Waste |  |  |  | FR + LNB | [9 empty] | 0.03241 | 0.03241 | 0.03241 | 0.03241 | [11 empty] | Paulsboro Refining Co LLC | 100 | PBF Holding Co LLC | 100
Paulsboro Refinery | 50628_B_2B | 50628 | B | 2B |  | Fossil Waste |  | PJM_EMAC | New Jersey | 34 | Gloucester | 15 | 34015 | 7.2 | 5172 | 1990 | 9999 |  |  | Y | Fossil Waste |  |  |  | FR + LNB | [9 empty] | 0.04 | 0.04 | 0.04 | 0.04 | [11 empty] | Paulsboro Refining Co LLC | 100 | PBF Holding Co LLC | 100
Paulsboro Refinery | 50628_B_2C | 50628 | B | 2C |  | Fossil Waste |  | PJM_EMAC | New Jersey | 34 | Gloucester | 15 | 34015 | 7.2 | 5172 | 1990 | 9999 | wall | dry | Y | Fossil Waste |  |  |  | FR + LNB | [9 empty] | 0.03093 | 0.03093 | 0.03093 | 0.03093 | [11 empty] | Paulsboro Refining Co LLC | 100 | PBF Holding Co LLC | 100
Paulsboro Refinery | 50628_B_HRSG | 50628 | B | HRSG |  | Fossil Waste |  | PJM_EMAC | New Jersey | 34 | Gloucester | 15 | 34015 | 7.2 | 5172 | 1990 | 9999 | wall | dry | Y | Fossil Waste |  |  |  | LNB + STM | [9 empty] | 0.0341 | 0.0341 | 0.0341 | 0.0341 | [11 empty] | Paulsboro Refining Co LLC | 100 | PBF Holding Co LLC | 100
Paulsboro Refinery | 50628_G_GEN1 | 50628 | G | GEN1 |  | Combustion Turbine |  | PJM_EMAC | New Jersey | 34 | Gloucester | 15 | 34015 | 27 | 8700 | 1991 | 9999 |  |  | Y | Natural Gas | [13 empty] | 0.09481 | 0.09481 | 0.09481 | 0.09481 | [11 empty] | Paulsboro Refining Co LLC | 100 | PBF Holding Co LLC | 100
Paulsboro Refinery | 50628_G_GEN4 | 50628 | G | GEN4 |  | Coal Steam |  | PJM_EMAC | New Jersey | 34 | Gloucester | 15 | 34015 | 11.6 | 10438 | 2006 | 9999 |  |  | N | Petroleum Coke |  |  | 0.898 | [9 empty] | 0.79 | 0.35848 | 0.35848 | 0.35848 | 0.35848 | 0.05 | 0.05 | 0.05 | 0.98 | [7 empty] | Paulsboro Refining Co LLC | 100 | PBF Holding Co LLC | 100
Covanta Lake County Energy | 50629_B_1 | 50629 | B | 1 |  | Municipal Solid Waste |  | FRCC | Florida | 12 | Lake | 69 | 12069 | 6.2 | 20791 | 1991 | 9999 |  |  | N | MSW | Dry Scrubber | 1990 | 0.97 | NH3 | SNCR |  |  | B | NA | ACI | 1995 |  |  | 0.39 | 0.39 | 0.39 | 0.39 | 0.08 | 0.08 | 0.08 | [8 empty] | Covanta Lake II Inc | 100 | Covanta Holding Corp | 100
Covanta Lake County Energy | 50629_B_2 | 50629 | B | 2 |  | Municipal Solid Waste |  | FRCC | Florida | 12 | Lake | 69 | 12069 | 6.2 | 20791 | 1991 | 9999 |  |  | N | MSW | Dry Scrubber | 1990 | 0.97 | NH3 | SNCR |  |  | B | NA | ACI | 1995 |  |  | 0.41 | 0.41 | 0.41 | 0.41 | 0.08 | 0.08 | 0.08 | [8 empty] | Covanta Lake II Inc | 100 | Covanta Holding Corp | 100
Covanta Marion Inc | 50630_B_BLR1 | 50630 | B | BLR1 |  | Municipal Solid Waste |  | WECC_PNW | Oregon | 41 | MARION | 47 | 41047 | 5.8 | 19716 | 1986 | 9999 |  |  | N | MSW | Dry Scrubber | 1986 | 0.9 | NH3 | SNCR |  |  | B | NA | ACI | 1998 |  |  | 0.328 | 0.328 | 0.328 | 0.328 | 0.08 | 0.08 | 0.08 | [8 empty] | Covanta Marion Inc | 100 | Covanta Holding Corp | 100
Covanta Marion Inc | 50630_B_BLR2 | 50630 | B | BLR2 |  | Municipal Solid Waste |  | WECC_PNW | Oregon | 41 | MARION | 47 | 41047 | 5.8 | 19716 | 1986 | 9999 |  |  | N | MSW | Dry Scrubber | 1986 | 0.9 | NH3 | SNCR |  |  | B | NA | ACI | 1998 |  |  | 0.327 | 0.327 | 0.327 | 0.327 | 0.08 | 0.08 | 0.08 | [8 empty] | Covanta Marion Inc | 100 | Covanta Holding Corp | 100
Covanta Stanislaus Energy | 50632_B_1 | 50632 | B | 1 |  | Municipal Solid Waste |  | WEC_CALN | California | 6 | Stanislaus | 99 | 06099 | 10 | 18490 | 1989 | 9999 |  |  | N | MSW | Dry Scrubber | 1989 | 0.8 | AA + NH3 | SNCR |  |  | B | NA | ACI | 2001 |  |  | 0.19614 | 0.098 | 0.19614 | 0.098 | 0.08 | 0.08 | 0.08 | [8 empty] | Covanta Stanislaus Inc | 100 | Covanta Holding Corp | 100
Covanta Stanislaus Energy | 50632_B_2 | 50632 | B | 2 |  | Municipal Solid Waste |  | WEC_CALN | California | 6 | Stanislaus | 99 | 06099 | 10 | 18490 | 1989 | 9999 |  |  | N | MSW | Dry Scrubber | 1989 | 0.8 | AA + NH3 | SNCR |  |  | B | NA | ACI | 2001 |  |  | 0.18825 | 0.097 | 0.18825 | 0.097 | 0.08 | 0.08 | 0.08 | [8 empty] | Covanta Stanislaus Inc | 100 | Covanta Holding Corp | 100
Mosaic Co Bartow Facility | 50633_G_GEN1 | 50633 | G | GEN1 |  | Non-Fossil Waste |  | FRCC | Florida | 12 | Polk | 105 | 12105 | 36 | 9196 | 1985 | 9999 |  |  | Y | Non-Fossil Waste | [13 empty] | 0 | 0 | 0 | 0 | [11 empty] | Mosaic Co | 100 | Mosaic Co (The) | 100
Mosaic Co Bartow Facility | 50633_G_GEN2 | 50633 | G | GEN2 |  | Non-Fossil Waste |  | FRCC | Florida | 12 | Polk | 105 | 12105 | 44 | 9196 | 1992 | 9999 |  |  | Y | Non-Fossil Waste | [13 empty] | 0 | 0 | 0 | 0 | [11 empty] | Mosaic Co | 100 | Mosaic Co (The) | 100
Brainerd Public Utilities | 50636_G_1 | 50636 | G | 1 |  | Hydro |  | MIS_MNWI | Minnesota | 27 | Crow Wing | 35 | 27035 | 0.6 | 0 | 1917 | 9999 |  |  | N | Hydro | [13 empty] | 0 | 0 | 0 | 0 | [11 empty] | Wausau Paper of Minnesota LLC | 100 | Expera Specialty Solutions | 100
Brainerd Public Utilities | 50636_G_2 | 50636 | G | 2 |  | Hydro |  | MIS_MNWI | Minnesota | 27 | Crow Wing | 35 | 27035 | 0.6 | 0 | 1917 | 9999 |  |  | N | Hydro | [13 empty] | 0 | 0 | 0 | 0 | [11 empty] | Wausau Paper of Minnesota LLC | 100 | Expera Specialty Solutions | 100
Brainerd Public Utilities | 50636_G_3 | 50636 | G | 3 |  | Hydro |  | MIS_MNWI | Minnesota | 27 | Crow Wing | 35 | 27035 | 0.5 | 0 | 1936 | 9999 |  |  | N | Hydro | [13 empty] | 0 | 0 | 0 | 0 | [11 empty] | Wausau Paper of Minnesota LLC | 100 | Expera Specialty Solutions | 100
Brainerd Public Utilities | 50636_G_4 | 50636 | G | 4 |  | Hydro |  | MIS_MNWI | Minnesota | 27 | Crow Wing | 35 | 27035 | 0.6 | 0 | 1936 | 9999 |  |  | N | Hydro | [13 empty] | 0 | 0 | 0 | 0 | [11 empty] | Wausau Paper of Minnesota LLC | 100 | Expera Specialty Solutions | 100
Brainerd Public Utilities | 50636_G_5 | 50636 | G | 5 |  | Hydro |  | MIS_MNWI | Minnesota | 27 | Crow Wing | 35 | 27035 | 0.6 | 0 | 1940 | 9999 |  |  | N | Hydro | [13 empty] | 0 | 0 | 0 | 0 | [11 empty] | Wausau Paper of Minnesota LLC | 100 | Expera Specialty Solutions | 100
Clearwater Paper IPP Lewiston | 50637_B_4PWR | 50637 | B | 4PWR |  | Biomass |  | WECC_PNW | Idaho | 16 | Nez Perce | 69 | 16069 | 22.5 | 4593 | 1981 | 9999 | stoker/SPR | dry | Y | Biomass |  |  |  | AA |  |  |  | ESPH + C | No |  |  |  | 0.8 | 0.2 | 0.2 | 0.2 | 0.2 | [11 empty] | Clearwater Paper Corp | 100 | Clearwater Paper Corp | 100
Clearwater Paper IPP Lewiston | 50637_B_5REC | 50637 | B | 5REC |  | Non-Fossil Waste |  | WECC_PNW | Idaho | 16 | Nez Perce | 69 | 16069 | 27 | 4592 | 1987 | 9999 | tangential |  | Y | Non-Fossil Waste | [7 empty] | ESPC | No |  |  |  |  | 0.098 | 0.098 | 0.098 | 0.098 | [11 empty] | Clearwater Paper Corp | 100 | Clearwater Paper Corp | 100
Covanta Indianapolis Energy | 50647_G_GEN1 | 50647 | G | GEN1 |  | Municipal Solid Waste |  | MIS_INKY | Indiana | 18 | Marion | 97 | 18097 | 5 | 7014 | 1988 | 9999 |  |  | Y | MSW | [13 empty] | 0.38821 | 0.38821 | 0.38821 | 0.38821 | 0.08 | 0.08 | 0.08 | [8 empty] | Covanta Indianapolis Inc | 100 | Covanta Holding Corp | 100
Covanta Bristol Energy | 50648_B_UNIT1 | 50648 | B | UNIT1 |  | Municipal Solid Waste |  | NENG_CT | Connecticut | 9 | Hartford | 3 | 09003 | 6.6 | 18528 | 1988 | 9999 |  |  | N | MSW | Dry Scrubber | 1988 | 0.85 | NH3 | SNCR |  |  | B | NA | ACI | 2001 |  | 0.07 | 0.21679 | 0.21679 | 0.21679 | 0.21679 | 0.08 | 0.08 | 0.08 | [8 empty] | Covanta Bristol Inc | 100 | Covanta Holding Corp | 100
Covanta Bristol Energy | 50648_B_UNIT2 | 50648 | B | UNIT2 |  | Municipal Solid Waste |  | NENG_CT | Connecticut | 9 | Hartford | 3 | 09003 | 6.6 | 18528 | 1988 | 9999 |  |  | N | MSW | Dry Scrubber | 1988 | 0.85 | NH3 | SNCR |  |  | B | NA | ACI | 2001 |  | 0.07 | 0.26183 | 0.26183 | 0.26183 | 0.26183 | 0.08 | 0.08 | 0.08 | [8 empty] | Covanta Bristol Inc | 100 | Covanta Holding Corp | 100
Covanta Babylon Inc | 50649_B_1 | 50649 | B | 1 |  | Municipal Solid Waste |  | NY_Z_K | New York | 36 | Suffolk | 103 | 36103 | 7.2 | 19383 | 1989 | 9999 |  |  | N | MSW | Dry Scrubber | 1989 | 0.97 |  | SNCR |  |  | B | NA | ACI | 2000 |  |  | 0.15542 | 0.15542 | 0.15542 | 0.15542 | 0.08 | 0.08 | 0.08 | [8 empty] | Covanta Babylon Inc | 100 | Covanta Holding Corp | 100
Covanta Babylon Inc | 50649_B_2 | 50649 | B | 2 |  | Municipal Solid Waste |  | NY_Z_K | New York | 36 | Suffolk | 103 | 36103 | 7.2 | 19383 | 1989 | 9999 |  |  | N | MSW | Dry Scrubber | 1989 | 0.97 |  | SNCR |  |  | B | NA | ACI | 2000 |  |  | 0.15842 | 0.15842 | 0.15842 | 0.15842 | 0.08 | 0.08 | 0.08 | [8 empty] | Covanta Babylon Inc | 100 | Covanta Holding Corp | 100
ReEnergy Stratton LLC | 50650_B_BLR1 | 50650 | B | BLR1 |  | Biomass |  | NENG_ME | Maine | 23 | Franklin | 7 | 23007 | 46 | 13500 | 1989 | 9999 |  |  | N | Biomass |  |  |  |  | SCR |  |  | ESPH | No |  |  |  |  | 0.06414 | 0.06414 | 0.06414 | 0.06414 | [11 empty] | ReEnergy Stratton Energy LLC | 100 | ReEnergy | 100
Lyonsdale Associates | 50652_G_GEN1 | 50652 | G | GEN1 |  | Hydro |  | NY_Z_C&E | New York | 36 | Lewis | 49 | 36049 | 1.5 | 0 | 1984 | 9999 |  |  | N | Hydro | [13 empty] | 0 | 0 | 0 | 0 | [11 empty] | Lyonsdale Associates LLC | 100 | Ontario Power Generation Inc | 100
Lyonsdale Associates | 50652_G_GEN2 | 50652 | G | GEN2 |  | Hydro |  | NY_Z_C&E | New York | 36 | Lewis | 49 | 36049 | 1.5 | 0 | 1984 | 9999 |  |  | N | Hydro | [13 empty] | 0 | 0 | 0 | 0 | [11 empty] | Lyonsdale Associates LLC | 100 | Ontario Power Generation Inc | 100
Huntington Resource Recovery Facility | 50656_B_UNIT1 | 50656 | B | UNIT1 |  | Municipal Solid Waste |  | NY_Z_K | New York | 36 | Suffolk | 103 | 36103 | 8.2 | 17913 | 1991 | 9999 |  |  | N | MSW | Dry Scrubber | 1991 | 0.97 |  | SNCR |  |  | B | NA | ACI | 2000 |  |  | 0.20791 | 0.20791 | 0.20791 | 0.20791 | 0.08 | 0.08 | 0.08 | [8 empty] | Huntington Resource Recovery | 100 | Covanta Holding Corp | 100
Huntington Resource Recovery Facility | 50656_B_UNIT2 | 50656 | B | UNIT2 |  | Municipal Solid Waste |  | NY_Z_K | New York | 36 | Suffolk | 103 | 36103 | 8.2 | 17913 | 1991 | 9999 |  |  | N | MSW | Dry Scrubber | 1991 | 0.97 |  | SNCR |  |  | B | NA | ACI | 2000 |  |  | 0.20681 | 0.20681 | 0.20681 | 0.20681 | 0.08 | 0.08 | 0.08 | [8 empty] | Huntington Resource Recovery | 100 | Covanta Holding Corp | 100
Huntington Resource Recovery Facility | 50656_B_UNIT3 | 50656 | B | UNIT3 |  | Municipal Solid Waste |  | NY_Z_K | New York | 36 | Suffolk | 103 | 36103 | 8.2 | 17913 | 1991 | 9999 |  |  | N | MSW | Dry Scrubber | 1991 | 0.97 |  | SNCR |  |  | B | NA | ACI | 2000 |  |  | 0.20604 | 0.20604 | 0.20604 | 0.20604 | 0.08 | 0.08 | 0.08 | [8 empty] | Huntington Resource Recovery | 100 | Covanta Holding Corp | 100
Montgomery County Resource Recovery | 50657_B_1 | 50657 | B | 1 |  | Municipal Solid Waste |  | PJM_SMAC | Maryland | 24 | Montgomery | 31 | 24031 | 18 | 18221 | 1995 | 9999 |  |  | N | MSW | Dry Scrubber | 1995 | 0.85 | LNB | SNCR |  |  | B | NA | ACI | 1995 |  |  | 0.15191 | 0.15191 | 0.15191 | 0.15191 | 0.08 | 0.08 | 0.08 | [8 empty] | Northeast Maryland Waste Disposal Authority | 100 | Northeast Maryland Waste Disposal Authority | 100
Montgomery County Resource Recovery | 50657_B_2 | 50657 | B | 2 |  | Municipal Solid Waste |  | PJM_SMAC | Maryland | 24 | Montgomery | 31 | 24031 | 18 | 18221 | 1995 | 9999 |  |  | N | MSW | Dry Scrubber | 1995 | 0.85 | LNB | SNCR |  |  | B | NA | ACI | 1995 |  |  | 0.1549 | 0.1549 | 0.1549 | 0.1549 | 0.08 | 0.08 | 0.08 | [8 empty] | Northeast Maryland Waste Disposal Authority | 100 | Northeast Maryland Waste Disposal Authority | 100
Montgomery County Resource Recovery | 50657_B_3 | 50657 | B | 3 |  | Municipal Solid Waste |  | PJM_SMAC | Maryland | 24 | Montgomery | 31 | 24031 | 18 | 18221 | 1995 | 9999 |  |  | N | MSW | Dry Scrubber | 1995 | 0.85 | LNB | SNCR |  |  | B | NA | ACI | 1995 |  |  | 0.14491 | 0.14491 | 0.14491 | 0.14491 | 0.08 | 0.08 | 0.08 | [8 empty] | Northeast Maryland Waste Disposal Authority | 100 | Northeast Maryland Waste Disposal Authority | 100
Covanta Fairfax Energy | 50658_B_1 | 50658 | B | 1 |  | Municipal Solid Waste |  | PJM_Dom | Virginia | 51 | Fairfax | 59 | 51059 | 24.5 | 18440 | 1990 | 9999 | other |  | N | MSW | Dry Scrubber | 1990 | 0.8 |  | SNCR |  |  | B | NA | ACI | 2001 |  |  | 0.319 | 0.319 | 0.319 | 0.319 | 0.08 | 0.08 | 0.08 | [8 empty] | Covanta Fairfax Inc | 100 | Covanta Holding Corp | 100
Covanta Fairfax Energy | 50658_B_2 | 50658 | B | 2 |  | Municipal Solid Waste |  | PJM_Dom | Virginia | 51 | Fairfax | 59 | 51059 | 24.5 | 18440 | 1990 | 9999 | other |  | N | MSW | Dry Scrubber | 1990 | 0.8 |  | SNCR |  |  | B | NA | ACI | 2001 |  |  | 0.313 | 0.313 | 0.313 | 0.313 | 0.08 | 0.08 | 0.08 | [8 empty] | Covanta Fairfax Inc | 100 | Covanta Holding Corp | 100
Covanta Fairfax Energy | 50658_B_3 | 50658 | B | 3 |  | Municipal Solid Waste |  | PJM_Dom | Virginia | 51 | Fairfax | 59 | 51059 | 24.5 | 18440 | 1990 | 9999 | other |  | N | MSW | Dry Scrubber | 1990 | 0.8 |  | SNCR |  |  | B | NA | ACI | 2001 |  |  | 0.31534 | 0.31534 | 0.31534 | 0.31534 | 0.08 | 0.08 | 0.08 | [8 empty] | Covanta Fairfax Inc | 100 | Covanta Holding Corp | 100
Covanta Fairfax Energy | 50658_B_4 | 50658 | B | 4 |  | Municipal Solid Waste |  | PJM_Dom | Virginia | 51 | Fairfax | 59 | 51059 | 24.5 | 18440 | 1990 | 9999 | other |  | N | MSW | Dry Scrubber | 1990 | 0.8 |  | SNCR |  |  | B | NA | ACI | 2001 |  |  | 0.25433 | 0.25433 | 0.25433 | 0.25433 | 0.08 | 0.08 | 0.08 | [8 empty] | Covanta Fairfax Inc | 100 | Covanta Holding Corp | 100
Covanta Haverhill | 50661_B_A | 50661 | B | A |  | Municipal Solid Waste |  | NENGREST | Massachusetts | 25 | Essex | 9 | 25009 | 21.4 | 16454 | 1989 | 9999 |  |  | N | MSW | Dry Scrubber | 1989 | 0.96 |  | SNCR |  |  | B | NA | ACI | 2000 |  |  | 0.3 | 0.3 | 0.3 | 0.3 | 0.08 | 0.08 | 0.08 | [8 empty] | Covanta Haverhill Associates | 100 | Covanta Holding Corp | 100
Covanta Haverhill | 50661_B_B | 50661 | B | B |  | Municipal Solid Waste |  | NENGREST | Massachusetts | 25 | Essex | 9 | 25009 | 21.4 | 16454 | 1989 | 9999 |  |  | N | MSW | Dry Scrubber | 1989 | 0.99 |  | SNCR |  |  | B | NA | ACI | 2000 |  |  | 0.3 | 0.3 | 0.3 | 0.3 | 0.08 | 0.08 | 0.08 | [8 empty] | Covanta Haverhill Associates | 100 | Covanta Holding Corp | 100
Onondaga County Resource Recovery | 50662_B_UNIT1 | 50662 | B | UNIT1 |  | Municipal Solid Waste |  | NY_Z_C&E | New York | 36 | Onondaga | 67 | 36067 | 10 | 19383 | 1995 | 9999 |  |  | N | MSW | Dry Scrubber | 1995 | 0.85 | NH3 | SNCR |  |  | B | NA | ACI | 1995 |  |  | 0.27495 | 0.27495 | 0.27495 | 0.27495 | 0.08 | 0.08 | 0.08 | [8 empty] | Covanta Onondega LP | 100 | Covanta Holding Corp | 100
Onondaga County Resource Recovery | 50662_B_UNIT2 | 50662 | B | UNIT2 |  | Municipal Solid Waste |  | NY_Z_C&E | New York | 36 | Onondaga | 67 | 36067 | 10 | 19383 | 1995 | 9999 |  |  | N | MSW | Dry Scrubber | 1995 | 0.85 | NH3 | SNCR |  |  | B | NA | ACI | 1995 |  |  | 0.27841 | 0.27841 | 0.27841 | 0.27841 | 0.08 | 0.08 | 0.08 | [8 empty] | Covanta Onondega LP | 100 | Covanta Holding Corp | 100
Onondaga County Resource Recovery | 50662_B_UNIT3 | 50662 | B | UNIT3 |  | Municipal Solid Waste |  | NY_Z_C&E | New York | 36 | Onondaga | 67 | 36067 | 10 | 19383 | 1995 | 9999 |  |  | N | MSW | Dry Scrubber | 1995 | 0.85 | NH3 | SNCR |  |  | B | NA | ACI | 1955 |  |  | 0.27528 | 0.27528 | 0.27528 | 0.27528 | 0.08 | 0.08 | 0.08 | [8 empty] | Covanta Onondega LP | 100 | Covanta Holding Corp | 100
Covanta Alexandria/Arlington Energy | 50663_B_B100 | 50663 | B | B100 |  | Municipal Solid Waste |  | PJM_Dom | Virginia | 51 | Alexandria City | 510 | 51510 | 9.7 | 19383 | 1987 | 9999 |  |  | N | MSW | Dry Scrubber | 1999 | 0.99 | NH3 | SNCR |  |  | B | NA | ACI | 1999 |  | 0.14 | 0.27299 | 0.27299 | 0.27299 | 0.27299 | 0.08 | 0.08 | 0.08 | [8 empty] | Covanta Alexandria/Arlington LLC | 100 | Covanta Holding Corp | 100
Covanta Alexandria/Arlington Energy | 50663_B_B200 | 50663 | B | B200 |  | Municipal Solid Waste |  | PJM_Dom | Virginia | 51 | Alexandria City | 510 | 51510 | 9.7 | 19383 | 1987 | 9999 |  |  | N | MSW | Dry Scrubber | 2000 | 0.99 | NH3 | SNCR |  |  | B | NA | ACI | 2000 |  | 0.14 | 0.26886 | 0.26886 | 0.26886 | 0.26886 | 0.08 | 0.08 | 0.08 | [8 empty] | Covanta Alexandria/Arlington LLC | 100 | Covanta Holding Corp | 100
Covanta Alexandria/Arlington Energy | 50663_B_B300 | 50663 | B | B300 |  | Municipal Solid Waste |  | PJM_Dom | Virginia | 51 | Alexandria City | 510 | 51510 | 9.7 | 19383 | 1987 | 9999 |  |  | N | MSW | Dry Scrubber | 2000 | 0.99 | NH3 | SNCR |  |  | B | NA | ACI | 2000 |  | 0.14 | 0.26845 | 0.26845 | 0.26845 | 0.26845 | 0.08 | 0.08 | 0.08 | [8 empty] | Covanta Alexandria/Arlington LLC | 100 | Covanta Holding Corp | 100
Pasco Cnty Solid Waste Resource Recovery | 50666_B_B1 | 50666 | B | B1 |  | Municipal Solid Waste |  | FRCC | Florida | 12 | Pasco | 101 | 12101 | 8.7 | 18381 | 1991 | 9999 |  |  | N | MSW | Dry Scrubber | 1991 | 0.95 |  | SNCR |  |  | B | NA | ACI | 1995 |  |  | 0.41399 | 0.41399 | 0.41399 | 0.41399 | 0.08 | 0.08 | 0.08 | [8 empty] | Pasco (County Of) | 100 | Pasco (County Of) | 100
Pasco Cnty Solid Waste Resource Recovery | 50666_B_B2 | 50666 | B | B2 |  | Municipal Solid Waste |  | FRCC | Florida | 12 | Pasco | 101 | 12101 | 8.7 | 18381 | 1991 | 9999 |  |  | N | MSW | Dry Scrubber | 1991 | 0.95 |  | SNCR |  |  | B | NA | ACI | 1995 |  |  | 0.39415 | 0.39415 | 0.39415 | 0.39415 | 0.08 | 0.08 | 0.08 | [8 empty] | Pasco (County Of) | 100 | Pasco (County Of) | 100
Pasco Cnty Solid Waste Resource Recovery | 50666_B_B3 | 50666 | B | B3 |  | Municipal Solid Waste |  | FRCC | Florida | 12 | Pasco | 101 | 12101 | 8.7 | 18381 | 1991 | 9999 |  |  | N | MSW | Dry Scrubber | 1991 | 0.95 |  | SNCR |  |  | B | NA | ACI | 1995 |  |  | 0.38562 | 0.38562 | 0.38562 | 0.38562 | 0.08 | 0.08 | 0.08 | [8 empty] | Pasco (County Of) | 100 | Pasco (County Of) | 100
Gardiner | 50688_G_GEN1 | 50688 | G | GEN1 |  | Hydro |  | NENG_ME | Maine | 23 | Kennebec | 11 | 23011 | 1 | 0 | 1985 | 9999 |  |  | N | Hydro | [13 empty] | 0 | 0 | 0 | 0 | [11 empty] | Ridgewood Maine Hydro Partnership LP | 100 | Covanta Holding Corp | 100
San Gorgonio Westwinds II LLC | 50690_G_GEN1 | 50690 | G | GEN1 |  | Onshore Wind |  | WECC_SCE | California | 6 | Riverside | 65 | 06065 | 43.4 | 0 | 1999 | 9999 |  |  | N | Wind | [13 empty] | 0 | 0 | 0 | 0 | [11 empty] | VPI Enterprises Inc | 72 | VPI Enterprise Inc | 72
Pumpkin Hill | 50699_G_GEN1 | 50699 | G | GEN1 |  | Hydro |  | NENG_ME | Maine | 23 | Penobscot | 19 | 23019 | 1 | 0 | 1987 | 9999 |  |  | N | Hydro | [13 empty] | 0 | 0 | 0 | 0 | [11 empty] | Ridgewood Maine Hydro Partnership LP | 100 | Covanta Holding Corp | 100
Lilliwaup Falls Generating | 50700_G_4735 | 50700 | G | 4735 |  | Hydro |  | WECC_PNW | Washington | 53 | Mason | 45 | 53045 | 0.2 | 0 | 1986 | 9999 |  |  | N | Hydro | [13 empty] | 0 | 0 | 0 | 0 | [11 empty] | Lilliwaup Falls Generating Co | 100 | Lilliwaup Falls Generating Co | 100
Lilliwaup Falls Generating | 50700_G_4736 | 50700 | G | 4736 |  | Hydro |  | WECC_PNW | Washington | 53 | Mason | 45 | 53045 | 0.2 | 0 | 1986 | 9999 |  |  | N | Hydro | [13 empty] | 0 | 0 | 0 | 0 | [11 empty] | Lilliwaup Falls Generating Co | 100 | Lilliwaup Falls Generating Co | 100
Lilliwaup Falls Generating | 50700_G_4737 | 50700 | G | 4737 |  | Hydro |  | WECC_PNW | Washington | 53 | Mason | 45 | 53045 | 0.2 | 0 | 1986 | 9999 |  |  | N | Hydro | [13 empty] | 0 | 0 | 0 | 0 | [11 empty] | Lilliwaup Falls Generating Co | 100 | Lilliwaup Falls Generating Co | 100
Lilliwaup Falls Generating | 50700_G_4738 | 50700 | G | 4738 |  | Hydro |  | WECC_PNW | Washington | 53 | Mason | 45 | 53045 | 0.2 | 0 | 1986 | 9999 |  |  | N | Hydro | [13 empty] | 0 | 0 | 0 | 0 | [11 empty] | Lilliwaup Falls Generating Co | 100 | Lilliwaup Falls Generating Co | 100
Lilliwaup Falls Generating | 50700_G_4739 | 50700 | G | 4739 |  | Hydro |  | WECC_PNW | Washington | 53 | Mason | 45 | 53045 | 0.2 | 0 | 1986 | 9999 |  |  | N | Hydro | [13 empty] | 0 | 0 | 0 | 0 | [11 empty] | Lilliwaup Falls Generating Co | 100 | Lilliwaup Falls Generating Co | 100
Lilliwaup Falls Generating | 50700_G_4740 | 50700 | G | 4740 |  | Hydro |  | WECC_PNW | Washington | 53 | Mason | 45 | 53045 | 0.2 | 0 | 1986 | 9999 |  |  | N | Hydro | [13 empty] | 0 | 0 | 0 | 0 | [11 empty] | Lilliwaup Falls Generating Co | 100 | Lilliwaup Falls Generating Co | 100
Lilliwaup Falls Generating | 50700_G_4741 | 50700 | G | 4741 |  | Hydro |  | WECC_PNW | Washington | 53 | Mason | 45 | 53045 | 0.2 | 0 | 1986 | 9999 |  |  | N | Hydro | [13 empty] | 0 | 0 | 0 | 0 | [11 empty] | Lilliwaup Falls Generating Co | 100 | Lilliwaup Falls Generating Co | 100
Salmon Falls | 50702_G_GEN1 | 50702 | G | GEN1 |  | Hydro |  | NENG_ME | Maine | 23 | York | 31 | 23031 | 0.4 | 0 | 1986 | 9999 |  |  | N | Hydro | [13 empty] | 0 | 0 | 0 | 0 | [11 empty] | Consolidated Hydro Maine Inc | 100 | Enel SpA | 100
Salmon Falls | 50702_G_GEN2 | 50702 | G | GEN2 |  | Hydro |  | NENG_ME | Maine | 23 | York | 31 | 23031 | 0.4 | 0 | 1986 | 9999 |  |  | N | Hydro | [13 empty] | 0 | 0 | 0 | 0 | [11 empty] | Consolidated Hydro Maine Inc | 100 | Enel SpA | 100
Salmon Falls | 50702_G_GEN3 | 50702 | G | GEN3 |  | Hydro |  | NENG_ME | Maine | 23 | York | 31 | 23031 | 0.4 | 0 | 1986 | 9999 |  |  | N | Hydro | [13 empty] | 0 | 0 | 0 | 0 | [11 empty] | Consolidated Hydro Maine Inc | 100 | Enel SpA | 100
Somersworth Lower Great Dam | 50704_G_GEN1 | 50704 | G | GEN1 |  | Hydro |  | NENGREST | New Hampshire | 33 | Strafford | 17 | 33017 | 1.2 | 0 | 1985 | 9999 |  |  | N | Hydro | [13 empty] | 0 | 0 | 0 | 0 | [11 empty] | Somersworth Hydropower Associates | 100 | Somersworth Hydropower Associates | 100
JM Shafer Generating Station | 50707_G_LMA | 50707 | G | LMA | 90505 | Combined Cycle |  | WECC_CO | Colorado | 8 | Weld | 123 | 08123 | 40.1 | 9308 | 1994 | 9999 |  |  | Y | Natural Gas |  |  |  | STM | [9 empty] | 0.088687 | 0.088687 | 0.088687 | 0.088687 | [11 empty] | Thermo Cogeneration Partner LP | 100 | Tri State Generation & Transmission Association Inc | 100
JM Shafer Generating Station | 50707_G_LMB | 50707 | G | LMB | 90506 | Combined Cycle |  | WECC_CO | Colorado | 8 | Weld | 123 | 08123 | 40.1 | 9308 | 1994 | 9999 |  |  | Y | Natural Gas |  |  |  | STM | [9 empty] | 0.088687 | 0.088687 | 0.088687 | 0.088687 | [11 empty] | Thermo Cogeneration Partner LP | 100 | Tri State Generation & Transmission Association Inc | 100
JM Shafer Generating Station | 50707_G_LMC | 50707 | G | LMC | 90507 | Combined Cycle |  | WECC_CO | Colorado | 8 | Weld | 123 | 08123 | 40.1 | 9308 | 1994 | 9999 |  |  | Y | Natural Gas |  |  |  | STM | [9 empty] | 0.088687 | 0.088687 | 0.088687 | 0.088687 | [11 empty] | Thermo Cogeneration Partner LP | 100 | Tri State Generation & Transmission Association Inc | 100
JM Shafer Generating Station | 50707_G_LMD | 50707 | G | LMD | 90508 | Combined Cycle |  | WECC_CO | Colorado | 8 | Weld | 123 | 08123 | 40.1 | 9308 | 1994 | 9999 |  |  | Y | Natural Gas |  |  |  | STM | [9 empty] | 0.088687 | 0.088687 | 0.088687 | 0.088687 | [11 empty] | Thermo Cogeneration Partner LP | 100 | Tri State Generation & Transmission Association Inc | 100
JM Shafer Generating Station | 50707_G_LME | 50707 | G | LME | 90509 | Combined Cycle |  | WECC_CO | Colorado | 8 | Weld | 123 | 08123 | 40.1 | 9308 | 1994 | 9999 |  |  | Y | Natural Gas |  |  |  | STM | [9 empty] | 0.088687 | 0.088687 | 0.088687 | 0.088687 | [11 empty] | Thermo Cogeneration Partner LP | 100 | Tri State Generation & Transmission Association Inc | 100
JM Shafer Generating Station | 50707_G_STA | 50707 | G | STA | 90505 | Combined Cycle |  | WECC_CO | Colorado | 8 | Weld | 123 | 08123 | 35.8 | 9308 | 1994 | 9999 |  |  | Y | Natural Gas |  |  |  | STM | [9 empty] | 0.088687 | 0.088687 | 0.088687 | 0.088687 | [11 empty] | Thermo Cogeneration Partner LP | 100 | Tri State Generation & Transmission Association Inc | 100
JM Shafer Generating Station | 50707_G_STB | 50707 | G | STB | 90505 | Combined Cycle |  | WECC_CO | Colorado | 8 | Weld | 123 | 08123 | 35.8 | 9308 | 1994 | 9999 |  |  | Y | Natural Gas |  |  |  | STM | [9 empty] | 0.088687 | 0.088687 | 0.088687 | 0.088687 | [11 empty] | Thermo Cogeneration Partner LP | 100 | Tri State Generation & Transmission Association Inc | 100
Huntington Falls | 50713_G_GEN1 | 50713 | G | GEN1 |  | Hydro |  | NENGREST | Vermont | 50 | Addison | 1 | 50001 | 0.8 | 0 | 1988 | 9999 |  |  | N | Hydro | [13 empty] | 0 | 0 | 0 | 0 | [11 empty] | Green Mountain Power Corp | 100 | Gaz Métropolitain & Co LP | 100
Huntington Falls | 50713_G_GEN2 | 50713 | G | GEN2 |  | Hydro |  | NENGREST | Vermont | 50 | Addison | 1 | 50001 | 0.8 | 0 | 1988 | 9999 |  |  | N | Hydro | [13 empty] | 0 | 0 | 0 | 0 | [11 empty] | Green Mountain Power Corp | 100 | Gaz Métropolitain & Co LP | 100
Huntington Falls | 50713_G_GEN3 | 50713 | G | GEN3 |  | Hydro |  | NENGREST | Vermont | 50 | Addison | 1 | 50001 | 3.9 | 0 | 1988 | 9999 |  |  | N | Hydro | [13 empty] | 0 | 0 | 0 | 0 | [11 empty] | Green Mountain Power Corp | 100 | Gaz Métropolitain & Co LP | 100
Notch Butte Hydro | 50718_G_HYD1 | 50718 | G | HYD1 |  | Hydro |  | WECC_ID | Idaho | 16 | Lincoln | 63 | 16063 | 1 | 0 | 1986 | 9999 |  |  | N | Hydro | [13 empty] | 0 | 0 | 0 | 0 | [11 empty] | Notch Butte Hydro Co Inc | 100 | Enel SpA | 100
Tazewell Gas Recovery | 50721_G_GEN1 | 50721 | G | GEN1 |  | Landfill Gas |  | MIS_IL | Illinois | 17 | Tazewell | 179 | 17179 | 0.8 | 13500 | 1989 | 9999 |  |  | N | Landfill Gas | [13 empty] | 0.24082 | 0.24082 | 0.24082 | 0.24082 | [11 empty] | Bio Energy Partners | 100 | Waste Management Inc | 100
Tazewell Gas Recovery | 50721_G_GEN2 | 50721 | G | GEN2 |  | Landfill Gas |  | MIS_IL | Illinois | 17 | Tazewell | 179 | 17179 | 0.8 | 13500 | 1989 | 9999 |  |  | N | Landfill Gas | [13 empty] | 0.24082 | 0.24082 | 0.24082 | 0.24082 | [11 empty] | Bio Energy Partners | 100 | Waste Management Inc | 100
Tazewell Gas Recovery | 50721_G_GEN3 | 50721 | G | GEN3 |  | Landfill Gas |  | MIS_IL | Illinois | 17 | Tazewell | 179 | 17179 | 0.8 | 13500 | 1999 | 9999 |  |  | N | Landfill Gas | [13 empty] | 0.24082 | 0.24082 | 0.24082 | 0.24082 | [11 empty] | Bio Energy Partners | 100 | Waste Management Inc | 100
BP Naperville Cogeneration Facility | 50722_G_GEN1 | 50722 | G | GEN1 |  | Combustion Turbine |  | PJM_COMD | Illinois | 17 | DuPage | 43 | 17043 | 7 | 8700 | 1990 | 2045 |  |  | Y | Natural Gas | [12 empty] | 1 | 0.16383 | 0.16383 | 0.16383 | 0.16383 | [11 empty] | BP Naperville Complex | 100 | BP plc | 100
Pinetree Power Tamworth | 50739_B_0100 | 50739 | B | 0100 |  | Biomass |  | NENGREST | New Hampshire | 33 | Carroll | 3 | 33003 | 20 | 17144 | 1987 | 9999 |  |  | N | Biomass |  |  |  | LA | SCR |  |  | ESPH + C | No |  |  |  | 0.025 | 0.08652 | 0.08652 | 0.08652 | 0.08652 | [11 empty] | Pinetree Power Tamworth Inc | 100 | Capergy SA | 100
Pontook Hydro Facility | 50741_G_GEN1 | 50741 | G | GEN1 |  | Hydro |  | NENGREST | New Hampshire | 33 | Coos | 7 | 33007 | 3.5 | 0 | 1986 | 9999 |  |  | N | Hydro | [13 empty] | 0 | 0 | 0 | 0 | [11 empty] | Pontook Operating LP | 100 | Great Lakes Hydro Income Fund (The) | 100
Pontook Hydro Facility | 50741_G_GEN2 | 50741 | G | GEN2 |  | Hydro |  | NENGREST | New Hampshire | 33 | Coos | 7 | 33007 | 3.5 | 0 | 1986 | 9999 |  |  | N | Hydro | [13 empty] | 0 | 0 | 0 | 0 | [11 empty] | Pontook Operating LP | 100 | Great Lakes Hydro Income Fund (The) | 100
Pontook Hydro Facility | 50741_G_GEN3 | 50741 | G | GEN3 |  | Hydro |  | NENGREST | New Hampshire | 33 | Coos | 7 | 33007 | 3.5 | 0 | 1986 | 9999 |  |  | N | Hydro | [13 empty] | 0 | 0 | 0 | 0 | [11 empty] | Pontook Operating LP | 100 | Great Lakes Hydro Income Fund (The) | 100
Sterling Power Plant | 50744_G_GEN1 | 50744 | G | GEN1 | 3692 | Combined Cycle |  | NY_Z_C&E | New York | 36 | Oneida | 65 | 36065 | 38.8 | 9569 | 1991 | 9999 |  |  | N | Natural Gas |  |  |  | STM | [9 empty] | 0.11612 | 0.11612 | 0.11612 | 0.11612 | [11 empty] | Sterling Power Partners LP | 100 | Alliance Energy Group LLC | 100
Sterling Power Plant | 50744_G_GEN2 | 50744 | G | GEN2 | 3692 | Combined Cycle |  | NY_Z_C&E | New York | 36 | Oneida | 65 | 36065 | 16 | 9569 | 1991 | 9999 |  |  | N | Natural Gas |  |  |  | STM | [9 empty] | 0.11612 | 0.11612 | 0.11612 | 0.11612 | [11 empty] | Sterling Power Partners LP | 100 | Alliance Energy Group LLC | 100
Sterling Power Plant | 50744_G_GEN3 | 50744 | G | GEN3 |  | Combustion Turbine | IC Engine | NY_Z_C&E | New York | 36 | Oneida | 65 | 36065 | 1.1 | 25000 | 1991 | 9999 |  |  | N | Distillate Fuel Oil | [12 empty] | 1.053 | 0.11585 | 0.11585 | 0.11585 | 0.11585 | [11 empty] | Sterling Power Partners LP | 100 | Alliance Energy Group LLC | 100
Agnews Power Plant | 50748_G_GEN1 | 50748 | G | GEN1 |  | Combined Cycle |  | WEC_CALN | California | 6 | Santa Clara | 85 | 06085 | 24.4 | 9203 | 1990 | 9999 |  |  | N | Natural Gas | [13 empty] | 0.04125 | 0.04125 | 0.04125 | 0.04125 | [11 empty] | O.L.S. Energy Agnews LLC | 100 | Energy Capital Partners | 100
Agnews Power Plant | 50748_G_GEN2 | 50748 | G | GEN2 |  | Combined Cycle |  | WEC_CALN | California | 6 | Santa Clara | 85 | 06085 | 7.3 | 9203 | 1990 | 9999 |  |  | N | Natural Gas | [13 empty] | 0.04125 | 0.04125 | 0.04125 | 0.04125 | [11 empty] | O.L.S. Energy Agnews LLC | 100 | Energy Capital Partners | 100
Coalinga Cogeneration Facility | 50750_G_GEN1 | 50750 | G | GEN1 |  | Combustion Turbine |  | WEC_CALN | California | 6 | Fresno | 19 | 06019 | 3.2 | 8700 | 1988 | 9999 |  |  | Y | Natural Gas | [12 empty] | 0.74 | 0.05135 | 0.05135 | 0.05135 | 0.05135 | [11 empty] | Aera Energy LLC | 100 | Royal Dutch Shell plc | 100
Coalinga Cogeneration Facility | 50750_G_GEN2 | 50750 | G | GEN2 |  | Combustion Turbine |  | WEC_CALN | California | 6 | Fresno | 19 | 06019 | 3.2 | 8700 | 1988 | 9999 |  |  | Y | Natural Gas | [12 empty] | 0.74 | 0.05135 | 0.05135 | 0.05135 | 0.05135 | [11 empty] | Aera Energy LLC | 100 | Royal Dutch Shell plc | 100
Southeast Kern River Cogen | 50751_G_GTG1 | 50751 | G | GTG1 |  | Combustion Turbine |  | WEC_CALN | California | 6 | Kern | 29 | 06029 | 20.8 | 8700 | 1989 | 9999 |  |  | Y | Natural Gas | [12 empty] | 0.74 | 0.47388 | 0.47388 | 0.47388 | 0.47388 | [11 empty] | Texaco Exploration & Production Inc | 100 | Chevron Corp | 100
Oak Creek Energy Systems I | 50754_G_GEN1 | 50754 | G | GEN1 |  | Onshore Wind |  | WECC_SCE | California | 6 | Kern | 29 | 06029 | 3.5 | 0 | 1982 | 9999 |  |  | N | Wind | [13 empty] | 0 | 0 | 0 | 0 | [11 empty] | ON Wind Energy LLC | 100 | ON Wind Energy LLC | 100
Oak Creek Energy Systems I | 50754_G_GEN2 | 50754 | G | GEN2 |  | Onshore Wind |  | WECC_SCE | California | 6 | Kern | 29 | 06029 | 4.2 | 0 | 1993 | 9999 |  |  | N | Wind | [13 empty] | 0 | 0 | 0 | 0 | [11 empty] | ON Wind Energy LLC | 100 | ON Wind Energy LLC | 100
Oak Creek Energy Systems I | 50754_G_GEN3 | 50754 | G | GEN3 |  | Onshore Wind |  | WECC_SCE | California | 6 | Kern | 29 | 06029 | 23.1 | 0 | 1999 | 9999 |  |  | N | Wind | [13 empty] | 0 | 0 | 0 | 0 | [11 empty] | Oak Creek Wind Power LLC | 100 | Energy Capital Partners | 100
Oak Creek Energy Systems I | 50754_G_GEN4 | 50754 | G | GEN4 |  | Onshore Wind |  | WECC_SCE | California | 6 | Kern | 29 | 06029 | 3.7 | 0 | 1999 | 9999 |  |  | N | Wind | [13 empty] | 0 | 0 | 0 | 0 | [11 empty] | Oak Creek Energy System Inc II | 100 | Marubeni Corp | 100
New Hogan Power Plant | 50755_G_GEN1 | 50755 | G | GEN1 |  | Hydro |  | WEC_CALN | California | 6 | Calaveras | 9 | 06009 | 1.9 | 0 | 1989 | 9999 |  |  | N | Hydro | [13 empty] | 0 | 0 | 0 | 0 | [11 empty] | Calaveras County Water District | 100 | Calaveras County Water District | 100
New Hogan Power Plant | 50755_G_GEN2 | 50755 | G | GEN2 |  | Hydro |  | WEC_CALN | California | 6 | Calaveras | 9 | 06009 | 0.9 | 0 | 1989 | 9999 |  |  | N | Hydro | [13 empty] | 0 | 0 | 0 | 0 | [11 empty] | Calaveras County Water District | 100 | Calaveras County Water District | 100
Pejepscot Hydroelectric Project | 50758_G_GEN1 | 50758 | G | GEN1 |  | Hydro |  | NENG_ME | Maine | 23 | Sagadahoc | 23 | 23023 | 11.7 | 0 | 1987 | 9999 |  |  | N | Hydro | [13 empty] | 0 | 0 | 0 | 0 | [11 empty] | Topsham Hydro Partners | 100 | Brookfield Asset Management Inc | 100
Pejepscot Hydroelectric Project | 50758_G_GEN2 | 50758 | G | GEN2 |  | Hydro |  | NENG_ME | Maine | 23 | Sagadahoc | 23 | 23023 | 0.4 | 0 | 1987 | 9999 |  |  | N | Hydro | [13 empty] | 0 | 0 | 0 | 0 | [11 empty] | Topsham Hydro Partners | 100 | Brookfield Asset Management Inc | 100
Pejepscot Hydroelectric Project | 50758_G_GEN3 | 50758 | G | GEN3 |  | Hydro |  | NENG_ME | Maine | 23 | Sagadahoc | 23 | 23023 | 0.3 | 0 | 1987 | 9999 |  |  | N | Hydro | [13 empty] | 0 | 0 | 0 | 0 | [11 empty] | Topsham Hydro Partners | 100 | Brookfield Asset Management Inc | 100
Pejepscot Hydroelectric Project | 50758_G_GEN4 | 50758 | G | GEN4 |  | Hydro |  | NENG_ME | Maine | 23 | Sagadahoc | 23 | 23023 | 0.5 | 0 | 1987 | 9999 |  |  | N | Hydro | [13 empty] | 0 | 0 | 0 | 0 | [11 empty] | Topsham Hydro Partners | 100 | Brookfield Asset Management Inc | 100
West End Dam Hydroelectric Project | 50759_G_GEN1 | 50759 | G | GEN1 |  | Hydro |  | NY_Z_C&E | New York | 36 | Jefferson | 45 | 36045 | 2.1 | 0 | 1985 | 9999 |  |  | N | Hydro | [13 empty] | 0 | 0 | 0 | 0 | [11 empty] | West End Dam Associates | 100 | Theolia Group | 100
West End Dam Hydroelectric Project | 50759_G_GEN2 | 50759 | G | GEN2 |  | Hydro |  | NY_Z_C&E | New York | 36 | Jefferson | 45 | 36045 | 2.1 | 0 | 1985 | 9999 |  |  | N | Hydro | [13 empty] | 0 | 0 | 0 | 0 | [11 empty] | West End Dam Associates | 100 | Theolia Group | 100
Stillwater Facility | 50765_G_1-1 | 50765 | G | 1-1 |  | Geothermal |  | WECC_NNV | Nevada | 32 | Churchill | 1 | 32001 | 10.1 | 9771 | 2009 | 9999 |  |  | N | Geothermal | [13 empty] | 0 | 0 | 0 | 0 | 0.4563 | 0.4563 | 0.4563 | [8 empty] | Enel Geothermal LLC | 100 | Enel SpA | 100
Stillwater Facility | 50765_G_1-2 | 50765 | G | 1-2 |  | Geothermal |  | WECC_NNV | Nevada | 32 | Churchill | 1 | 32001 | 10.1 | 9771 | 2009 | 9999 |  |  | N | Geothermal | [13 empty] | 0 | 0 | 0 | 0 | 0.4563 | 0.4563 | 0.4563 | [8 empty] | Enel Geothermal LLC | 100 | Enel SpA | 100
Stillwater Facility | 50765_G_2-1 | 50765 | G | 2-1 |  | Geothermal |  | WECC_NNV | Nevada | 32 | Churchill | 1 | 32001 | 10.1 | 9771 | 2009 | 9999 |  |  | N | Geothermal | [13 empty] | 0 | 0 | 0 | 0 | 0.4563 | 0.4563 | 0.4563 | [8 empty] | Enel Geothermal LLC | 100 | Enel SpA | 100
Stillwater Facility | 50765_G_2-2 | 50765 | G | 2-2 |  | Geothermal |  | WECC_NNV | Nevada | 32 | Churchill | 1 | 32001 | 10.1 | 9771 | 2009 | 9999 |  |  | N | Geothermal | [13 empty] | 0 | 0 | 0 | 0 | 0.4563 | 0.4563 | 0.4563 | [8 empty] | Enel Geothermal LLC | 100 | Enel SpA | 100
Stillwater Facility | 50765_G_1 | 50765 | G | 1 |  | Solar PV |  | WECC_NNV | Nevada | 32 | Churchill | 1 | 32001 | 21.8 | 0 | 2012 | 9999 |  |  | N | Solar | [13 empty] | 0 | 0 | 0 | 0 | [11 empty] | EGP Stillwater Solar LLC | 100 | Enel SpA | 100
Ormesa I | 50766_G_OE31 | 50766 | G | OE31 |  | Geothermal |  | WECC_IID | California | 6 | Imperial | 25 | 06025 | 0.8 | 9771 | 1986 | 9999 |  |  | N | Geothermal | [13 empty] | 0 | 0 | 0 | 0 | 0.4625 | 0.4625 | 0.4625 | [8 empty] | Ormesa LLC | 100 | Ormat Technologies Inc | 100
Ormesa I | 50766_G_OE32 | 50766 | G | OE32 |  | Geothermal |  | WECC_IID | California | 6 | Imperial | 25 | 06025 | 0.8 | 9771 | 1986 | 9999 |  |  | N | Geothermal | [13 empty] | 0 | 0 | 0 | 0 | 0.4625 | 0.4625 | 0.4625 | [8 empty] | Ormesa LLC | 100 | Ormat Technologies Inc | 100
Ormesa I | 50766_G_ITLU1 | 50766 | G | ITLU1 |  | Geothermal |  | WECC_IID | California | 6 | Imperial | 25 | 06025 | 8 | 9771 | 2003 | 9999 |  |  | N | Geothermal | [13 empty] | 0 | 0 | 0 | 0 | 0.4625 | 0.4625 | 0.4625 | [8 empty] | Ormesa LLC | 100 | Ormat Technologies Inc | 100
Ormesa I | 50766_G_ITLU2 | 50766 | G | ITLU2 |  | Geothermal |  | WECC_IID | California | 6 | Imperial | 25 | 06025 | 8 | 9771 | 2003 | 9999 |  |  | N | Geothermal | [13 empty] | 0 | 0 | 0 | 0 | 0.4625 | 0.4625 | 0.4625 | [8 empty] | Ormesa LLC | 100 | Ormat Technologies Inc | 100
Forestport | 50768_G_1 | 50768 | G | 1 |  | Hydro |  | NY_Z_C&E | New York | 36 | Oneida | 65 | 36065 | 3.4 | 0 | 1987 | 9999 |  |  | N | Hydro | [13 empty] | 0 | 0 | 0 | 0 | [11 empty] | Trafalgar Power Inc | 100 | Algonquin Power Income Fund | 100
Viking Energy of McBain | 50770_B_B1 | 50770 | B | B1 |  | Biomass |  | MIS_LMI | Michigan | 26 | Missaukee | 113 | 26113 | 16.3 | 13500 | 1989 | 9999 |  |  | N | Biomass |  |  |  | LA + OFA |  |  |  | ESPC + C | No |  |  |  |  | 0.2599 | 0.2599 | 0.2599 | 0.2599 | [11 empty] | Viking Energy Corp | 100 | ENGIE SA | 100
Viking Energy of Lincoln | 50772_B_B1 | 50772 | B | B1 |  | Biomass |  | MIS_LMI | Michigan | 26 | Alcona | 1 | 26001 | 16.3 | 13500 | 1989 | 9999 |  |  | N | Biomass |  |  |  | LA + OFA |  |  |  | ESPC + C | No |  |  |  |  | 0.24679 | 0.24679 | 0.24679 | 0.24679 | [11 empty] | Viking Energy Corp | 100 | ENGIE SA | 100
Panther Creek Energy Facility | 50776_B_BLR1 | 50776 | B | BLR1 | 3693 | Coal Steam |  | PJM_WMAC | Pennsylvania | 42 | Carbon | 25 | 42025 | 42 | 14141 | 1992 | 9999 | FBC | dry | N | Waste Coal | Reagent Injection | 1992 | 0.875 | CF + NH3 | SNCR |  | 1992 | B | NA |  |  |  | 0.156 | 0.13466 | 0.13466 | 0.13466 | 0.13466 | 0.01 | 0.01 | 0.01 | 0.98 | Yes | 1992 | [5 empty] | Panther Creek Power Operating LLC | 100 | ArcLight Capital Partners LLC | 100
Panther Creek Energy Facility | 50776_B_BLR2 | 50776 | B | BLR2 | 3694 | Coal Steam |  | PJM_WMAC | Pennsylvania | 42 | Carbon | 25 | 42025 | 42 | 14141 | 1992 | 9999 | FBC | dry | N | Waste Coal | Reagent Injection | 1992 | 0.875 | CF + NH3 | SNCR |  | 1992 | B | NA |  |  |  | 0.156 | 0.13029 | 0.13029 | 0.13029 | 0.13029 | 0.01 | 0.01 | 0.01 | 0.98 | Yes | 1992 | [5 empty] | Panther Creek Power Operating LLC | 100 | ArcLight Capital Partners LLC | 100
Parlin Power Plant | 50799_G_GEN1 | 50799 | G | GEN1 | 3696 | Combined Cycle |  | PJM_EMAC | New Jersey | 34 | Middlesex | 23 | 34023 | 35.9 | 10070 | 1991 | 9999 |  |  | N | Natural Gas, Distillate Fuel Oil |  |  |  | STM | SCR | [8 empty] | 0.067002 | 0.067002 | 0.067002 | 0.067002 | [11 empty] | EFS Parlin Holdings LLC | 100 | Starwood Capital Group Global LLC | 100
Parlin Power Plant | 50799_G_GEN2 | 50799 | G | GEN2 | 3697 | Combined Cycle |  | PJM_EMAC | New Jersey | 34 | Middlesex | 23 | 34023 | 37.5 | 10070 | 1991 | 9999 |  |  | N | Natural Gas, Distillate Fuel Oil |  |  |  | STM | SCR | [8 empty] | 0.06729 | 0.06729 | 0.06729 | 0.06729 | [11 empty] | EFS Parlin Holdings LLC | 100 | Starwood Capital Group Global LLC | 100
Parlin Power Plant | 50799_G_GEN3 | 50799 | G | GEN3 | 3696 | Combined Cycle |  | PJM_EMAC | New Jersey | 34 | Middlesex | 23 | 34023 | 20.6 | 10070 | 1991 | 9999 |  |  | N | Natural Gas, Distillate Fuel Oil |  |  |  | STM | SCR | [8 empty] | 0.067002 | 0.067002 | 0.067002 | 0.067002 | [11 empty] | EFS Parlin Holdings LLC | 100 | Starwood Capital Group Global LLC | 100
Parlin Power Plant | 50799_G_GEN4 | 50799 | G | GEN4 | 3696 | Combined Cycle |  | PJM_EMAC | New Jersey | 34 | Middlesex | 23 | 34023 | 20.6 | 10070 | 1991 | 9999 |  |  | N | Natural Gas, Distillate Fuel Oil |  |  |  | STM | SCR | [8 empty] | 0.06729 | 0.06729 | 0.06729 | 0.06729 | [11 empty] | EFS Parlin Holdings LLC | 100 | Starwood Capital Group Global LLC | 100
Port Wentworth Mill | 50804_B_RE01 | 50804 | B | RE01 |  | Non-Fossil Waste |  | S_SOU | Georgia | 13 | Chatham | 51 | 13051 | 29 | 18343 | 1979 | 9999 |  |  | Y | Non-Fossil Waste |  |  |  | LA |  |  |  | ESPH | No |  |  |  |  | 0 | 0 | 0 | 0 | [11 empty] | Weyerhaeuser Co | 100 | Weyerhaeuser Co | 100
Port Wentworth Mill | 50804_B_4 | 50804 | B | 4 |  | Non-Fossil Waste |  | S_SOU | Georgia | 13 | Chatham | 51 | 13051 | 29 | 18343 | 1991 | 9999 |  |  | Y | Non-Fossil Waste |  |  |  | OFA |  |  |  | ESPH | No |  |  |  |  | 0 | 0 | 0 | 0 | [11 empty] | Weyerhaeuser Co | 100 | Weyerhaeuser Co | 100
Florence Mill | 50806_B_PB1 | 50806 | B | PB1 |  | O/G Steam |  | S_VACA | South Carolina | 45 | Florence | 41 | 45041 | 3.3 | 8300 | 1963 | 9999 | wall | dry | Y | Natural Gas | [12 empty] | 3.5 | 0.02686 | 0.02686 | 0.02686 | 0.02686 | [11 empty] | WestRock CP LLC | 100 | Rock Tenn Co | 100
Florence Mill | 50806_B_PB3 | 50806 | B | PB3 | 88341 | Biomass |  | S_VACA | South Carolina | 45 | Florence | 41 | 45041 | 7.2 | 4867 | 1963 | 9999 | wall | dry | Y | Biomass | [7 empty] | ESPH + C | No |  |  |  | 3.5 | 0.22639 | 0.22639 | 0.22639 | 0.22639 | [11 empty] | WestRock CP LLC | 100 | Rock Tenn Co | 100
Florence Mill | 50806_B_RBF | 50806 | B | RBF |  | Non-Fossil Waste |  | S_VACA | South Carolina | 45 | Florence | 41 | 45041 | 14.3 | 4867 | 1974 | 9999 | wall |  | Y | Non-Fossil Waste | [7 empty] | ESPH | No |  |  |  | 3.5 | 0.1167 | 0.1167 | 0.1167 | 0.1167 | [11 empty] | WestRock CP LLC | 100 | Rock Tenn Co | 100
Florence Mill | 50806_B_PB4 | 50806 | B | PB4 | 88341 | Biomass |  | S_VACA | South Carolina | 45 | Florence | 41 | 45041 | 74 | 4867 | 1987 | 9999 | wall | dry | Y | Biomass |  |  |  | LNB + OFA |  |  |  | ESPH | No |  |  |  | 0.8 | 0.22639 | 0.22639 | 0.22639 | 0.22639 | 0.9 | 0.94 | 1 | [8 empty] | WestRock CP LLC | 100 | Rock Tenn Co | 100
Hopewell Mill | 50813_B_CB1 | 50813 | B | CB1 |  | Non-Fossil Waste |  | PJM_Dom | Virginia | 51 | Hopewell City | 670 | 51670 | 20.4 | 12696 | 1980 | 9999 |  |  | Y | Non-Fossil Waste |  |  |  | LNB |  |  |  | ESPC | No |  |  |  | 1.2 | 0.08203 | 0.08203 | 0.08203 | 0.08203 | [11 empty] | WestRock CP LLC | 100 | Rock Tenn Co | 100
Hopewell Mill | 50813_B_RB1 | 50813 | B | RB1 |  | Non-Fossil Waste |  | PJM_Dom | Virginia | 51 | Hopewell City | 670 | 51670 | 20.4 | 12696 | 1980 | 9999 |  |  | Y | Non-Fossil Waste |  |  |  | other |  |  |  | ESPC | No |  |  |  |  | 0.0707 | 0.0707 | 0.0707 | 0.0707 | [11 empty] | WestRock CP LLC | 100 | Rock Tenn Co | 100
Optim Energy Altura Cogen LLC | 50815_G_GEN1 | 50815 | G | GEN1 | 10087 | Combined Cycle |  | ERC_REST | Texas | 48 | Harris | 201 | 48201 | 69.8 | 5500 | 1985 | 9999 |  |  | Y | Natural Gas |  |  |  | DLNB | [8 empty] | 0.001 | 0.018196 | 0.018196 | 0.018196 | 0.018196 | [11 empty] | Altura Cogen LLC | 100 | Bill Gates | 100
Optim Energy Altura Cogen LLC | 50815_G_GEN2 | 50815 | G | GEN2 | 10088 | Combined Cycle |  | ERC_REST | Texas | 48 | Harris | 201 | 48201 | 69.8 | 5500 | 1985 | 9999 |  |  | Y | Natural Gas |  |  |  | DLNB | [8 empty] | 0.001 | 0.018196 | 0.018196 | 0.018196 | 0.018196 | [11 empty] | Altura Cogen LLC | 100 | Bill Gates | 100
Optim Energy Altura Cogen LLC | 50815_G_GEN3 | 50815 | G | GEN3 | 10089 | Combined Cycle |  | ERC_REST | Texas | 48 | Harris | 201 | 48201 | 70.1 | 5500 | 1985 | 9999 |  |  | Y | Natural Gas |  |  |  | DLNB | [8 empty] | 0.001 | 0.018196 | 0.018196 | 0.018196 | 0.018196 | [11 empty] | Altura Cogen LLC | 100 | Bill Gates | 100
Optim Energy Altura Cogen LLC | 50815_G_GEN4 | 50815 | G | GEN4 | 10090 | Combined Cycle |  | ERC_REST | Texas | 48 | Harris | 201 | 48201 | 75 | 5500 | 1986 | 9999 |  |  | Y | Natural Gas |  |  |  | DLNB | [8 empty] | 0.001 | 0.018196 | 0.018196 | 0.018196 | 0.018196 | [11 empty] | Altura Cogen LLC | 100 | Bill Gates | 100
Optim Energy Altura Cogen LLC | 50815_G_GEN5 | 50815 | G | GEN5 | 10091 | Combined Cycle |  | ERC_REST | Texas | 48 | Harris | 201 | 48201 | 68.4 | 5500 | 1986 | 9999 |  |  | Y | Natural Gas |  |  |  | DLNB | [8 empty] | 0.001 | 0.018196 | 0.018196 | 0.018196 | 0.018196 | [11 empty] | Altura Cogen LLC | 100 | Bill Gates | 100
Optim Energy Altura Cogen LLC | 50815_G_GEN6 | 50815 | G | GEN6 | 10087 | Combined Cycle |  | ERC_REST | Texas | 48 | Harris | 201 | 48201 | 120.1 | 5500 | 1986 | 9999 |  |  | Y | Natural Gas |  |  |  | LNB | [8 empty] | 0.001 | 0.018196 | 0.018196 | 0.018196 | 0.018196 | [11 empty] | Altura Cogen LLC | 100 | Bill Gates | 100
Optim Energy Altura Cogen LLC | 50815_G_GEN7 | 50815 | G | GEN7 | 10092 | Combined Cycle |  | ERC_REST | Texas | 48 | Harris | 201 | 48201 | 69 | 5500 | 1995 | 9999 |  |  | Y | Natural Gas |  |  |  | DLNB | [8 empty] | 0.001 | 0.018196 | 0.018196 | 0.018196 | 0.018196 | [11 empty] | Altura Cogen LLC | 100 | Bill Gates | 100
East Winds Project | 50820_G_GEN1 | 50820 | G | GEN1 |  | Onshore Wind |  | WECC_SCE | California | 6 | Riverside | 65 | 06065 | 3 | 0 | 1985 | 9999 |  |  | N | Wind | [13 empty] | 0 | 0 | 0 | 0 | [11 empty] | Nichimen America Inc | 100 | Nissho Iwai Nichimen Holdings Corp | 100
Mojave 16 | 50821_G_GEN1 | 50821 | G | GEN1 |  | Onshore Wind |  | WECC_SCE | California | 6 | Kern | 29 | 06029 | 48 | 0 | 1989 | 9999 |  |  | N | Wind | [13 empty] | 0 | 0 | 0 | 0 | [11 empty] | Mojave 16/17/18 LLC | 100 | Energy Capital Partners | 100
Twin Falls Hydro | 50827_G_UNI1 | 50827 | G | UNI1 |  | Hydro |  | WECC_PNW | Washington | 53 | King | 33 | 53033 | 11.4 | 0 | 1989 | 9999 |  |  | N | Hydro | [13 empty] | 0 | 0 | 0 | 0 | [11 empty] | Gecc Twin Fall Hydro Trust | 99 | General Electric Co | 99
Twin Falls Hydro | 50827_G_UNI2 | 50827 | G | UNI2 |  | Hydro |  | WECC_PNW | Washington | 53 | King | 33 | 53033 | 11.4 | 0 | 1989 | 9999 |  |  | N | Hydro | [13 empty] | 0 | 0 | 0 | 0 | [11 empty] | Gecc Twin Fall Hydro Trust | 99 | General Electric Co | 99
Nove Power Plant | 50831_G_GEN1 | 50831 | G | GEN1 |  | Landfill Gas |  | WEC_CALN | California | 6 | Contra Costa | 13 | 06013 | 1 | 17808 | 1985 | 9999 |  |  | N | Landfill Gas | [13 empty] | 0.08623 | 0.08623 | 0.08623 | 0.08623 | [11 empty] | Nove Investments I LLC | 100 | Nove Investments I LLC | 100
Nove Power Plant | 50831_G_GEN3 | 50831 | G | GEN3 |  | Landfill Gas |  | WEC_CALN | California | 6 | Contra Costa | 13 | 06013 | 1 | 17807 | 1985 | 9999 |  |  | N | Landfill Gas | [13 empty] | 0.08623 | 0.08623 | 0.08623 | 0.08623 | [11 empty] | Nove Investments I LLC | 100 | Nove Investments I LLC | 100
Nove Power Plant | 50831_G_GEN2 | 50831 | G | GEN2 |  | Landfill Gas |  | WEC_CALN | California | 6 | Contra Costa | 13 | 06013 | 1 | 17807 | 1987 | 9999 |  |  | N | Landfill Gas | [13 empty] | 0.08623 | 0.08623 | 0.08623 | 0.08623 | [11 empty] | Nove Investments I LLC | 100 | Nove Investments I LLC | 100
Chicopee Hydroelectric Station | 50832_G_1 | 50832 | G | 1 |  | Hydro |  | NENGREST | Massachusetts | 25 | Hampden | 13 | 25013 | 1.2 | 0 | 1985 | 9999 |  |  | N | Hydro | [13 empty] | 0 | 0 | 0 | 0 | [11 empty] | Chicopee Hydroelectric Ltd | 100 | Chicopee Hydroelectric Ltd | 100
Chicopee Hydroelectric Station | 50832_G_2 | 50832 | G | 2 |  | Hydro |  | NENGREST | Massachusetts | 25 | Hampden | 13 | 25013 | 1.2 | 0 | 1985 | 9999 |  |  | N | Hydro | [13 empty] | 0 | 0 | 0 | 0 | [11 empty] | Chicopee Hydroelectric Ltd | 100 | Chicopee Hydroelectric Ltd | 100
Southeast Resource Recovery | 50837_B_UNIT1 | 50837 | B | UNIT1 |  | Municipal Solid Waste |  | WECC_SCE | California | 6 | Los Angeles | 37 | 06037 | 9.3 | 19076 | 1988 | 9999 |  |  | Y | MSW | Wet Scrubber | 1988 | 0.98 | NH3 | SNCR |  |  | B | NA | ACI | 2011 |  |  | 0.18887 | 0.12 | 0.18887 | 0.12 | 0.08 | 0.08 | 0.08 | [8 empty] | Long Beach City Sani District CA | 61.5 | Long Beach City Sani District CA | 61.5
Southeast Resource Recovery | 50837_B_UNIT2 | 50837 | B | UNIT2 |  | Municipal Solid Waste |  | WECC_SCE | California | 6 | Los Angeles | 37 | 06037 | 9.3 | 19076 | 1988 | 9999 |  |  | Y | MSW | Wet Scrubber | 1988 | 0.98 | NH3 | SNCR |  |  | B | NA | ACI | 2011 |  |  | 0.17165 | 0.12 | 0.17165 | 0.12 | 0.08 | 0.08 | 0.08 | [8 empty] | Long Beach City Sani District CA | 61.5 | Long Beach City Sani District CA | 61.5
Southeast Resource Recovery | 50837_B_UNIT3 | 50837 | B | UNIT3 |  | Municipal Solid Waste |  | WECC_SCE | California | 6 | Los Angeles | 37 | 06037 | 9.3 | 19076 | 1988 | 9999 |  |  | Y | MSW | Wet Scrubber | 1988 | 0.98 | NH3 | SNCR |  |  | B | NA | ACI | 2011 |  |  | 0.15443 | 0.12 | 0.15443 | 0.12 | 0.08 | 0.08 | 0.08 | [8 empty] | Long Beach City Sani District CA | 61.5 | Long Beach City Sani District CA | 61.5
PE Berkeley | 50849_G_GEN1 | 50849 | G | GEN1 |  | Combined Cycle |  | WEC_CALN | California | 6 | Alameda | 1 | 06001 | 21 | 5639 | 1987 | 9999 |  |  | Y | Natural Gas, Distillate Fuel Oil | [13 empty] | 0.04937 | 0.04937 | 0.04937 | 0.04937 | [11 empty] | PE Berkeley Inc | 100 | Olympus Holdings LLC | 100
PE Berkeley | 50849_G_GEN2 | 50849 | G | GEN2 |  | Combined Cycle |  | WEC_CALN | California | 6 | Alameda | 1 | 06001 | 2 | 5639 | 1987 | 9999 |  |  | Y | Natural Gas, Distillate Fuel Oil | [13 empty] | 0.04937 | 0.04937 | 0.04937 | 0.04937 | [11 empty] | PE Berkeley Inc | 100 | Olympus Holdings LLC | 100
OLS Energy Chino | 50850_G_GEN1 | 50850 | G | GEN1 |  | Combined Cycle |  | WECC_SCE | California | 6 | San Bernardino | 71 | 06071 | 22.5 | 7313 | 1987 | 9999 |  |  | Y | Natural Gas | [13 empty] | 0.068427 | 0.068427 | 0.068427 | 0.068427 | [11 empty] | OLS Energy Chino | 100 | JPMorgan Chase & Co | 100
OLS Energy Chino | 50850_G_GEN2 | 50850 | G | GEN2 |  | Combined Cycle |  | WECC_SCE | California | 6 | San Bernardino | 71 | 06071 | 6.5 | 7313 | 1987 | 9999 |  |  | Y | Natural Gas | [13 empty] | 0.068427 | 0.068427 | 0.068427 | 0.068427 | [11 empty] | OLS Energy Chino | 100 | JPMorgan Chase & Co | 100
CSUCI Site Authority | 50851_G_GEN1 | 50851 | G | GEN1 |  | Combined Cycle |  | WECC_SCE | California | 6 | Ventura | 111 | 06111 | 21.5 | 7293 | 1988 | 9999 |  |  | Y | Natural Gas | [13 empty] | 0.04119 | 0.04119 | 0.04119 | 0.04119 | [11 empty] | OLS Energy Camarillo | 100 | JPMorgan Chase & Co | 100
CSUCI Site Authority | 50851_G_GEN2 | 50851 | G | GEN2 |  | Combined Cycle |  | WECC_SCE | California | 6 | Ventura | 111 | 06111 | 6.8 | 7293 | 1988 | 9999 |  |  | Y | Natural Gas | [13 empty] | 0.04119 | 0.04119 | 0.04119 | 0.04119 | [11 empty] | OLS Energy Camarillo | 100 | JPMorgan Chase & Co | 100
Hillsborough County Resource Recovery | 50858_B_MWC1B | 50858 | B | MWC1B |  | Municipal Solid Waste |  | FRCC | Florida | 12 | Hillsborough | 57 | 12057 | 10.5 | 21246 | 1987 | 9999 |  |  | N | MSW | Dry Scrubber | 2000 | 0.99 | NH3 | SNCR |  |  | B | NA | ACI | 2000 |  |  | 0.2958 | 0.2958 | 0.2958 | 0.2958 | 0.08 | 0.08 | 0.08 | [8 empty] | Hillsborough (County Of) | 100 | Hillsborough (County Of) | 100
Hillsborough County Resource Recovery | 50858_B_MWC2C | 50858 | B | MWC2C |  | Municipal Solid Waste |  | FRCC | Florida | 12 | Hillsborough | 57 | 12057 | 10.5 | 21246 | 1987 | 9999 |  |  | N | MSW | Dry Scrubber | 1999 | 0.99 | NH3 | SNCR |  |  | B | NA | ACI | 1999 |  |  | 0.325 | 0.325 | 0.325 | 0.325 | 0.08 | 0.08 | 0.08 | [8 empty] | Hillsborough (County Of) | 100 | Hillsborough (County Of) | 100
Hillsborough County Resource Recovery | 50858_B_MWC3D | 50858 | B | MWC3D |  | Municipal Solid Waste |  | FRCC | Florida | 12 | Hillsborough | 57 | 12057 | 10.5 | 21246 | 1987 | 9999 |  |  | N | MSW | Dry Scrubber | 1999 | 0.99 | NH3 | SNCR |  |  | B | NA | ACI | 1999 |  |  | 0.318 | 0.318 | 0.318 | 0.318 | 0.08 | 0.08 | 0.08 | [8 empty] | Hillsborough (County Of) | 100 | Hillsborough (County Of) | 100
Hillsborough County Resource Recovery | 50858_B_MWC4E | 50858 | B | MWC4E |  | Municipal Solid Waste |  | FRCC | Florida | 12 | Hillsborough | 57 | 12057 | 10.5 | 21246 | 1987 | 9999 |  |  | N | MSW | Dry Scrubber | 2009 | 0.99 | LA + NH3 |  |  |  | B | NA | ACI | 2009 |  |  | 0.13155 | 0.13155 | 0.13155 | 0.13155 | 0.08 | 0.08 | 0.08 | [8 empty] | Hillsborough (County Of) | 100 | Hillsborough (County Of) | 100
Lancaster County Resource Recovery | 50859_B_BLR1 | 50859 | B | BLR1 |  | Municipal Solid Waste |  | PJM_WMAC | Pennsylvania | 42 | Lancaster | 71 | 42071 | 10.8 | 19850 | 1991 | 9999 |  |  | N | MSW | Dry Scrubber | 1991 | 0.9 |  | SNCR |  |  | B | NA | ACI | 1998 |  |  | 0.25807 | 0.25807 | 0.25807 | 0.25807 | 0.08 | 0.08 | 0.08 | [8 empty] | Lancaster County Solid Waste Management Authority Board | 100 | Lancaster County Solid Waste Management Authority Board | 100
Lancaster County Resource Recovery | 50859_B_BLR2 | 50859 | B | BLR2 |  | Municipal Solid Waste |  | PJM_WMAC | Pennsylvania | 42 | Lancaster | 71 | 42071 | 10.8 | 19850 | 1991 | 9999 |  |  | N | MSW | Dry Scrubber | 1991 | 0.9 |  | SNCR |  |  | B | NA | ACI | 1998 |  |  | 0.23488 | 0.23488 | 0.23488 | 0.23488 | 0.08 | 0.08 | 0.08 | [8 empty] | Lancaster County Solid Waste Management Authority Board | 100 | Lancaster County Solid Waste Management Authority Board | 100
Lancaster County Resource Recovery | 50859_B_BLR3 | 50859 | B | BLR3 |  | Municipal Solid Waste |  | PJM_WMAC | Pennsylvania | 42 | Lancaster | 71 | 42071 | 10.8 | 19850 | 1991 | 9999 |  |  | N | MSW | Dry Scrubber | 1991 | 0.9 |  | SNCR |  |  | B | NA | ACI | 1998 |  |  | 0.25359 | 0.25359 | 0.25359 | 0.25359 | 0.08 | 0.08 | 0.08 | [8 empty] | Lancaster County Solid Waste Management Authority Board | 100 | Lancaster County Solid Waste Management Authority Board | 100
Kent County Waste to Energy Facility | 50860_B_BLR1 | 50860 | B | BLR1 |  | Municipal Solid Waste |  | MIS_LMI | Michigan | 26 | Kent | 81 | 26081 | 7.8 | 19383 | 1990 | 9999 |  |  | N | MSW | Dry Scrubber | 1990 | 0.85 | NH3 + OFA | SNCR |  |  | B | NA | ACI | 1999 |  |  | 0.207 | 0.207 | 0.207 | 0.207 | 0.08 | 0.08 | 0.08 | [8 empty] | Kent County | 100 | Kent County | 100
Kent County Waste to Energy Facility | 50860_B_BLR2 | 50860 | B | BLR2 |  | Municipal Solid Waste |  | MIS_LMI | Michigan | 26 | Kent | 81 | 26081 | 7.8 | 19383 | 1990 | 9999 |  |  | N | MSW | Dry Scrubber | 1990 | 0.85 | NH3 + OFA | SNCR |  |  | B | NA | ACI | 1999 |  |  | 0.18 | 0.18 | 0.18 | 0.18 | 0.08 | 0.08 | 0.08 | [8 empty] | Kent County | 100 | Kent County | 100
Salinas River Cogeneration | 50865_G_K100 | 50865 | G | K100 | 89975 | Combustion Turbine |  | WEC_CALN | California | 6 | Monterey | 53 | 06053 | 33 | 8700 | 1991 | 9999 |  |  | Y | Natural Gas |  |  |  | DLNB | SCR | [7 empty] | 0.74 | 0.00921 | 0.00921 | 0.00921 | 0.00921 | [11 empty] | Salinas River Cogeneration Co | 100 | Chevron Corp | 100
Wheelabrator Concord Facility | 50873_B_B1 | 50873 | B | B1 |  | Municipal Solid Waste |  | NENGREST | New Hampshire | 33 | Merrimack | 13 | 33013 | 6 | 20068 | 1989 | 9999 |  |  | N | MSW | Dry Scrubber | 2000 | 0.75 |  | SNCR |  |  | B | NA | ACI | 2001 |  | 0.069 | 0.337 | 0.337 | 0.337 | 0.337 | 0.08 | 0.08 | 0.08 | [8 empty] | Wheelabrator Concord Co LP | 100 | Macquarie Bank Limited | 100
Wheelabrator Concord Facility | 50873_B_B2 | 50873 | B | B2 |  | Municipal Solid Waste |  | NENGREST | New Hampshire | 33 | Merrimack | 13 | 33013 | 6 | 20068 | 1989 | 9999 |  |  | N | MSW | Dry Scrubber | 2000 | 0.75 |  | SNCR |  |  | B | NA | ACI | 2001 |  | 0.069 | 0.32568 | 0.32568 | 0.32568 | 0.32568 | 0.08 | 0.08 | 0.08 | [8 empty] | Wheelabrator Concord Co LP | 100 | Macquarie Bank Limited | 100
McKay Bay Facility | 50875_B_1 | 50875 | B | 1 |  | Municipal Solid Waste |  | FRCC | Florida | 12 | Hillsborough | 57 | 12057 | 4.5 | 22303 | 2001 | 9999 |  |  | N | MSW | Dry Scrubber | 2000 | 0.8 |  | SNCR |  |  | B | NA | ACI | 2000 |  |  | 0.18765 | 0.18765 | 0.18765 | 0.18765 | 0.08 | 0.08 | 0.08 | [8 empty] | Tampa (City of) | 100 | Tampa (City of) | 100
McKay Bay Facility | 50875_B_2 | 50875 | B | 2 |  | Municipal Solid Waste |  | FRCC | Florida | 12 | Hillsborough | 57 | 12057 | 4.5 | 22303 | 2001 | 9999 |  |  | N | MSW | Dry Scrubber | 2000 | 0.8 |  | SNCR |  |  | B | NA | ACI | 2000 |  |  | 0.18796 | 0.18796 | 0.18796 | 0.18796 | 0.08 | 0.08 | 0.08 | [8 empty] | Tampa (City of) | 100 | Tampa (City of) | 100
McKay Bay Facility | 50875_B_3 | 50875 | B | 3 |  | Municipal Solid Waste |  | FRCC | Florida | 12 | Hillsborough | 57 | 12057 | 4.5 | 22303 | 2001 | 9999 |  |  | N | MSW | Dry Scrubber | 2001 | 0.8 |  | SNCR |  |  | B | NA | ACI | 2000 |  |  | 0.18921 | 0.18921 | 0.18921 | 0.18921 | 0.08 | 0.08 | 0.08 | [8 empty] | Tampa (City of) | 100 | Tampa (City of) | 100
McKay Bay Facility | 50875_B_4 | 50875 | B | 4 |  | Municipal Solid Waste |  | FRCC | Florida | 12 | Hillsborough | 57 | 12057 | 4.5 | 22303 | 2001 | 9999 |  |  | N | MSW | Dry Scrubber | 2001 | 0.8 |  | SNCR |  |  | B | NA | ACI | 2000 |  |  | 0.18811 | 0.18811 | 0.18811 | 0.18811 | 0.08 | 0.08 | 0.08 | [8 empty] | Tampa (City of) | 100 | Tampa (City of) | 100
Wheelabrator North Andover | 50877_B_B1 | 50877 | B | B1 |  | Municipal Solid Waste |  | NENGREST | Massachusetts | 25 | Essex | 9 | 25009 | 15 | 19292 | 1985 | 9999 |  |  | N | MSW | Dry Scrubber | 2000 | 0.75 |  | SNCR |  |  | B | NA | ACI | 2001 |  |  | 0.30664 | 0.30664 | 0.30664 | 0.30664 | 0.08 | 0.08 | 0.08 | [8 empty] | Wheelabrator North Andover Inc | 100 | Macquarie Bank Limited | 100
Wheelabrator North Andover | 50877_B_B2 | 50877 | B | B2 |  | Municipal Solid Waste |  | NENGREST | Massachusetts | 25 | Essex | 9 | 25009 | 15 | 19292 | 1985 | 9999 |  |  | N | MSW | Dry Scrubber | 2000 | 0.75 |  | SNCR |  |  | B | NA | ACI | 2001 |  |  | 0.32114 | 0.32114 | 0.32114 | 0.32114 | 0.08 | 0.08 | 0.08 | [8 empty] | Wheelabrator North Andover Inc | 100 | Macquarie Bank Limited | 100
Wheelabrator Millbury Facility | 50878_B_UNIT1 | 50878 | B | UNIT1 |  | Municipal Solid Waste |  | NENGREST | Massachusetts | 25 | Worcester | 27 | 25027 | 20 | 15839 | 1987 | 9999 |  |  | N | MSW | Dry Scrubber | 1987 | 0.75 |  | SNCR |  |  | B | NA | ACI | 2001 |  |  | 0.323 | 0.323 | 0.323 | 0.323 | 0.08 | 0.08 | 0.08 | [8 empty] | Waste Energy II LLC | 100 | Waste Management Inc | 100
Wheelabrator Millbury Facility | 50878_B_UNIT2 | 50878 | B | UNIT2 |  | Municipal Solid Waste |  | NENGREST | Massachusetts | 25 | Worcester | 27 | 25027 | 20 | 15839 | 1987 | 9999 |  |  | N | MSW | Dry Scrubber | 1987 | 0.75 |  | SNCR |  |  | B | NA | ACI | 2001 |  |  | 0.323 | 0.323 | 0.323 | 0.323 | 0.08 | 0.08 | 0.08 | [8 empty] | Waste Energy II LLC | 100 | Waste Management Inc | 100
Wheelabrator Saugus | 50880_B_UNIT1 | 50880 | B | UNIT1 |  | Municipal Solid Waste |  | NENGREST | Massachusetts | 25 | Essex | 9 | 25009 | 16 | 18912 | 1975 | 9999 |  |  | N | MSW | Dry Scrubber | 1991 | 0.843 |  | SNCR |  |  | B | NA | ACI | 2001 |  |  | 0.28191 | 0.28191 | 0.28191 | 0.28191 | 0.08 | 0.08 | 0.08 | [8 empty] | Wheelabrator Saugus JV | 100 | Macquarie Bank Limited | 100
Wheelabrator Saugus | 50880_B_UNIT2 | 50880 | B | UNIT2 |  | Municipal Solid Waste |  | NENGREST | Massachusetts | 25 | Essex | 9 | 25009 | 16 | 18912 | 1975 | 9999 |  |  | N | MSW | Dry Scrubber | 1991 | 0.843 |  | SNCR |  |  | B | NA | ACI | 2001 |  |  | 0.28918 | 0.28918 | 0.28918 | 0.28918 | 0.08 | 0.08 | 0.08 | [8 empty] | Wheelabrator Saugus JV | 100 | Macquarie Bank Limited | 100
Wheelabrator Shasta | 50881_B_BLR1 | 50881 | B | BLR1 |  | Biomass |  | WEC_CALN | California | 6 | Shasta | 89 | 06089 | 18.8 | 18233 | 1987 | 9999 |  |  | N | Biomass |  |  |  |  | SNCR |  |  | ESPC | No |  |  |  |  | 0.14 | 0.14 | 0.14 | 0.14 | [11 empty] | Wheelabrator Shasta Energy Co Inc | 100 | Macquarie Bank Limited | 100
Wheelabrator Shasta | 50881_B_BLR2 | 50881 | B | BLR2 |  | Biomass |  | WEC_CALN | California | 6 | Shasta | 89 | 06089 | 18.8 | 18233 | 1987 | 9999 |  |  | N | Biomass |  |  |  |  | SNCR |  |  | ESPC | No |  |  |  |  | 0.142 | 0.142 | 0.142 | 0.142 | [11 empty] | Wheelabrator Shasta Energy Co Inc | 100 | Macquarie Bank Limited | 100
Wheelabrator Shasta | 50881_B_BLR3 | 50881 | B | BLR3 |  | Biomass |  | WEC_CALN | California | 6 | Shasta | 89 | 06089 | 18.8 | 18233 | 1987 | 9999 |  |  | N | Biomass |  |  |  |  | SNCR |  |  | ESPC | No |  |  |  |  | 0.136 | 0.136 | 0.136 | 0.136 | [11 empty] | Wheelabrator Shasta Energy Co Inc | 100 | Macquarie Bank Limited | 100
Wheelabrator Westchester | 50882_B_1 | 50882 | B | 1 |  | Municipal Solid Waste |  | NY_Z_G-I | New York | 36 | Westchester | 119 | 36119 | 17 | 18482 | 1984 | 9999 |  |  | N | MSW | Dry Scrubber | 1999 | 0.77 |  | SNCR |  |  | B | NA | ACI | 1999 |  |  | 0.27198 | 0.27198 | 0.27198 | 0.27198 | 0.08 | 0.08 | 0.08 | [8 empty] | Wheelabrator Westchester LP | 100 | Macquarie Bank Limited | 100
Wheelabrator Westchester | 50882_B_2 | 50882 | B | 2 |  | Municipal Solid Waste |  | NY_Z_G-I | New York | 36 | Westchester | 119 | 36119 | 17 | 18482 | 1984 | 9999 |  |  | N | MSW | Dry Scrubber | 1999 | 0.77 |  | SNCR |  |  | B | NA | ACI | 1999 |  |  | 0.2689 | 0.2689 | 0.2689 | 0.2689 | 0.08 | 0.08 | 0.08 | [8 empty] | Wheelabrator Westchester LP | 100 | Macquarie Bank Limited | 100
Wheelabrator Westchester | 50882_B_3 | 50882 | B | 3 |  | Municipal Solid Waste |  | NY_Z_G-I | New York | 36 | Westchester | 119 | 36119 | 17 | 18482 | 1984 | 9999 |  |  | N | MSW | Dry Scrubber | 1999 | 0.77 |  | SNCR |  |  | B | NA | ACI | 1999 |  |  | 0.294 | 0.294 | 0.294 | 0.294 | 0.08 | 0.08 | 0.08 | [8 empty] | Wheelabrator Westchester LP | 100 | Macquarie Bank Limited | 100
Wheelabrator Bridgeport | 50883_B_BLR1 | 50883 | B | BLR1 |  | Municipal Solid Waste |  | NENG_CT | Connecticut | 9 | Fairfield | 1 | 09001 | 19.3 | 16767 | 1988 | 9999 |  |  | N | MSW | Dry Scrubber | 1988 | 0.81 |  | SNCR |  |  | B | NA | ACI | 2001 |  |  | 0.24269 | 0.24269 | 0.24269 | 0.24269 | 0.08 | 0.08 | 0.08 | [8 empty] | Waste Energy II LLC | 100 | Waste Management Inc | 100
Wheelabrator Bridgeport | 50883_B_BLR2 | 50883 | B | BLR2 |  | Municipal Solid Waste |  | NENG_CT | Connecticut | 9 | Fairfield | 1 | 09001 | 19.3 | 16767 | 1988 | 9999 |  |  | N | MSW | Dry Scrubber | 1988 | 0.81 |  | SNCR |  |  | B | NA | ACI | 2001 |  |  | 0.24903 | 0.24903 | 0.24903 | 0.24903 | 0.08 | 0.08 | 0.08 | [8 empty] | Waste Energy II LLC | 100 | Waste Management Inc | 100
Wheelabrator Bridgeport | 50883_B_BLR3 | 50883 | B | BLR3 |  | Municipal Solid Waste |  | NENG_CT | Connecticut | 9 | Fairfield | 1 | 09001 | 19.3 | 16767 | 1988 | 9999 |  |  | N | MSW | Dry Scrubber | 1988 | 0.81 |  | SNCR |  |  | B | NA | ACI | 2001 |  |  | 0.24018 | 0.24018 | 0.24018 | 0.24018 | 0.08 | 0.08 | 0.08 | [8 empty] | Waste Energy II LLC | 100 | Waste Management Inc | 100
Pinellas County Resource Recovery | 50884_B_B101 | 50884 | B | B101 |  | Municipal Solid Waste |  | FRCC | Florida | 12 | Pinellas | 103 | 12103 | 20.6 | 20539 | 1983 | 9999 |  |  | N | MSW | Dry Scrubber | 2000 | 0.75 |  | SNCR |  |  | B | NA | ACI | 2000 |  |  | 0.29256 | 0.29256 | 0.29256 | 0.29256 | 0.08 | 0.08 | 0.08 | [8 empty] | Pinellas County Utilities | 100 | Pinellas County Utilities | 100
Pinellas County Resource Recovery | 50884_B_B102 | 50884 | B | B102 |  | Municipal Solid Waste |  | FRCC | Florida | 12 | Pinellas | 103 | 12103 | 20.6 | 20539 | 1983 | 9999 |  |  | N | MSW | Dry Scrubber | 1999 | 0.75 |  | SNCR |  |  | B | NA | ACI | 1999 |  |  | 0.33322 | 0.33322 | 0.33322 | 0.33322 | 0.08 | 0.08 | 0.08 | [8 empty] | Pinellas County Utilities | 100 | Pinellas County Utilities | 100
Pinellas County Resource Recovery | 50884_B_B103 | 50884 | B | B103 |  | Municipal Solid Waste |  | FRCC | Florida | 12 | Pinellas | 103 | 12103 | 17 | 20560 | 1986 | 9999 |  |  | N | MSW | Dry Scrubber | 1998 | 0.75 |  | SNCR |  |  | B | NA | ACI | 1998 |  |  | 0.38472 | 0.38472 | 0.38472 | 0.38472 | 0.08 | 0.08 | 0.08 | [8 empty] | Pinellas County Utilities | 100 | Pinellas County Utilities | 100
Wheelabrator Gloucester LP | 50885_B_BLR1 | 50885 | B | BLR1 |  | Municipal Solid Waste |  | PJM_EMAC | New Jersey | 34 | Gloucester | 15 | 34015 | 6 | 23668 | 1990 | 9999 |  |  | N | MSW | Dry Scrubber | 1990 | 0.8 |  | SNCR |  |  | B | NA | ACI | 1995 |  |  | 0.23057 | 0.23057 | 0.23057 | 0.23057 | 0.08 | 0.08 | 0.08 | [8 empty] | Wheelabrator Gloucester Co LP | 100 | Macquarie Bank Limited | 100
Wheelabrator Gloucester LP | 50885_B_BLR2 | 50885 | B | BLR2 |  | Municipal Solid Waste |  | PJM_EMAC | New Jersey | 34 | Gloucester | 15 | 34015 | 6 | 23668 | 1990 | 9999 |  |  | N | MSW | Dry Scrubber | 1990 | 0.8 |  | SNCR |  |  | B | NA | ACI | 1995 |  |  | 0.23643 | 0.23643 | 0.23643 | 0.23643 | 0.08 | 0.08 | 0.08 | [8 empty] | Wheelabrator Gloucester Co LP | 100 | Macquarie Bank Limited | 100
Spokane Waste to Energy | 50886_B_1-1A | 50886 | B | 1-1A |  | Municipal Solid Waste |  | WECC_PNW | Washington | 53 | Spokane | 63 | 53063 | 11.4 | 21475 | 1991 | 9999 |  |  | N | MSW | Dry Scrubber | 1991 | 0.89 |  | SNCR |  |  | B | NA | ACI | 2001 |  |  | 0.23484 | 0.23484 | 0.23484 | 0.23484 | 0.08 | 0.08 | 0.08 | [8 empty] | Spokane (City of) | 100 | Spokane (City of) | 100
Spokane Waste to Energy | 50886_B_1-1B | 50886 | B | 1-1B |  | Municipal Solid Waste |  | WECC_PNW | Washington | 53 | Spokane | 63 | 53063 | 11.4 | 21475 | 1991 | 9999 |  |  | N | MSW | Dry Scrubber | 1991 | 0.89 |  | SNCR |  |  | B | NA | ACI | 2001 |  |  | 0.24256 | 0.24256 | 0.24256 | 0.24256 | 0.08 | 0.08 | 0.08 | [8 empty] | Spokane (City of) | 100 | Spokane (City of) | 100
Wheelabrator South Broward | 50887_B_BLR1 | 50887 | B | BLR1 |  | Municipal Solid Waste |  | FRCC | Florida | 12 | Broward | 11 | 12011 | 18 | 20528 | 1991 | 9999 |  |  | N | MSW | Dry Scrubber | 1991 | 0.856 |  | SNCR |  |  | B | NA | ACI | 2009 |  |  | 0.28163 | 0.28163 | 0.28163 | 0.28163 | 0.08 | 0.08 | 0.08 | [8 empty] | Wheelabrator South Broward Inc | 100 | Macquarie Bank Limited | 100
Wheelabrator South Broward | 50887_B_BLR2 | 50887 | B | BLR2 |  | Municipal Solid Waste |  | FRCC | Florida | 12 | Broward | 11 | 12011 | 18 | 20528 | 1991 | 9999 |  |  | N | MSW | Dry Scrubber | 1991 | 0.856 |  | SNCR |  |  | B | NA | ACI | 2009 |  |  | 0.29942 | 0.29942 | 0.29942 | 0.29942 | 0.08 | 0.08 | 0.08 | [8 empty] | Wheelabrator South Broward Inc | 100 | Macquarie Bank Limited | 100
Wheelabrator South Broward | 50887_B_BLR3 | 50887 | B | BLR3 |  | Municipal Solid Waste |  | FRCC | Florida | 12 | Broward | 11 | 12011 | 18 | 20528 | 1991 | 9999 |  |  | N | MSW | Dry Scrubber | 1991 | 0.856 |  | SNCR |  |  | B | NA | ACI | 2009 |  |  | 0.29728 | 0.29728 | 0.29728 | 0.29728 | 0.08 | 0.08 | 0.08 | [8 empty] | Wheelabrator South Broward Inc | 100 | Macquarie Bank Limited | 100
Northampton Generating Company LP | 50888_B_BLR1 | 50888 | B | BLR1 | 3702 | Coal Steam |  | PJM_WMAC | Pennsylvania | 42 | Northampton | 95 | 42095 | 112 | 10316 | 1995 | 9999 | FBC | dry | Y | Waste Coal | Reagent Injection | 1995 | 0.893 | CF + NH3 | SNCR |  | 1995 | B | NA |  |  |  | 0.129 | 0.08354 | 0.08354 | 0.08354 | 0.08354 | 0.01 | 0.01 | 0.01 | 0.98 | Yes | 1995 | [5 empty] | Northampton Generating Co LP | 100 | Archaea Energy Inc | 100
Ivy River Hydro | 50890_G_GEN1 | 50890 | G | GEN1 |  | Hydro |  | S_VACA | North Carolina | 37 | Madison | 115 | 37115 | 0.2 | 0 | 1985 | 9999 |  |  | N | Hydro | [13 empty] | 0 | 0 | 0 | 0 | [11 empty] | Madison Hydro Partners | 100 | Vistra Energy | 100
Ivy River Hydro | 50890_G_GEN2 | 50890 | G | GEN2 |  | Hydro |  | S_VACA | North Carolina | 37 | Madison | 115 | 37115 | 0.2 | 0 | 1985 | 9999 |  |  | N | Hydro | [13 empty] | 0 | 0 | 0 | 0 | [11 empty] | Madison Hydro Partners | 100 | Vistra Energy | 100
Ivy River Hydro | 50890_G_GEN3 | 50890 | G | GEN3 |  | Hydro |  | S_VACA | North Carolina | 37 | Madison | 115 | 37115 | 0.2 | 0 | 1985 | 9999 |  |  | N | Hydro | [13 empty] | 0 | 0 | 0 | 0 | [11 empty] | Madison Hydro Partners | 100 | Vistra Energy | 100
Ivy River Hydro | 50890_G_GEN4 | 50890 | G | GEN4 |  | Hydro |  | S_VACA | North Carolina | 37 | Madison | 115 | 37115 | 0.2 | 0 | 1985 | 9999 |  |  | N | Hydro | [13 empty] | 0 | 0 | 0 | 0 | [11 empty] | Madison Hydro Partners | 100 | Vistra Energy | 100
El Dorado Hydro Elk Creek | 50891_G_GEN1 | 50891 | G | GEN1 |  | Hydro |  | WECC_ID | Idaho | 16 | Idaho | 49 | 16049 | 2.3 | 0 | 1986 | 9999 |  |  | N | Hydro | [13 empty] | 0 | 0 | 0 | 0 | [11 empty] | El Dorado Hydro | 100 | Enel SpA | 100
Rock Creek LP | 50892_G_GEN1 | 50892 | G | GEN1 |  | Hydro |  | WEC_CALN | California | 6 | El Dorado | 17 | 06017 | 1.5 | 0 | 1986 | 9999 |  |  | N | Hydro | [13 empty] | 0 | 0 | 0 | 0 | [11 empty] | Enel North America Inc | 100 | Enel SpA | 100
Rock Creek LP | 50892_G_GEN2 | 50892 | G | GEN2 |  | Hydro |  | WEC_CALN | California | 6 | El Dorado | 17 | 06017 | 1.5 | 0 | 1986 | 9999 |  |  | N | Hydro | [13 empty] | 0 | 0 | 0 | 0 | [11 empty] | Enel North America Inc | 100 | Enel SpA | 100
Allegheny No. 5 Hydro Station | 50893_G_GEN1 | 50893 | G | GEN1 |  | Hydro |  | PJM_PENE | Pennsylvania | 42 | Armstrong | 5 | 42005 | 3 | 0 | 1988 | 9999 |  |  | N | Hydro | [13 empty] | 0 | 0 | 0 | 0 | [11 empty] | All Dams Generation LLC | 100 | Ontario Power Generation Inc | 100
Allegheny No. 5 Hydro Station | 50893_G_GEN2 | 50893 | G | GEN2 |  | Hydro |  | PJM_PENE | Pennsylvania | 42 | Armstrong | 5 | 42005 | 3 | 0 | 1988 | 9999 |  |  | N | Hydro | [13 empty] | 0 | 0 | 0 | 0 | [11 empty] | All Dams Generation LLC | 100 | Ontario Power Generation Inc | 100
Allegheny No 6 Hydro Station | 50894_G_GEN1 | 50894 | G | GEN1 |  | Hydro |  | PJM_AP | Pennsylvania | 42 | Armstrong | 5 | 42005 | 4 | 0 | 1988 | 9999 |  |  | N | Hydro | [13 empty] | 0 | 0 | 0 | 0 | [11 empty] | All Dams Generation LLC | 100 | Ontario Power Generation Inc | 100
Allegheny No 6 Hydro Station | 50894_G_GEN2 | 50894 | G | GEN2 |  | Hydro |  | PJM_AP | Pennsylvania | 42 | Armstrong | 5 | 42005 | 4 | 0 | 1988 | 9999 |  |  | N | Hydro | [13 empty] | 0 | 0 | 0 | 0 | [11 empty] | All Dams Generation LLC | 100 | Ontario Power Generation Inc | 100
Bypass | 50895_G_GEN1 | 50895 | G | GEN1 |  | Hydro |  | WECC_ID | Idaho | 16 | Jerome | 53 | 16053 | 3.3 | 0 | 1987 | 9999 |  |  | N | Hydro | [13 empty] | 0 | 0 | 0 | 0 | [11 empty] | Bypass Ltd | 100 | Enel SpA | 100
Bypass | 50895_G_GEN2 | 50895 | G | GEN2 |  | Hydro |  | WECC_ID | Idaho | 16 | Jerome | 53 | 16053 | 3.3 | 0 | 1987 | 9999 |  |  | N | Hydro | [13 empty] | 0 | 0 | 0 | 0 | [11 empty] | Bypass Ltd | 100 | Enel SpA | 100
Bypass | 50895_G_GEN3 | 50895 | G | GEN3 |  | Hydro |  | WECC_ID | Idaho | 16 | Jerome | 53 | 16053 | 3.3 | 0 | 1987 | 9999 |  |  | N | Hydro | [13 empty] | 0 | 0 | 0 | 0 | [11 empty] | Bypass Ltd | 100 | Enel SpA | 100
S E Hazelton A | 50896_G_GEN1 | 50896 | G | GEN1 |  | Hydro |  | WECC_ID | Idaho | 16 | Jerome | 53 | 16053 | 2.8 | 0 | 1990 | 9999 |  |  | N | Hydro | [13 empty] | 0 | 0 | 0 | 0 | [11 empty] | Se Hazelton A LP | 100 | Enel SpA | 100
S E Hazelton A | 50896_G_GEN2 | 50896 | G | GEN2 |  | Hydro |  | WECC_ID | Idaho | 16 | Jerome | 53 | 16053 | 2.8 | 0 | 1990 | 9999 |  |  | N | Hydro | [13 empty] | 0 | 0 | 0 | 0 | [11 empty] | Se Hazelton A LP | 100 | Enel SpA | 100
S E Hazelton A | 50896_G_GEN3 | 50896 | G | GEN3 |  | Hydro |  | WECC_ID | Idaho | 16 | Jerome | 53 | 16053 | 2.8 | 0 | 1990 | 9999 |  |  | N | Hydro | [13 empty] | 0 | 0 | 0 | 0 | [11 empty] | Se Hazelton A LP | 100 | Enel SpA | 100
Allegheny Hydro No 8 | 50897_G_GEN1 | 50897 | G | GEN1 |  | Hydro |  | PJM_PENE | Pennsylvania | 42 | Armstrong | 5 | 42005 | 6.8 | 0 | 1990 | 9999 |  |  | N | Hydro | [13 empty] | 0 | 0 | 0 | 0 | [11 empty] | Allegheny Hydro LLC | 100 | Northbrook Energy LLC | 100
Allegheny Hydro No 8 | 50897_G_GEN2 | 50897 | G | GEN2 |  | Hydro |  | PJM_PENE | Pennsylvania | 42 | Armstrong | 5 | 42005 | 6.8 | 0 | 1990 | 9999 |  |  | N | Hydro | [13 empty] | 0 | 0 | 0 | 0 | [11 empty] | Allegheny Hydro LLC | 100 | Northbrook Energy LLC | 100
Allegheny Hydro No 9 | 50898_G_GEN1 | 50898 | G | GEN1 |  | Hydro |  | PJM_PENE | Pennsylvania | 42 | Armstrong | 5 | 42005 | 8.9 | 0 | 1990 | 9999 |  |  | N | Hydro | [13 empty] | 0 | 0 | 0 | 0 | [11 empty] | Allegheny Hydro LLC | 100 | Northbrook Energy LLC | 100
Allegheny Hydro No 9 | 50898_G_GEN2 | 50898 | G | GEN2 |  | Hydro |  | PJM_PENE | Pennsylvania | 42 | Armstrong | 5 | 42005 | 8.9 | 0 | 1990 | 9999 |  |  | N | Hydro | [13 empty] | 0 | 0 | 0 | 0 | [11 empty] | Allegheny Hydro LLC | 100 | Northbrook Energy LLC | 100
Covington Facility | 50900_B_6PB | 50900 | B | 6PB | 10093 | O/G Steam |  | PJM_Dom | Virginia | 51 | Covington City | 580 | 51580 | 10.7 | 10947 | 1926 | 9999 | wall | wet | Y | Natural Gas |  |  |  | LNB | [8 empty] | 0.13 | 0.31877 | 0.31877 | 0.31877 | 0.31877 | [11 empty] | Westvaco Corp | 100 | Verso Paper Corp | 100
Covington Facility | 50900_B_10PB | 50900 | B | 10PB | 10098 | O/G Steam |  | PJM_Dom | Virginia | 51 | Covington City | 580 | 51580 | 6.4 | 12539 | 1962 | 9999 | wall | dry | Y | Natural Gas |  |  |  | LNB | [9 empty] | 0.12632 | 0.12632 | 0.12632 | 0.12632 | [11 empty] | Westvaco Corp | 100 | Verso Paper Corp | 100
Covington Facility | 50900_B_9PB | 50900 | B | 9PB | 10097 | Coal Steam |  | PJM_Dom | Virginia | 51 | Covington City | 580 | 51580 | 14.7 | 10986 | 1962 | 9999 | tangential | wet | Y | Bituminous | Wet Scrubber | 1989 | 0.95 | LNB + OFA | SNCR |  | 2015 | ESPC | No |  |  |  | 0.13 | 0.31364 | 0.31281 | 0.1469 | 0.14651 | 0.05 | 0.1 | 0.56 | 0.99 | [7 empty] | Westvaco Corp | 100 | Verso Paper Corp | 100
Covington Facility | 50900_B_1RB | 50900 | B | 1RB |  | Non-Fossil Waste |  | PJM_Dom | Virginia | 51 | Covington City | 580 | 51580 | 17.1 | 12592 | 1972 | 9999 | tangential | dry | Y | Non-Fossil Waste |  |  |  | LNB |  |  |  | ESPC | No |  |  |  |  | 0.1214 | 0.1214 | 0.1214 | 0.1214 | [11 empty] | Westvaco Corp | 100 | Verso Paper Corp | 100
Covington Facility | 50900_B_2RB | 50900 | B | 2RB |  | Non-Fossil Waste |  | PJM_Dom | Virginia | 51 | Covington City | 580 | 51580 | 64 | 12592 | 1992 | 9999 | wall | dry | Y | Non-Fossil Waste |  |  |  | OFA |  |  |  | ESPC | No |  |  |  |  | 0.11262 | 0.11262 | 0.11262 | 0.11262 | [11 empty] | Westvaco Corp | 100 | Verso Paper Corp | 100
Covington Facility | 50900_B_11PB | 50900 | B | 11PB | 10094 | O/G Steam |  | PJM_Dom | Virginia | 51 | Covington City | 580 | 51580 | 6.7 | 12628 | 1994 | 9999 | wall | dry | Y | Natural Gas |  |  |  | FR + LNB | [9 empty] | 0.0322 | 0.0322 | 0.0322 | 0.0322 | [11 empty] | Westvaco Corp | 100 | Verso Paper Corp | 100
Covington Facility | 50900_B_1PB | 50900 | B | 1PB |  | Biomass |  | PJM_Dom | Virginia | 51 | Covington City | 580 | 51580 | 37 | 12669 | 2013 | 9999 | wall | dry | Y | Biomass |  |  |  | LNB | SNCR |  |  | B | NA | ACI | 2013 |  |  | 0.12 | 0.12 | 0.12 | 0.12 | 0.1 | 0.1 | 0.1 | [8 empty] | Westvaco Corp | 100 | Verso Paper Corp | 100
Oswego County Energy Recovery | 50907_G_UNT1 | 50907 | G | UNT1 |  | Municipal Solid Waste |  | NY_Z_C&E | New York | 36 | Oswego | 75 | 36075 | 1.7 | 6064 | 1986 | 9999 |  |  | Y | MSW | [13 empty] | 0.41449 | 0.41449 | 0.41449 | 0.41449 | 0.08 | 0.08 | 0.08 | [8 empty] | Oswego County | 100 | Oswego County | 100
Oswego County Energy Recovery | 50907_G_UNT2 | 50907 | G | UNT2 |  | Municipal Solid Waste |  | NY_Z_C&E | New York | 36 | Oswego | 75 | 36075 | 1.7 | 6064 | 1986 | 9999 |  |  | Y | MSW | [13 empty] | 0.41449 | 0.41449 | 0.41449 | 0.41449 | 0.08 | 0.08 | 0.08 | [8 empty] | Oswego County | 100 | Oswego County | 100
Middle Fork Irrigation District | 50917_G_GEN1 | 50917 | G | GEN1 |  | Hydro |  | WECC_PNW | Oregon | 41 | Hood River | 27 | 41027 | 2 | 0 | 1986 | 9999 |  |  | N | Hydro | [13 empty] | 0 | 0 | 0 | 0 | [11 empty] | Middle Fork Irrigation District | 100 | Middle Fork Irrigation District | 100
Middle Fork Irrigation District | 50917_G_GEN2 | 50917 | G | GEN2 |  | Hydro |  | WECC_PNW | Oregon | 41 | Hood River | 27 | 41027 | 0.5 | 0 | 1986 | 9999 |  |  | N | Hydro | [13 empty] | 0 | 0 | 0 | 0 | [11 empty] | Middle Fork Irrigation District | 100 | Middle Fork Irrigation District | 100
Middle Fork Irrigation District | 50917_G_GEN3 | 50917 | G | GEN3 |  | Hydro |  | WECC_PNW | Oregon | 41 | Hood River | 27 | 41027 | 0.8 | 0 | 1986 | 9999 |  |  | N | Hydro | [13 empty] | 0 | 0 | 0 | 0 | [11 empty] | Middle Fork Irrigation District | 100 | Middle Fork Irrigation District | 100
Co-Gen LLC | 50921_G_GEN1 | 50921 | G | GEN1 |  | Biomass |  | WECC_PNW | Oregon | 41 | Grant | 23 | 41023 | 7.5 | 7611 | 1986 | 9999 |  |  | Y | Biomass | [13 empty] | 0.22033 | 0.22033 | 0.22033 | 0.22033 | [11 empty] | Co Generation Co | 100 | D R Johnson Lumber Co | 100
Yellowstone Energy LP | 50931_B_BLR1 | 50931 | B | BLR1 |  | Coal Steam |  | WECC_MT | Montana | 30 | Yellowstone | 111 | 30111 | 26 | 10449 | 1995 | 9999 | FBC | dry | Y | Petroleum Coke | Reagent Injection | 1995 | 0.927 | CF + OFA |  |  |  | B | NA |  |  |  | 2 | 0.14 | 0.14 | 0.14 | 0.14 | 0.044 | 0.044 | 0.044 | 0.98 | Yes | 1995 | [5 empty] | Yellowstone Energy LP | 100 | NorthWestern Corp | 100
Yellowstone Energy LP | 50931_B_BLR2 | 50931 | B | BLR2 |  | Coal Steam |  | WECC_MT | Montana | 30 | Yellowstone | 111 | 30111 | 26 | 10449 | 1995 | 9999 | FBC | dry | Y | Petroleum Coke | Reagent Injection | 1995 | 0.927 | CF + OFA |  |  |  | B | NA |  |  |  | 2 | 0.14 | 0.14 | 0.14 | 0.14 | 0.044 | 0.044 | 0.044 | 0.98 | Yes | 1995 | [5 empty] | Yellowstone Energy LP | 100 | NorthWestern Corp | 100
Winnebago County Landfill Gas | 50936_G_EG3 | 50936 | G | EG3 |  | Landfill Gas |  | MIS_WUMS | Wisconsin | 55 | Winnebago | 139 | 55139 | 0.9 | 13500 | 2000 | 9999 |  |  | N | Landfill Gas | [13 empty] | 0.24082 | 0.24082 | 0.24082 | 0.24082 | [11 empty] | Winnebago County | 100 | Winnebago County | 100
Winnebago County Landfill Gas | 50936_G_EG4 | 50936 | G | EG4 |  | Landfill Gas |  | MIS_WUMS | Wisconsin | 55 | Winnebago | 139 | 55139 | 1 | 7407 | 2007 | 9999 |  |  | Y | Landfill Gas | [13 empty] | 0.24082 | 0.24082 | 0.24082 | 0.24082 | [11 empty] | Winnebago County | 100 | Winnebago County | 100
Winnebago County Landfill Gas | 50936_G_EG5 | 50936 | G | EG5 |  | Landfill Gas |  | MIS_WUMS | Wisconsin | 55 | Winnebago | 139 | 55139 | 1.4 | 7407 | 2010 | 9999 |  |  | Y | Landfill Gas | [13 empty] | 0.24082 | 0.24082 | 0.24082 | 0.24082 | [11 empty] | Winnebago County | 100 | Winnebago County | 100
Galesville Project | 50938_G_GV1 | 50938 | G | GV1 |  | Hydro |  | WECC_PNW | Oregon | 41 | Douglas | 19 | 41019 | 0.8 | 0 | 1987 | 9999 |  |  | N | Hydro | [13 empty] | 0 | 0 | 0 | 0 | [11 empty] | Douglas County | 100 | Douglas County | 100
Galesville Project | 50938_G_GV2 | 50938 | G | GV2 |  | Hydro |  | WECC_PNW | Oregon | 41 | Douglas | 19 | 41019 | 0.8 | 0 | 1987 | 9999 |  |  | N | Hydro | [13 empty] | 0 | 0 | 0 | 0 | [11 empty] | Douglas County | 100 | Douglas County | 100
Hardee Power Station | 50949_G_GEN1 | 50949 | G | GEN1 |  | Combined Cycle |  | FRCC | Florida | 12 | Hardee | 49 | 12049 | 70 | 9235 | 1993 | 9999 |  |  | N | Natural Gas, Distillate Fuel Oil |  |  |  | H2O | [9 empty] | 0.029787 | 0.029787 | 0.029787 | 0.029787 | [11 empty] | Hardee Power Partners Ltd | 100 | Invenergy LLC | 100
Hardee Power Station | 50949_G_GEN2 | 50949 | G | GEN2 |  | Combined Cycle |  | FRCC | Florida | 12 | Hardee | 49 | 12049 | 70 | 9235 | 1993 | 9999 |  |  | N | Natural Gas, Distillate Fuel Oil |  |  |  | H2O | [9 empty] | 0.029787 | 0.029787 | 0.029787 | 0.029787 | [11 empty] | Hardee Power Partners Ltd | 100 | Invenergy LLC | 100
Hardee Power Station | 50949_G_GEN3 | 50949 | G | GEN3 |  | Combined Cycle |  | FRCC | Florida | 12 | Hardee | 49 | 12049 | 78 | 9235 | 1993 | 9999 |  |  | N | Natural Gas, Distillate Fuel Oil |  |  |  | H2O | [9 empty] | 0.029787 | 0.029787 | 0.029787 | 0.029787 | [11 empty] | Hardee Power Partners Ltd | 100 | Invenergy LLC | 100
Hardee Power Station | 50949_G_GEN4 | 50949 | G | GEN4 |  | Combustion Turbine |  | FRCC | Florida | 12 | Hardee | 49 | 12049 | 70 | 13552 | 1993 | 9999 |  |  | N | Natural Gas, Distillate Fuel Oil |  |  |  | H2O | [8 empty] | 0.8 | 0.1518 | 0.1518 | 0.1518 | 0.1518 | [11 empty] | Hardee Power Partners Ltd | 100 | Invenergy LLC | 100
Hardee Power Station | 50949_G_GEN5 | 50949 | G | GEN5 | 3703 | Combustion Turbine |  | FRCC | Florida | 12 | Hardee | 49 | 12049 | 85 | 13534 | 2000 | 9999 |  |  | N | Natural Gas, Distillate Fuel Oil |  |  |  | DLNB + H2O | [8 empty] | 0.8 | 0.02446 | 0.02446 | 0.02446 | 0.02446 | [11 empty] | Hardee Power Partners Ltd | 100 | Invenergy LLC | 100
Sunnyside Cogen Associates | 50951_B_1 | 50951 | B | 1 | 90986 | Coal Steam |  | WECC_UT | Utah | 49 | Carbon | 7 | 49007 | 51 | 12284 | 1993 | 9999 | FBC | dry | N | Waste Coal | Wet Scrubber | 1993 | 0.8 | CF + FU + LA |  |  |  | B | NA |  |  |  | 2 | 0.17146 | 0.17146 | 0.17146 | 0.17146 | 0.01 | 0.01 | 0.01 | 0.99 | Yes | 1993 | [5 empty] | American Consumers Inc | 50 | American Consumers Inc | 50
Union County Resource Recovery | 50960_B_UNIT1 | 50960 | B | UNIT1 |  | Municipal Solid Waste |  | PJM_EMAC | New Jersey | 34 | Union | 39 | 34039 | 12.5 | 19383 | 1994 | 9999 |  |  | N | MSW | Dry Scrubber | 1994 | 0.85 | NH3 + other | SNCR |  |  | B | NA | ACI | 1994 |  |  | 0.171 | 0.171 | 0.171 | 0.171 | 0.08 | 0.08 | 0.08 | [8 empty] | Union County Utilities Authority | 100 | Union County Utilities Authority | 100
Union County Resource Recovery | 50960_B_UNIT2 | 50960 | B | UNIT2 |  | Municipal Solid Waste |  | PJM_EMAC | New Jersey | 34 | Union | 39 | 34039 | 12.5 | 19383 | 1994 | 9999 |  |  | N | MSW | Dry Scrubber | 1994 | 0.85 | NH3 + other | SNCR |  |  | B | NA | ACI | 1994 |  |  | 0.161 | 0.161 | 0.161 | 0.161 | 0.08 | 0.08 | 0.08 | [8 empty] | Union County Utilities Authority | 100 | Union County Utilities Authority | 100
Union County Resource Recovery | 50960_B_UNIT3 | 50960 | B | UNIT3 |  | Municipal Solid Waste |  | PJM_EMAC | New Jersey | 34 | Union | 39 | 34039 | 12.5 | 19383 | 1994 | 9999 |  |  | N | MSW | Dry Scrubber | 1994 | 0.85 | NH3 + other | SNCR |  |  | B | NA | ACI | 1994 |  |  | 0.161 | 0.161 | 0.161 | 0.161 | 0.08 | 0.08 | 0.08 | [8 empty] | Union County Utilities Authority | 100 | Union County Utilities Authority | 100
Slate Creek | 50961_G_GEN1 | 50961 | G | GEN1 |  | Hydro |  | WECC_PNW | California | 6 | Shasta | 89 | 06089 | 4 | 0 | 1990 | 9999 |  |  | N | Hydro | [13 empty] | 0 | 0 | 0 | 0 | [11 empty] | Slate Creek Hydro Associates LP | 95 | Enel SpA | 95
Amedee Geothermal Venture I | 50964_G_IND | 50964 | G | IND |  | Geothermal |  | WEC_CALN | California | 6 | Lassen | 35 | 06035 | 1.1 | 9771 | 1988 | 9999 |  |  | N | Geothermal | [13 empty] | 0 | 0 | 0 | 0 | 0.3713 | 0.3713 | 0.3713 | [8 empty] | Amedee Geothermal Venture I LP | 100 | Transmission Pacific Geothermal Corp | 100
Amedee Geothermal Venture I | 50964_G_SYN | 50964 | G | SYN |  | Geothermal |  | WEC_CALN | California | 6 | Lassen | 35 | 06035 | 1.1 | 9771 | 1988 | 9999 |  |  | N | Geothermal | [13 empty] | 0 | 0 | 0 | 0 | 0.3713 | 0.3713 | 0.3713 | [8 empty] | Amedee Geothermal Venture I LP | 100 | Transmission Pacific Geothermal Corp | 100
Tropicana Products Bradent | 50971_G_GEN1 | 50971 | G | GEN1 |  | Combustion Turbine |  | FRCC | Florida | 12 | Manatee | 81 | 12081 | 31 | 8700 | 1990 | 9999 |  |  | Y | Natural Gas | [13 empty] | 0.09279 | 0.09279 | 0.09279 | 0.09279 | [11 empty] | Tropicana Manufacturing Co | 100 | PepsiCo Inc | 100
Marsh Valley Development | 50972_G_1 | 50972 | G | 1 |  | Hydro |  | WECC_ID | Idaho | 16 | Bannock | 5 | 16005 | 1.5 | 0 | 1993 | 9999 |  |  | N | Hydro | [13 empty] | 0 | 0 | 0 | 0 | [11 empty] | Marsh Valley Development Inc | 100 | Marsh Valley Development Inc | 100
Scrubgrass Generating Plant | 50974_B_UNIT 1 | 50974 | B | UNIT 1 | 3706 | Coal Steam |  | PJM_PENE | Pennsylvania | 42 | Venango | 121 | 42121 | 43 | 13904 | 1993 | 9999 | FBC | dry | N | Bituminous, Waste Coal | Dry Scrubber | 1994 | 0.95 | CF + LA | SNCR |  | 1999 | B + C | NA |  |  |  | 0.45 | 0.13247 | 0.13247 | 0.13247 | 0.13247 | 0.01 | 0.01 | 0.01 | 0.99 | Yes | 1994 | [5 empty] | Scrubgrass Generating Co LP | 100 | Ares Management LP | 100
Scrubgrass Generating Plant | 50974_B_UNIT 2 | 50974 | B | UNIT 2 | 3707 | Coal Steam |  | PJM_PENE | Pennsylvania | 42 | Venango | 121 | 42121 | 43 | 13904 | 1993 | 9999 | FBC | dry | N | Bituminous, Waste Coal | Dry Scrubber | 1994 | 0.95 | CF + LA | SNCR |  | 1999 | B + C | NA |  |  |  | 0.45 | 0.13526 | 0.13526 | 0.13526 | 0.13526 | 0.01 | 0.01 | 0.01 | 0.99 | Yes | 1994 | [5 empty] | Scrubgrass Generating Co LP | 100 | Ares Management LP | 100
Carr Street Generating Station | 50978_G_GEN1 | 50978 | G | GEN1 | 3708 | Combined Cycle |  | NY_Z_C&E | New York | 36 | Onondaga | 67 | 36067 | 32 | 8755 | 1993 | 9999 |  |  | N | Natural Gas, Distillate Fuel Oil |  |  |  | H2O + NH3 | SCR | [8 empty] | 0.027061 | 0.027061 | 0.027061 | 0.027061 | [11 empty] | Carr Street Generating Station LP | 100 | Brookfield Asset Management Inc | 100
Carr Street Generating Station | 50978_G_GEN2 | 50978 | G | GEN2 | 3709 | Combined Cycle |  | NY_Z_C&E | New York | 36 | Onondaga | 67 | 36067 | 32 | 8755 | 1993 | 9999 |  |  | N | Natural Gas, Distillate Fuel Oil |  |  |  | H2O + NH3 | SCR | [8 empty] | 0.027061 | 0.027061 | 0.027061 | 0.027061 | [11 empty] | Carr Street Generating Station LP | 100 | Brookfield Asset Management Inc | 100
Carr Street Generating Station | 50978_G_GEN3 | 50978 | G | GEN3 | 3708 | Combined Cycle |  | NY_Z_C&E | New York | 36 | Onondaga | 67 | 36067 | 23 | 8755 | 1993 | 9999 |  |  | N | Natural Gas, Distillate Fuel Oil |  |  |  | H2O + NH3 | SCR | [8 empty] | 0.027061 | 0.027061 | 0.027061 | 0.027061 | [11 empty] | Carr Street Generating Station LP | 100 | Brookfield Asset Management Inc | 100
Siphon Power Project | 50980_G_GEN1 | 50980 | G | GEN1 |  | Hydro |  | WECC_PNW | Oregon | 41 | Deschutes | 17 | 41017 | 2.7 | 0 | 1989 | 9999 |  |  | N | Hydro | [13 empty] | 0 | 0 | 0 | 0 | [11 empty] | Central Oregon Irrigation District | 100 | Central Oregon Irrigation District | 100
Siphon Power Project | 50980_G_GEN2 | 50980 | G | GEN2 |  | Hydro |  | WECC_PNW | Oregon | 41 | Deschutes | 17 | 41017 | 2.7 | 0 | 1989 | 9999 |  |  | N | Hydro | [13 empty] | 0 | 0 | 0 | 0 | [11 empty] | Central Oregon Irrigation District | 100 | Central Oregon Irrigation District | 100
Rock Creek I | 50987_G_GEN1 | 50987 | G | GEN1 |  | Hydro |  | WECC_ID | Idaho | 16 | Twin Falls | 83 | 16083 | 2 | 0 | 1983 | 9999 |  |  | N | Hydro | [13 empty] | 0 | 0 | 0 | 0 | [11 empty] | Shorock Hydro Inc | 100 | Shorock Hydro Inc | 100
Co-Gen II LLC | 50993_G_GEN1 | 50993 | G | GEN1 |  | Biomass |  | WECC_PNW | Oregon | 41 | Douglas | 19 | 41019 | 7.8 | 7611 | 1987 | 9999 |  |  | Y | Biomass | [13 empty] | 0.22033 | 0.22033 | 0.22033 | 0.22033 | [11 empty] | Co Generating II | 100 | Pacific Northwest Generating Coop | 100
Aziscohos Hydroelectric Project | 50999_G_GEN1 | 50999 | G | GEN1 |  | Hydro |  | NENG_ME | Maine | 23 | Oxford | 17 | 23017 | 6.8 | 0 | 1988 | 9999 |  |  | N | Hydro | [13 empty] | 0 | 0 | 0 | 0 | [11 empty] | Androscoggin Reservoir Co | 100 | Brookfield Asset Management Inc | 100
Ryegate Power Station | 51026_B_BLR1 | 51026 | B | BLR1 |  | Biomass |  | NENGREST | Vermont | 50 | Caledonia | 5 | 50005 | 20 | 13580 | 1992 | 9999 |  |  | N | Biomass |  |  |  |  | SNCR |  |  | ESPH + C | Yes |  |  |  |  | 0.075 | 0.075 | 0.075 | 0.075 | [11 empty] | Ryegate Associates | 100 | Capergy SA | 100
Ocean State Power | 51030_G_GEN1 | 51030 | G | GEN1 | 3710 | Combined Cycle |  | NENGREST | Rhode Island | 44 | Providence | 7 | 44007 | 71.2 | 8599 | 1990 | 9999 |  |  | N | Natural Gas, Distillate Fuel Oil |  |  |  | H2O | SCR | [8 empty] | 0.026929 | 0.026929 | 0.026929 | 0.026929 | [11 empty] | Ocean State Power | 100 | TC Energy Corp | 100
Ocean State Power | 51030_G_GEN2 | 51030 | G | GEN2 | 3711 | Combined Cycle |  | NENGREST | Rhode Island | 44 | Providence | 7 | 44007 | 71.2 | 8599 | 1990 | 9999 |  |  | N | Natural Gas, Distillate Fuel Oil |  |  |  | H2O | SCR | [8 empty] | 0.026929 | 0.026929 | 0.026929 | 0.026929 | [11 empty] | Ocean State Power | 100 | TC Energy Corp | 100
Ocean State Power | 51030_G_GEN3 | 51030 | G | GEN3 | 3710 | Combined Cycle |  | NENGREST | Rhode Island | 44 | Providence | 7 | 44007 | 76.2 | 8599 | 1990 | 9999 |  |  | N | Natural Gas, Distillate Fuel Oil |  |  |  | NH3 | SCR | [8 empty] | 0.026929 | 0.026929 | 0.026929 | 0.026929 | [11 empty] | Ocean State Power | 100 | TC Energy Corp | 100
West Delaware Tunnel Plant | 51033_G_GEN1 | 51033 | G | GEN1 |  | Hydro |  | NY_Z_G-I | New York | 36 | Sullivan | 105 | 36105 | 7 | 0 | 1988 | 9999 |  |  | N | Hydro | [13 empty] | 0 | 0 | 0 | 0 | [11 empty] | Brookfield Renewable Energy Partners LP | 100 | Brookfield Asset Management Inc | 100
Little Falls Hydro | 51034_G_GEN1 | 51034 | G | GEN1 |  | Hydro |  | NY_Z_C&E | New York | 36 | Herkimer | 43 | 36043 | 6.5 | 0 | 1987 | 9999 |  |  | N | Hydro | [13 empty] | 0 | 0 | 0 | 0 | [11 empty] | Little Falls Hydroelec Associates | 100 | Ontario Power Generation Inc | 100
Little Falls Hydro | 51034_G_GEN2 | 51034 | G | GEN2 |  | Hydro |  | NY_Z_C&E | New York | 36 | Herkimer | 43 | 36043 | 6.5 | 0 | 1987 | 9999 |  |  | N | Hydro | [13 empty] | 0 | 0 | 0 | 0 | [11 empty] | Little Falls Hydroelec Associates | 100 | Ontario Power Generation Inc | 100
MacArthur Waste to Energy Facility | 51038_B_B1 | 51038 | B | B1 |  | Municipal Solid Waste |  | NY_Z_K | New York | 36 | Suffolk | 103 | 36103 | 5.5 | 19383 | 1990 | 9999 |  |  | N | MSW | Dry Scrubber | 1990 | 0.93 | LA + OFA + other |  |  |  | B | NA | ACI | 2005 |  |  | 0.19464 | 0.19464 | 0.19464 | 0.19464 | 0.08 | 0.08 | 0.08 | [8 empty] | Islip Resource Recovery Agency | 100 | Covanta Holding Corp | 100
MacArthur Waste to Energy Facility | 51038_B_B2 | 51038 | B | B2 |  | Municipal Solid Waste |  | NY_Z_K | New York | 36 | Suffolk | 103 | 36103 | 5.5 | 19383 | 1990 | 9999 |  |  | N | MSW | Dry Scrubber | 1990 | 0.93 | LA + OFA |  |  |  | B | NA | ACI | 2005 |  |  | 0.19863 | 0.19863 | 0.19863 | 0.19863 | 0.08 | 0.08 | 0.08 | [8 empty] | Islip Resource Recovery Agency | 100 | Covanta Holding Corp | 100
LaO Energy Systems | 52006_G_GEN3 | 52006 | G | GEN3 |  | Combined Cycle |  | MIS_LA | Louisiana | 22 | Iberville | 47 | 22047 | 94 | 8727 | 1966 | 9999 |  |  | Y | Natural Gas |  |  |  | STM | [9 empty] | 0.12087 | 0.12087 | 0.12087 | 0.12087 | [11 empty] | Dow Chemical Co | 100 | DowDuPont Inc | 100
LaO Energy Systems | 52006_G_GEN4 | 52006 | G | GEN4 |  | Combined Cycle |  | MIS_LA | Louisiana | 22 | Iberville | 47 | 22047 | 49 | 8727 | 1969 | 9999 |  |  | Y | Natural Gas |  |  |  | STM | [9 empty] | 0.08833 | 0.08833 | 0.08833 | 0.08833 | [11 empty] | Dow Chemical Co | 100 | DowDuPont Inc | 100
LaO Energy Systems | 52006_G_GEN5 | 52006 | G | GEN5 |  | Combined Cycle |  | MIS_LA | Louisiana | 22 | Iberville | 47 | 22047 | 52 | 8727 | 1978 | 9999 |  |  | Y | Natural Gas | [13 empty] | 0.12087 | 0.12087 | 0.12087 | 0.12087 | [11 empty] | Dow Chemical Co | 100 | DowDuPont Inc | 100
LaO Energy Systems | 52006_G_GEN6 | 52006 | G | GEN6 |  | Combined Cycle |  | MIS_LA | Louisiana | 22 | Iberville | 47 | 22047 | 52 | 8727 | 1979 | 9999 |  |  | Y | Natural Gas | [13 empty] | 0.08833 | 0.08833 | 0.08833 | 0.08833 | [11 empty] | Dow Chemical Co | 100 | DowDuPont Inc | 100
Lee County Solid Waste Energy | 52010_B_BLR1 | 52010 | B | BLR1 |  | Municipal Solid Waste |  | FRCC | Florida | 12 | Lee | 71 | 12071 | 19.5 | 17531 | 1994 | 9999 |  |  | N | MSW | Dry Scrubber | 1994 | 0.85 |  | SNCR |  |  | B | NA | ACI | 2007 |  |  | 0.25257 | 0.25257 | 0.25257 | 0.25257 | 0.08 | 0.08 | 0.08 | [8 empty] | Lee County Board Commissioners | 100 | Covanta Holding Corp | 100
Lee County Solid Waste Energy | 52010_B_BLR2 | 52010 | B | BLR2 |  | Municipal Solid Waste |  | FRCC | Florida | 12 | Lee | 71 | 12071 | 19.5 | 17531 | 1994 | 9999 |  |  | N | MSW | Dry Scrubber | 1994 | 0.85 |  | SNCR |  |  | B | NA | ACI | 2007 |  |  | 0.26 | 0.26 | 0.26 | 0.26 | 0.08 | 0.08 | 0.08 | [8 empty] | Lee County Board Commissioners | 100 | Covanta Holding Corp | 100
Lee County Solid Waste Energy | 52010_B_BLR3 | 52010 | B | BLR3 |  | Municipal Solid Waste |  | FRCC | Florida | 12 | Lee | 71 | 12071 | 16 | 17737 | 2007 | 9999 |  |  | N | MSW | Dry Scrubber | 2007 | 0.85 |  | SNCR |  |  | B | NA | ACI | 2007 |  |  | 0.19173 | 0.19173 | 0.19173 | 0.19173 | 0.08 | 0.08 | 0.08 | [8 empty] | Lee County Board Commissioners | 100 | Covanta Holding Corp | 100
Terra-Gen Dixie Valley | 52015_G_GEN1 | 52015 | G | GEN1 |  | Geothermal |  | WECC_NNV | Nevada | 32 | Churchill | 1 | 32001 | 56 | 9771 | 1998 | 9999 |  |  | N | Geothermal | [13 empty] | 0 | 0 | 0 | 0 | 0.4563 | 0.4563 | 0.4563 | [8 empty] | Terra Gen Dixie Valley LLC | 100 | Energy Capital Partners | 100
Terra-Gen Dixie Valley | 52015_G_GEN2 | 52015 | G | GEN2 |  | Geothermal |  | WECC_NNV | Nevada | 32 | Churchill | 1 | 32001 | 2.5 | 9771 | 2012 | 9999 |  |  | N | Geothermal | [13 empty] | 0 | 0 | 0 | 0 | 0.4563 | 0.4563 | 0.4563 | [8 empty] | Terra Gen Dixie Valley LLC | 100 | Energy Capital Partners | 100
Doswell Energy Center | 52019_G_GEN1 | 52019 | G | GEN1 | 10033 | Combined Cycle |  | PJM_Dom | Virginia | 51 | Hanover | 85 | 51085 | 104.7 | 8431 | 1991 | 9999 |  |  | N | Natural Gas, Distillate Fuel Oil |  |  |  | DLNB + STM | SCR | [8 empty] | 0.031948 | 0.031948 | 0.031948 | 0.031948 | [11 empty] | Doswell LP | 100 | LS Power Group | 100
Doswell Energy Center | 52019_G_GEN2 | 52019 | G | GEN2 | 10034 | Combined Cycle |  | PJM_Dom | Virginia | 51 | Hanover | 85 | 51085 | 104.7 | 8431 | 1991 | 9999 |  |  | N | Natural Gas, Distillate Fuel Oil |  |  |  | DLNB + STM | SCR | [8 empty] | 0.031948 | 0.031948 | 0.031948 | 0.031948 | [11 empty] | Doswell LP | 100 | LS Power Group | 100
Doswell Energy Center | 52019_G_GEN3 | 52019 | G | GEN3 | 10033 | Combined Cycle |  | PJM_Dom | Virginia | 51 | Hanover | 85 | 51085 | 123 | 8431 | 1991 | 9999 |  |  | N | Natural Gas, Distillate Fuel Oil |  |  |  | NH3 | SCR | [8 empty] | 0.031948 | 0.031948 | 0.031948 | 0.031948 | [11 empty] | Doswell LP | 100 | LS Power Group | 100
Doswell Energy Center | 52019_G_GEN4 | 52019 | G | GEN4 | 10035 | Combined Cycle |  | PJM_Dom | Virginia | 51 | Hanover | 85 | 51085 | 104.7 | 8431 | 1992 | 9999 |  |  | N | Natural Gas, Distillate Fuel Oil |  |  |  | DLNB + STM | SCR | [8 empty] | 0.031276 | 0.031276 | 0.031276 | 0.031276 | [11 empty] | Doswell LP | 100 | LS Power Group | 100
Doswell Energy Center | 52019_G_GEN5 | 52019 | G | GEN5 | 10036 | Combined Cycle |  | PJM_Dom | Virginia | 51 | Hanover | 85 | 51085 | 104.7 | 8431 | 1992 | 9999 |  |  | N | Natural Gas, Distillate Fuel Oil |  |  |  | DLNB + STM | SCR | [8 empty] | 0.031276 | 0.031276 | 0.031276 | 0.031276 | [11 empty] | Doswell LP | 100 | LS Power Group | 100
Doswell Energy Center | 52019_G_GEN6 | 52019 | G | GEN6 | 10035 | Combined Cycle |  | PJM_Dom | Virginia | 51 | Hanover | 85 | 51085 | 123 | 8431 | 1992 | 9999 |  |  | N | Natural Gas, Distillate Fuel Oil |  |  |  | NH3 | SCR | [8 empty] | 0.031276 | 0.031276 | 0.031276 | 0.031276 | [11 empty] | Doswell LP | 100 | LS Power Group | 100
Doswell Energy Center | 52019_G_GEN7 | 52019 | G | GEN7 | 3712 | Combustion Turbine |  | PJM_Dom | Virginia | 51 | Hanover | 85 | 51085 | 170 | 11149 | 2001 | 9999 |  |  | N | Natural Gas, Distillate Fuel Oil |  |  |  | DLNB + H2O | [8 empty] | 2.64 | 0.03331 | 0.03331 | 0.03331 | 0.03331 | [11 empty] | Doswell LP | 100 | LS Power Group | 100
Doswell Energy Center | 52019_G_GEN8 | 52019 | G | GEN8 | 91240 | Combustion Turbine |  | PJM_Dom | Virginia | 51 | Hanover | 85 | 51085 | 165 | 10745 | 2018 | 9999 |  |  | N | Natural Gas | [13 empty] | 0.03303 | 0.03303 | 0.03303 | 0.03303 | [11 empty] | Doswell II LLC | 100 | LS Power Group | 100
Doswell Energy Center | 52019_G_GEN9 | 52019 | G | GEN9 | 91239 | Combustion Turbine |  | PJM_Dom | Virginia | 51 | Hanover | 85 | 51085 | 165 | 10745 | 2018 | 9999 |  |  | N | Natural Gas | [13 empty] | 0.03459 | 0.03459 | 0.03459 | 0.03459 | [11 empty] | Doswell II LLC | 100 | LS Power Group | 100
ITT Cogen Facility | 52021_G_GEN1 | 52021 | G | GEN1 |  | Combustion Turbine |  | PJM_COMD | Illinois | 17 | Cook | 31 | 17031 | 3.5 | 12804 | 1991 | 2045 |  |  | Y | Natural Gas, Distillate Fuel Oil | [13 empty] | 0.16383 | 0.16383 | 0.16383 | 0.16383 | [11 empty] | Illinois Institute Technology | 100 | Illinois Institute Technology | 100
ITT Cogen Facility | 52021_G_GEN2 | 52021 | G | GEN2 |  | Combustion Turbine |  | PJM_COMD | Illinois | 17 | Cook | 31 | 17031 | 3.5 | 12804 | 1991 | 2045 |  |  | Y | Natural Gas, Distillate Fuel Oil | [13 empty] | 0.16383 | 0.16383 | 0.16383 | 0.16383 | [11 empty] | Illinois Institute Technology | 100 | Illinois Institute Technology | 100
Dartmouth Power Associates LP | 52026_G_GEN1 | 52026 | G | GEN1 | 3713 | Combined Cycle |  | NENGREST | Massachusetts | 25 | Bristol | 5 | 25005 | 35.1 | 9190 | 1992 | 9999 |  |  | N | Natural Gas, Distillate Fuel Oil |  |  |  | H2O | SCR | [8 empty] | 0.029685 | 0.029685 | 0.029685 | 0.029685 | [11 empty] | Dartmouth Power Associates LP | 100 | Riverstone Holdings LLC | 100
Dartmouth Power Associates LP | 52026_G_GEN2 | 52026 | G | GEN2 | 3713 | Combined Cycle |  | NENGREST | Massachusetts | 25 | Bristol | 5 | 25005 | 27 | 9190 | 1992 | 9999 |  |  | N | Natural Gas, Distillate Fuel Oil |  |  |  | NH3 | SCR | [8 empty] | 0.029685 | 0.029685 | 0.029685 | 0.029685 | [11 empty] | Dartmouth Power Associates LP | 100 | Riverstone Holdings LLC | 100
Dartmouth Power Associates LP | 52026_G_GEN3 | 52026 | G | GEN3 | 90589 | Combustion Turbine |  | NENGREST | Massachusetts | 25 | Bristol | 5 | 25005 | 19.6 | 14217 | 2009 | 9999 |  |  | N | Natural Gas, Distillate Fuel Oil |  |  |  | H2O | SCR | [8 empty] | 0.01149 | 0.01149 | 0.01149 | 0.01149 | [11 empty] | Dartmouth Power Associates LP | 100 | Riverstone Holdings LLC | 100
Yough Hydro Power | 52036_G_GEN1 | 52036 | G | GEN1 |  | Hydro |  | PJM_PENE | Pennsylvania | 42 | Somerset | 111 | 42111 | 6.1 | 0 | 1989 | 9999 |  |  | N | Hydro | [13 empty] | 0 | 0 | 0 | 0 | [11 empty] | D/R Hydro Co | 100 | D/R Hydro Co | 100
Yough Hydro Power | 52036_G_GEN2 | 52036 | G | GEN2 |  | Hydro |  | PJM_PENE | Pennsylvania | 42 | Somerset | 111 | 42111 | 6.1 | 0 | 1989 | 9999 |  |  | N | Hydro | [13 empty] | 0 | 0 | 0 | 0 | [11 empty] | D/R Hydro Co | 100 | D/R Hydro Co | 100
Quail Creek Hydro Plant #1 | 52039_G_1 | 52039 | G | 1 |  | Hydro |  | WECC_UT | Utah | 49 | Washington | 53 | 49053 | 2.3 | 0 | 1985 | 9999 |  |  | N | Hydro | [13 empty] | 0 | 0 | 0 | 0 | [11 empty] | Washington County Water Consv District | 100 | Washington County Water Consv District | 100
Clifton Dam 3 Power Station | 52049_G_2V | 52049 | G | 2V |  | Hydro |  | S_VACA | South Carolina | 45 | Spartanburg | 83 | 45083 | 0.5 | 0 | 1985 | 9999 |  |  | N | Hydro | [13 empty] | 0 | 0 | 0 | 0 | [11 empty] | Converse Energy Inc | 100 | Converse Energy Inc | 100
Clifton Dam 3 Power Station | 52049_G_1H | 52049 | G | 1H |  | Hydro |  | S_VACA | South Carolina | 45 | Spartanburg | 83 | 45083 | 0.7 | 0 | 1987 | 9999 |  |  | N | Hydro | [13 empty] | 0 | 0 | 0 | 0 | [11 empty] | Converse Energy Inc | 100 | Converse Energy Inc | 100
Rapidan Hydro Facility | 52054_G_GEN1 | 52054 | G | GEN1 |  | Hydro |  | MIS_MNWI | Minnesota | 27 | Blue Earth | 13 | 27013 | 3.2 | 0 | 1984 | 9999 |  |  | N | Hydro | [13 empty] | 0 | 0 | 0 | 0 | [11 empty] | Rapidan Redevelopment Ltd | 100 | Hudson Clean Energy Partners LP | 100
Rapidan Hydro Facility | 52054_G_GEN2 | 52054 | G | GEN2 |  | Hydro |  | MIS_MNWI | Minnesota | 27 | Blue Earth | 13 | 27013 | 3.2 | 0 | 1984 | 9999 |  |  | N | Hydro | [13 empty] | 0 | 0 | 0 | 0 | [11 empty] | Rapidan Redevelopment Ltd | 100 | Hudson Clean Energy Partners LP | 100
Herkimer | 52057_G_01 | 52057 | G | 01 |  | Hydro |  | NY_Z_C&E | New York | 36 | Herkimer | 43 | 36043 | 0.1 | 0 | 1987 | 9999 |  |  | N | Hydro | [13 empty] | 0 | 0 | 0 | 0 | [11 empty] | Trafalgar Power Inc | 100 | Algonquin Power Income Fund | 100
Herkimer | 52057_G_02 | 52057 | G | 02 |  | Hydro |  | NY_Z_C&E | New York | 36 | Herkimer | 43 | 36043 | 0.1 | 0 | 1987 | 9999 |  |  | N | Hydro | [13 empty] | 0 | 0 | 0 | 0 | [11 empty] | Trafalgar Power Inc | 100 | Algonquin Power Income Fund | 100
Herkimer | 52057_G_03 | 52057 | G | 03 |  | Hydro |  | NY_Z_C&E | New York | 36 | Herkimer | 43 | 36043 | 0.1 | 0 | 1987 | 9999 |  |  | N | Hydro | [13 empty] | 0 | 0 | 0 | 0 | [11 empty] | Trafalgar Power Inc | 100 | Algonquin Power Income Fund | 100
Herkimer | 52057_G_04 | 52057 | G | 04 |  | Hydro |  | NY_Z_C&E | New York | 36 | Herkimer | 43 | 36043 | 0.1 | 0 | 1987 | 9999 |  |  | N | Hydro | [13 empty] | 0 | 0 | 0 | 0 | [11 empty] | Trafalgar Power Inc | 100 | Algonquin Power Income Fund | 100
Ogdensburg | 52058_G_01 | 52058 | G | 01 |  | Hydro |  | NY_Z_C&E | New York | 36 | St Lawrence | 89 | 36089 | 0.2 | 0 | 1987 | 9999 |  |  | N | Hydro | [13 empty] | 0 | 0 | 0 | 0 | [11 empty] | Trafalgar Power Inc | 100 | Algonquin Power Income Fund | 100
Ogdensburg | 52058_G_02 | 52058 | G | 02 |  | Hydro |  | NY_Z_C&E | New York | 36 | St Lawrence | 89 | 36089 | 0.2 | 0 | 1987 | 9999 |  |  | N | Hydro | [13 empty] | 0 | 0 | 0 | 0 | [11 empty] | Trafalgar Power Inc | 100 | Algonquin Power Income Fund | 100
Ogdensburg | 52058_G_03 | 52058 | G | 03 |  | Hydro |  | NY_Z_C&E | New York | 36 | St Lawrence | 89 | 36089 | 0.2 | 0 | 1987 | 9999 |  |  | N | Hydro | [13 empty] | 0 | 0 | 0 | 0 | [11 empty] | Trafalgar Power Inc | 100 | Algonquin Power Income Fund | 100
Ogdensburg | 52058_G_04 | 52058 | G | 04 |  | Hydro |  | NY_Z_C&E | New York | 36 | St Lawrence | 89 | 36089 | 0.2 | 0 | 1987 | 9999 |  |  | N | Hydro | [13 empty] | 0 | 0 | 0 | 0 | [11 empty] | Trafalgar Power Inc | 100 | Algonquin Power Income Fund | 100
Ogdensburg | 52058_G_05 | 52058 | G | 05 |  | Hydro |  | NY_Z_C&E | New York | 36 | St Lawrence | 89 | 36089 | 0.2 | 0 | 1987 | 9999 |  |  | N | Hydro | [13 empty] | 0 | 0 | 0 | 0 | [11 empty] | Trafalgar Power Inc | 100 | Algonquin Power Income Fund | 100
Hartford Hospital Cogeneration | 52061_G_GEN4 | 52061 | G | GEN4 |  | Fuel Cell |  | NENG_CT | Connecticut | 9 | Hartford | 3 | 09003 | 1.4 | 8508 | 2014 | 9999 |  |  | N | Natural Gas | [13 empty] | 0 | 0 | 0 | 0 | [11 empty] | HSC Fuel Cell 1 LLC | 100 | South Jersey Industries Inc | 100
Dominguez Plant | 52064_G_GEN1 | 52064 | G | GEN1 |  | Non-Fossil Waste |  | WECC_SCE | California | 6 | Los Angeles | 37 | 06037 | 3.5 | 9117 | 1976 | 9999 |  |  | Y | Non-Fossil Waste | [12 empty] | 0.74 | 0 | 0 | 0 | 0 | [11 empty] | Rhodia Inc | 100 | Rhodia | 100
Great Falls Hydro Project | 52068_G_GEN1 | 52068 | G | GEN1 |  | Hydro |  | PJM_EMAC | New Jersey | 34 | Passaic | 31 | 34031 | 3.3 | 0 | 1985 | 9999 |  |  | N | Hydro | [13 empty] | 0 | 0 | 0 | 0 | [11 empty] | Great Falls Hydroelectric Co | 100 | Hudson Clean Energy Partners LP | 100
Great Falls Hydro Project | 52068_G_GEN2 | 52068 | G | GEN2 |  | Hydro |  | PJM_EMAC | New Jersey | 34 | Passaic | 31 | 34031 | 3.3 | 0 | 1985 | 9999 |  |  | N | Hydro | [13 empty] | 0 | 0 | 0 | 0 | [11 empty] | Great Falls Hydroelectric Co | 100 | Hudson Clean Energy Partners LP | 100
Great Falls Hydro Project | 52068_G_GEN3 | 52068 | G | GEN3 |  | Hydro |  | PJM_EMAC | New Jersey | 34 | Passaic | 31 | 34031 | 3.3 | 0 | 1985 | 9999 |  |  | N | Hydro | [13 empty] | 0 | 0 | 0 | 0 | [11 empty] | Great Falls Hydroelectric Co | 100 | Hudson Clean Energy Partners LP | 100
UCLA So Campus Cogen Project | 52073_G_GEN1 | 52073 | G | GEN1 |  | Combined Cycle |  | WEC_LADW | California | 6 | Los Angeles | 37 | 06037 | 12.5 | 5500 | 1993 | 9999 |  |  | Y | Natural Gas, Distillate Fuel Oil |  |  |  |  | SCR | [8 empty] | 0.011464 | 0.011464 | 0.011464 | 0.011464 | [11 empty] | University of California | 100 | University of California | 100
UCLA So Campus Cogen Project | 52073_G_GEN2 | 52073 | G | GEN2 |  | Combined Cycle |  | WEC_LADW | California | 6 | Los Angeles | 37 | 06037 | 12.5 | 5500 | 1993 | 9999 |  |  | Y | Natural Gas, Distillate Fuel Oil |  |  |  |  | SCR | [8 empty] | 0.011464 | 0.011464 | 0.011464 | 0.011464 | [11 empty] | University of California | 100 | University of California | 100
UCLA So Campus Cogen Project | 52073_G_GEN3 | 52073 | G | GEN3 |  | Combined Cycle |  | WEC_LADW | California | 6 | Los Angeles | 37 | 06037 | 11 | 5500 | 1993 | 9999 |  |  | Y | Natural Gas, Distillate Fuel Oil |  |  |  |  | SCR | [8 empty] | 0.011464 | 0.011464 | 0.011464 | 0.011464 | [11 empty] | University of California | 100 | University of California | 100
McKittrick Cogen | 52076_G_UNIT1 | 52076 | G | UNIT1 |  | Combustion Turbine |  | WECC_SCE | California | 6 | Kern | 29 | 06029 | 4.8 | 11964 | 2012 | 9999 |  |  | Y | Natural Gas | [13 empty] | 0.79549 | 0.79549 | 0.79549 | 0.79549 | [11 empty] | Chevron USA Inc | 100 | Chevron Corp | 100
McKittrick Cogen | 52076_G_UNIT2 | 52076 | G | UNIT2 |  | Combustion Turbine |  | WECC_SCE | California | 6 | Kern | 29 | 06029 | 4.8 | 11964 | 2012 | 9999 |  |  | Y | Natural Gas | [13 empty] | 0.79549 | 0.79549 | 0.79549 | 0.79549 | [11 empty] | Chevron USA Inc | 100 | Chevron Corp | 100
Lost Hills Cogeneration Plant | 52077_G_GEN5 | 52077 | G | GEN5 |  | Combustion Turbine |  | WECC_SCE | California | 6 | Kern | 29 | 06029 | 2.7 | 8700 | 1985 | 9999 |  |  | Y | Natural Gas | [13 empty] | 0.47388 | 0.47388 | 0.47388 | 0.47388 | [11 empty] | Aera Energy LLC Lost Hills | 100 | Royal Dutch Shell plc | 100
Lost Hills Cogeneration Plant | 52077_G_GEN6 | 52077 | G | GEN6 |  | Combustion Turbine |  | WECC_SCE | California | 6 | Kern | 29 | 06029 | 2.7 | 8700 | 1985 | 9999 |  |  | Y | Natural Gas | [13 empty] | 0.47388 | 0.47388 | 0.47388 | 0.47388 | [11 empty] | Aera Energy LLC Lost Hills | 100 | Royal Dutch Shell plc | 100
Cymric 31X Cogen | 52081_G_TG1 | 52081 | G | TG1 |  | Combustion Turbine |  | WEC_CALN | California | 6 | Kern | 29 | 06029 | 2.7 | 8700 | 1988 | 9999 |  |  | Y | Natural Gas | [12 empty] | 0.74 | 0.47388 | 0.47388 | 0.47388 | 0.47388 | [11 empty] | Chevron USA Inc | 100 | Chevron Corp | 100
Cymric 31X Cogen | 52081_G_TG2 | 52081 | G | TG2 |  | Combustion Turbine |  | WEC_CALN | California | 6 | Kern | 29 | 06029 | 2.7 | 8700 | 1988 | 9999 |  |  | Y | Natural Gas | [12 empty] | 0.74 | 0.47388 | 0.47388 | 0.47388 | 0.47388 | [11 empty] | Chevron USA Inc | 100 | Chevron Corp | 100
Cymric 6Z Cogen | 52082_G_TG1 | 52082 | G | TG1 |  | Combustion Turbine |  | WEC_CALN | California | 6 | Kern | 29 | 06029 | 2.7 | 8700 | 1986 | 9999 |  |  | Y | Natural Gas | [12 empty] | 0.74 | 0.47388 | 0.47388 | 0.47388 | 0.47388 | [11 empty] | Chevron USA Inc | 100 | Chevron Corp | 100
Cymric 6Z Cogen | 52082_G_TG2 | 52082 | G | TG2 |  | Combustion Turbine |  | WEC_CALN | California | 6 | Kern | 29 | 06029 | 2.7 | 8700 | 1986 | 9999 |  |  | Y | Natural Gas | [12 empty] | 0.74 | 0.47388 | 0.47388 | 0.47388 | 0.47388 | [11 empty] | Chevron USA Inc | 100 | Chevron Corp | 100
Taft 26C Cogen | 52085_G_TG1 | 52085 | G | TG1 |  | Combustion Turbine |  | WEC_CALN | California | 6 | Kern | 29 | 06029 | 2.7 | 8700 | 1982 | 9999 |  |  | Y | Natural Gas | [12 empty] | 0.74 | 0.47388 | 0.47388 | 0.47388 | 0.47388 | [11 empty] | Chevron USA Inc | 100 | Chevron Corp | 100
Taft 26C Cogen | 52085_G_TG2 | 52085 | G | TG2 |  | Combustion Turbine |  | WEC_CALN | California | 6 | Kern | 29 | 06029 | 2.7 | 8700 | 1982 | 9999 |  |  | Y | Natural Gas | [12 empty] | 0.74 | 0.47388 | 0.47388 | 0.47388 | 0.47388 | [11 empty] | Chevron USA Inc | 100 | Chevron Corp | 100
Taft 26C Cogen | 52085_G_TG3 | 52085 | G | TG3 |  | Combustion Turbine |  | WEC_CALN | California | 6 | Kern | 29 | 06029 | 2.7 | 8700 | 1982 | 9999 |  |  | Y | Natural Gas | [12 empty] | 0.74 | 0.47388 | 0.47388 | 0.47388 | 0.47388 | [11 empty] | Chevron USA Inc | 100 | Chevron Corp | 100
Taft 26C Cogen | 52085_G_TG4 | 52085 | G | TG4 |  | Combustion Turbine |  | WEC_CALN | California | 6 | Kern | 29 | 06029 | 2.7 | 8700 | 1982 | 9999 |  |  | Y | Natural Gas | [12 empty] | 0.74 | 0.47388 | 0.47388 | 0.47388 | 0.47388 | [11 empty] | Chevron USA Inc | 100 | Chevron Corp | 100
Coalinga 25D Cogen | 52086_G_TG1 | 52086 | G | TG1 |  | Combustion Turbine |  | WEC_CALN | California | 6 | Fresno | 19 | 06019 | 2.7 | 8700 | 1986 | 9999 |  |  | Y | Natural Gas | [12 empty] | 0.74 | 0.03269 | 0.03269 | 0.03269 | 0.03269 | [11 empty] | Chevron USA Inc | 100 | Chevron Corp | 100
Coalinga 25D Cogen | 52086_G_TG2 | 52086 | G | TG2 |  | Combustion Turbine |  | WEC_CALN | California | 6 | Fresno | 19 | 06019 | 2.7 | 8700 | 1986 | 9999 |  |  | Y | Natural Gas | [12 empty] | 0.74 | 0.03269 | 0.03269 | 0.03269 | 0.03269 | [11 empty] | Chevron USA Inc | 100 | Chevron Corp | 100
Coalinga 25D Cogen | 52086_G_TG3 | 52086 | G | TG3 |  | Combustion Turbine |  | WEC_CALN | California | 6 | Fresno | 19 | 06019 | 2.7 | 8700 | 1987 | 9999 |  |  | Y | Natural Gas | [12 empty] | 0.74 | 0.03269 | 0.03269 | 0.03269 | 0.03269 | [11 empty] | Chevron USA Inc | 100 | Chevron Corp | 100
Coalinga 25D Cogen | 52086_G_TG4 | 52086 | G | TG4 |  | Combustion Turbine |  | WEC_CALN | California | 6 | Fresno | 19 | 06019 | 2.7 | 8700 | 1987 | 9999 |  |  | Y | Natural Gas | [12 empty] | 0.74 | 0.03269 | 0.03269 | 0.03269 | 0.03269 | [11 empty] | Chevron USA Inc | 100 | Chevron Corp | 100
Elizabeth River Power Station | 52087_G_GEN1 | 52087 | G | GEN1 | 88298 | Combustion Turbine |  | PJM_Dom | Virginia | 51 | Chesapeake City | 550 | 51550 | 116 | 12074 | 1992 | 9999 |  |  | N | Natural Gas, Distillate Fuel Oil |  |  |  | H2O | [8 empty] | 2.64 | 0.13392 | 0.13392 | 0.13392 | 0.13392 | [11 empty] | Virginia Electric & Power Co | 100 | Dominion Energy Inc | 100
Elizabeth River Power Station | 52087_G_GEN2 | 52087 | G | GEN2 | 88299 | Combustion Turbine |  | PJM_Dom | Virginia | 51 | Chesapeake City | 550 | 51550 | 116 | 12074 | 1992 | 9999 |  |  | N | Natural Gas, Distillate Fuel Oil |  |  |  | H2O | [8 empty] | 2.64 | 0.12233 | 0.12233 | 0.12233 | 0.12233 | [11 empty] | Virginia Electric & Power Co | 100 | Dominion Energy Inc | 100
Elizabeth River Power Station | 52087_G_GEN3 | 52087 | G | GEN3 | 88300 | Combustion Turbine |  | PJM_Dom | Virginia | 51 | Chesapeake City | 550 | 51550 | 116 | 12074 | 1992 | 9999 |  |  | N | Natural Gas, Distillate Fuel Oil |  |  |  | H2O | [8 empty] | 2.64 | 0.14597 | 0.14597 | 0.14597 | 0.14597 | [11 empty] | Virginia Electric & Power Co | 100 | Dominion Energy Inc | 100
Texas City Power Plant | 52088_G_GEN1 | 52088 | G | GEN1 | 89949 | Combined Cycle |  | ERC_REST | Texas | 48 | Galveston | 167 | 48167 | 139 | 5889 | 1987 | 9999 |  |  | Y | Natural Gas |  |  |  | LNB + STM | [9 empty] | 0.058358 | 0.058358 | 0.058358 | 0.058358 | [11 empty] | Calpine Corp Texas City | 100 | Energy Capital Partners | 100
Texas City Power Plant | 52088_G_GEN2 | 52088 | G | GEN2 | 89949 | Combined Cycle |  | ERC_REST | Texas | 48 | Galveston | 167 | 48167 | 104 | 5889 | 1987 | 9999 |  |  | Y | Natural Gas |  |  |  | STM | [9 empty] | 0.058358 | 0.058358 | 0.058358 | 0.058358 | [11 empty] | Calpine Corp Texas City | 100 | Energy Capital Partners | 100
Texas City Power Plant | 52088_G_GEN3 | 52088 | G | GEN3 | 89950 | Combined Cycle |  | ERC_REST | Texas | 48 | Galveston | 167 | 48167 | 104 | 5889 | 1987 | 9999 |  |  | Y | Natural Gas |  |  |  | DLNB | [9 empty] | 0.058358 | 0.058358 | 0.058358 | 0.058358 | [11 empty] | Calpine Corp Texas City | 100 | Energy Capital Partners | 100
Texas City Power Plant | 52088_G_GEN4 | 52088 | G | GEN4 | 89951 | Combined Cycle |  | ERC_REST | Texas | 48 | Galveston | 167 | 48167 | 104 | 5889 | 1987 | 9999 |  |  | Y | Natural Gas |  |  |  | STM | [9 empty] | 0.058358 | 0.058358 | 0.058358 | 0.058358 | [11 empty] | Calpine Corp Texas City | 100 | Energy Capital Partners | 100
New York Methodist Hospital | 52091_G_01-8N | 52091 | G | 01-8N |  | Combustion Turbine | IC Engine | NY_Z_J | New York | 36 | Kings | 47 | 36047 | 0.8 | 10745 | 2006 | 9999 |  |  | N | Distillate Fuel Oil | [13 empty] | 1.6498 | 1.6498 | 1.6498 | 1.6498 | [11 empty] | New York Methodist Hospital | 100 | New York Presbyterian Healthcare System | 100
New York Methodist Hospital | 52091_G_02-8P | 52091 | G | 02-8P |  | Combustion Turbine | IC Engine | NY_Z_J | New York | 36 | Kings | 47 | 36047 | 1 | 11784 | 2006 | 9999 |  |  | N | Distillate Fuel Oil | [13 empty] | 1.6498 | 1.6498 | 1.6498 | 1.6498 | [11 empty] | New York Methodist Hospital | 100 | New York Presbyterian Healthcare System | 100
New York Methodist Hospital | 52091_G_04-6Z | 52091 | G | 04-6Z |  | Combustion Turbine | IC Engine | NY_Z_J | New York | 36 | Kings | 47 | 36047 | 0.8 | 10745 | 2006 | 9999 |  |  | N | Distillate Fuel Oil | [13 empty] | 1.6498 | 1.6498 | 1.6498 | 1.6498 | [11 empty] | New York Methodist Hospital | 100 | New York Presbyterian Healthcare System | 100
New York Methodist Hospital | 52091_G_05-6Z | 52091 | G | 05-6Z |  | Combustion Turbine | IC Engine | NY_Z_J | New York | 36 | Kings | 47 | 36047 | 0.8 | 10745 | 2006 | 9999 |  |  | N | Distillate Fuel Oil | [13 empty] | 1.6498 | 1.6498 | 1.6498 | 1.6498 | [11 empty] | New York Methodist Hospital | 100 | New York Presbyterian Healthcare System | 100
New York Methodist Hospital | 52091_G_03-8L | 52091 | G | 03-8L |  | Combustion Turbine | IC Engine | NY_Z_J | New York | 36 | Kings | 47 | 36047 | 1 | 10745 | 2008 | 9999 |  |  | N | Distillate Fuel Oil | [13 empty] | 1.6498 | 1.6498 | 1.6498 | 1.6498 | [11 empty] | New York Methodist Hospital | 100 | New York Presbyterian Healthcare System | 100
New York Methodist Hospital | 52091_G_CCHEG | 52091 | G | CCHEG |  | Combustion Turbine | IC Engine | NY_Z_J | New York | 36 | Kings | 47 | 36047 | 1.5 | 10745 | 2020 | 9999 |  |  | N | Distillate Fuel Oil | [13 empty] | 1.6498 | 1.6498 | 1.6498 | 1.6498 | [11 empty] | New York Methodist Hospital | 100 | New York Presbyterian Healthcare System | 100
Berry Placerita Cogen | 52096_G_GEN1 | 52096 | G | GEN1 |  | Combustion Turbine |  | WECC_SCE | California | 6 | Los Angeles | 37 | 06037 | 19.6 | 8700 | 1990 | 9999 |  |  | Y | Natural Gas | [12 empty] | 0.74 | 0.02755 | 0.02755 | 0.02755 | 0.02755 | [11 empty] | Berry Petroleum Co | 100 | Linn Energy LLC | 100
Berry Placerita Cogen | 52096_G_GEN2 | 52096 | G | GEN2 |  | Combustion Turbine |  | WECC_SCE | California | 6 | Los Angeles | 37 | 06037 | 19.6 | 8700 | 1990 | 9999 |  |  | Y | Natural Gas | [12 empty] | 0.74 | 0.02755 | 0.02755 | 0.02755 | 0.02755 | [11 empty] | Berry Petroleum Co | 100 | Linn Energy LLC | 100
Cymric 36W Cogen | 52104_G_GEN1 | 52104 | G | GEN1 |  | Combustion Turbine |  | WEC_CALN | California | 6 | Kern | 29 | 06029 | 2.7 | 8700 | 1982 | 9999 |  |  | Y | Natural Gas | [12 empty] | 0.74 | 0.47388 | 0.47388 | 0.47388 | 0.47388 | [11 empty] | Chevron USA Inc | 100 | Chevron Corp | 100
Cymric 36W Cogen | 52104_G_GEN2 | 52104 | G | GEN2 |  | Combustion Turbine |  | WEC_CALN | California | 6 | Kern | 29 | 06029 | 2.7 | 8700 | 1982 | 9999 |  |  | Y | Natural Gas | [12 empty] | 0.74 | 0.47388 | 0.47388 | 0.47388 | 0.47388 | [11 empty] | Chevron USA Inc | 100 | Chevron Corp | 100
Cymric 36W Cogen | 52104_G_GEN3 | 52104 | G | GEN3 |  | Combustion Turbine |  | WEC_CALN | California | 6 | Kern | 29 | 06029 | 2.7 | 8700 | 1982 | 9999 |  |  | Y | Natural Gas | [12 empty] | 0.74 | 0.47388 | 0.47388 | 0.47388 | 0.47388 | [11 empty] | Chevron USA Inc | 100 | Chevron Corp | 100
Cymric 36W Cogen | 52104_G_GEN4 | 52104 | G | GEN4 |  | Combustion Turbine |  | WEC_CALN | California | 6 | Kern | 29 | 06029 | 2.7 | 8700 | 1982 | 9999 |  |  | Y | Natural Gas | [12 empty] | 0.74 | 0.47388 | 0.47388 | 0.47388 | 0.47388 | [11 empty] | Chevron USA Inc | 100 | Chevron Corp | 100
Kern River Eastridge Cogen | 52107_G_101A | 52107 | G | 101A |  | Combustion Turbine |  | WEC_CALN | California | 6 | Kern | 29 | 06029 | 20.8 | 8700 | 1988 | 9999 |  |  | Y | Natural Gas | [12 empty] | 0.74 | 0.47388 | 0.47388 | 0.47388 | 0.47388 | [11 empty] | Chevron USA Inc | 100 | Chevron Corp | 100
Kern River Eastridge Cogen | 52107_G_101B | 52107 | G | 101B |  | Combustion Turbine |  | WEC_CALN | California | 6 | Kern | 29 | 06029 | 20.8 | 8700 | 1988 | 9999 |  |  | Y | Natural Gas | [12 empty] | 0.74 | 0.47388 | 0.47388 | 0.47388 | 0.47388 | [11 empty] | Chevron USA Inc | 100 | Chevron Corp | 100
Wasson CO2 Removal Plant | 52122_G_GEN1 | 52122 | G | GEN1 |  | Combustion Turbine |  | SPP_SPS | Texas | 48 | Yoakum | 501 | 48501 | 18.6 | 9477 | 1988 | 9999 |  |  | Y | Natural Gas | [13 empty] | 0.47388 | 0.47388 | 0.47388 | 0.47388 | [11 empty] | Occidental Permian Ltd | 100 | Occidental Petroleum Corp | 100
Power Station 4 | 52132_G_GEN1 | 52132 | G | GEN1 |  | Combined Cycle |  | ERC_REST | Texas | 48 | Galveston | 167 | 48167 | 69 | 5831 | 1986 | 9999 |  |  | Y | Natural Gas | [13 empty] | 0.0077 | 0.0077 | 0.0077 | 0.0077 | [11 empty] | South Houston Green Power LLC | 100 | Marathon Oil Corp | 100
Power Station 4 | 52132_G_GEN2 | 52132 | G | GEN2 |  | Combined Cycle |  | ERC_REST | Texas | 48 | Galveston | 167 | 48167 | 69 | 5831 | 1986 | 9999 |  |  | Y | Natural Gas | [13 empty] | 0.0077 | 0.0077 | 0.0077 | 0.0077 | [11 empty] | South Houston Green Power LLC | 100 | Marathon Oil Corp | 100
Mojave 4 | 52142_G_GEN1 | 52142 | G | GEN1 |  | Onshore Wind |  | WECC_SCE | California | 6 | Kern | 29 | 06029 | 24.3 | 0 | 1990 | 9999 |  |  | N | Wind | [13 empty] | 0 | 0 | 0 | 0 | [11 empty] | Mojave 3/4/5 LLC | 100 | Energy Capital Partners | 100
C P Kelco San Diego Plant | 52147_G_GEN1 | 52147 | G | GEN1 |  | Combustion Turbine |  | WEC_SDGE | California | 6 | San Diego | 73 | 06073 | 8 | 8700 | 1983 | 9999 |  |  | Y | Natural Gas | [12 empty] | 0.74 | 0.08551 | 0.08551 | 0.08551 | 0.08551 | [11 empty] | CP Kelco Uc Inc | 100 | J M Huber Corp | 100
C P Kelco San Diego Plant | 52147_G_GEN2 | 52147 | G | GEN2 |  | Combustion Turbine |  | WEC_SDGE | California | 6 | San Diego | 73 | 06073 | 9.3 | 8700 | 1983 | 9999 |  |  | Y | Natural Gas | [12 empty] | 0.74 | 0.08551 | 0.08551 | 0.08551 | 0.08551 | [11 empty] | CP Kelco Uc Inc | 100 | J M Huber Corp | 100
Lacomb Irrigation District | 52155_G_GEN1 | 52155 | G | GEN1 |  | Hydro |  | WECC_PNW | Oregon | 41 | Linn | 43 | 41043 | 1 | 0 | 1986 | 9999 |  |  | N | Hydro | [13 empty] | 0 | 0 | 0 | 0 | [11 empty] | Lacomb Irrigation District | 100 | Lacomb Irrigation District | 100
Aidlin Geothermal Power Plant | 52158_G_GEN1 | 52158 | G | GEN1 |  | Geothermal |  | WEC_CALN | California | 6 | Sonoma | 97 | 06097 | 9 | 9771 | 1989 | 9999 |  |  | N | Geothermal | [13 empty] | 0 | 0 | 0 | 0 | 0.3713 | 0.3713 | 0.3713 | [8 empty] | Geysers Power Co LLC | 100 | Energy Capital Partners | 100
Aidlin Geothermal Power Plant | 52158_G_GEN2 | 52158 | G | GEN2 |  | Geothermal |  | WEC_CALN | California | 6 | Sonoma | 97 | 06097 | 9 | 9771 | 1989 | 9999 |  |  | N | Geothermal | [13 empty] | 0 | 0 | 0 | 0 | 0.3713 | 0.3713 | 0.3713 | [8 empty] | Geysers Power Co LLC | 100 | Energy Capital Partners | 100
Collins Facility | 52166_G_1 | 52166 | G | 1 |  | Hydro |  | NENGREST | Massachusetts | 25 | Hampden | 13 | 25013 | 0.8 | 0 | 1985 | 9999 |  |  | N | Hydro | [13 empty] | 0 | 0 | 0 | 0 | [11 empty] | Dichotomy Collins Hydro LLC | 100 | Dichotomy Capital LLC | 100
Collins Facility | 52166_G_2 | 52166 | G | 2 |  | Hydro |  | NENGREST | Massachusetts | 25 | Hampden | 13 | 25013 | 0.8 | 0 | 1985 | 9999 |  |  | N | Hydro | [13 empty] | 0 | 0 | 0 | 0 | [11 empty] | Dichotomy Collins Hydro LLC | 100 | Dichotomy Capital LLC | 100
Riverbay | 52168_G_GEN3 | 52168 | G | GEN3 | 90513 | Combustion Turbine |  | NY_Z_J | New York | 36 | Bronx | 5 | 36005 | 12.3 | 8700 | 2011 | 9999 |  |  | Y | Natural Gas, Distillate Fuel Oil |  |  |  | DLNB | SCR | [8 empty] | 0.00998 | 0.00998 | 0.00998 | 0.00998 | [11 empty] | Riverbay Corp | 100 | Riverbay Corp | 100
Riverbay | 52168_G_GEN4 | 52168 | G | GEN4 | 90514 | Combustion Turbine |  | NY_Z_J | New York | 36 | Bronx | 5 | 36005 | 12.3 | 8700 | 2011 | 9999 |  |  | Y | Natural Gas, Distillate Fuel Oil |  |  |  | DLNB | SCR | [8 empty] | 0.04075 | 0.04075 | 0.04075 | 0.04075 | [11 empty] | Riverbay Corp | 100 | Riverbay Corp | 100
Riverbay | 52168_G_U0007 | 52168 | G | U0007 |  | Combustion Turbine | IC Engine | NY_Z_J | New York | 36 | Bronx | 5 | 36005 | 1.5 | 13469 | 2011 | 9999 |  |  | N | Distillate Fuel Oil | [13 empty] | 0.03191 | 0.03191 | 0.03191 | 0.03191 | [11 empty] | Riverbay Corp | 100 | Riverbay Corp | 100
Riverbay | 52168_B_U00003 | 52168 | B | U00003 |  | O/G Steam |  | NY_Z_J | New York | 36 | Bronx | 5 | 36005 | 4.6 | 8300 | 2011 | 9999 |  |  | Y | Natural Gas |  |  |  | LNB | [9 empty] | 0.05 | 0.05 | 0.05 | 0.05 | [11 empty] | Riverbay Corp | 100 | Riverbay Corp | 100
Riverbay | 52168_B_U00004 | 52168 | B | U00004 |  | O/G Steam |  | NY_Z_J | New York | 36 | Bronx | 5 | 36005 | 4.6 | 8300 | 2011 | 9999 |  |  | Y | Natural Gas |  |  |  |  | SCR | [8 empty] | 0.01398 | 0.002796 | 0.01398 | 0.002796 | [11 empty] | Riverbay Corp | 100 | Riverbay Corp | 100
Riverbay | 52168_B_U00006 | 52168 | B | U00006 |  | O/G Steam |  | NY_Z_J | New York | 36 | Bronx | 5 | 36005 | 4.6 | 8300 | 2011 | 9999 |  |  | Y | Natural Gas |  |  |  |  | SCR | [8 empty] | 0.01413 | 0.002826 | 0.01413 | 0.002826 | [11 empty] | Riverbay Corp | 100 | Riverbay Corp | 100
Midway Sunset Cogen | 52169_G_A | 52169 | G | A |  | Combustion Turbine |  | WEC_CALN | California | 6 | Kern | 29 | 06029 | 73 | 8700 | 1989 | 9999 |  |  | Y | Natural Gas | [12 empty] | 0.74 | 0.42278 | 0.42278 | 0.42278 | 0.42278 | [11 empty] | Aera Energy LLC | 50 | NRG Energy Inc | 50
Midway Sunset Cogen | 52169_G_B | 52169 | G | B |  | Combustion Turbine |  | WEC_CALN | California | 6 | Kern | 29 | 06029 | 73 | 8700 | 1989 | 9999 |  |  | Y | Natural Gas | [12 empty] | 0.74 | 0.42278 | 0.42278 | 0.42278 | 0.42278 | [11 empty] | Aera Energy LLC | 50 | NRG Energy Inc | 50
Midway Sunset Cogen | 52169_G_C | 52169 | G | C |  | Combustion Turbine |  | WEC_CALN | California | 6 | Kern | 29 | 06029 | 73 | 8700 | 1989 | 9999 |  |  | Y | Natural Gas | [12 empty] | 0.74 | 0.42278 | 0.42278 | 0.42278 | 0.42278 | [11 empty] | Aera Energy LLC | 50 | NRG Energy Inc | 50
Upper Barker | 52171_G_GEN1 | 52171 | G | GEN1 |  | Hydro |  | NENG_ME | Maine | 23 | Androscoggin | 1 | 23001 | 1 | 0 | 1987 | 9999 |  |  | N | Hydro | [13 empty] | 0 | 0 | 0 | 0 | [11 empty] | Ridgewood Maine Hydro Partnership LP | 100 | Covanta Holding Corp | 100
Conemaugh Hydro Plant | 52173_G_GEN1 | 52173 | G | GEN1 |  | Hydro |  | PJM_PENE | Pennsylvania | 42 | Westmoreland | 129 | 42129 | 2 | 0 | 1989 | 9999 |  |  | N | Hydro | [13 empty] | 0 | 0 | 0 | 0 | [11 empty] | Conemaugh Hydro Station | 49.5 | Conemaugh Hydro Station | 49.5
Conemaugh Hydro Plant | 52173_G_GEN2 | 52173 | G | GEN2 |  | Hydro |  | PJM_PENE | Pennsylvania | 42 | Westmoreland | 129 | 42129 | 2 | 0 | 1989 | 9999 |  |  | N | Hydro | [13 empty] | 0 | 0 | 0 | 0 | [11 empty] | Conemaugh Hydro Station | 49.5 | Conemaugh Hydro Station | 49.5
Soda Lake Geothermal No I II | 52174_G_OEC4 | 52174 | G | OEC4 |  | Geothermal |  | WECC_NNV | Nevada | 32 | Churchill | 1 | 32001 | 1.3 | 9771 | 1990 | 9999 |  |  | N | Geothermal | [13 empty] | 0 | 0 | 0 | 0 | 0.4563 | 0.4563 | 0.4563 | [8 empty] | Soda Lake LP | 100 | Innergex Renewable Energy Inc | 100
Soda Lake Geothermal No I II | 52174_G_OEC5 | 52174 | G | OEC5 |  | Geothermal |  | WECC_NNV | Nevada | 32 | Churchill | 1 | 32001 | 1.3 | 9771 | 1990 | 9999 |  |  | N | Geothermal | [13 empty] | 0 | 0 | 0 | 0 | 0.4563 | 0.4563 | 0.4563 | [8 empty] | Soda Lake LP | 100 | Innergex Renewable Energy Inc | 100
Soda Lake Geothermal No I II | 52174_G_OEC6 | 52174 | G | OEC6 |  | Geothermal |  | WECC_NNV | Nevada | 32 | Churchill | 1 | 32001 | 1.3 | 9771 | 1990 | 9999 |  |  | N | Geothermal | [13 empty] | 0 | 0 | 0 | 0 | 0.4563 | 0.4563 | 0.4563 | [8 empty] | Soda Lake LP | 100 | Innergex Renewable Energy Inc | 100
C R Wing Cogen Plant | 52176_G_GEN1 | 52176 | G | GEN1 | 89347 | Combined Cycle |  | ERC_WEST | Texas | 48 | Howard | 227 | 48227 | 71 | 9048 | 1987 | 9999 |  |  | Y | Natural Gas |  |  |  | STM | [9 empty] | 0.12041 | 0.12041 | 0.12041 | 0.12041 | [11 empty] | Power Resources Ltd | 100 | Berkshire Hathaway Inc | 100
C R Wing Cogen Plant | 52176_G_GEN2 | 52176 | G | GEN2 | 89348 | Combined Cycle |  | ERC_WEST | Texas | 48 | Howard | 227 | 48227 | 71 | 9048 | 1987 | 9999 |  |  | Y | Natural Gas |  |  |  | STM | [9 empty] | 0.12041 | 0.12041 | 0.12041 | 0.12041 | [11 empty] | Power Resources Ltd | 100 | Berkshire Hathaway Inc | 100
C R Wing Cogen Plant | 52176_G_GEN3 | 52176 | G | GEN3 | 89347 | Combined Cycle |  | ERC_WEST | Texas | 48 | Howard | 227 | 48227 | 70 | 9048 | 1988 | 9999 |  |  | Y | Natural Gas |  |  |  | STM | [9 empty] | 0.12041 | 0.12041 | 0.12041 | 0.12041 | [11 empty] | Power Resources Ltd | 100 | Berkshire Hathaway Inc | 100
Yuba City Cogen Partners | 52186_G_GEN1 | 52186 | G | GEN1 |  | Combustion Turbine |  | WEC_CALN | California | 6 | Sutter | 101 | 06101 | 48.7 | 8700 | 1990 | 9999 |  |  | Y | Natural Gas | [12 empty] | 0.74 | 0.02527 | 0.02527 | 0.02527 | 0.02527 | [11 empty] | Yuba City Cogeneration Partners LP | 100 | PG&E Corp | 100
Falls Creek | 52187_G_GE-1 | 52187 | G | GE-1 |  | Hydro |  | WECC_PNW | Oregon | 41 | Linn | 43 | 41043 | 3.9 | 0 | 1984 | 9999 |  |  | N | Hydro | [13 empty] | 0 | 0 | 0 | 0 | [11 empty] | Falls Creek Hydropower LP | 100 | Gary Marcus | 100
Delaware City Plant | 52193_B_BLR2 | 52193 | B | BLR2 |  | Fossil Waste |  | PJM_EMAC | Delaware | 10 | New Castle | 3 | 10003 | 25 | 5291 | 1956 | 9999 | wall | wet | Y | Fossil Waste |  |  |  | FR + STM | [9 empty] | 0.01454 | 0.01454 | 0.01454 | 0.01454 | [11 empty] | Delaware City Refining Co LLC | 100 | Blackstone Group (The) | 100
Delaware City Plant | 52193_B_BLR3 | 52193 | B | BLR3 |  | Fossil Waste |  | PJM_EMAC | Delaware | 10 | New Castle | 3 | 10003 | 27 | 5291 | 1956 | 9999 | wall | wet | Y | Fossil Waste |  |  |  | FR + STM |  |  |  | C | NA |  |  |  |  | 0.05299 | 0.05299 | 0.05299 | 0.05299 | [11 empty] | Delaware City Refining Co LLC | 100 | Blackstone Group (The) | 100
Delaware City Plant | 52193_B_BLR4 | 52193 | B | BLR4 | 3736 | Fossil Waste |  | PJM_EMAC | Delaware | 10 | New Castle | 3 | 10003 | 33 | 5291 | 1962 | 9999 | wall | dry | Y | Fossil Waste |  |  |  | FR + STM | [9 empty] | 0.04202 | 0.04202 | 0.04202 | 0.04202 | [11 empty] | Delaware City Refining Co LLC | 100 | Blackstone Group (The) | 100
Delaware City Plant | 52193_B_HRSG 1 | 52193 | B | HRSG 1 |  | Fossil Waste |  | PJM_EMAC | Delaware | 10 | New Castle | 3 | 10003 | 24.8 | 5291 | 2000 | 9999 |  |  | Y | Fossil Waste |  |  |  | STM | SCR | [8 empty] | 0.01687 | 0.01687 | 0.01687 | 0.01687 | [11 empty] | Delaware City Refining Co LLC | 100 | Blackstone Group (The) | 100
Delaware City Plant | 52193_B_HRSG 2 | 52193 | B | HRSG 2 |  | Fossil Waste |  | PJM_EMAC | Delaware | 10 | New Castle | 3 | 10003 | 24.8 | 5291 | 2000 | 9999 |  |  | Y | Fossil Waste |  |  |  | STM | SCR | [8 empty] | 0.02078 | 0.02078 | 0.02078 | 0.02078 | [11 empty] | Delaware City Refining Co LLC | 100 | Blackstone Group (The) | 100
Delaware City Plant | 52193_G_CT1 | 52193 | G | CT1 |  | Combustion Turbine |  | PJM_EMAC | Delaware | 10 | New Castle | 3 | 10003 | 65 | 8700 | 2000 | 9999 |  |  | Y | Natural Gas |  |  |  | STM | SNCR | [7 empty] | 0.05 | 0.00587 | 0.00587 | 0.00587 | 0.00587 | [11 empty] | Delaware City Refining Co LLC | 100 | Blackstone Group (The) | 100
Delaware City Plant | 52193_G_CT2 | 52193 | G | CT2 |  | Combustion Turbine |  | PJM_EMAC | Delaware | 10 | New Castle | 3 | 10003 | 65 | 8700 | 2000 | 9999 |  |  | Y | Natural Gas |  |  |  | STM | [8 empty] | 0.05 | 0.00487 | 0.00487 | 0.00487 | 0.00487 | [11 empty] | Delaware City Refining Co LLC | 100 | Blackstone Group (The) | 100
WestRock Southeast, LLC. | 54004_B_HRSG | 54004 | B | HRSG |  | Biomass |  | S_SOU | Georgia | 13 | Laurens | 175 | 13175 | 22 | 4937 | 1989 | 9999 |  |  | Y | Biomass |  |  |  | LNB | [9 empty] | 0.00975 | 0.00975 | 0.00975 | 0.00975 | [11 empty] | SP Newsprint Co | 100 | Cox Enterprises Inc | 100
WestRock Southeast, LLC. | 54004_B_PB2 | 54004 | B | PB2 |  | Biomass |  | S_SOU | Georgia | 13 | Laurens | 175 | 13175 | 22 | 4937 | 1989 | 9999 |  |  | Y | Biomass |  |  | 0.999 | NH3 |  |  |  | ESPH | No |  |  |  |  | 0.054 | 0.054 | 0.054 | 0.054 |  |  |  |  | Yes | 1989 | [5 empty] | SP Newsprint Co | 100 | Cox Enterprises Inc | 100
WestRock Southeast, LLC. | 54004_G_GEN2 | 54004 | G | GEN2 |  | Combustion Turbine |  | S_SOU | Georgia | 13 | Laurens | 175 | 13175 | 40 | 8700 | 1989 | 9999 |  |  | Y | Natural Gas, Distillate Fuel Oil | [13 empty] | 0.12899 | 0.12899 | 0.12899 | 0.12899 | [11 empty] | SP Newsprint Co | 100 | Cox Enterprises Inc | 100
Broadwater Power Project | 54006_G_GEN1 | 54006 | G | GEN1 |  | Hydro |  | WECC_MT | Montana | 30 | Broadwater | 7 | 30007 | 9.7 | 0 | 1989 | 9999 |  |  | N | Hydro | [13 empty] | 0 | 0 | 0 | 0 | [11 empty] | Montana Dept of Natural Resources & Conservation | 100 | Montana Dept of Natural Resources & Conservation | 100
MM West Covina | 54015_G_GEN2 | 54015 | G | GEN2 |  | Landfill Gas |  | WECC_SCE | California | 6 | Los Angeles | 37 | 06037 | 5.4 | 17039 | 1993 | 9999 |  |  | N | Landfill Gas | [13 empty] | 0.02432 | 0.02432 | 0.02432 | 0.02432 | [11 empty] | MM West Covina LLC | 100 | FORTISTAR | 100
San Gabriel Hydro Project | 54017_G_U1 | 54017 | G | U1 |  | Hydro |  | WECC_SCE | California | 6 | Los Angeles | 37 | 06037 | 3.7 | 0 | 1987 | 9999 |  |  | N | Hydro | [13 empty] | 0 | 0 | 0 | 0 | [11 empty] | Los Angeles County San Gabriel | 100 | Los Angeles County San Gabriel | 100
San Gabriel Hydro Project | 54017_G_U2 | 54017 | G | U2 |  | Hydro |  | WECC_SCE | California | 6 | Los Angeles | 37 | 06037 | 1.1 | 0 | 1987 | 9999 |  |  | N | Hydro | [13 empty] | 0 | 0 | 0 | 0 | [11 empty] | Los Angeles County San Gabriel | 100 | Los Angeles County San Gabriel | 100
Rensselaer Cogen | 54034_G_GEN1 | 54034 | G | GEN1 | 3742 | Combined Cycle |  | NY_Z_F | New York | 36 | Rensselaer | 83 | 36083 | 47 | 8977 | 1994 | 9999 |  |  | N | Natural Gas, Distillate Fuel Oil |  |  |  | STM | SCR | [8 empty] | 0.034333 | 0.034333 | 0.034333 | 0.034333 | [11 empty] | Rensselaer Generating LLC | 100 | Energy Trading Innovations LLC | 100
Rensselaer Cogen | 54034_G_GEN2 | 54034 | G | GEN2 | 3742 | Combined Cycle |  | NY_Z_F | New York | 36 | Rensselaer | 83 | 36083 | 33.4 | 8977 | 1994 | 9999 |  |  | N | Natural Gas, Distillate Fuel Oil |  |  |  | STM | SCR | [8 empty] | 0.034333 | 0.034333 | 0.034333 | 0.034333 | [11 empty] | Rensselaer Generating LLC | 100 | Energy Trading Innovations LLC | 100
Lockport Energy Associates LP | 54041_G_GEN1 | 54041 | G | GEN1 | 3743 | Combined Cycle |  | NY_Z_A | New York | 36 | Niagara | 63 | 36063 | 43.6 | 8570 | 1992 | 9999 |  |  | Y | Natural Gas, Distillate Fuel Oil |  |  |  | STM | [9 empty] | 0.12175 | 0.12175 | 0.12175 | 0.12175 | [11 empty] | Lockport Energy Associates LP | 100 | FORTISTAR | 100
Lockport Energy Associates LP | 54041_G_GEN2 | 54041 | G | GEN2 | 3744 | Combined Cycle |  | NY_Z_A | New York | 36 | Niagara | 63 | 36063 | 43.6 | 8570 | 1992 | 9999 |  |  | Y | Natural Gas, Distillate Fuel Oil |  |  |  | STM | [9 empty] | 0.12175 | 0.12175 | 0.12175 | 0.12175 | [11 empty] | Lockport Energy Associates LP | 100 | FORTISTAR | 100
Lockport Energy Associates LP | 54041_G_GEN3 | 54041 | G | GEN3 | 3745 | Combined Cycle |  | NY_Z_A | New York | 36 | Niagara | 63 | 36063 | 43.6 | 8570 | 1992 | 9999 |  |  | Y | Natural Gas, Distillate Fuel Oil |  |  |  | STM | [9 empty] | 0.12175 | 0.12175 | 0.12175 | 0.12175 | [11 empty] | Lockport Energy Associates LP | 100 | FORTISTAR | 100
Lockport Energy Associates LP | 54041_G_GEN4 | 54041 | G | GEN4 | 3743 | Combined Cycle |  | NY_Z_A | New York | 36 | Niagara | 63 | 36063 | 78 | 8570 | 1992 | 9999 |  |  | Y | Natural Gas, Distillate Fuel Oil |  |  |  | STM | [9 empty] | 0.12175 | 0.12175 | 0.12175 | 0.12175 | [11 empty] | Lockport Energy Associates LP | 100 | FORTISTAR | 100
Riverview Energy Systems | 54057_G_GEN1 | 54057 | G | GEN1 |  | Landfill Gas |  | MIS_LMI | Michigan | 26 | Wayne | 163 | 26163 | 2.8 | 19625 | 1988 | 9999 |  |  | N | Landfill Gas | [13 empty] | 0.15037 | 0.15037 | 0.15037 | 0.15037 | [11 empty] | Riverview Energy Systems | 100 | DTE Energy Co | 100
Riverview Energy Systems | 54057_G_GEN2 | 54057 | G | GEN2 |  | Landfill Gas |  | MIS_LMI | Michigan | 26 | Wayne | 163 | 26163 | 2.8 | 19625 | 1988 | 9999 |  |  | N | Landfill Gas | [13 empty] | 0.15037 | 0.15037 | 0.15037 | 0.15037 | [11 empty] | Riverview Energy Systems | 100 | DTE Energy Co | 100
Indeck Olean Energy Center | 54076_G_GEN1 | 54076 | G | GEN1 | 3747 | Combined Cycle |  | NY_Z_A | New York | 36 | Cattaraugus | 9 | 36009 | 34.1 | 8935 | 1994 | 9999 |  |  | Y | Natural Gas, Distillate Fuel Oil |  |  |  | STM | SCR | [8 empty] | 0.037031 | 0.037031 | 0.037031 | 0.037031 | [11 empty] | Indeck Olean LP | 100 | Indeck Energy Services Inc | 100
Indeck Olean Energy Center | 54076_G_GEN2 | 54076 | G | GEN2 | 3747 | Combined Cycle |  | NY_Z_A | New York | 36 | Cattaraugus | 9 | 36009 | 44.6 | 8935 | 1994 | 9999 |  |  | Y | Natural Gas, Distillate Fuel Oil |  |  |  | STM | SCR | [8 empty] | 0.037031 | 0.037031 | 0.037031 | 0.037031 | [11 empty] | Indeck Olean LP | 100 | Indeck Energy Services Inc | 100
Spruance Genco LLC | 54081_B_3A | 54081 | B | 3A | 88192 | O/G Steam |  | PJM_Dom | Virginia | 51 | Richmond City | 760 | 51760 | 21.2 | 14500 | 1992 | 9999 |  | dry | Y | Natural Gas |  |  |  | AA + FR | SNCR | [7 empty] | 0.13 | 0.06129 | 0.0288 | 0.06129 | 0.0288 | [11 empty] | Spruance Genco LLC | 100 | Ares Management LP | 100
Spruance Genco LLC | 54081_B_3B | 54081 | B | 3B | 88193 | O/G Steam |  | PJM_Dom | Virginia | 51 | Richmond City | 760 | 51760 | 21.2 | 14500 | 1992 | 9999 |  | dry | Y | Natural Gas |  |  |  | AA + FR | SNCR | [7 empty] | 0.13 | 0.04634 | 0.02947 | 0.04634 | 0.02947 | [11 empty] | Spruance Genco LLC | 100 | Ares Management LP | 100
Spruance Genco LLC | 54081_B_4A | 54081 | B | 4A | 88194 | O/G Steam |  | PJM_Dom | Virginia | 51 | Richmond City | 760 | 51760 | 6.2 | 14500 | 1992 | 9999 |  | dry | Y | Natural Gas |  |  |  | AA + FR | SNCR | [7 empty] | 0.13 | 0.25065 | 0.02585 | 0.25065 | 0.02585 | [11 empty] | Spruance Genco LLC | 100 | Ares Management LP | 100
Spruance Genco LLC | 54081_B_4B | 54081 | B | 4B | 88195 | O/G Steam |  | PJM_Dom | Virginia | 51 | Richmond City | 760 | 51760 | 6.2 | 14500 | 1992 | 9999 |  | dry | Y | Natural Gas |  |  |  | AA + FR | SNCR | [7 empty] | 0.13 | 0.05818 | 0.02507 | 0.05818 | 0.02507 | [11 empty] | Spruance Genco LLC | 100 | Ares Management LP | 100
Port Edwards Mill | 54103_G_HG1 | 54103 | G | HG1 |  | Hydro |  | MIS_WUMS | Wisconsin | 55 | Wood | 141 | 55141 | 0.4 | 0 | 1913 | 9999 |  |  | N | Hydro | [13 empty] | 0 | 0 | 0 | 0 | [11 empty] | Domtar Industries Inc | 100 | Domtar Inc | 100
Port Edwards Mill | 54103_G_HG2 | 54103 | G | HG2 |  | Hydro |  | MIS_WUMS | Wisconsin | 55 | Wood | 141 | 55141 | 0.4 | 0 | 1913 | 9999 |  |  | N | Hydro | [13 empty] | 0 | 0 | 0 | 0 | [11 empty] | Domtar Industries Inc | 100 | Domtar Inc | 100
Port Edwards Mill | 54103_G_HG3 | 54103 | G | HG3 |  | Hydro |  | MIS_WUMS | Wisconsin | 55 | Wood | 141 | 55141 | 0.4 | 0 | 1913 | 9999 |  |  | N | Hydro | [13 empty] | 0 | 0 | 0 | 0 | [11 empty] | Domtar Industries Inc | 100 | Domtar Inc | 100
Port Edwards Mill | 54103_G_HG4 | 54103 | G | HG4 |  | Hydro |  | MIS_WUMS | Wisconsin | 55 | Wood | 141 | 55141 | 0.4 | 0 | 1913 | 9999 |  |  | N | Hydro | [13 empty] | 0 | 0 | 0 | 0 | [11 empty] | Domtar Industries Inc | 100 | Domtar Inc | 100
Port Edwards Mill | 54103_G_HG5 | 54103 | G | HG5 |  | Hydro |  | MIS_WUMS | Wisconsin | 55 | Wood | 141 | 55141 | 0.8 | 0 | 1926 | 9999 |  |  | N | Hydro | [13 empty] | 0 | 0 | 0 | 0 | [11 empty] | Domtar Industries Inc | 100 | Domtar Inc | 100
Port Edwards Mill | 54103_G_HG6 | 54103 | G | HG6 |  | Hydro |  | MIS_WUMS | Wisconsin | 55 | Wood | 141 | 55141 | 0.8 | 0 | 1926 | 9999 |  |  | N | Hydro | [13 empty] | 0 | 0 | 0 | 0 | [11 empty] | Domtar Industries Inc | 100 | Domtar Inc | 100
Port Edwards Mill | 54103_G_JHG1 | 54103 | G | JHG1 |  | Hydro |  | MIS_WUMS | Wisconsin | 55 | Wood | 141 | 55141 | 1.2 | 0 | 1926 | 9999 |  |  | N | Hydro | [13 empty] | 0 | 0 | 0 | 0 | [11 empty] | Domtar Industries Inc | 100 | Domtar Inc | 100
Port Edwards Mill | 54103_G_JHG2 | 54103 | G | JHG2 |  | Hydro |  | MIS_WUMS | Wisconsin | 55 | Wood | 141 | 55141 | 0.6 | 0 | 1938 | 9999 |  |  | N | Hydro | [13 empty] | 0 | 0 | 0 | 0 | [11 empty] | Domtar Industries Inc | 100 | Domtar Inc | 100
Port Edwards Mill | 54103_G_JHG3 | 54103 | G | JHG3 |  | Hydro |  | MIS_WUMS | Wisconsin | 55 | Wood | 141 | 55141 | 0.6 | 0 | 1939 | 9999 |  |  | N | Hydro | [13 empty] | 0 | 0 | 0 | 0 | [11 empty] | Domtar Industries Inc | 100 | Domtar Inc | 100
Port Edwards Mill | 54103_G_JHG4 | 54103 | G | JHG4 |  | Hydro |  | MIS_WUMS | Wisconsin | 55 | Wood | 141 | 55141 | 0.4 | 0 | 1943 | 9999 |  |  | N | Hydro | [13 empty] | 0 | 0 | 0 | 0 | [11 empty] | Domtar Industries Inc | 100 | Domtar Inc | 100
Port Edwards Mill | 54103_G_JHG5 | 54103 | G | JHG5 |  | Hydro |  | MIS_WUMS | Wisconsin | 55 | Wood | 141 | 55141 | 0.6 | 0 | 1977 | 9999 |  |  | N | Hydro | [13 empty] | 0 | 0 | 0 | 0 | [11 empty] | Domtar Industries Inc | 100 | Domtar Inc | 100
Second Imperial Geothermal | 54111_G_GE10 | 54111 | G | GE10 |  | Geothermal |  | WECC_IID | California | 6 | Imperial | 25 | 06025 | 3.8 | 9771 | 1993 | 9999 |  |  | N | Geothermal | [13 empty] | 0 | 0 | 0 | 0 | 0.4625 | 0.4625 | 0.4625 | [8 empty] | Ormat Technologies Inc | 100 | Ormat Technologies Inc | 100
Second Imperial Geothermal | 54111_G_GE11 | 54111 | G | GE11 |  | Geothermal |  | WECC_IID | California | 6 | Imperial | 25 | 06025 | 3.8 | 9771 | 1993 | 9999 |  |  | N | Geothermal | [13 empty] | 0 | 0 | 0 | 0 | 0.4625 | 0.4625 | 0.4625 | [8 empty] | Ormat Technologies Inc | 100 | Ormat Technologies Inc | 100
Second Imperial Geothermal | 54111_G_GE12 | 54111 | G | GE12 |  | Geothermal |  | WECC_IID | California | 6 | Imperial | 25 | 06025 | 3.8 | 9771 | 1993 | 9999 |  |  | N | Geothermal | [13 empty] | 0 | 0 | 0 | 0 | 0.4625 | 0.4625 | 0.4625 | [8 empty] | Ormat Technologies Inc | 100 | Ormat Technologies Inc | 100
Second Imperial Geothermal | 54111_G_GEN1 | 54111 | G | GEN1 |  | Geothermal |  | WECC_IID | California | 6 | Imperial | 25 | 06025 | 3 | 9771 | 1993 | 9999 |  |  | N | Geothermal | [13 empty] | 0 | 0 | 0 | 0 | 0.4625 | 0.4625 | 0.4625 | [8 empty] | Ormat Technologies Inc | 100 | Ormat Technologies Inc | 100
Second Imperial Geothermal | 54111_G_GEN2 | 54111 | G | GEN2 |  | Geothermal |  | WECC_IID | California | 6 | Imperial | 25 | 06025 | 3 | 9771 | 1993 | 9999 |  |  | N | Geothermal | [13 empty] | 0 | 0 | 0 | 0 | 0.4625 | 0.4625 | 0.4625 | [8 empty] | Ormat Technologies Inc | 100 | Ormat Technologies Inc | 100
Second Imperial Geothermal | 54111_G_GEN3 | 54111 | G | GEN3 |  | Geothermal |  | WECC_IID | California | 6 | Imperial | 25 | 06025 | 3 | 9771 | 1993 | 9999 |  |  | N | Geothermal | [13 empty] | 0 | 0 | 0 | 0 | 0.4625 | 0.4625 | 0.4625 | [8 empty] | Ormat Technologies Inc | 100 | Ormat Technologies Inc | 100
Second Imperial Geothermal | 54111_G_GEN4 | 54111 | G | GEN4 |  | Geothermal |  | WECC_IID | California | 6 | Imperial | 25 | 06025 | 3 | 9771 | 1993 | 9999 |  |  | N | Geothermal | [13 empty] | 0 | 0 | 0 | 0 | 0.4625 | 0.4625 | 0.4625 | [8 empty] | Ormat Technologies Inc | 100 | Ormat Technologies Inc | 100
Second Imperial Geothermal | 54111_G_GEN5 | 54111 | G | GEN5 |  | Geothermal |  | WECC_IID | California | 6 | Imperial | 25 | 06025 | 3 | 9771 | 1993 | 9999 |  |  | N | Geothermal | [13 empty] | 0 | 0 | 0 | 0 | 0.4625 | 0.4625 | 0.4625 | [8 empty] | Ormat Technologies Inc | 100 | Ormat Technologies Inc | 100
Second Imperial Geothermal | 54111_G_GEN6 | 54111 | G | GEN6 |  | Geothermal |  | WECC_IID | California | 6 | Imperial | 25 | 06025 | 3 | 9771 | 1993 | 9999 |  |  | N | Geothermal | [13 empty] | 0 | 0 | 0 | 0 | 0.4625 | 0.4625 | 0.4625 | [8 empty] | Ormat Technologies Inc | 100 | Ormat Technologies Inc | 100
Second Imperial Geothermal | 54111_G_GEN7 | 54111 | G | GEN7 |  | Geothermal |  | WECC_IID | California | 6 | Imperial | 25 | 06025 | 3.8 | 9771 | 1993 | 9999 |  |  | N | Geothermal | [13 empty] | 0 | 0 | 0 | 0 | 0.4625 | 0.4625 | 0.4625 | [8 empty] | Ormat Technologies Inc | 100 | Ormat Technologies Inc | 100
Second Imperial Geothermal | 54111_G_GEN8 | 54111 | G | GEN8 |  | Geothermal |  | WECC_IID | California | 6 | Imperial | 25 | 06025 | 3.8 | 9771 | 1993 | 9999 |  |  | N | Geothermal | [13 empty] | 0 | 0 | 0 | 0 | 0.4625 | 0.4625 | 0.4625 | [8 empty] | Ormat Technologies Inc | 100 | Ormat Technologies Inc | 100
Second Imperial Geothermal | 54111_G_GEN9 | 54111 | G | GEN9 |  | Geothermal |  | WECC_IID | California | 6 | Imperial | 25 | 06025 | 3.8 | 9771 | 1993 | 9999 |  |  | N | Geothermal | [13 empty] | 0 | 0 | 0 | 0 | 0.4625 | 0.4625 | 0.4625 | [8 empty] | Ormat Technologies Inc | 100 | Ormat Technologies Inc | 100
Second Imperial Geothermal | 54111_G_GE13 | 54111 | G | GE13 |  | Geothermal |  | WECC_IID | California | 6 | Imperial | 25 | 06025 | 2 | 9771 | 2006 | 9999 |  |  | N | Geothermal | [13 empty] | 0 | 0 | 0 | 0 | 0.4625 | 0.4625 | 0.4625 | [8 empty] | Ormat Technologies Inc | 100 | Ormat Technologies Inc | 100
Second Imperial Geothermal | 54111_G_GEN14 | 54111 | G | GEN14 |  | Geothermal |  | WECC_IID | California | 6 | Imperial | 25 | 06025 | 12 | 9771 | 2008 | 9999 |  |  | N | Geothermal | [13 empty] | 0 | 0 | 0 | 0 | 0.4625 | 0.4625 | 0.4625 | [8 empty] | Ormat Technologies Inc | 100 | Ormat Technologies Inc | 100
Kennedy International Airport Cogen | 54114_G_GEN1 | 54114 | G | GEN1 | 3752 | Combined Cycle |  | NY_Z_J | New York | 36 | Queens | 81 | 36081 | 48.9 | 8773 | 1994 | 9999 |  |  | Y | Natural Gas, Distillate Fuel Oil |  |  |  | H2O | SCR | [8 empty] | 0.025841 | 0.025841 | 0.025841 | 0.025841 | [11 empty] | Calpine Corp | 100 | Energy Capital Partners | 100
Kennedy International Airport Cogen | 54114_G_GEN2 | 54114 | G | GEN2 | 3753 | Combined Cycle |  | NY_Z_J | New York | 36 | Queens | 81 | 36081 | 47.8 | 8773 | 1994 | 9999 |  |  | Y | Natural Gas, Distillate Fuel Oil |  |  |  | H2O | SCR | [8 empty] | 0.025841 | 0.025841 | 0.025841 | 0.025841 | [11 empty] | Calpine Corp | 100 | Energy Capital Partners | 100
Kennedy International Airport Cogen | 54114_G_GEN3 | 54114 | G | GEN3 | 3752 | Combined Cycle |  | NY_Z_J | New York | 36 | Queens | 81 | 36081 | 27.5 | 8773 | 1995 | 9999 |  |  | Y | Natural Gas, Distillate Fuel Oil |  |  |  | H2O | SCR | [8 empty] | 0.025841 | 0.025841 | 0.025841 | 0.025841 | [11 empty] | Calpine Corp | 100 | Energy Capital Partners | 100
Mechanic Falls | 54123_G_GEN1 | 54123 | G | GEN1 |  | Hydro |  | NENG_ME | Maine | 23 | Androscoggin | 1 | 23001 | 1 | 0 | 1986 | 9999 |  |  | N | Hydro | [13 empty] | 0 | 0 | 0 | 0 | [11 empty] | Ridgewood Maine Hydro Partnership LP | 100 | Covanta Holding Corp | 100
Mechanic Falls | 54123_G_GEN2 | 54123 | G | GEN2 |  | Hydro |  | NENG_ME | Maine | 23 | Androscoggin | 1 | 23001 | 0.4 | 0 | 1986 | 9999 |  |  | N | Hydro | [13 empty] | 0 | 0 | 0 | 0 | [11 empty] | Ridgewood Maine Hydro Partnership LP | 100 | Covanta Holding Corp | 100
Pittsfield Hydro | 54124_G_GEN1 | 54124 | G | GEN1 |  | Hydro |  | NENG_ME | Maine | 23 | Somerset | 25 | 23025 | 0.4 | 0 | 1986 | 9999 |  |  | N | Hydro | [13 empty] | 0 | 0 | 0 | 0 | [11 empty] | Ridgewood Maine Hydro Partnership LP | 100 | Covanta Holding Corp | 100
Pittsfield Hydro | 54124_G_GEN2 | 54124 | G | GEN2 |  | Hydro |  | NENG_ME | Maine | 23 | Somerset | 25 | 23025 | 0.3 | 0 | 1986 | 9999 |  |  | N | Hydro | [13 empty] | 0 | 0 | 0 | 0 | [11 empty] | Ridgewood Maine Hydro Partnership LP | 100 | Covanta Holding Corp | 100
Pittsfield Hydro | 54124_G_GEN3 | 54124 | G | GEN3 |  | Hydro |  | NENG_ME | Maine | 23 | Somerset | 25 | 23025 | 0.4 | 0 | 1986 | 9999 |  |  | N | Hydro | [13 empty] | 0 | 0 | 0 | 0 | [11 empty] | Ridgewood Maine Hydro Partnership LP | 100 | Covanta Holding Corp | 100
Fortistar North Tonawanda | 54131_G_GEN1 | 54131 | G | GEN1 | 3754 | Combined Cycle |  | NY_Z_A | New York | 36 | Niagara | 63 | 36063 | 39.1 | 7553 | 1993 | 9999 |  |  | Y | Natural Gas, Distillate Fuel Oil |  |  |  | STM | [9 empty] | 0.08716 | 0.08716 | 0.08716 | 0.08716 | [11 empty] | Fortistar North Tonawanda Inc | 100 | FORTISTAR | 100
Fortistar North Tonawanda | 54131_G_GEN2 | 54131 | G | GEN2 | 3754 | Combined Cycle |  | NY_Z_A | New York | 36 | Niagara | 63 | 36063 | 20 | 7553 | 1993 | 9999 |  |  | Y | Natural Gas, Distillate Fuel Oil |  |  |  | STM | [9 empty] | 0.08716 | 0.08716 | 0.08716 | 0.08716 | [11 empty] | Fortistar North Tonawanda Inc | 100 | FORTISTAR | 100
Great Lakes Hydro America - ME | 54134_G_MIH2 | 54134 | G | MIH2 |  | Hydro |  | NENG_ME | Maine | 23 | Penobscot | 19 | 23019 | 5.3 | 0 | 1917 | 9999 |  |  | N | Hydro | [13 empty] | 0 | 0 | 0 | 0 | [11 empty] | Great Lakes Hydro America LLC | 100 | Great Lakes Hydro Income Fund (The) | 100
Great Lakes Hydro America - ME | 54134_G_MIH3 | 54134 | G | MIH3 |  | Hydro |  | NENG_ME | Maine | 23 | Penobscot | 19 | 23019 | 5.3 | 0 | 1917 | 9999 |  |  | N | Hydro | [13 empty] | 0 | 0 | 0 | 0 | [11 empty] | Great Lakes Hydro America LLC | 100 | Great Lakes Hydro Income Fund (The) | 100
Great Lakes Hydro America - ME | 54134_G_MIH4 | 54134 | G | MIH4 |  | Hydro |  | NENG_ME | Maine | 23 | Penobscot | 19 | 23019 | 5.5 | 0 | 1917 | 9999 |  |  | N | Hydro | [13 empty] | 0 | 0 | 0 | 0 | [11 empty] | Great Lakes Hydro America LLC | 100 | Great Lakes Hydro Income Fund (The) | 100
Great Lakes Hydro America - ME | 54134_G_MIH5 | 54134 | G | MIH5 |  | Hydro |  | NENG_ME | Maine | 23 | Penobscot | 19 | 23019 | 4.9 | 0 | 1921 | 9999 |  |  | N | Hydro | [13 empty] | 0 | 0 | 0 | 0 | [11 empty] | Great Lakes Hydro America LLC | 100 | Great Lakes Hydro Income Fund (The) | 100
Great Lakes Hydro America - ME | 54134_G_MIH6 | 54134 | G | MIH6 |  | Hydro |  | NENG_ME | Maine | 23 | Penobscot | 19 | 23019 | 4.9 | 0 | 1921 | 9999 |  |  | N | Hydro | [13 empty] | 0 | 0 | 0 | 0 | [11 empty] | Great Lakes Hydro America LLC | 100 | Great Lakes Hydro Income Fund (The) | 100
Great Lakes Hydro America - ME | 54134_G_MIH7 | 54134 | G | MIH7 |  | Hydro |  | NENG_ME | Maine | 23 | Penobscot | 19 | 23019 | 5.5 | 0 | 1921 | 9999 |  |  | N | Hydro | [13 empty] | 0 | 0 | 0 | 0 | [11 empty] | Great Lakes Hydro America LLC | 100 | Great Lakes Hydro Income Fund (The) | 100
Great Lakes Hydro America - ME | 54134_G_DOH2 | 54134 | G | DOH2 |  | Hydro |  | NENG_ME | Maine | 23 | Penobscot | 19 | 23019 | 1.3 | 0 | 1925 | 9999 |  |  | N | Hydro | [13 empty] | 0 | 0 | 0 | 0 | [11 empty] | Great Lakes Hydro America LLC | 100 | Great Lakes Hydro Income Fund (The) | 100
Great Lakes Hydro America - ME | 54134_G_DOH8 | 54134 | G | DOH8 |  | Hydro |  | NENG_ME | Maine | 23 | Penobscot | 19 | 23019 | 3.4 | 0 | 1930 | 9999 |  |  | N | Hydro | [13 empty] | 0 | 0 | 0 | 0 | [11 empty] | Great Lakes Hydro America LLC | 100 | Great Lakes Hydro Income Fund (The) | 100
Great Lakes Hydro America - ME | 54134_G_WEH1 | 54134 | G | WEH1 |  | Hydro |  | NENG_ME | Maine | 23 | Penobscot | 19 | 23019 | 4.6 | 0 | 1940 | 9999 |  |  | N | Hydro | [13 empty] | 0 | 0 | 0 | 0 | [11 empty] | Great Lakes Hydro America LLC | 100 | Great Lakes Hydro Income Fund (The) | 100
Great Lakes Hydro America - ME | 54134_G_WEH2 | 54134 | G | WEH2 |  | Hydro |  | NENG_ME | Maine | 23 | Penobscot | 19 | 23019 | 4.6 | 0 | 1940 | 9999 |  |  | N | Hydro | [13 empty] | 0 | 0 | 0 | 0 | [11 empty] | Great Lakes Hydro America LLC | 100 | Great Lakes Hydro Income Fund (The) | 100
Great Lakes Hydro America - ME | 54134_G_WEH3 | 54134 | G | WEH3 |  | Hydro |  | NENG_ME | Maine | 23 | Penobscot | 19 | 23019 | 4.6 | 0 | 1940 | 9999 |  |  | N | Hydro | [13 empty] | 0 | 0 | 0 | 0 | [11 empty] | Great Lakes Hydro America LLC | 100 | Great Lakes Hydro Income Fund (The) | 100
Great Lakes Hydro America - ME | 54134_G_WEH4 | 54134 | G | WEH4 |  | Hydro |  | NENG_ME | Maine | 23 | Penobscot | 19 | 23019 | 4.6 | 0 | 1940 | 9999 |  |  | N | Hydro | [13 empty] | 0 | 0 | 0 | 0 | [11 empty] | Great Lakes Hydro America LLC | 100 | Great Lakes Hydro Income Fund (The) | 100
Great Lakes Hydro America - ME | 54134_G_EMH1 | 54134 | G | EMH1 |  | Hydro |  | NENG_ME | Maine | 23 | Penobscot | 19 | 23019 | 1.5 | 0 | 1948 | 9999 |  |  | N | Hydro | [13 empty] | 0 | 0 | 0 | 0 | [11 empty] | Great Lakes Hydro America LLC | 100 | Great Lakes Hydro Income Fund (The) | 100
Great Lakes Hydro America - ME | 54134_G_EMH2 | 54134 | G | EMH2 |  | Hydro |  | NENG_ME | Maine | 23 | Penobscot | 19 | 23019 | 1.5 | 0 | 1948 | 9999 |  |  | N | Hydro | [13 empty] | 0 | 0 | 0 | 0 | [11 empty] | Great Lakes Hydro America LLC | 100 | Great Lakes Hydro Income Fund (The) | 100
Great Lakes Hydro America - ME | 54134_G_EMH3 | 54134 | G | EMH3 |  | Hydro |  | NENG_ME | Maine | 23 | Penobscot | 19 | 23019 | 1.5 | 0 | 1948 | 9999 |  |  | N | Hydro | [13 empty] | 0 | 0 | 0 | 0 | [11 empty] | Great Lakes Hydro America LLC | 100 | Great Lakes Hydro Income Fund (The) | 100
Great Lakes Hydro America - ME | 54134_G_EMH4 | 54134 | G | EMH4 |  | Hydro |  | NENG_ME | Maine | 23 | Penobscot | 19 | 23019 | 1.5 | 0 | 1948 | 9999 |  |  | N | Hydro | [13 empty] | 0 | 0 | 0 | 0 | [11 empty] | Great Lakes Hydro America LLC | 100 | Great Lakes Hydro Income Fund (The) | 100
Great Lakes Hydro America - ME | 54134_G_EMH5 | 54134 | G | EMH5 |  | Hydro |  | NENG_ME | Maine | 23 | Penobscot | 19 | 23019 | 1.5 | 0 | 1948 | 9999 |  |  | N | Hydro | [13 empty] | 0 | 0 | 0 | 0 | [11 empty] | Great Lakes Hydro America LLC | 100 | Great Lakes Hydro Income Fund (The) | 100
Great Lakes Hydro America - ME | 54134_G_EMH6 | 54134 | G | EMH6 |  | Hydro |  | NENG_ME | Maine | 23 | Penobscot | 19 | 23019 | 1.5 | 0 | 1948 | 9999 |  |  | N | Hydro | [13 empty] | 0 | 0 | 0 | 0 | [11 empty] | Great Lakes Hydro America LLC | 100 | Great Lakes Hydro Income Fund (The) | 100
Great Lakes Hydro America - ME | 54134_G_MCH1 | 54134 | G | MCH1 |  | Hydro |  | NENG_ME | Maine | 23 | Penobscot | 19 | 23019 | 11.6 | 0 | 1953 | 9999 |  |  | N | Hydro | [13 empty] | 0 | 0 | 0 | 0 | [11 empty] | Great Lakes Hydro America LLC | 100 | Great Lakes Hydro Income Fund (The) | 100
Great Lakes Hydro America - ME | 54134_G_MCH2 | 54134 | G | MCH2 |  | Hydro |  | NENG_ME | Maine | 23 | Penobscot | 19 | 23019 | 11.6 | 0 | 1953 | 9999 |  |  | N | Hydro | [13 empty] | 0 | 0 | 0 | 0 | [11 empty] | Great Lakes Hydro America LLC | 100 | Great Lakes Hydro Income Fund (The) | 100
Great Lakes Hydro America - ME | 54134_G_MCH3 | 54134 | G | MCH3 |  | Hydro |  | NENG_ME | Maine | 23 | Penobscot | 19 | 23019 | 12.5 | 0 | 1967 | 9999 |  |  | N | Hydro | [13 empty] | 0 | 0 | 0 | 0 | [11 empty] | Great Lakes Hydro America LLC | 100 | Great Lakes Hydro Income Fund (The) | 100
Great Lakes Hydro America - ME | 54134_G_DOH6 | 54134 | G | DOH6 |  | Hydro |  | NENG_ME | Maine | 23 | Penobscot | 19 | 23019 | 3.9 | 0 | 1975 | 9999 |  |  | N | Hydro | [13 empty] | 0 | 0 | 0 | 0 | [11 empty] | Great Lakes Hydro America LLC | 100 | Great Lakes Hydro Income Fund (The) | 100
Great Lakes Hydro America - ME | 54134_G_DOH7 | 54134 | G | DOH7 |  | Hydro |  | NENG_ME | Maine | 23 | Penobscot | 19 | 23019 | 3.9 | 0 | 1975 | 9999 |  |  | N | Hydro | [13 empty] | 0 | 0 | 0 | 0 | [11 empty] | Great Lakes Hydro America LLC | 100 | Great Lakes Hydro Income Fund (The) | 100
Great Lakes Hydro America - ME | 54134_G_NOH1 | 54134 | G | NOH1 |  | Hydro |  | NENG_ME | Maine | 23 | Penobscot | 19 | 23019 | 3 | 0 | 1986 | 9999 |  |  | N | Hydro | [13 empty] | 0 | 0 | 0 | 0 | [11 empty] | Great Lakes Hydro America LLC | 100 | Great Lakes Hydro Income Fund (The) | 100
Great Lakes Hydro America - ME | 54134_G_NOH2 | 54134 | G | NOH2 |  | Hydro |  | NENG_ME | Maine | 23 | Penobscot | 19 | 23019 | 3 | 0 | 1986 | 9999 |  |  | N | Hydro | [13 empty] | 0 | 0 | 0 | 0 | [11 empty] | Great Lakes Hydro America LLC | 100 | Great Lakes Hydro Income Fund (The) | 100
Great Lakes Hydro America - ME | 54134_G_NOH3 | 54134 | G | NOH3 |  | Hydro |  | NENG_ME | Maine | 23 | Penobscot | 19 | 23019 | 3 | 0 | 1986 | 9999 |  |  | N | Hydro | [13 empty] | 0 | 0 | 0 | 0 | [11 empty] | Great Lakes Hydro America LLC | 100 | Great Lakes Hydro Income Fund (The) | 100
Great Lakes Hydro America - ME | 54134_G_MIH8 | 54134 | G | MIH8 |  | Hydro |  | NENG_ME | Maine | 23 | Penobscot | 19 | 23019 | 5.1 | 0 | 1987 | 9999 |  |  | N | Hydro | [13 empty] | 0 | 0 | 0 | 0 | [11 empty] | Great Lakes Hydro America LLC | 100 | Great Lakes Hydro Income Fund (The) | 100
Great Lakes Hydro America - ME | 54134_G_MIHI | 54134 | G | MIHI |  | Hydro |  | NENG_ME | Maine | 23 | Penobscot | 19 | 23019 | 5.1 | 0 | 1987 | 9999 |  |  | N | Hydro | [13 empty] | 0 | 0 | 0 | 0 | [11 empty] | Great Lakes Hydro America LLC | 100 | Great Lakes Hydro Income Fund (The) | 100
Great Lakes Hydro America - ME | 54134_G_DOH5 | 54134 | G | DOH5 |  | Hydro |  | NENG_ME | Maine | 23 | Penobscot | 19 | 23019 | 5 | 0 | 1988 | 9999 |  |  | N | Hydro | [13 empty] | 0 | 0 | 0 | 0 | [11 empty] | Great Lakes Hydro America LLC | 100 | Great Lakes Hydro Income Fund (The) | 100
Hillcrest Pump Station | 54142_G_GEN1 | 54142 | G | GEN1 |  | Hydro |  | WECC_CO | Colorado | 8 | Denver | 31 | 08031 | 2 | 0 | 1993 | 9999 |  |  | N | Hydro | [13 empty] | 0 | 0 | 0 | 0 | [11 empty] | Denver Municipal Electric Utility | 100 | Denver Municipal Electric Utility | 100
Hydro Kennebec Project | 54148_G_GEN1 | 54148 | G | GEN1 |  | Hydro |  | NENG_ME | Maine | 23 | Kennebec | 11 | 23011 | 7.7 | 0 | 1989 | 9999 |  |  | N | Hydro | [13 empty] | 0 | 0 | 0 | 0 | [11 empty] | Hydro Kennebec LLC | 100 | Brookfield Asset Management Inc | 100
Hydro Kennebec Project | 54148_G_GEN2 | 54148 | G | GEN2 |  | Hydro |  | NENG_ME | Maine | 23 | Kennebec | 11 | 23011 | 7.7 | 0 | 1989 | 9999 |  |  | N | Hydro | [13 empty] | 0 | 0 | 0 | 0 | [11 empty] | Hydro Kennebec LLC | 100 | Brookfield Asset Management Inc | 100
Stony Brook Cogen Plant | 54149_G_GEN1 | 54149 | G | GEN1 | 3757 | Combustion Turbine |  | NY_Z_K | New York | 36 | Suffolk | 103 | 36103 | 44.5 | 8700 | 1995 | 9999 |  |  | Y | Natural Gas, Distillate Fuel Oil |  |  |  | H2O | [8 empty] | 1.053 | 0.07849 | 0.07849 | 0.07849 | 0.07849 | [11 empty] | Calpine Stony Brook Inc | 100 | Energy Capital Partners | 100
ArcelorMittal Warren | 54207_B_1 | 54207 | B | 1 |  | Fossil Waste |  | PJM_ATSI | Ohio | 39 | Trumbull | 155 | 39155 | 2.8 | 6603 | 1965 | 9999 |  |  | Y | Fossil Waste |  |  |  | LA | [9 empty] | 0.05352 | 0.05352 | 0.05352 | 0.05352 | [11 empty] | Severatal Warren Inc | 100 | Severstal North America | 100
ArcelorMittal Warren | 54207_B_2 | 54207 | B | 2 | 89332 | Fossil Waste |  | PJM_ATSI | Ohio | 39 | Trumbull | 155 | 39155 | 7 | 6603 | 1972 | 9999 |  |  | Y | Fossil Waste |  |  |  | LA | [9 empty] | 0.15099 | 0.15099 | 0.15099 | 0.15099 | [11 empty] | Severatal Warren Inc | 100 | Severstal North America | 100
ArcelorMittal Warren | 54207_B_3 | 54207 | B | 3 | 9265 | Fossil Waste |  | PJM_ATSI | Ohio | 39 | Trumbull | 155 | 39155 | 9.3 | 6603 | 1981 | 9999 |  |  | Y | Fossil Waste |  |  |  | LA | [9 empty] | 0.10137 | 0.10137 | 0.10137 | 0.10137 | [11 empty] | Severatal Warren Inc | 100 | Severstal North America | 100
Franklin Heating Station | 54224_G_GEN1 | 54224 | G | GEN1 |  | O/G Steam |  | MIS_MNWI | Minnesota | 27 | Olmsted | 109 | 27109 | 2 | 8300 | 1951 | 9999 |  |  | Y | Natural Gas, Distillate Fuel Oil | [13 empty] | 0.23063 | 0.23063 | 0.23063 | 0.23063 | [11 empty] | Franklin Heating Station | 100 | Franklin Heating Station | 100
Franklin Heating Station | 54224_G_GEN2 | 54224 | G | GEN2 |  | O/G Steam |  | MIS_MNWI | Minnesota | 27 | Olmsted | 109 | 27109 | 2 | 8300 | 1951 | 9999 |  |  | Y | Natural Gas, Distillate Fuel Oil | [13 empty] | 0.23063 | 0.23063 | 0.23063 | 0.23063 | [11 empty] | Franklin Heating Station | 100 | Franklin Heating Station | 100
Franklin Heating Station | 54224_G_GEN3 | 54224 | G | GEN3 |  | O/G Steam |  | MIS_MNWI | Minnesota | 27 | Olmsted | 109 | 27109 | 6.1 | 8300 | 1968 | 9999 |  |  | Y | Natural Gas, Distillate Fuel Oil | [13 empty] | 0.23063 | 0.23063 | 0.23063 | 0.23063 | [11 empty] | Franklin Heating Station | 100 | Franklin Heating Station | 100
Franklin Heating Station | 54224_G_EG1 | 54224 | G | EG1 |  | Combustion Turbine | IC Engine | MIS_MNWI | Minnesota | 27 | Olmsted | 109 | 27109 | 2 | 13469 | 2001 | 9999 |  |  | N | Distillate Fuel Oil | [13 empty] | 1.6498 | 1.6498 | 1.6498 | 1.6498 | [11 empty] | Franklin Heating Station | 100 | Franklin Heating Station | 100
Franklin Heating Station | 54224_G_EG2 | 54224 | G | EG2 |  | Combustion Turbine | IC Engine | MIS_MNWI | Minnesota | 27 | Olmsted | 109 | 27109 | 2 | 13469 | 2001 | 9999 |  |  | N | Distillate Fuel Oil | [13 empty] | 1.6498 | 1.6498 | 1.6498 | 1.6498 | [11 empty] | Franklin Heating Station | 100 | Franklin Heating Station | 100
Franklin Heating Station | 54224_G_EG3 | 54224 | G | EG3 |  | Combustion Turbine | IC Engine | MIS_MNWI | Minnesota | 27 | Olmsted | 109 | 27109 | 2 | 13469 | 2001 | 9999 |  |  | N | Distillate Fuel Oil | [13 empty] | 1.6498 | 1.6498 | 1.6498 | 1.6498 | [11 empty] | Franklin Heating Station | 100 | Franklin Heating Station | 100
Franklin Heating Station | 54224_G_GEN6 | 54224 | G | GEN6 |  | Non-Fossil Waste |  | MIS_MNWI | Minnesota | 27 | Olmsted | 109 | 27109 | 2.8 | 9187 | 2006 | 9999 |  |  | Y | Non-Fossil Waste | [12 empty] | 4 | 0 | 0 | 0 | 0 | [11 empty] | Franklin Heating Station | 100 | Franklin Heating Station | 100
Franklin Heating Station | 54224_G_DG4 | 54224 | G | DG4 |  | Combustion Turbine | IC Engine | MIS_MNWI | Minnesota | 27 | Olmsted | 109 | 27109 | 2 | 13469 | 2009 | 9999 |  |  | N | Distillate Fuel Oil | [13 empty] | 1.6498 | 1.6498 | 1.6498 | 1.6498 | [11 empty] | Franklin Heating Station | 100 | Franklin Heating Station | 100
Franklin Heating Station | 54224_G_DG5 | 54224 | G | DG5 |  | Combustion Turbine | IC Engine | MIS_MNWI | Minnesota | 27 | Olmsted | 109 | 27109 | 2 | 13469 | 2011 | 9999 |  |  | N | Distillate Fuel Oil | [13 empty] | 1.6498 | 1.6498 | 1.6498 | 1.6498 | [11 empty] | Franklin Heating Station | 100 | Franklin Heating Station | 100
Gillette SBMC | 54225_B_2 | 54225 | B | 2 |  | O/G Steam |  | NENGREST | Massachusetts | 25 | Suffolk | 25 | 25025 | 2.5 | 8300 | 1971 | 9999 |  |  | Y | Natural Gas | [13 empty] | 0.319 | 0.319 | 0.319 | 0.319 | [11 empty] | Gillette Co | 100 | Gillette Co (The) | 100
Gillette SBMC | 54225_B_3 | 54225 | B | 3 |  | O/G Steam |  | NENGREST | Massachusetts | 25 | Suffolk | 25 | 25025 | 2.5 | 8300 | 1971 | 9999 |  |  | Y | Natural Gas | [13 empty] | 0.0008 | 0.0008 | 0.0008 | 0.0008 | [11 empty] | Gillette Co | 100 | Gillette Co (The) | 100
Gillette SBMC | 54225_G_DG | 54225 | G | DG |  | Combustion Turbine | IC Engine | NENGREST | Massachusetts | 25 | Suffolk | 25 | 25025 | 0.5 | 13469 | 1991 | 9999 |  |  | N | Distillate Fuel Oil | [13 empty] | 1.6498 | 1.6498 | 1.6498 | 1.6498 | [11 empty] | Gillette Co | 100 | Gillette Co (The) | 100
Gillette SBMC | 54225_G_DG2 | 54225 | G | DG2 |  | Combustion Turbine | IC Engine | NENGREST | Massachusetts | 25 | Suffolk | 25 | 25025 | 0.5 | 13469 | 1997 | 9999 |  |  | N | Distillate Fuel Oil | [13 empty] | 1.6498 | 1.6498 | 1.6498 | 1.6498 | [11 empty] | Gillette Co | 100 | Gillette Co (The) | 100
Gillette SBMC | 54225_G_DG3 | 54225 | G | DG3 |  | Combustion Turbine | IC Engine | NENGREST | Massachusetts | 25 | Suffolk | 25 | 25025 | 1 | 13469 | 2000 | 9999 |  |  | N | Distillate Fuel Oil | [13 empty] | 1.6498 | 1.6498 | 1.6498 | 1.6498 | [11 empty] | Gillette Co | 100 | Gillette Co (The) | 100
Gillette SBMC | 54225_G_CTG3 | 54225 | G | CTG3 |  | Combustion Turbine |  | NENGREST | Massachusetts | 25 | Suffolk | 25 | 25025 | 7.2 | 8700 | 2011 | 9999 |  |  | Y | Natural Gas, Distillate Fuel Oil | [13 empty] | 0.23894 | 0.23894 | 0.23894 | 0.23894 | [11 empty] | Gillette Co | 100 | Gillette Co (The) | 100
Erving Paper Mills | 54228_B_2 | 54228 | B | 2 |  | O/G Steam |  | NENGREST | Massachusetts | 25 | Franklin | 11 | 25011 | 0.3 | 8300 | 2013 | 9999 |  |  | Y | Natural Gas | [13 empty] | 0.23063 | 0.23063 | 0.23063 | 0.23063 | [11 empty] | Erving Paper Mills Inc | 100 | Erving Paper Mills Inc | 100
Erving Paper Mills | 54228_G_3 | 54228 | G | 3 |  | Combustion Turbine |  | NENGREST | Massachusetts | 25 | Franklin | 11 | 25011 | 5.6 | 8700 | 2015 | 9999 |  |  | Y | Natural Gas, Distillate Fuel Oil | [13 empty] | 0.011 | 0.011 | 0.011 | 0.011 | [11 empty] | Erving Paper Mills Inc | 100 | Erving Paper Mills Inc | 100
Stockton Biomass | 54238_B_BIOMS1 | 54238 | B | BIOMS1 | 90649 | Biomass |  | WEC_CALN | California | 6 | San Joaquin | 77 | 06077 | 45 | 8275 | 2014 | 9999 | stoker/SPR |  | Y | Biomass | Wet Scrubber | 2014 | 0.9 |  | SCR |  |  | ESPH | Yes |  |  |  |  | 0.03579 | 0.03579 | 0.03579 | 0.03579 |  |  |  |  | Yes | 2014 | [5 empty] | DTE Stockton LLC | 100 | DTE Energy Co | 100
Naval Submarine Base Kings Bay | 54239_G_3023 | 54239 | G | 3023 |  | Combustion Turbine | IC Engine | S_SOU | Georgia | 13 | Camden | 39 | 13039 | 2.5 | 14775 | 1984 | 9999 |  |  | N | Distillate Fuel Oil | [12 empty] | 0.8 | 1.6498 | 1.6498 | 1.6498 | 1.6498 | [11 empty] | Kings Bay Naval Base | 100 | US Dept of Navy | 100
Naval Submarine Base Kings Bay | 54239_G_3024 | 54239 | G | 3024 |  | Combustion Turbine | IC Engine | S_SOU | Georgia | 13 | Camden | 39 | 13039 | 2.5 | 14775 | 1984 | 9999 |  |  | N | Distillate Fuel Oil | [12 empty] | 0.8 | 1.6498 | 1.6498 | 1.6498 | 1.6498 | [11 empty] | Kings Bay Naval Base | 100 | US Dept of Navy | 100
Naval Submarine Base Kings Bay | 54239_G_3025 | 54239 | G | 3025 |  | Combustion Turbine | IC Engine | S_SOU | Georgia | 13 | Camden | 39 | 13039 | 2.5 | 14775 | 1984 | 9999 |  |  | N | Distillate Fuel Oil | [12 empty] | 0.8 | 1.6498 | 1.6498 | 1.6498 | 1.6498 | [11 empty] | Kings Bay Naval Base | 100 | US Dept of Navy | 100
Naval Submarine Base Kings Bay | 54239_G_3027 | 54239 | G | 3027 |  | Combustion Turbine | IC Engine | S_SOU | Georgia | 13 | Camden | 39 | 13039 | 2.5 | 14775 | 1988 | 9999 |  |  | N | Distillate Fuel Oil | [12 empty] | 0.8 | 1.6498 | 1.6498 | 1.6498 | 1.6498 | [11 empty] | Kings Bay Naval Base | 100 | US Dept of Navy | 100
Naval Submarine Base Kings Bay | 54239_G_3028 | 54239 | G | 3028 |  | Combustion Turbine | IC Engine | S_SOU | Georgia | 13 | Camden | 39 | 13039 | 2.5 | 14775 | 1988 | 9999 |  |  | N | Distillate Fuel Oil | [12 empty] | 0.8 | 1.6498 | 1.6498 | 1.6498 | 1.6498 | [11 empty] | Kings Bay Naval Base | 100 | US Dept of Navy | 100
Naval Submarine Base Kings Bay | 54239_G_5876 | 54239 | G | 5876 |  | Combustion Turbine | IC Engine | S_SOU | Georgia | 13 | Camden | 39 | 13039 | 2.5 | 14775 | 1988 | 9999 |  |  | N | Distillate Fuel Oil | [12 empty] | 0.8 | 1.6498 | 1.6498 | 1.6498 | 1.6498 | [11 empty] | Kings Bay Naval Base | 100 | US Dept of Navy | 100
Naval Submarine Base Kings Bay | 54239_G_5881 | 54239 | G | 5881 |  | Combustion Turbine | IC Engine | S_SOU | Georgia | 13 | Camden | 39 | 13039 | 2.5 | 14775 | 1988 | 9999 |  |  | N | Distillate Fuel Oil | [12 empty] | 0.8 | 1.6498 | 1.6498 | 1.6498 | 1.6498 | [11 empty] | Kings Bay Naval Base | 100 | US Dept of Navy | 100
Naval Submarine Base Kings Bay | 54239_G_3029 | 54239 | G | 3029 |  | Combustion Turbine | IC Engine | S_SOU | Georgia | 13 | Camden | 39 | 13039 | 2.5 | 14775 | 1989 | 9999 |  |  | N | Distillate Fuel Oil | [12 empty] | 0.8 | 1.6498 | 1.6498 | 1.6498 | 1.6498 | [11 empty] | Kings Bay Naval Base | 100 | US Dept of Navy | 100
Naval Submarine Base Kings Bay | 54239_G_5877 | 54239 | G | 5877 |  | Combustion Turbine | IC Engine | S_SOU | Georgia | 13 | Camden | 39 | 13039 | 2.5 | 14775 | 1989 | 9999 |  |  | N | Distillate Fuel Oil | [12 empty] | 0.8 | 1.6498 | 1.6498 | 1.6498 | 1.6498 | [11 empty] | Kings Bay Naval Base | 100 | US Dept of Navy | 100
Naval Submarine Base Kings Bay | 54239_G_5878 | 54239 | G | 5878 |  | Combustion Turbine | IC Engine | S_SOU | Georgia | 13 | Camden | 39 | 13039 | 2.5 | 14775 | 1989 | 9999 |  |  | N | Distillate Fuel Oil | [12 empty] | 0.8 | 1.6498 | 1.6498 | 1.6498 | 1.6498 | [11 empty] | Kings Bay Naval Base | 100 | US Dept of Navy | 100
Naval Submarine Base Kings Bay | 54239_G_5879 | 54239 | G | 5879 |  | Combustion Turbine | IC Engine | S_SOU | Georgia | 13 | Camden | 39 | 13039 | 2.5 | 14775 | 1989 | 9999 |  |  | N | Distillate Fuel Oil | [12 empty] | 0.8 | 1.6498 | 1.6498 | 1.6498 | 1.6498 | [11 empty] | Kings Bay Naval Base | 100 | US Dept of Navy | 100
Naval Submarine Base Kings Bay | 54239_G_5880 | 54239 | G | 5880 |  | Combustion Turbine | IC Engine | S_SOU | Georgia | 13 | Camden | 39 | 13039 | 2.5 | 14775 | 1989 | 9999 |  |  | N | Distillate Fuel Oil | [12 empty] | 0.8 | 1.6498 | 1.6498 | 1.6498 | 1.6498 | [11 empty] | Kings Bay Naval Base | 100 | US Dept of Navy | 100
Smith Falls Hydro Project | 54249_G_GEN3 | 54249 | G | GEN3 |  | Hydro |  | WECC_PNW | Idaho | 16 | Boundary | 21 | 16021 | 2.1 | 0 | 1989 | 9999 |  |  | N | Hydro | [13 empty] | 0 | 0 | 0 | 0 | [11 empty] | Smith Creek Hydro LLC | 100 | Budzinski Family Trust | 100
Smith Falls Hydro Project | 54249_G_GEN1 | 54249 | G | GEN1 |  | Hydro |  | WECC_PNW | Idaho | 16 | Boundary | 21 | 16021 | 9 | 0 | 1990 | 9999 |  |  | N | Hydro | [13 empty] | 0 | 0 | 0 | 0 | [11 empty] | Smith Creek Hydro LLC | 100 | Budzinski Family Trust | 100
Smith Falls Hydro Project | 54249_G_GEN2 | 54249 | G | GEN2 |  | Hydro |  | WECC_PNW | Idaho | 16 | Boundary | 21 | 16021 | 9 | 0 | 1990 | 9999 |  |  | N | Hydro | [13 empty] | 0 | 0 | 0 | 0 | [11 empty] | Smith Creek Hydro LLC | 100 | Budzinski Family Trust | 100
Opal Springs Hydro | 54251_G_1 | 54251 | G | 1 |  | Hydro |  | WECC_PNW | Oregon | 41 | Jefferson | 31 | 41031 | 3.3 | 0 | 1985 | 9999 |  |  | N | Hydro | [13 empty] | 0 | 0 | 0 | 0 | [11 empty] | Deschutes Valley Water District | 100 | Deschular Valley Water District | 100
Warm Springs Hydro Project | 54261_G_3385 | 54261 | G | 3385 |  | Hydro |  | WEC_CALN | California | 6 | Sonoma | 97 | 06097 | 1.2 | 0 | 1988 | 9999 |  |  | N | Hydro | [13 empty] | 0 | 0 | 0 | 0 | [11 empty] | Sonoma County Water Agency | 100 | Sonoma County Water Agency | 100
Saint Marys Hospital Power Plant | 54262_G_4 | 54262 | G | 4 |  | O/G Steam |  | MIS_MNWI | Minnesota | 27 | Olmsted | 109 | 27109 | 2.7 | 8300 | 1971 | 9999 |  |  | Y | Natural Gas, Distillate Fuel Oil | [13 empty] | 0.10565 | 0.10565 | 0.10565 | 0.10565 | [11 empty] | St Marys Regional Health Center | 100 | St Marys Regional Health Center | 100
Saint Marys Hospital Power Plant | 54262_G_5 | 54262 | G | 5 |  | Combustion Turbine | IC Engine | MIS_MNWI | Minnesota | 27 | Olmsted | 109 | 27109 | 2.5 | 14775 | 1978 | 9999 |  |  | N | Distillate Fuel Oil | [13 empty] | 1.6498 | 1.6498 | 1.6498 | 1.6498 | [11 empty] | St Marys Regional Health Center | 100 | St Marys Regional Health Center | 100
Saint Marys Hospital Power Plant | 54262_G_1 | 54262 | G | 1 |  | Combustion Turbine |  | MIS_MNWI | Minnesota | 27 | Olmsted | 109 | 27109 | 4.5 | 8700 | 1996 | 9999 |  |  | Y | Natural Gas | [13 empty] | 0.10565 | 0.10565 | 0.10565 | 0.10565 | [11 empty] | St Marys Regional Health Center | 100 | St Marys Regional Health Center | 100
Saint Marys Hospital Power Plant | 54262_G_7 | 54262 | G | 7 |  | Combustion Turbine | IC Engine | MIS_MNWI | Minnesota | 27 | Olmsted | 109 | 27109 | 2.5 | 13469 | 2011 | 9999 |  |  | N | Distillate Fuel Oil | [13 empty] | 1.6498 | 1.6498 | 1.6498 | 1.6498 | [11 empty] | St Marys Regional Health Center | 100 | St Marys Regional Health Center | 100
Koma Kulshan Associates | 54267_G_GEN1 | 54267 | G | GEN1 |  | Hydro |  | WECC_PNW | Washington | 53 | Whatcom | 73 | 53073 | 12.4 | 0 | 1990 | 9999 |  |  | N | Hydro | [13 empty] | 0 | 0 | 0 | 0 | [11 empty] | Koma Kulshan Associates | 100 | I Squared Capital | 100
March Point Cogeneration | 54268_G_GTG1 | 54268 | G | GTG1 |  | Combustion Turbine |  | WECC_PNW | Washington | 53 | Skagit | 57 | 53057 | 39.6 | 8700 | 1991 | 9999 |  |  | Y | Natural Gas | [13 empty] | 0.23894 | 0.23894 | 0.23894 | 0.23894 | [11 empty] | March Point Cogeneration Co | 100 | Royal Dutch Shell plc | 100
March Point Cogeneration | 54268_G_GTG2 | 54268 | G | GTG2 |  | Combustion Turbine |  | WECC_PNW | Washington | 53 | Skagit | 57 | 53057 | 40 | 8700 | 1991 | 9999 |  |  | Y | Natural Gas | [13 empty] | 0.23894 | 0.23894 | 0.23894 | 0.23894 | [11 empty] | March Point Cogeneration Co | 100 | Royal Dutch Shell plc | 100
March Point Cogeneration | 54268_G_GTG3 | 54268 | G | GTG3 |  | Combustion Turbine |  | WECC_PNW | Washington | 53 | Skagit | 57 | 53057 | 40.6 | 8700 | 1993 | 9999 |  |  | Y | Natural Gas | [13 empty] | 0.23894 | 0.23894 | 0.23894 | 0.23894 | [11 empty] | March Point Cogeneration Co | 100 | Royal Dutch Shell plc | 100
Saguaro Power | 54271_G_CTG1 | 54271 | G | CTG1 |  | Combined Cycle |  | WECC_SNV | Nevada | 32 | Clark | 3 | 32003 | 36 | 6824 | 1991 | 9999 |  |  | Y | Natural Gas, Distillate Fuel Oil |  |  |  |  | SCR | [7 empty] | 0.05 | 0.02399 | 0.02399 | 0.02399 | 0.02399 | [11 empty] | Saguaro Power Co | 100 | NRG Energy Inc | 100
Saguaro Power | 54271_G_CTG2 | 54271 | G | CTG2 |  | Combined Cycle |  | WECC_SNV | Nevada | 32 | Clark | 3 | 32003 | 36 | 6824 | 1991 | 9999 |  |  | Y | Natural Gas, Distillate Fuel Oil |  |  |  |  | SCR | [7 empty] | 0.05 | 0.02399 | 0.02399 | 0.02399 | 0.02399 | [11 empty] | Saguaro Power Co | 100 | NRG Energy Inc | 100
Saguaro Power | 54271_G_STG | 54271 | G | STG |  | Combined Cycle |  | WECC_SNV | Nevada | 32 | Clark | 3 | 32003 | 29 | 6824 | 1991 | 9999 |  |  | Y | Natural Gas, Distillate Fuel Oil |  |  |  | NH3 | SCR | [7 empty] | 0.05 | 0.02399 | 0.02399 | 0.02399 | 0.02399 | [11 empty] | Saguaro Power Co | 100 | NRG Energy Inc | 100
Lee Creek Water Treatment Facility | 54283_G_0209 | 54283 | G | 0209 |  | Hydro |  | SPP_WEST | Arkansas | 5 | Crawford | 33 | 05033 | 1.3 | 0 | 1992 | 9999 |  |  | N | Hydro | [13 empty] | 0 | 0 | 0 | 0 | [11 empty] | Fort Smith (City of) | 100 | Fort Smith (City of) | 100
Hastings City Hydroelectric | 54285_G_1 | 54285 | G | 1 |  | Hydro |  | MIS_MNWI | Minnesota | 27 | Dakota | 37 | 27037 | 2 | 0 | 1992 | 9999 |  |  | N | Hydro | [13 empty] | 0 | 0 | 0 | 0 | [11 empty] | Hastings Lock & Dam | 100 | Hastings Lock & Dam | 100
Hastings City Hydroelectric | 54285_G_2 | 54285 | G | 2 |  | Hydro |  | MIS_MNWI | Minnesota | 27 | Dakota | 37 | 27037 | 2 | 0 | 1992 | 9999 |  |  | N | Hydro | [13 empty] | 0 | 0 | 0 | 0 | [11 empty] | Hastings Lock & Dam | 100 | Hastings Lock & Dam | 100
West Group Data Center | 54294_G_1 | 54294 | G | 1 |  | Combustion Turbine | IC Engine | MIS_MNWI | Minnesota | 27 | Dakota | 37 | 27037 | 0.6 | 13469 | 2005 | 9999 |  |  | N | Distillate Fuel Oil | [13 empty] | 1.6498 | 1.6498 | 1.6498 | 1.6498 | [11 empty] | Thomson Corp (The) | 100 | Thomson Corp (The) | 100
West Group Data Center | 54294_G_2 | 54294 | G | 2 |  | Combustion Turbine | IC Engine | MIS_MNWI | Minnesota | 27 | Dakota | 37 | 27037 | 0.6 | 13469 | 2005 | 9999 |  |  | N | Distillate Fuel Oil | [13 empty] | 1.6498 | 1.6498 | 1.6498 | 1.6498 | [11 empty] | Thomson Corp (The) | 100 | Thomson Corp (The) | 100
West Group Data Center | 54294_G_3 | 54294 | G | 3 |  | Combustion Turbine | IC Engine | MIS_MNWI | Minnesota | 27 | Dakota | 37 | 27037 | 0.6 | 13469 | 2005 | 9999 |  |  | N | Distillate Fuel Oil | [13 empty] | 1.6498 | 1.6498 | 1.6498 | 1.6498 | [11 empty] | Thomson Corp (The) | 100 | Thomson Corp (The) | 100
West Group Data Center | 54294_G_4 | 54294 | G | 4 |  | Combustion Turbine | IC Engine | MIS_MNWI | Minnesota | 27 | Dakota | 37 | 27037 | 0.6 | 13469 | 2005 | 9999 |  |  | N | Distillate Fuel Oil | [13 empty] | 1.6498 | 1.6498 | 1.6498 | 1.6498 | [11 empty] | Thomson Corp (The) | 100 | Thomson Corp (The) | 100
Coram Energy LLC (ECT) | 54298_G_GEWE | 54298 | G | GEWE |  | Onshore Wind |  | WECC_SCE | California | 6 | Kern | 29 | 06029 | 7.5 | 0 | 2005 | 9999 |  |  | N | Wind | [13 empty] | 0 | 0 | 0 | 0 | [11 empty] | CTV Management Group | 100 | CTV Management Group | 100
Coram Energy LLC | 54299_G_GEWE | 54299 | G | GEWE |  | Onshore Wind |  | WECC_SCE | California | 6 | Kern | 29 | 06029 | 3 | 0 | 2005 | 9999 |  |  | N | Wind | [13 empty] | 0 | 0 | 0 | 0 | [11 empty] | CTV Management Group | 100 | CTV Management Group | 100
CTV Power Purchase Contract Trust | 54300_G_GEWE | 54300 | G | GEWE |  | Onshore Wind |  | WECC_SCE | California | 6 | Kern | 29 | 06029 | 4.5 | 0 | 2004 | 9999 |  |  | N | Wind | [13 empty] | 0 | 0 | 0 | 0 | [11 empty] | CTV Power Purchase CNTRCT Trust | 100 | CTV Management Group | 100
Goodwin Hydroelectric | 54302_G_G1 | 54302 | G | G1 |  | Hydro |  | NENG_CT | Connecticut | 9 | Hartford | 3 | 09003 | 1.6 | 0 | 1986 | 9999 |  |  | N | Hydro | [13 empty] | 0 | 0 | 0 | 0 | [11 empty] | Metropolitan District of Hartford | 100 | Metropolitan District of Hartford | 100
Goodwin Hydroelectric | 54302_G_G2 | 54302 | G | G2 |  | Hydro |  | NENG_CT | Connecticut | 9 | Hartford | 3 | 09003 | 1.6 | 0 | 1986 | 9999 |  |  | N | Hydro | [13 empty] | 0 | 0 | 0 | 0 | [11 empty] | Metropolitan District of Hartford | 100 | Metropolitan District of Hartford | 100
Wilson Lake Hydroelectric Project | 54306_G_1 | 54306 | G | 1 |  | Hydro |  | WECC_ID | Idaho | 16 | Jerome | 53 | 16053 | 4.2 | 0 | 1993 | 9999 |  |  | N | Hydro | [13 empty] | 0 | 0 | 0 | 0 | [11 empty] | Ida West Energy Co | 50 | IDACORP Inc | 50
Wilson Lake Hydroelectric Project | 54306_G_2 | 54306 | G | 2 |  | Hydro |  | WECC_ID | Idaho | 16 | Jerome | 53 | 16053 | 4.2 | 0 | 1993 | 9999 |  |  | N | Hydro | [13 empty] | 0 | 0 | 0 | 0 | [11 empty] | Ida West Energy Co | 50 | IDACORP Inc | 50
Three Forks Water Power Project | 54308_G_1 | 54308 | G | 1 |  | Hydro |  | WEC_CALN | California | 6 | Trinity | 105 | 06105 | 1.2 | 0 | 1984 | 9999 |  |  | N | Hydro | [13 empty] | 0 | 0 | 0 | 0 | [11 empty] | Grizzly Mountain Ranch | 100 | Mother Energy Inc | 100
Goodyear Beaumont Chemical Plant | 54321_B_3B101 | 54321 | B | 3B101 |  | O/G Steam |  | MIS_WOTA | Texas | 48 | Jefferson | 245 | 48245 | 1.6 | 8300 | 1962 | 9999 |  |  | Y | Natural Gas |  |  |  | FR | [8 empty] | 1.157 | 0.06 | 0.06 | 0.06 | 0.06 | [11 empty] | Goodyear Tire & Rubber Co | 100 | Goodyear Tire & Rubber Co | 100
Goodyear Beaumont Chemical Plant | 54321_B_3B102 | 54321 | B | 3B102 |  | O/G Steam |  | MIS_WOTA | Texas | 48 | Jefferson | 245 | 48245 | 1.6 | 8300 | 1962 | 9999 |  |  | Y | Natural Gas |  |  |  | FR | [8 empty] | 1.157 | 0.0369 | 0.0369 | 0.0369 | 0.0369 | [11 empty] | Goodyear Tire & Rubber Co | 100 | Goodyear Tire & Rubber Co | 100
Goodyear Beaumont Chemical Plant | 54321_B_3B103 | 54321 | B | 3B103 |  | O/G Steam |  | MIS_WOTA | Texas | 48 | Jefferson | 245 | 48245 | 1.6 | 8300 | 1962 | 9999 |  |  | Y | Natural Gas |  |  |  | FR | [8 empty] | 1.157 | 0.06 | 0.06 | 0.06 | 0.06 | [11 empty] | Goodyear Tire & Rubber Co | 100 | Goodyear Tire & Rubber Co | 100
Goodyear Beaumont Chemical Plant | 54321_B_3B104 | 54321 | B | 3B104 |  | O/G Steam |  | MIS_WOTA | Texas | 48 | Jefferson | 245 | 48245 | 1.6 | 8300 | 1962 | 9999 |  |  | Y | Natural Gas |  |  |  | FR | [8 empty] | 1.157 | 0.02105 | 0.02105 | 0.02105 | 0.02105 | [11 empty] | Goodyear Tire & Rubber Co | 100 | Goodyear Tire & Rubber Co | 100
Goodyear Beaumont Chemical Plant | 54321_B_3B105 | 54321 | B | 3B105 |  | O/G Steam |  | MIS_WOTA | Texas | 48 | Jefferson | 245 | 48245 | 1.6 | 8300 | 1962 | 9999 |  |  | Y | Natural Gas |  |  |  | FR | [8 empty] | 1.157 | 0.06 | 0.06 | 0.06 | 0.06 | [11 empty] | Goodyear Tire & Rubber Co | 100 | Goodyear Tire & Rubber Co | 100
Goodyear Beaumont Chemical Plant | 54321_B_3B106 | 54321 | B | 3B106 |  | O/G Steam |  | MIS_WOTA | Texas | 48 | Jefferson | 245 | 48245 | 1.6 | 8300 | 1962 | 9999 |  |  | Y | Natural Gas |  |  |  | FR | [8 empty] | 1.157 | 0.01933 | 0.01933 | 0.01933 | 0.01933 | [11 empty] | Goodyear Tire & Rubber Co | 100 | Goodyear Tire & Rubber Co | 100
Goodyear Beaumont Chemical Plant | 54321_B_3B107 | 54321 | B | 3B107 |  | O/G Steam |  | MIS_WOTA | Texas | 48 | Jefferson | 245 | 48245 | 1.6 | 8300 | 1962 | 9999 |  |  | Y | Natural Gas |  |  |  | FR | [8 empty] | 1.157 | 0.06 | 0.06 | 0.06 | 0.06 | [11 empty] | Goodyear Tire & Rubber Co | 100 | Goodyear Tire & Rubber Co | 100
Goodyear Beaumont Chemical Plant | 54321_B_3B108 | 54321 | B | 3B108 |  | O/G Steam |  | MIS_WOTA | Texas | 48 | Jefferson | 245 | 48245 | 1.6 | 8300 | 1962 | 9999 |  |  | Y | Natural Gas |  |  |  | FR | [8 empty] | 1.157 | 0.01894 | 0.01894 | 0.01894 | 0.01894 | [11 empty] | Goodyear Tire & Rubber Co | 100 | Goodyear Tire & Rubber Co | 100
Goodyear Beaumont Chemical Plant | 54321_G_2N80 | 54321 | G | 2N80 |  | Combustion Turbine |  | MIS_WOTA | Texas | 48 | Jefferson | 245 | 48245 | 4 | 8700 | 1999 | 9999 |  |  | Y | Natural Gas | [12 empty] | 3 | 0.12659 | 0.12659 | 0.12659 | 0.12659 | [11 empty] | Goodyear Tire & Rubber Co | 100 | Goodyear Tire & Rubber Co | 100
Goodyear Beaumont Chemical Plant | 54321_G_N802 | 54321 | G | N802 |  | Combustion Turbine |  | MIS_WOTA | Texas | 48 | Jefferson | 245 | 48245 | 4 | 8700 | 1999 | 9999 |  |  | Y | Natural Gas | [12 empty] | 3 | 0.12659 | 0.12659 | 0.12659 | 0.12659 | [11 empty] | Goodyear Tire & Rubber Co | 100 | Goodyear Tire & Rubber Co | 100
Goodyear Beaumont Chemical Plant | 54321_G_N803 | 54321 | G | N803 |  | Combustion Turbine |  | MIS_WOTA | Texas | 48 | Jefferson | 245 | 48245 | 4 | 8700 | 1999 | 9999 |  |  | Y | Natural Gas | [12 empty] | 3 | 0.12659 | 0.12659 | 0.12659 | 0.12659 | [11 empty] | Goodyear Tire & Rubber Co | 100 | Goodyear Tire & Rubber Co | 100
Goodyear Beaumont Chemical Plant | 54321_G_N804 | 54321 | G | N804 |  | Combustion Turbine |  | MIS_WOTA | Texas | 48 | Jefferson | 245 | 48245 | 4 | 8700 | 1999 | 9999 |  |  | Y | Natural Gas | [12 empty] | 3 | 0.12659 | 0.12659 | 0.12659 | 0.12659 | [11 empty] | Goodyear Tire & Rubber Co | 100 | Goodyear Tire & Rubber Co | 100
Sibley Mill | 54322_G_2 | 54322 | G | 2 |  | Hydro |  | S_SOU | Georgia | 13 | Richmond | 245 | 13245 | 0.6 | 0 | 1946 | 9999 |  |  | N | Hydro | [13 empty] | 0 | 0 | 0 | 0 | [11 empty] | Avondale Mills Inc | 100 | Avondale Inc | 100
Sibley Mill | 54322_G_3 | 54322 | G | 3 |  | Hydro |  | S_SOU | Georgia | 13 | Richmond | 245 | 13245 | 0.7 | 0 | 1946 | 9999 |  |  | N | Hydro | [13 empty] | 0 | 0 | 0 | 0 | [11 empty] | Avondale Mills Inc | 100 | Avondale Inc | 100
Sibley Mill | 54322_G_4 | 54322 | G | 4 |  | Hydro |  | S_SOU | Georgia | 13 | Richmond | 245 | 13245 | 0.8 | 0 | 1946 | 9999 |  |  | N | Hydro | [13 empty] | 0 | 0 | 0 | 0 | [11 empty] | Avondale Mills Inc | 100 | Avondale Inc | 100
Ocean State Power II | 54324_G_GEN1 | 54324 | G | GEN1 | 3760 | Combined Cycle |  | NENGREST | Rhode Island | 44 | Providence | 7 | 44007 | 71.2 | 8983 | 1991 | 9999 |  |  | N | Natural Gas, Distillate Fuel Oil |  |  |  | H2O | SCR | [8 empty] | 0.028084 | 0.028084 | 0.028084 | 0.028084 | [11 empty] | Ocean State Power II | 100 | TC Energy Corp | 100
Ocean State Power II | 54324_G_GEN2 | 54324 | G | GEN2 | 3761 | Combined Cycle |  | NENGREST | Rhode Island | 44 | Providence | 7 | 44007 | 71.2 | 8983 | 1991 | 9999 |  |  | N | Natural Gas, Distillate Fuel Oil |  |  |  | H2O | SCR | [8 empty] | 0.028084 | 0.028084 | 0.028084 | 0.028084 | [11 empty] | Ocean State Power II | 100 | TC Energy Corp | 100
Ocean State Power II | 54324_G_GEN3 | 54324 | G | GEN3 | 3760 | Combined Cycle |  | NENGREST | Rhode Island | 44 | Providence | 7 | 44007 | 76.2 | 8983 | 1991 | 9999 |  |  | N | Natural Gas, Distillate Fuel Oil |  |  |  | NH3 | SCR | [8 empty] | 0.028084 | 0.028084 | 0.028084 | 0.028084 | [11 empty] | Ocean State Power II | 100 | TC Energy Corp | 100
Bucknell University | 54333_G_G502 | 54333 | G | G502 |  | Combined Cycle |  | PJM_WMAC | Pennsylvania | 42 | Union | 119 | 42119 | 0.8 | 5500 | 1991 | 9999 |  |  | Y | Natural Gas, Distillate Fuel Oil | [13 empty] | 0.011 | 0.011 | 0.011 | 0.011 | [11 empty] | Bucknell University | 100 | Bucknell University | 100
Bucknell University | 54333_G_G001 | 54333 | G | G001 |  | Combined Cycle |  | PJM_WMAC | Pennsylvania | 42 | Union | 119 | 42119 | 4.3 | 5500 | 1998 | 9999 |  |  | Y | Natural Gas, Distillate Fuel Oil | [13 empty] | 0.011 | 0.011 | 0.011 | 0.011 | [11 empty] | Bucknell University | 100 | Bucknell University | 100
Rio Grande Valley Sugar Growers | 54338_B_1 | 54338 | B | 1 |  | Biomass |  | ERC_REST | Texas | 48 | Hidalgo | 215 | 48215 | 3.5 | 21107 | 1973 | 9999 |  |  | Y | Biomass | [7 empty] | C | NA |  |  |  |  | 0.22033 | 0.22033 | 0.22033 | 0.22033 | [11 empty] | Rio Grande Sugar Growers Inc | 100 | Rio Grande Sugar Growers Inc | 100
Rio Grande Valley Sugar Growers | 54338_B_2 | 54338 | B | 2 |  | Biomass |  | ERC_REST | Texas | 48 | Hidalgo | 215 | 48215 | 3.5 | 21107 | 1973 | 9999 |  |  | Y | Biomass | [7 empty] | C | NA |  |  |  |  | 0.22033 | 0.22033 | 0.22033 | 0.22033 | [11 empty] | Rio Grande Sugar Growers Inc | 100 | Rio Grande Sugar Growers Inc | 100
Rio Grande Valley Sugar Growers | 54338_B_3 | 54338 | B | 3 |  | Biomass |  | ERC_REST | Texas | 48 | Hidalgo | 215 | 48215 | 3.5 | 21107 | 1973 | 9999 |  |  | Y | Biomass | [7 empty] | C | NA |  |  |  |  | 0.22033 | 0.22033 | 0.22033 | 0.22033 | [11 empty] | Rio Grande Sugar Growers Inc | 100 | Rio Grande Sugar Growers Inc | 100
Rio Grande Valley Sugar Growers | 54338_B_4 | 54338 | B | 4 |  | Biomass |  | ERC_REST | Texas | 48 | Hidalgo | 215 | 48215 | 3.5 | 21107 | 1973 | 9999 |  |  | Y | Biomass | [7 empty] | C | NA |  |  |  |  | 0.22033 | 0.22033 | 0.22033 | 0.22033 | [11 empty] | Rio Grande Sugar Growers Inc | 100 | Rio Grande Sugar Growers Inc | 100
Rio Grande Valley Sugar Growers | 54338_B_6 | 54338 | B | 6 |  | Biomass |  | ERC_REST | Texas | 48 | Hidalgo | 215 | 48215 | 3.5 | 21107 | 2009 | 9999 |  |  | Y | Biomass | [7 empty] | ESPH + C | No |  |  |  |  | 0.25566 | 0.25566 | 0.25566 | 0.25566 | [11 empty] | Rio Grande Sugar Growers Inc | 100 | Rio Grande Sugar Growers Inc | 100
Rio Grande Valley Sugar Growers | 54338_G_GENE | 54338 | G | GENE |  | Combustion Turbine | IC Engine | ERC_REST | Texas | 48 | Hidalgo | 215 | 48215 | 1.4 | 13469 | 2011 | 9999 |  |  | N | Distillate Fuel Oil | [13 empty] | 1.6498 | 1.6498 | 1.6498 | 1.6498 | [11 empty] | Rio Grande Sugar Growers Inc | 100 | Rio Grande Sugar Growers Inc | 100
Norway Point Hydropower Project | 54340_G_1 | 54340 | G | 1 |  | Hydro |  | MIS_LMI | Michigan | 26 | Alpena | 7 | 26007 | 2.8 | 0 | 1990 | 9999 |  |  | N | Hydro | [13 empty] | 0 | 0 | 0 | 0 | [11 empty] | Thunder Bay Power Co | 100 | Hudson Clean Energy Partners LP | 100
Norway Point Hydropower Project | 54340_G_2 | 54340 | G | 2 |  | Hydro |  | MIS_LMI | Michigan | 26 | Alpena | 7 | 26007 | 1.2 | 0 | 1990 | 9999 |  |  | N | Hydro | [13 empty] | 0 | 0 | 0 | 0 | [11 empty] | Thunder Bay Power Co | 100 | Hudson Clean Energy Partners LP | 100
Four Mile Hydropower Project | 54341_G_1 | 54341 | G | 1 |  | Hydro |  | MIS_LMI | Michigan | 26 | Alpena | 7 | 26007 | 0.6 | 0 | 1990 | 9999 |  |  | N | Hydro | [13 empty] | 0 | 0 | 0 | 0 | [11 empty] | Thunder Bay Power Co | 100 | Hudson Clean Energy Partners LP | 100
Four Mile Hydropower Project | 54341_G_2 | 54341 | G | 2 |  | Hydro |  | MIS_LMI | Michigan | 26 | Alpena | 7 | 26007 | 0.6 | 0 | 1990 | 9999 |  |  | N | Hydro | [13 empty] | 0 | 0 | 0 | 0 | [11 empty] | Thunder Bay Power Co | 100 | Hudson Clean Energy Partners LP | 100
Four Mile Hydropower Project | 54341_G_3 | 54341 | G | 3 |  | Hydro |  | MIS_LMI | Michigan | 26 | Alpena | 7 | 26007 | 0.6 | 0 | 1990 | 9999 |  |  | N | Hydro | [13 empty] | 0 | 0 | 0 | 0 | [11 empty] | Thunder Bay Power Co | 100 | Hudson Clean Energy Partners LP | 100
Four Mile Hydropower Project | 54341_G_4 | 54341 | G | 4 |  | Hydro |  | MIS_LMI | Michigan | 26 | Alpena | 7 | 26007 | 0.2 | 0 | 2005 | 9999 |  |  | N | Hydro | [13 empty] | 0 | 0 | 0 | 0 | [11 empty] | Thunder Bay Power Co | 100 | Hudson Clean Energy Partners LP | 100
Ninth Street Hydropower Project | 54342_G_1 | 54342 | G | 1 |  | Hydro |  | MIS_LMI | Michigan | 26 | Alpena | 7 | 26007 | 0.4 | 0 | 1990 | 9999 |  |  | N | Hydro | [13 empty] | 0 | 0 | 0 | 0 | [11 empty] | Thunder Bay Power Co | 100 | Hudson Clean Energy Partners LP | 100
Ninth Street Hydropower Project | 54342_G_2 | 54342 | G | 2 |  | Hydro |  | MIS_LMI | Michigan | 26 | Alpena | 7 | 26007 | 0.4 | 0 | 1990 | 9999 |  |  | N | Hydro | [13 empty] | 0 | 0 | 0 | 0 | [11 empty] | Thunder Bay Power Co | 100 | Hudson Clean Energy Partners LP | 100
Ninth Street Hydropower Project | 54342_G_3 | 54342 | G | 3 |  | Hydro |  | MIS_LMI | Michigan | 26 | Alpena | 7 | 26007 | 0.4 | 0 | 1990 | 9999 |  |  | N | Hydro | [13 empty] | 0 | 0 | 0 | 0 | [11 empty] | Thunder Bay Power Co | 100 | Hudson Clean Energy Partners LP | 100
Terminus Hydroelectric Project | 54343_G_GEN1 | 54343 | G | GEN1 |  | Hydro |  | WECC_SCE | California | 6 | Tulare | 107 | 06107 | 20 | 0 | 1990 | 9999 |  |  | N | Hydro | [13 empty] | 0 | 0 | 0 | 0 | [11 empty] | Kaweah River Power Authority | 100 | Kaweah River Power Authority | 100
Chace Mill Winooski One | 54355_G_GEN1 | 54355 | G | GEN1 |  | Hydro |  | NENGREST | Vermont | 50 | Chittenden | 7 | 50007 | 2.5 | 0 | 1993 | 9999 |  |  | N | Hydro | [13 empty] | 0 | 0 | 0 | 0 | [11 empty] | Burlington Electric Dept (Bed) | 100 | Burlington Electric Dept (Bed) | 100
Chace Mill Winooski One | 54355_G_GEN2 | 54355 | G | GEN2 |  | Hydro |  | NENGREST | Vermont | 50 | Chittenden | 7 | 50007 | 2.5 | 0 | 1993 | 9999 |  |  | N | Hydro | [13 empty] | 0 | 0 | 0 | 0 | [11 empty] | Burlington Electric Dept (Bed) | 100 | Burlington Electric Dept (Bed) | 100
Chace Mill Winooski One | 54355_G_GEN3 | 54355 | G | GEN3 |  | Hydro |  | NENGREST | Vermont | 50 | Chittenden | 7 | 50007 | 2.5 | 0 | 1993 | 9999 |  |  | N | Hydro | [13 empty] | 0 | 0 | 0 | 0 | [11 empty] | Burlington Electric Dept (Bed) | 100 | Burlington Electric Dept (Bed) | 100
Orange Cogeneration Facility | 54365_G_APC1 | 54365 | G | APC1 | 3762 | Combined Cycle |  | FRCC | Florida | 12 | Polk | 105 | 12105 | 43 | 7328 | 1995 | 9999 |  |  | Y | Natural Gas |  |  |  | DLNB + H2O | [9 empty] | 0.050189 | 0.050189 | 0.050189 | 0.050189 | [11 empty] | Orange Cogeneration LP | 100 | UBS AG | 100
Orange Cogeneration Facility | 54365_G_APC2 | 54365 | G | APC2 | 3763 | Combined Cycle |  | FRCC | Florida | 12 | Polk | 105 | 12105 | 43 | 7328 | 1995 | 9999 |  |  | Y | Natural Gas |  |  |  | DLNB + H2O | [9 empty] | 0.050189 | 0.050189 | 0.050189 | 0.050189 | [11 empty] | Orange Cogeneration LP | 100 | UBS AG | 100
Orange Cogeneration Facility | 54365_G_APC3 | 54365 | G | APC3 | 3762 | Combined Cycle |  | FRCC | Florida | 12 | Polk | 105 | 12105 | 24.6 | 7328 | 1995 | 9999 |  |  | Y | Natural Gas |  |  |  | LNB | [9 empty] | 0.050189 | 0.050189 | 0.050189 | 0.050189 | [11 empty] | Orange Cogeneration LP | 100 | UBS AG | 100
University of Colorado | 54372_G_GT1 | 54372 | G | GT1 |  | Combined Cycle |  | WECC_CO | Colorado | 8 | Boulder | 13 | 08013 | 15 | 5885 | 1992 | 9999 |  |  | Y | Natural Gas, Distillate Fuel Oil | [13 empty] | 0.12671 | 0.12671 | 0.12671 | 0.12671 | [11 empty] | University of Colorado | 100 | University of Colorado | 100
University of Colorado | 54372_G_GT2 | 54372 | G | GT2 |  | Combined Cycle |  | WECC_CO | Colorado | 8 | Boulder | 13 | 08013 | 15 | 5885 | 1992 | 9999 |  |  | Y | Natural Gas, Distillate Fuel Oil | [13 empty] | 0.12671 | 0.12671 | 0.12671 | 0.12671 | [11 empty] | University of Colorado | 100 | University of Colorado | 100
University of Colorado | 54372_G_ST1 | 54372 | G | ST1 |  | Combined Cycle |  | WECC_CO | Colorado | 8 | Boulder | 13 | 08013 | 1 | 5885 | 1992 | 9999 |  |  | Y | Natural Gas, Distillate Fuel Oil | [13 empty] | 0.12671 | 0.12671 | 0.12671 | 0.12671 | [11 empty] | University of Colorado | 100 | University of Colorado | 100
EHC West Hopkinton | 54384_G_GEN1 | 54384 | G | GEN1 |  | Hydro |  | NENGREST | New Hampshire | 33 | Merrimack | 13 | 33013 | 1 | 0 | 1985 | 9999 |  |  | N | Hydro | [13 empty] | 0 | 0 | 0 | 0 | [11 empty] | Consolidated Hydro New Hampshire Inc | 100 | Enel SpA | 100
Kinneytown New Old | 54385_G_GEN1 | 54385 | G | GEN1 |  | Hydro |  | NENG_CT | Connecticut | 9 | New Haven | 9 | 09009 | 0.8 | 0 | 1986 | 9999 |  |  | N | Hydro | [13 empty] | 0 | 0 | 0 | 0 | [11 empty] | Kinneytown Hydro Co Inc | 100 | Enel SpA | 100
Kinneytown New Old | 54385_G_GEN2 | 54385 | G | GEN2 |  | Hydro |  | NENG_CT | Connecticut | 9 | New Haven | 9 | 09009 | 1.4 | 0 | 1995 | 9999 |  |  | N | Hydro | [13 empty] | 0 | 0 | 0 | 0 | [11 empty] | Kinneytown Hydro Co Inc | 100 | Enel SpA | 100
Little Wood Hydro Project | 54386_G_GEN1 | 54386 | G | GEN1 |  | Hydro |  | WECC_ID | Idaho | 16 | Blaine | 13 | 16013 | 2.4 | 0 | 1985 | 9999 |  |  | N | Hydro | [13 empty] | 0 | 0 | 0 | 0 | [11 empty] | Littlewood Irrigation District | 100 | Littlewood Irrigation District | 100
Weeks Falls | 54387_G_GEN1 | 54387 | G | GEN1 |  | Hydro |  | WECC_PNW | Washington | 53 | King | 33 | 53033 | 4.2 | 0 | 1990 | 9999 |  |  | N | Hydro | [13 empty] | 0 | 0 | 0 | 0 | [11 empty] | Pacific Hydropower Co | 50 | Covanta Holding Corp | 50
Alice Falls Hydro Project | 54391_G_1 | 54391 | G | 1 |  | Hydro |  | NY_Z_D | New York | 36 | Clinton | 19 | 36019 | 1.5 | 0 | 1991 | 9999 |  |  | N | Hydro | [13 empty] | 0 | 0 | 0 | 0 | [11 empty] | Alice Falls Corp | 100 | Alice Falls Corp | 100
Alice Falls Hydro Project | 54391_G_2 | 54391 | G | 2 |  | Hydro |  | NY_Z_D | New York | 36 | Clinton | 19 | 36019 | 0.7 | 0 | 1991 | 9999 |  |  | N | Hydro | [13 empty] | 0 | 0 | 0 | 0 | [11 empty] | Alice Falls Corp | 100 | Alice Falls Corp | 100
Dry Creek Project | 54394_G_GEN1 | 54394 | G | GEN1 |  | Hydro |  | WECC_ID | Idaho | 16 | Butte | 23 | 16023 | 2.2 | 0 | 1987 | 9999 |  |  | N | Hydro | [13 empty] | 0 | 0 | 0 | 0 | [11 empty] | Dry Creek LLC | 100 | Dry Creek LLC | 100
Stillwater Hydro Electric Project | 54395_G_1 | 54395 | G | 1 |  | Hydro |  | NY_Z_F | New York | 36 | Saratoga | 91 | 36091 | 1.7 | 0 | 1993 | 9999 |  |  | N | Hydro | [13 empty] | 0 | 0 | 0 | 0 | [11 empty] | Gravity Renewables Inc | 100 | Gravity Renewables Inc | 100
Stillwater Hydro Electric Project | 54395_G_2 | 54395 | G | 2 |  | Hydro |  | NY_Z_F | New York | 36 | Saratoga | 91 | 36091 | 1.7 | 0 | 1993 | 9999 |  |  | N | Hydro | [13 empty] | 0 | 0 | 0 | 0 | [11 empty] | Gravity Renewables Inc | 100 | Gravity Renewables Inc | 100
Capitol Heat and Power | 54406_G_P31 | 54406 | G | P31 |  | Combustion Turbine | IC Engine | MIS_WUMS | Wisconsin | 55 | Dane | 25 | 55025 | 1 | 13469 | 2011 | 9999 |  |  | N | Distillate Fuel Oil | [13 empty] | 1.6498 | 1.6498 | 1.6498 | 1.6498 | [11 empty] | State of Wisconsin | 100 | State of Wisconsin | 100
Capitol Heat and Power | 54406_G_P32 | 54406 | G | P32 |  | Combustion Turbine | IC Engine | MIS_WUMS | Wisconsin | 55 | Dane | 25 | 55025 | 1 | 13469 | 2011 | 9999 |  |  | N | Distillate Fuel Oil | [13 empty] | 1.6498 | 1.6498 | 1.6498 | 1.6498 | [11 empty] | State of Wisconsin | 100 | State of Wisconsin | 100
Waupun Correctional Central Heating Plt | 54407_G_1 | 54407 | G | 1 |  | O/G Steam |  | MIS_WUMS | Wisconsin | 55 | Dodge | 27 | 55027 | 1 | 10947 | 1951 | 9999 |  |  | Y | Natural Gas, Distillate Fuel Oil | [12 empty] | 1.966 | 0.23063 | 0.23063 | 0.23063 | 0.23063 | [11 empty] | State of Wisconsin | 100 | State of Wisconsin | 100
Waupun Correctional Central Heating Plt | 54407_G_2 | 54407 | G | 2 |  | O/G Steam |  | MIS_WUMS | Wisconsin | 55 | Dodge | 27 | 55027 | 0.5 | 10947 | 1951 | 9999 |  |  | Y | Natural Gas, Distillate Fuel Oil | [12 empty] | 1.966 | 0.23063 | 0.23063 | 0.23063 | 0.23063 | [11 empty] | State of Wisconsin | 100 | State of Wisconsin | 100
Waupun Correctional Central Heating Plt | 54407_G_3 | 54407 | G | 3 |  | Combustion Turbine | IC Engine | MIS_WUMS | Wisconsin | 55 | Dodge | 27 | 55027 | 0.8 | 13469 | 1991 | 9999 |  |  | N | Distillate Fuel Oil | [13 empty] | 1.6498 | 1.6498 | 1.6498 | 1.6498 | [11 empty] | State of Wisconsin | 100 | State of Wisconsin | 100
Waupun Correctional Central Heating Plt | 54407_G_4 | 54407 | G | 4 |  | Combustion Turbine | IC Engine | MIS_WUMS | Wisconsin | 55 | Dodge | 27 | 55027 | 1.5 | 13469 | 1998 | 9999 |  |  | N | Distillate Fuel Oil | [13 empty] | 1.6498 | 1.6498 | 1.6498 | 1.6498 | [11 empty] | State of Wisconsin | 100 | State of Wisconsin | 100
UW Madison Charter Street Plant | 54408_G_3 | 54408 | G | 3 |  | Combustion Turbine | IC Engine | MIS_WUMS | Wisconsin | 55 | Dane | 25 | 55025 | 1.3 | 14775 | 1965 | 9999 |  |  | N | Distillate Fuel Oil | [13 empty] | 1.6498 | 1.6498 | 1.6498 | 1.6498 | [11 empty] | State of Wisconsin | 100 | State of Wisconsin | 100
UW Madison Charter Street Plant | 54408_B_B09 | 54408 | B | B09 |  | O/G Steam |  | MIS_WUMS | Wisconsin | 55 | Dane | 25 | 55025 | 1.9 | 8300 | 2012 | 9999 |  |  | Y | Natural Gas | [13 empty] | 0.23063 | 0.23063 | 0.23063 | 0.23063 | [11 empty] | State of Wisconsin | 100 | State of Wisconsin | 100
UW Madison Charter Street Plant | 54408_B_B05 | 54408 | B | B05 |  | O/G Steam |  | MIS_WUMS | Wisconsin | 55 | Dane | 25 | 55025 | 1.9 | 8300 | 2013 | 9999 |  |  | Y | Natural Gas | [13 empty] | 0.23063 | 0.23063 | 0.23063 | 0.23063 | [11 empty] | State of Wisconsin | 100 | State of Wisconsin | 100
UW Madison Charter Street Plant | 54408_B_B06 | 54408 | B | B06 |  | O/G Steam |  | MIS_WUMS | Wisconsin | 55 | Dane | 25 | 55025 | 1.9 | 8300 | 2013 | 9999 |  |  | Y | Natural Gas | [13 empty] | 0.23063 | 0.23063 | 0.23063 | 0.23063 | [11 empty] | State of Wisconsin | 100 | State of Wisconsin | 100
UW Madison Charter Street Plant | 54408_B_B07 | 54408 | B | B07 |  | O/G Steam |  | MIS_WUMS | Wisconsin | 55 | Dane | 25 | 55025 | 1.9 | 8300 | 2013 | 9999 |  |  | Y | Natural Gas | [13 empty] | 0.23063 | 0.23063 | 0.23063 | 0.23063 | [11 empty] | State of Wisconsin | 100 | State of Wisconsin | 100
UW Madison Charter Street Plant | 54408_B_B08 | 54408 | B | B08 |  | O/G Steam |  | MIS_WUMS | Wisconsin | 55 | Dane | 25 | 55025 | 1.9 | 8300 | 2013 | 9999 |  |  | Y | Natural Gas | [13 empty] | 0.23063 | 0.23063 | 0.23063 | 0.23063 | [11 empty] | State of Wisconsin | 100 | State of Wisconsin | 100
Western Power & Steam Inc | 54410_G_CTG | 54410 | G | CTG |  | Combustion Turbine |  | WEC_CALN | California | 6 | Kern | 29 | 06029 | 19.6 | 8700 | 1990 | 9999 |  |  | Y | Natural Gas | [13 empty] | 0.79549 | 0.79549 | 0.79549 | 0.79549 | [11 empty] | Western Power & Steam Inc | 100 | All American Oil & Gas Inc | 100
Cadillac Renewable Energy | 54415_B_101613 | 54415 | B | 101613 | 90201 | Biomass |  | MIS_LMI | Michigan | 26 | Wexford | 165 | 26165 | 38 | 16278 | 1993 | 9999 | stoker/SPR |  | N | Biomass |  |  |  | NH3 | SNCR |  |  | ESPC | No |  |  |  |  | 0.14354 | 0.14354 | 0.14354 | 0.14354 | [11 empty] | Cadillac Renewable Energy LLC | 100 | I Squared Capital | 100
Rollinsford | 54418_G_GEN1 | 54418 | G | GEN1 |  | Hydro |  | NENGREST | New Hampshire | 33 | Strafford | 17 | 33017 | 0.7 | 0 | 1986 | 9999 |  |  | N | Hydro | [13 empty] | 0 | 0 | 0 | 0 | [11 empty] | Consolidated Hydro New Hampshire Inc | 100 | Enel SpA | 100
Rollinsford | 54418_G_GEN2 | 54418 | G | GEN2 |  | Hydro |  | NENGREST | New Hampshire | 33 | Strafford | 17 | 33017 | 0.7 | 0 | 1995 | 9999 |  |  | N | Hydro | [13 empty] | 0 | 0 | 0 | 0 | [11 empty] | Consolidated Hydro New Hampshire Inc | 100 | Enel SpA | 100
Mulberry Cogeneration Facility | 54426_G_GT1 | 54426 | G | GT1 | 3772 | Combined Cycle |  | FRCC | Florida | 12 | Polk | 105 | 12105 | 76 | 7782 | 1994 | 9999 |  |  | Y | Natural Gas, Distillate Fuel Oil |  |  |  | DLNB | [9 empty] | 0.037114 | 0.037114 | 0.037114 | 0.037114 | [11 empty] | Polk Power Partners LP | 100 | UBS AG | 100
Mulberry Cogeneration Facility | 54426_G_ST1 | 54426 | G | ST1 | 3772 | Combined Cycle |  | FRCC | Florida | 12 | Polk | 105 | 12105 | 37 | 7782 | 1994 | 9999 | other | dry | Y | Natural Gas, Distillate Fuel Oil |  |  |  | DLNB | [9 empty] | 0.037114 | 0.037114 | 0.037114 | 0.037114 | [11 empty] | Polk Power Partners LP | 100 | UBS AG | 100
Alabama Pine Pulp | 54429_B_PB2 | 54429 | B | PB2 |  | Non-Fossil Waste |  | S_SOU | Alabama | 1 | Monroe | 99 | 01099 | 34 | 11843 | 1991 | 9999 |  |  | Y | Non-Fossil Waste |  |  |  | FR |  |  |  | ESPC | No |  |  |  |  | 0.23 | 0.23 | 0.23 | 0.23 | [11 empty] | Alabama Pine Pulp Co Inc | 100 | Parsons & Whittemore Inc | 100
Alabama Pine Pulp | 54429_B_RB2 | 54429 | B | RB2 |  | Non-Fossil Waste |  | S_SOU | Alabama | 1 | Monroe | 99 | 01099 | 34 | 11843 | 1991 | 9999 |  |  | Y | Non-Fossil Waste |  |  |  | other |  |  |  | ESPC | No |  |  |  |  | 0.12 | 0.12 | 0.12 | 0.12 | [11 empty] | Alabama Pine Pulp Co Inc | 100 | Parsons & Whittemore Inc | 100
Welport Lease Project | 54447_G_TI | 54447 | G | TI |  | Combustion Turbine |  | WEC_CALN | California | 6 | Kern | 29 | 06029 | 4 | 8700 | 1990 | 9999 |  |  | Y | Natural Gas | [12 empty] | 0.74 | 0.79549 | 0.79549 | 0.79549 | 0.79549 | [11 empty] | Nuevo Energy Co | 100 | Plains Exploration & Production Co | 100
Dome Project | 54449_G_T1 | 54449 | G | T1 |  | Combustion Turbine |  | WEC_CALN | California | 6 | Kern | 29 | 06029 | 2.5 | 8700 | 1988 | 9999 |  |  | Y | Natural Gas | [12 empty] | 0.74 | 0.47388 | 0.47388 | 0.47388 | 0.47388 | [11 empty] | Nuevo Energy Co Dome | 100 | Plains Exploration & Production Co | 100
Dome Project | 54449_G_T2 | 54449 | G | T2 |  | Combustion Turbine |  | WEC_CALN | California | 6 | Kern | 29 | 06029 | 2.5 | 8700 | 1988 | 9999 |  |  | Y | Natural Gas | [12 empty] | 0.74 | 0.47388 | 0.47388 | 0.47388 | 0.47388 | [11 empty] | Nuevo Energy Co Dome | 100 | Plains Exploration & Production Co | 100
EDF Renewable Windfarm V Inc | 54453_G_GEN2 | 54453 | G | GEN2 |  | Onshore Wind |  | WEC_CALN | California | 6 | Solano | 95 | 06095 | 15.5 | 0 | 1990 | 9999 |  |  | N | Wind | [13 empty] | 0 | 0 | 0 | 0 | [11 empty] | Montezuma Hills Windplant | 100 | NextEra Energy Inc | 100
San Gorgonio Windplant WPP1993 | 54454_G_GEN11 | 54454 | G | GEN11 |  | Onshore Wind |  | WECC_SCE | California | 6 | Riverside | 65 | 06065 | 49.5 | 0 | 2011 | 9999 |  |  | N | Wind | [13 empty] | 0 | 0 | 0 | 0 | [11 empty] | Windpower Partners 1993 LLC | 100 | Valueact Capital Partners LP | 100
Hewlett Packard Enterprise | 54457_G_ALF1 | 54457 | G | ALF1 |  | Combustion Turbine | IC Engine | S_SOU | Georgia | 13 | Fulton | 121 | 13121 | 1 | 14775 | 1989 | 9999 |  |  | N | Distillate Fuel Oil | [13 empty] | 1.6498 | 1.6498 | 1.6498 | 1.6498 | [11 empty] | Compaq Computer Corp | 100 | Hewlett Packard Co | 100
Hewlett Packard Enterprise | 54457_G_ALF2 | 54457 | G | ALF2 |  | Combustion Turbine | IC Engine | S_SOU | Georgia | 13 | Fulton | 121 | 13121 | 1 | 14775 | 1989 | 9999 |  |  | N | Distillate Fuel Oil | [13 empty] | 1.6498 | 1.6498 | 1.6498 | 1.6498 | [11 empty] | Compaq Computer Corp | 100 | Hewlett Packard Co | 100
Hewlett Packard Enterprise | 54457_G_ALF3 | 54457 | G | ALF3 |  | Combustion Turbine | IC Engine | S_SOU | Georgia | 13 | Fulton | 121 | 13121 | 1 | 14775 | 1989 | 9999 |  |  | N | Distillate Fuel Oil | [13 empty] | 1.6498 | 1.6498 | 1.6498 | 1.6498 | [11 empty] | Compaq Computer Corp | 100 | Hewlett Packard Co | 100
Hewlett Packard Enterprise | 54457_G_ALF4 | 54457 | G | ALF4 |  | Combustion Turbine | IC Engine | S_SOU | Georgia | 13 | Fulton | 121 | 13121 | 1 | 14775 | 1989 | 9999 |  |  | N | Distillate Fuel Oil | [13 empty] | 1.6498 | 1.6498 | 1.6498 | 1.6498 | [11 empty] | Compaq Computer Corp | 100 | Hewlett Packard Co | 100
Hewlett Packard Enterprise | 54457_G_ALF5 | 54457 | G | ALF5 |  | Combustion Turbine | IC Engine | S_SOU | Georgia | 13 | Fulton | 121 | 13121 | 1 | 13469 | 1991 | 9999 |  |  | N | Distillate Fuel Oil | [13 empty] | 1.6498 | 1.6498 | 1.6498 | 1.6498 | [11 empty] | Compaq Computer Corp | 100 | Hewlett Packard Co | 100
Hewlett Packard Enterprise | 54457_G_B1GN1 | 54457 | G | B1GN1 |  | Combustion Turbine | IC Engine | S_SOU | Georgia | 13 | Fulton | 121 | 13121 | 1.4 | 13469 | 2005 | 9999 |  |  | N | Distillate Fuel Oil | [13 empty] | 1.6498 | 1.6498 | 1.6498 | 1.6498 | [11 empty] | Compaq Computer Corp | 100 | Hewlett Packard Co | 100
Hewlett Packard Enterprise | 54457_G_B1GN2 | 54457 | G | B1GN2 |  | Combustion Turbine | IC Engine | S_SOU | Georgia | 13 | Fulton | 121 | 13121 | 1.4 | 13469 | 2005 | 9999 |  |  | N | Distillate Fuel Oil | [13 empty] | 1.6498 | 1.6498 | 1.6498 | 1.6498 | [11 empty] | Compaq Computer Corp | 100 | Hewlett Packard Co | 100
Graniteville Enterprise Division | 54462_G_1 | 54462 | G | 1 |  | Hydro |  | S_SOU | Georgia | 13 | Richmond | 245 | 13245 | 0.5 | 0 | 1921 | 9999 |  |  | N | Hydro | [13 empty] | 0 | 0 | 0 | 0 | [11 empty] | Enterprise Mill LLC | 100 | Enterprise Mill LLC | 100
Graniteville Enterprise Division | 54462_G_2 | 54462 | G | 2 |  | Hydro |  | S_SOU | Georgia | 13 | Richmond | 245 | 13245 | 0.5 | 0 | 1921 | 9999 |  |  | N | Hydro | [13 empty] | 0 | 0 | 0 | 0 | [11 empty] | Frito Lay Inc | 100 | Frito Lay Inc | 100
Riverwood International Macon Mill | 54464_B_B002 | 54464 | B | B002 |  | O/G Steam |  | S_SOU | Georgia | 13 | Bibb | 21 | 13021 | 12.3 | 8300 | 1948 | 9999 |  |  | Y | Natural Gas | [13 empty] | 0.26891 | 0.26891 | 0.26891 | 0.26891 | [11 empty] | Riverwood Internationall Inc (Macon) | 100 | Graphic Packaging Corp | 100
Riverwood International Macon Mill | 54464_B_B003 | 54464 | B | B003 |  | Biomass |  | S_SOU | Georgia | 13 | Bibb | 21 | 13021 | 12.3 | 4883 | 1980 | 9999 |  |  | Y | Biomass | Wet Scrubber | 1980 | 0.99 | [10 empty] | 0.22475 | 0.22475 | 0.22475 | 0.22475 | [11 empty] | Riverwood Internationall Inc (Macon) | 100 | Graphic Packaging Corp | 100
Riverwood International Macon Mill | 54464_B_D001 | 54464 | B | D001 |  | Non-Fossil Waste |  | S_SOU | Georgia | 13 | Bibb | 21 | 13021 | 12.3 | 4883 | 1994 | 9999 |  |  | Y | Non-Fossil Waste | [7 empty] | ESPH | No |  |  |  |  | 0.11862 | 0.11862 | 0.11862 | 0.11862 | [11 empty] | Riverwood Internationall Inc (Macon) | 100 | Graphic Packaging Corp | 100
Riverwood International Macon Mill | 54464_B_B004 | 54464 | B | B004 |  | Biomass |  | S_SOU | Georgia | 13 | Bibb | 21 | 13021 | 40 | 4883 | 2013 | 9999 |  |  | Y | Biomass | [7 empty] | B | NA |  |  |  |  | 0.16795 | 0.16795 | 0.16795 | 0.16795 | [11 empty] | Riverwood Internationall Inc (Macon) | 100 | Graphic Packaging Corp | 100
Orlando Cogen LP | 54466_G_GEN1 | 54466 | G | GEN1 | 3773 | Combined Cycle |  | FRCC | Florida | 12 | Orange | 95 | 12095 | 120 | 7694 | 1993 | 9999 |  |  | Y | Natural Gas |  |  |  | LNB | [9 empty] | 0.050119 | 0.050119 | 0.050119 | 0.050119 | [11 empty] | Orlando Cogeneration LP | 100 | UBS AG | 100
Mascoma Hydro | 54471_G_01 | 54471 | G | 01 |  | Hydro |  | NENGREST | New Hampshire | 33 | Grafton | 9 | 33009 | 0.5 | 0 | 1988 | 9999 |  |  | N | Hydro | [13 empty] | 0 | 0 | 0 | 0 | [11 empty] | Mascoma Hydro Corp | 100 | Enel SpA | 100
Mascoma Hydro | 54471_G_02 | 54471 | G | 02 |  | Hydro |  | NENGREST | New Hampshire | 33 | Grafton | 9 | 33009 | 0.5 | 0 | 1988 | 9999 |  |  | N | Hydro | [13 empty] | 0 | 0 | 0 | 0 | [11 empty] | Mascoma Hydro Corp | 100 | Enel SpA | 100
Mascoma Hydro | 54471_G_03 | 54471 | G | 03 |  | Hydro |  | NENGREST | New Hampshire | 33 | Grafton | 9 | 33009 | 0.5 | 0 | 1988 | 9999 |  |  | N | Hydro | [13 empty] | 0 | 0 | 0 | 0 | [11 empty] | Mascoma Hydro Corp | 100 | Enel SpA | 100
Sumas Power Plant | 54476_G_GEN1 | 54476 | G | GEN1 | 90428 | Combined Cycle |  | WECC_PNW | Washington | 53 | Whatcom | 73 | 53073 | 84.7 | 8150 | 1993 | 9999 |  |  | Y | Natural Gas |  |  |  | STM | SCR | [8 empty] | 0.017327 | 0.017327 | 0.017327 | 0.017327 | [11 empty] | Puget Sound Energy Inc | 100 | Puget Energy Inc | 100
Sumas Power Plant | 54476_G_GEN2 | 54476 | G | GEN2 | 90428 | Combined Cycle |  | WECC_PNW | Washington | 53 | Whatcom | 73 | 53073 | 40.8 | 8150 | 1993 | 9999 |  |  | Y | Natural Gas |  |  |  | STM | SCR | [8 empty] | 0.017327 | 0.017327 | 0.017327 | 0.017327 | [11 empty] | Puget Sound Energy Inc | 100 | Puget Energy Inc | 100
Blind Canyon Hydro | 54514_G_1 | 54514 | G | 1 |  | Hydro |  | WECC_ID | Idaho | 16 | Gooding | 47 | 16047 | 1.3 | 0 | 1992 | 9999 |  |  | N | Hydro | [13 empty] | 0 | 0 | 0 | 0 | [11 empty] | Blind Canyon Aqua Ranch Inc | 100 | Blind Canyon Aqua Ranch Inc | 100
Crotched Mountain Rehabilitation Center | 54515_G_GEN1 | 54515 | G | GEN1 |  | Combustion Turbine | IC Engine | NENGREST | New Hampshire | 33 | Hillsborough | 11 | 33011 | 0.7 | 8700 | 1990 | 9999 |  |  | Y | Distillate Fuel Oil | [13 empty] | 1.6498 | 1.6498 | 1.6498 | 1.6498 | [11 empty] | Crotched MT Rehab Center | 100 | Crotched MT Rehab Center | 100
Crotched Mountain Rehabilitation Center | 54515_G_GEN2 | 54515 | G | GEN2 |  | Combustion Turbine | IC Engine | NENGREST | New Hampshire | 33 | Hillsborough | 11 | 33011 | 0.7 | 8700 | 1990 | 9999 |  |  | Y | Distillate Fuel Oil | [13 empty] | 1.6498 | 1.6498 | 1.6498 | 1.6498 | [11 empty] | Crotched MT Rehab Center | 100 | Crotched MT Rehab Center | 100
Crotched Mountain Rehabilitation Center | 54515_G_GEN3 | 54515 | G | GEN3 |  | Combustion Turbine | IC Engine | NENGREST | New Hampshire | 33 | Hillsborough | 11 | 33011 | 0.7 | 8700 | 1990 | 9999 |  |  | Y | Distillate Fuel Oil | [13 empty] | 1.6498 | 1.6498 | 1.6498 | 1.6498 | [11 empty] | Crotched MT Rehab Center | 100 | Crotched MT Rehab Center | 100
Sierra Pacific Sonora | 54517_G_GEN3 | 54517 | G | GEN3 |  | Biomass |  | WEC_CALN | California | 6 | Tuolumne | 109 | 06109 | 6 | 15307 | 2018 | 9999 |  |  | N | Biomass | [13 empty] | 0.59586 | 0.59586 | 0.59586 | 0.59586 | [11 empty] | Sierra Pacific Industries Inc | 100 | Sierra Pacific Industries | 100
Formosa Plastics | 54518_B_HRSG2 | 54518 | B | HRSG2 |  | O/G Steam |  | MIS_LA | Louisiana | 22 | East Baton Rouge | 33 | 22033 | 8 | 8300 | 1990 | 9999 |  |  | Y | Natural Gas |  |  |  | LNB | [9 empty] | 0.10042 | 0.10042 | 0.10042 | 0.10042 | [11 empty] | Formosa Plastics Corp La | 100 | Formosa Plastics Corp | 100
Formosa Plastics | 54518_G_GT2 | 54518 | G | GT2 |  | Combustion Turbine |  | MIS_LA | Louisiana | 22 | East Baton Rouge | 33 | 22033 | 33 | 8700 | 1990 | 9999 |  |  | Y | Natural Gas | [13 empty] | 0.03132 | 0.03132 | 0.03132 | 0.03132 | [11 empty] | Formosa Plastics Corp La | 100 | Formosa Plastics Corp | 100
Formosa Plastics | 54518_B_HRSG3 | 54518 | B | HRSG3 |  | O/G Steam |  | MIS_LA | Louisiana | 22 | East Baton Rouge | 33 | 22033 | 8 | 8300 | 1996 | 9999 |  |  | Y | Natural Gas |  |  |  | LNB | [9 empty] | 0.10042 | 0.10042 | 0.10042 | 0.10042 | [11 empty] | Formosa Plastics Corp La | 100 | Formosa Plastics Corp | 100
Formosa Plastics | 54518_G_GT3 | 54518 | G | GT3 |  | Combustion Turbine |  | MIS_LA | Louisiana | 22 | East Baton Rouge | 33 | 22033 | 33 | 8700 | 1996 | 9999 |  |  | Y | Natural Gas | [13 empty] | 0.07528 | 0.07528 | 0.07528 | 0.07528 | [11 empty] | Formosa Plastics Corp La | 100 | Formosa Plastics Corp | 100
Horseshoe Bend Hydroelectric Co | 54524_G_GEN1 | 54524 | G | GEN1 |  | Hydro |  | WECC_ID | Idaho | 16 | Boise | 15 | 16015 | 4.7 | 0 | 1995 | 9999 |  |  | N | Hydro | [13 empty] | 0 | 0 | 0 | 0 | [11 empty] | Horseshoe Bend Hydroelectric Co | 100 | Innergex Renewable Energy Inc | 100
Horseshoe Bend Hydroelectric Co | 54524_G_GEN2 | 54524 | G | GEN2 |  | Hydro |  | WECC_ID | Idaho | 16 | Boise | 15 | 16015 | 4.7 | 0 | 1995 | 9999 |  |  | N | Hydro | [13 empty] | 0 | 0 | 0 | 0 | [11 empty] | Horseshoe Bend Hydroelectric Co | 100 | Innergex Renewable Energy Inc | 100
Kankakee Hydro Facility | 54525_G_1 | 54525 | G | 1 |  | Hydro |  | PJM_COMD | Illinois | 17 | Kankakee | 91 | 17091 | 0.4 | 0 | 1991 | 9999 |  |  | N | Hydro | [13 empty] | 0 | 0 | 0 | 0 | [11 empty] | Kankakee (City of) | 100 | Kankakee (City of) | 100
Kankakee Hydro Facility | 54525_G_2 | 54525 | G | 2 |  | Hydro |  | PJM_COMD | Illinois | 17 | Kankakee | 91 | 17091 | 0.4 | 0 | 1991 | 9999 |  |  | N | Hydro | [13 empty] | 0 | 0 | 0 | 0 | [11 empty] | Kankakee (City of) | 100 | Kankakee (City of) | 100
Kankakee Hydro Facility | 54525_G_3 | 54525 | G | 3 |  | Hydro |  | PJM_COMD | Illinois | 17 | Kankakee | 91 | 17091 | 0.4 | 0 | 1991 | 9999 |  |  | N | Hydro | [13 empty] | 0 | 0 | 0 | 0 | [11 empty] | Kankakee (City of) | 100 | Kankakee (City of) | 100
Sumpter Energy Associates | 54536_G_0386 | 54536 | G | 0386 |  | Landfill Gas |  | MIS_LMI | Michigan | 26 | Wayne | 163 | 26163 | 0.8 | 14103 | 1992 | 9999 |  |  | N | Landfill Gas | [13 empty] | 0.24082 | 0.24082 | 0.24082 | 0.24082 | [11 empty] | Sumpter Energy Associates | 100 | Landfill Energy Systems | 100
Sumpter Energy Associates | 54536_G_0388 | 54536 | G | 0388 |  | Landfill Gas |  | MIS_LMI | Michigan | 26 | Wayne | 163 | 26163 | 0.8 | 14103 | 1992 | 9999 |  |  | N | Landfill Gas | [13 empty] | 0.24082 | 0.24082 | 0.24082 | 0.24082 | [11 empty] | Sumpter Energy Associates | 100 | Landfill Energy Systems | 100
Sumpter Energy Associates | 54536_G_0389 | 54536 | G | 0389 |  | Landfill Gas |  | MIS_LMI | Michigan | 26 | Wayne | 163 | 26163 | 0.8 | 14103 | 1992 | 9999 |  |  | N | Landfill Gas | [13 empty] | 0.24082 | 0.24082 | 0.24082 | 0.24082 | [11 empty] | Sumpter Energy Associates | 100 | Landfill Energy Systems | 100
Sumpter Energy Associates | 54536_G_0392 | 54536 | G | 0392 |  | Landfill Gas |  | MIS_LMI | Michigan | 26 | Wayne | 163 | 26163 | 0.8 | 14103 | 1992 | 9999 |  |  | N | Landfill Gas | [13 empty] | 0.24082 | 0.24082 | 0.24082 | 0.24082 | [11 empty] | Sumpter Energy Associates | 100 | Landfill Energy Systems | 100
Sumpter Energy Associates | 54536_G_0435 | 54536 | G | 0435 |  | Landfill Gas |  | MIS_LMI | Michigan | 26 | Wayne | 163 | 26163 | 0.8 | 14103 | 1992 | 9999 |  |  | N | Landfill Gas | [13 empty] | 0.24082 | 0.24082 | 0.24082 | 0.24082 | [11 empty] | Sumpter Energy Associates | 100 | Landfill Energy Systems | 100
Sumpter Energy Associates | 54536_G_0437 | 54536 | G | 0437 |  | Landfill Gas |  | MIS_LMI | Michigan | 26 | Wayne | 163 | 26163 | 0.8 | 14103 | 1992 | 9999 |  |  | N | Landfill Gas | [13 empty] | 0.24082 | 0.24082 | 0.24082 | 0.24082 | [11 empty] | Sumpter Energy Associates | 100 | Landfill Energy Systems | 100
Sumpter Energy Associates | 54536_G_0440 | 54536 | G | 0440 |  | Landfill Gas |  | MIS_LMI | Michigan | 26 | Wayne | 163 | 26163 | 0.8 | 14103 | 1992 | 9999 |  |  | N | Landfill Gas | [13 empty] | 0.24082 | 0.24082 | 0.24082 | 0.24082 | [11 empty] | Sumpter Energy Associates | 100 | Landfill Energy Systems | 100
Sumpter Energy Associates | 54536_G_0447 | 54536 | G | 0447 |  | Landfill Gas |  | MIS_LMI | Michigan | 26 | Wayne | 163 | 26163 | 0.8 | 14103 | 1992 | 9999 |  |  | N | Landfill Gas | [13 empty] | 0.24082 | 0.24082 | 0.24082 | 0.24082 | [11 empty] | Sumpter Energy Associates | 100 | Landfill Energy Systems | 100
Sumpter Energy Associates | 54536_G_0464 | 54536 | G | 0464 |  | Landfill Gas |  | MIS_LMI | Michigan | 26 | Wayne | 163 | 26163 | 0.8 | 14103 | 1992 | 9999 |  |  | N | Landfill Gas | [13 empty] | 0.24082 | 0.24082 | 0.24082 | 0.24082 | [11 empty] | Sumpter Energy Associates | 100 | Landfill Energy Systems | 100
Sumpter Energy Associates | 54536_G_0467 | 54536 | G | 0467 |  | Landfill Gas |  | MIS_LMI | Michigan | 26 | Wayne | 163 | 26163 | 0.8 | 14103 | 1992 | 9999 |  |  | N | Landfill Gas | [13 empty] | 0.24082 | 0.24082 | 0.24082 | 0.24082 | [11 empty] | Sumpter Energy Associates | 100 | Landfill Energy Systems | 100
Sumpter Energy Associates | 54536_G_0202 | 54536 | G | 0202 |  | Landfill Gas |  | MIS_LMI | Michigan | 26 | Wayne | 163 | 26163 | 0.8 | 14103 | 1998 | 9999 |  |  | N | Landfill Gas | [13 empty] | 0.24082 | 0.24082 | 0.24082 | 0.24082 | [11 empty] | Sumpter Energy Associates | 100 | Landfill Energy Systems | 100
Sumpter Energy Associates | 54536_G_0203 | 54536 | G | 0203 |  | Landfill Gas |  | MIS_LMI | Michigan | 26 | Wayne | 163 | 26163 | 0.8 | 14103 | 1998 | 9999 |  |  | N | Landfill Gas | [13 empty] | 0.24082 | 0.24082 | 0.24082 | 0.24082 | [11 empty] | Sumpter Energy Associates | 100 | Landfill Energy Systems | 100
Sumpter Energy Associates | 54536_G_0204 | 54536 | G | 0204 |  | Landfill Gas |  | MIS_LMI | Michigan | 26 | Wayne | 163 | 26163 | 0.8 | 14103 | 1998 | 9999 |  |  | N | Landfill Gas | [13 empty] | 0.24082 | 0.24082 | 0.24082 | 0.24082 | [11 empty] | Sumpter Energy Associates | 100 | Landfill Energy Systems | 100
Sumpter Energy Associates | 54536_G_0205 | 54536 | G | 0205 |  | Landfill Gas |  | MIS_LMI | Michigan | 26 | Wayne | 163 | 26163 | 0.8 | 14103 | 1998 | 9999 |  |  | N | Landfill Gas | [13 empty] | 0.24082 | 0.24082 | 0.24082 | 0.24082 | [11 empty] | Sumpter Energy Associates | 100 | Landfill Energy Systems | 100
Ferndale Generating Station | 54537_G_CT1A | 54537 | G | CT1A | 90752 | Combined Cycle |  | WECC_PNW | Washington | 53 | Whatcom | 73 | 53073 | 86 | 7539 | 1994 | 9999 |  |  | Y | Natural Gas, Distillate Fuel Oil |  |  |  | STM | SCR | [7 empty] | 2.47 | 0.023955 | 0.023955 | 0.023955 | 0.023955 | [11 empty] | Puget Sound Energy Inc | 100 | Puget Energy Inc | 100
Ferndale Generating Station | 54537_G_CT1B | 54537 | G | CT1B | 90753 | Combined Cycle |  | WECC_PNW | Washington | 53 | Whatcom | 73 | 53073 | 86 | 7539 | 1994 | 9999 |  |  | Y | Natural Gas, Distillate Fuel Oil |  |  |  | STM | SCR | [7 empty] | 2.47 | 0.023955 | 0.023955 | 0.023955 | 0.023955 | [11 empty] | Puget Sound Energy Inc | 100 | Puget Energy Inc | 100
Ferndale Generating Station | 54537_G_ST1 | 54537 | G | ST1 | 90752 | Combined Cycle |  | WECC_PNW | Washington | 53 | Whatcom | 73 | 53073 | 98 | 7539 | 1994 | 9999 |  |  | Y | Natural Gas, Distillate Fuel Oil |  |  |  | STM | SCR | [7 empty] | 2.47 | 0.023955 | 0.023955 | 0.023955 | 0.023955 | [11 empty] | Puget Sound Energy Inc | 100 | Puget Energy Inc | 100
Hartwell Energy Facility | 54538_G_MAG1 | 54538 | G | MAG1 | 5039 | Combustion Turbine |  | S_SOU | Georgia | 13 | Hart | 147 | 13147 | 149.5 | 12906 | 1994 | 9999 |  |  | N | Natural Gas, Distillate Fuel Oil |  |  |  | H2O | [8 empty] | 0.006 | 0.06101 | 0.06101 | 0.06101 | 0.06101 | [11 empty] | Hartwell Energy LP | 100 | Oglethorpe Power Corp | 100
Hartwell Energy Facility | 54538_G_MAG2 | 54538 | G | MAG2 | 5040 | Combustion Turbine |  | S_SOU | Georgia | 13 | Hart | 147 | 13147 | 148.6 | 12910 | 1994 | 9999 |  |  | N | Natural Gas, Distillate Fuel Oil |  |  |  | H2O | [8 empty] | 0.006 | 0.0712 | 0.0712 | 0.0712 | 0.0712 | [11 empty] | Hartwell Energy LP | 100 | Oglethorpe Power Corp | 100
Venice Resources Gas Recovery | 54539_G_GEN1 | 54539 | G | GEN1 |  | Landfill Gas |  | MIS_LMI | Michigan | 26 | Shiawassee | 155 | 26155 | 0.8 | 13500 | 1992 | 9999 |  |  | N | Landfill Gas | [13 empty] | 0.24082 | 0.24082 | 0.24082 | 0.24082 | [11 empty] | WM Renewable Energy LLC | 100 | Waste Management Inc | 100
Venice Resources Gas Recovery | 54539_G_GEN2 | 54539 | G | GEN2 |  | Landfill Gas |  | MIS_LMI | Michigan | 26 | Shiawassee | 155 | 26155 | 0.8 | 13500 | 1992 | 9999 |  |  | N | Landfill Gas | [13 empty] | 0.24082 | 0.24082 | 0.24082 | 0.24082 | [11 empty] | WM Renewable Energy LLC | 100 | Waste Management Inc | 100
Sithe Independence Station | 54547_G_1 | 54547 | G | 1 | 3774 | Combined Cycle |  | NY_Z_C&E | New York | 36 | Oswego | 75 | 36075 | 155.3 | 6744 | 1994 | 9999 |  |  | Y | Natural Gas |  |  |  | DLNB | SCR | [8 empty] | 0.017646 | 0.017646 | 0.017646 | 0.017646 | [11 empty] | Sithe Energies Inc | 49 | Vistra Energy | 100
Sithe Independence Station | 54547_G_2 | 54547 | G | 2 | 3775 | Combined Cycle |  | NY_Z_C&E | New York | 36 | Oswego | 75 | 36075 | 155.3 | 6744 | 1994 | 9999 |  |  | Y | Natural Gas |  |  |  | DLNB | SCR | [8 empty] | 0.017646 | 0.017646 | 0.017646 | 0.017646 | [11 empty] | Sithe Energies Inc | 49 | Vistra Energy | 100
Sithe Independence Station | 54547_G_3 | 54547 | G | 3 | 3776 | Combined Cycle |  | NY_Z_C&E | New York | 36 | Oswego | 75 | 36075 | 155.3 | 6744 | 1994 | 9999 |  |  | Y | Natural Gas |  |  |  | DLNB | SCR | [8 empty] | 0.018635 | 0.018635 | 0.018635 | 0.018635 | [11 empty] | Sithe Energies Inc | 49 | Vistra Energy | 100
Sithe Independence Station | 54547_G_4 | 54547 | G | 4 | 3777 | Combined Cycle |  | NY_Z_C&E | New York | 36 | Oswego | 75 | 36075 | 155.3 | 6744 | 1994 | 9999 |  |  | Y | Natural Gas |  |  |  | DLNB | SCR | [8 empty] | 0.018635 | 0.018635 | 0.018635 | 0.018635 | [11 empty] | Sithe Energies Inc | 49 | Vistra Energy | 100
Sithe Independence Station | 54547_G_5 | 54547 | G | 5 | 3774 | Combined Cycle |  | NY_Z_C&E | New York | 36 | Oswego | 75 | 36075 | 167.5 | 6744 | 1994 | 9999 |  |  | Y | Natural Gas |  |  |  | DLNB | SCR | [8 empty] | 0.017646 | 0.017646 | 0.017646 | 0.017646 | [11 empty] | Sithe Energies Inc | 49 | Vistra Energy | 100
Sithe Independence Station | 54547_G_6 | 54547 | G | 6 | 3776 | Combined Cycle |  | NY_Z_C&E | New York | 36 | Oswego | 75 | 36075 | 167.5 | 6744 | 1994 | 9999 |  |  | Y | Natural Gas |  |  |  | DLNB | SCR | [8 empty] | 0.018635 | 0.018635 | 0.018635 | 0.018635 | [11 empty] | Sithe Energies Inc | 49 | Vistra Energy | 100
Longfalls Facility | 54548_G_1 | 54548 | G | 1 |  | Hydro |  | NY_Z_C&E | New York | 36 | Jefferson | 45 | 36045 | 3 | 0 | 1991 | 9999 |  |  | N | Hydro | [13 empty] | 0 | 0 | 0 | 0 | [11 empty] | Fourth Branch Associates | 100 | Albany Engineering | 100
ExxonMobil Mobile Bay Onshore | 54550_G_901 | 54550 | G | 901 |  | Combined Cycle |  | S_SOU | Alabama | 1 | Mobile | 97 | 01097 | 0.9 | 5500 | 1993 | 9999 |  |  | Y | Natural Gas | [13 empty] | 0.024573 | 0.024573 | 0.024573 | 0.024573 | [11 empty] | Exxon Mobil Production Co | 100 | ExxonMobil Corp | 100
ExxonMobil Mobile Bay Onshore | 54550_G_901A | 54550 | G | 901A |  | Combined Cycle |  | S_SOU | Alabama | 1 | Mobile | 97 | 01097 | 3.4 | 5500 | 1993 | 9999 |  |  | Y | Natural Gas | [13 empty] | 0.024573 | 0.024573 | 0.024573 | 0.024573 | [11 empty] | Exxon Mobil Production Co | 100 | ExxonMobil Corp | 100
ExxonMobil Mobile Bay Onshore | 54550_G_901B | 54550 | G | 901B |  | Combined Cycle |  | S_SOU | Alabama | 1 | Mobile | 97 | 01097 | 3.4 | 5500 | 1993 | 9999 |  |  | Y | Natural Gas | [13 empty] | 0.024573 | 0.024573 | 0.024573 | 0.024573 | [11 empty] | Exxon Mobil Production Co | 100 | ExxonMobil Corp | 100
ExxonMobil Mobile Bay Onshore | 54550_G_901C | 54550 | G | 901C |  | Combined Cycle |  | S_SOU | Alabama | 1 | Mobile | 97 | 01097 | 3.4 | 5500 | 1993 | 9999 |  |  | Y | Natural Gas | [13 empty] | 0.024573 | 0.024573 | 0.024573 | 0.024573 | [11 empty] | Exxon Mobil Production Co | 100 | ExxonMobil Corp | 100
Spicer Meadow Project | 54554_G_GEN1 | 54554 | G | GEN1 |  | Hydro |  | WEC_CALN | California | 6 | Tuolumne | 109 | 06109 | 2.5 | 0 | 1989 | 9999 |  |  | N | Hydro | [13 empty] | 0 | 0 | 0 | 0 | [11 empty] | Calaveras County Water District | 100 | Calaveras County Water District | 100
Spicer Meadow Project | 54554_G_GEN2 | 54554 | G | GEN2 |  | Hydro |  | WEC_CALN | California | 6 | Tuolumne | 109 | 06109 | 2.5 | 0 | 1989 | 9999 |  |  | N | Hydro | [13 empty] | 0 | 0 | 0 | 0 | [11 empty] | Calaveras County Water District | 100 | Calaveras County Water District | 100
Spicer Meadow Project | 54554_G_GEN3 | 54554 | G | GEN3 |  | Hydro |  | WEC_CALN | California | 6 | Tuolumne | 109 | 06109 | 0.5 | 0 | 1989 | 9999 |  |  | N | Hydro | [13 empty] | 0 | 0 | 0 | 0 | [11 empty] | Calaveras County Water District | 100 | Calaveras County Water District | 100
Collierville Powerhouse | 54555_G_GEN1 | 54555 | G | GEN1 |  | Hydro |  | WEC_CALN | California | 6 | Calaveras | 9 | 06009 | 126.5 | 0 | 1989 | 9999 |  |  | N | Hydro | [13 empty] | 0 | 0 | 0 | 0 | [11 empty] | Northern California Power Agency | 100 | Northern California Power Agency | 100
Collierville Powerhouse | 54555_G_GEN2 | 54555 | G | GEN2 |  | Hydro |  | WEC_CALN | California | 6 | Calaveras | 9 | 06009 | 126.5 | 0 | 1989 | 9999 |  |  | N | Hydro | [13 empty] | 0 | 0 | 0 | 0 | [11 empty] | Northern California Power Agency | 100 | Northern California Power Agency | 100
Ingredion Incorporated | 54556_G_TG03 | 54556 | G | TG03 |  | Combustion Turbine |  | PJM_COMD | Illinois | 17 | Cook | 31 | 17031 | 4.4 | 12369 | 1996 | 2045 |  |  | N | Natural Gas | [13 empty] | 0.16383 | 0.16383 | 0.16383 | 0.16383 | [11 empty] | Corn Products International Inc | 100 | Corn Products Intl Inc | 100
Ingredion Incorporated | 54556_G_TG04 | 54556 | G | TG04 |  | Combustion Turbine |  | PJM_COMD | Illinois | 17 | Cook | 31 | 17031 | 4.4 | 12369 | 1996 | 2045 |  |  | N | Natural Gas | [13 empty] | 0.17955 | 0.17955 | 0.17955 | 0.17955 | [11 empty] | Corn Products International Inc | 100 | Corn Products Intl Inc | 100
Ingredion Incorporated | 54556_B_BLR6 | 54556 | B | BLR6 | 10116 | Coal Steam |  | PJM_COMD | Illinois | 17 | Cook | 31 | 17031 | 10.6 | 10986 | 2003 | 2030 | other |  | Y | Bituminous |  |  |  | FR | [8 empty] | 1.8 | 0.04448 | 0.04448 | 0.04448 | 0.04448 | 1 | 0.1 | 1 | 0 |  |  |  |  | C2G | 2023 |  | Corn Products International Inc | 100 | Corn Products Intl Inc | 100
Ingredion Incorporated | 54556_B_BLR7 | 54556 | B | BLR7 | 88140 | Coal Steam |  | PJM_COMD | Illinois | 17 | Cook | 31 | 17031 | 10.6 | 10986 | 2004 | 2030 | other |  | Y | Bituminous |  |  |  | LNB | [8 empty] | 1.8 | 0.05457 | 0.05457 | 0.05457 | 0.05457 | 1 | 0.1 | 1 | 0 |  |  |  |  | C2G | 2023 |  | Corn Products International Inc | 100 | Corn Products Intl Inc | 100
Ingredion Incorporated | 54556_B_BLR10 | 54556 | B | BLR10 | 89733 | Coal Steam |  | PJM_COMD | Illinois | 17 | Cook | 31 | 17031 | 10.6 | 10986 | 2006 | 2030 | FBC | dry | Y | Bituminous | Reagent Injection | 2006 | 0.95 | CF | SNCR |  | 2007 | B | NA | ACI | 2015 |  | 1.8 | 0.11685 | 0.11685 | 0.11685 | 0.11685 | 0.1 | 0.1 | 0.1 | 0.95 |  |  |  |  | C2G | 2023 |  | Corn Products International Inc | 100 | Corn Products Intl Inc | 100
Ingredion Incorporated | 54556_B_BLR8 | 54556 | B | BLR8 | 88141 | Coal Steam |  | PJM_COMD | Illinois | 17 | Cook | 31 | 17031 | 10.6 | 10986 | 2018 | 2030 | FBC | dry | Y | Bituminous | Reagent Injection | 2018 | 0.893 | LNB | SCR | 2018 | [6 empty] | 1.8 | 0.07 | 0.07 | 0.07 | 0.07 | 0.1 | 0.1 | 0.1 | 0.893 |  |  |  |  | C2G | 2023 |  | Corn Products International Inc | 100 | Corn Products Intl Inc | 100
Hazelton B Hydro | 54558_G_U1 | 54558 | G | U1 |  | Hydro |  | WECC_ID | Idaho | 16 | Jerome | 53 | 16053 | 3.8 | 0 | 1993 | 9999 |  |  | N | Hydro | [13 empty] | 0 | 0 | 0 | 0 | [11 empty] | Ida West Energy Co | 50 | IDACORP Inc | 50
Hazelton B Hydro | 54558_G_U2 | 54558 | G | U2 |  | Hydro |  | WECC_ID | Idaho | 16 | Jerome | 53 | 16053 | 3.8 | 0 | 1993 | 9999 |  |  | N | Hydro | [13 empty] | 0 | 0 | 0 | 0 | [11 empty] | Ida West Energy Co | 50 | IDACORP Inc | 50
Longview Fibre | 54562_B_PB20 | 54562 | B | PB20 |  | Non-Fossil Waste |  | WECC_PNW | Washington | 53 | Cowlitz | 15 | 53015 | 15.7 | 5686 | 1976 | 9999 |  |  | Y | Non-Fossil Waste | Wet Scrubber | 1976 | 0.829 |  | SNCR |  |  | ESPC + C | No |  |  |  |  | 0.2 | 0.2 | 0.2 | 0.2 | [11 empty] | Longview Fibre Paper & Packaging Inc | 100 | Kapstone Paper | 100
Longview Fibre | 54562_B_RF19 | 54562 | B | RF19 |  | Non-Fossil Waste |  | WECC_PNW | Washington | 53 | Cowlitz | 15 | 53015 | 15.7 | 5686 | 1976 | 9999 |  |  | Y | Non-Fossil Waste | [7 empty] | ESPC | No |  |  |  |  | 0.09162 | 0.09162 | 0.09162 | 0.09162 | [11 empty] | Longview Fibre Paper & Packaging Inc | 100 | Kapstone Paper | 100
Longview Fibre | 54562_B_RF22 | 54562 | B | RF22 |  | Non-Fossil Waste |  | WECC_PNW | Washington | 53 | Cowlitz | 15 | 53015 | 15.7 | 5686 | 1992 | 9999 |  |  | Y | Non-Fossil Waste | [7 empty] | ESPC | No |  |  |  |  | 0.1065 | 0.1065 | 0.1065 | 0.1065 | [11 empty] | Longview Fibre Paper & Packaging Inc | 100 | Kapstone Paper | 100
MM Yolo Power | 54567_G_1 | 54567 | G | 1 |  | Landfill Gas |  | WEC_CALN | California | 6 | Yolo | 113 | 06113 | 0.5 | 13500 | 1990 | 9999 |  |  | N | Landfill Gas | [13 empty] | 0.17175 | 0.17175 | 0.17175 | 0.17175 | [11 empty] | MM Yolo Power LLC | 100 | FORTISTAR | 100
MM Yolo Power | 54567_G_2 | 54567 | G | 2 |  | Landfill Gas |  | WEC_CALN | California | 6 | Yolo | 113 | 06113 | 0.5 | 13500 | 1990 | 9999 |  |  | N | Landfill Gas | [13 empty] | 0.17175 | 0.17175 | 0.17175 | 0.17175 | [11 empty] | MM Yolo Power LLC | 100 | FORTISTAR | 100
MM Yolo Power | 54567_G_3 | 54567 | G | 3 |  | Landfill Gas |  | WEC_CALN | California | 6 | Yolo | 113 | 06113 | 0.5 | 13500 | 1990 | 9999 |  |  | N | Landfill Gas | [13 empty] | 0.17175 | 0.17175 | 0.17175 | 0.17175 | [11 empty] | MM Yolo Power LLC | 100 | FORTISTAR | 100
MM Yolo Power | 54567_G_4 | 54567 | G | 4 |  | Landfill Gas |  | WEC_CALN | California | 6 | Yolo | 113 | 06113 | 0.6 | 13500 | 1993 | 9999 |  |  | N | Landfill Gas | [13 empty] | 0.17175 | 0.17175 | 0.17175 | 0.17175 | [11 empty] | MM Yolo Power LLC | 100 | FORTISTAR | 100
MM Yolo Power | 54567_G_5 | 54567 | G | 5 |  | Landfill Gas |  | WEC_CALN | California | 6 | Yolo | 113 | 06113 | 0.4 | 13500 | 1998 | 9999 |  |  | N | Landfill Gas | [13 empty] | 0.17175 | 0.17175 | 0.17175 | 0.17175 | [11 empty] | MM Yolo Power LLC | 100 | FORTISTAR | 100
Lochmere Hydroelectric Plant | 54572_G_UNT1 | 54572 | G | UNT1 |  | Hydro |  | NENGREST | New Hampshire | 33 | Belknap | 1 | 33001 | 0.3 | 0 | 1984 | 9999 |  |  | N | Hydro | [13 empty] | 0 | 0 | 0 | 0 | [11 empty] | Hdi Associates I | 100 | Hudson Clean Energy Partners LP | 100
Lochmere Hydroelectric Plant | 54572_G_UNT2 | 54572 | G | UNT2 |  | Hydro |  | NENGREST | New Hampshire | 33 | Belknap | 1 | 33001 | 0.3 | 0 | 1984 | 9999 |  |  | N | Hydro | [13 empty] | 0 | 0 | 0 | 0 | [11 empty] | Hdi Associates I | 100 | Hudson Clean Energy Partners LP | 100
Lochmere Hydroelectric Plant | 54572_G_UNT3 | 54572 | G | UNT3 |  | Hydro |  | NENGREST | New Hampshire | 33 | Belknap | 1 | 33001 | 0.3 | 0 | 1984 | 9999 |  |  | N | Hydro | [13 empty] | 0 | 0 | 0 | 0 | [11 empty] | Hdi Associates I | 100 | Hudson Clean Energy Partners LP | 100
Lochmere Hydroelectric Plant | 54572_G_UNT4 | 54572 | G | UNT4 |  | Hydro |  | NENGREST | New Hampshire | 33 | Belknap | 1 | 33001 | 0.3 | 0 | 1984 | 9999 |  |  | N | Hydro | [13 empty] | 0 | 0 | 0 | 0 | [11 empty] | Hdi Associates I | 100 | Hudson Clean Energy Partners LP | 100
Wappinger Falls Hydroelectric | 54573_G_1 | 54573 | G | 1 |  | Hydro |  | NY_Z_G-I | New York | 36 | Dutchess | 27 | 36027 | 1 | 0 | 1988 | 9999 |  |  | N | Hydro | [13 empty] | 0 | 0 | 0 | 0 | [11 empty] | Electro Ecology Inc | 100 | Electro Ecology Inc | 100
Wappinger Falls Hydroelectric | 54573_G_2 | 54573 | G | 2 |  | Hydro |  | NY_Z_G-I | New York | 36 | Dutchess | 27 | 36027 | 1 | 0 | 1988 | 9999 |  |  | N | Hydro | [13 empty] | 0 | 0 | 0 | 0 | [11 empty] | Electro Ecology Inc | 100 | Electro Ecology Inc | 100
Saranac Facility | 54574_G_GEN1 | 54574 | G | GEN1 | 3780 | Combined Cycle |  | NY_Z_D | New York | 36 | Clinton | 19 | 36019 | 82.3 | 9097 | 1994 | 9999 |  |  | N | Natural Gas |  |  |  |  | SCR | [8 empty] | 0.02863 | 0.02863 | 0.02863 | 0.02863 | [11 empty] | Saranac Power Partners LP | 100 | Berkshire Hathaway Inc | 100
Saranac Facility | 54574_G_GEN2 | 54574 | G | GEN2 | 3781 | Combined Cycle |  | NY_Z_D | New York | 36 | Clinton | 19 | 36019 | 82 | 9097 | 1994 | 9999 |  |  | N | Natural Gas |  |  |  |  | SCR | [8 empty] | 0.02863 | 0.02863 | 0.02863 | 0.02863 | [11 empty] | Saranac Power Partners LP | 100 | Berkshire Hathaway Inc | 100
Saranac Facility | 54574_G_GEN3 | 54574 | G | GEN3 | 3780 | Combined Cycle |  | NY_Z_D | New York | 36 | Clinton | 19 | 36019 | 85.6 | 9097 | 1994 | 9999 |  |  | N | Natural Gas |  |  |  | LNB + NH3 | SCR | [8 empty] | 0.02863 | 0.02863 | 0.02863 | 0.02863 | [11 empty] | Saranac Power Partners LP | 100 | Berkshire Hathaway Inc | 100
Curtis Palmer Hydroelectric | 54580_G_C3 | 54580 | G | C3 |  | Hydro |  | NY_Z_F | New York | 36 | Saratoga | 91 | 36091 | 2.4 | 0 | 1985 | 9999 |  |  | N | Hydro | [13 empty] | 0 | 0 | 0 | 0 | [11 empty] | Curtis Palmer Hydroelectric Co LP (The) | 100 | Hydro Quebec | 100
Curtis Palmer Hydroelectric | 54580_G_C4 | 54580 | G | C4 |  | Hydro |  | NY_Z_F | New York | 36 | Saratoga | 91 | 36091 | 1.1 | 0 | 1985 | 9999 |  |  | N | Hydro | [13 empty] | 0 | 0 | 0 | 0 | [11 empty] | Curtis Palmer Hydroelectric Co LP (The) | 100 | Hydro Quebec | 100
Curtis Palmer Hydroelectric | 54580_G_C5 | 54580 | G | C5 |  | Hydro |  | NY_Z_F | New York | 36 | Saratoga | 91 | 36091 | 1.1 | 0 | 1985 | 9999 |  |  | N | Hydro | [13 empty] | 0 | 0 | 0 | 0 | [11 empty] | Curtis Palmer Hydroelectric Co LP (The) | 100 | Hydro Quebec | 100
Curtis Palmer Hydroelectric | 54580_G_C1 | 54580 | G | C1 |  | Hydro |  | NY_Z_F | New York | 36 | Saratoga | 91 | 36091 | 2.5 | 0 | 1986 | 9999 |  |  | N | Hydro | [13 empty] | 0 | 0 | 0 | 0 | [11 empty] | Curtis Palmer Hydroelectric Co LP (The) | 100 | Hydro Quebec | 100
Curtis Palmer Hydroelectric | 54580_G_C2 | 54580 | G | C2 |  | Hydro |  | NY_Z_F | New York | 36 | Saratoga | 91 | 36091 | 2.5 | 0 | 1986 | 9999 |  |  | N | Hydro | [13 empty] | 0 | 0 | 0 | 0 | [11 empty] | Curtis Palmer Hydroelectric Co LP (The) | 100 | Hydro Quebec | 100
Curtis Palmer Hydroelectric | 54580_G_P1 | 54580 | G | P1 |  | Hydro |  | NY_Z_F | New York | 36 | Saratoga | 91 | 36091 | 25 | 0 | 1986 | 9999 |  |  | N | Hydro | [13 empty] | 0 | 0 | 0 | 0 | [11 empty] | Curtis Palmer Hydroelectric Co LP (The) | 100 | Hydro Quebec | 100
Curtis Palmer Hydroelectric | 54580_G_P2 | 54580 | G | P2 |  | Hydro |  | NY_Z_F | New York | 36 | Saratoga | 91 | 36091 | 25 | 0 | 1986 | 9999 |  |  | N | Hydro | [13 empty] | 0 | 0 | 0 | 0 | [11 empty] | Curtis Palmer Hydroelectric Co LP (The) | 100 | Hydro Quebec | 100
Tanner Street Generation | 54586_G_VAX | 54586 | G | VAX | 90384 | Combined Cycle |  | NENGREST | Massachusetts | 25 | Middlesex | 17 | 25017 | 17 | 8545 | 1992 | 9999 |  |  | N | Natural Gas, Distillate Fuel Oil |  |  |  | NH3 | SCR | [8 empty] | 0.039763 | 0.039763 | 0.039763 | 0.039763 | [11 empty] | Tanner Street Generation LLC | 100 | EDF Group | 100
Tanner Street Generation | 54586_G_TRENT | 54586 | G | TRENT | 90384 | Combined Cycle |  | NENGREST | Massachusetts | 25 | Middlesex | 17 | 25017 | 58 | 8545 | 2008 | 9999 |  |  | N | Natural Gas, Distillate Fuel Oil |  |  |  | H2O | SCR | [8 empty] | 0.039763 | 0.039763 | 0.039763 | 0.039763 | [11 empty] | Tanner Street Generation LLC | 100 | EDF Group | 100
Massena Energy Facility | 54592_G_GEN1 | 54592 | G | GEN1 | 3783 | Combined Cycle |  | NY_Z_D | New York | 36 | St Lawrence | 89 | 36089 | 46 | 9766 | 1992 | 9999 |  |  | N | Natural Gas, Distillate Fuel Oil |  |  |  | STM | SCR | [8 empty] | 0.4229 | 0.077072 | 0.4229 | 0.077072 | [11 empty] | Power City Partners LP | 100 | Morris Energy Group | 100
Massena Energy Facility | 54592_G_GEN2 | 54592 | G | GEN2 | 3783 | Combined Cycle |  | NY_Z_D | New York | 36 | St Lawrence | 89 | 36089 | 35 | 9766 | 1992 | 9999 |  |  | N | Natural Gas, Distillate Fuel Oil |  |  |  | STM | SCR | [8 empty] | 0.4229 | 0.077072 | 0.4229 | 0.077072 | [11 empty] | Power City Partners LP | 100 | Morris Energy Group | 100
Massena Energy Facility | 54592_G_IC | 54592 | G | IC |  | Combustion Turbine | IC Engine | NY_Z_D | New York | 36 | St Lawrence | 89 | 36089 | 2 | 12283 | 1992 | 9999 |  |  | N | Distillate Fuel Oil | [13 empty] | 0.63126 | 0.63126 | 0.63126 | 0.63126 | [11 empty] | Power City Partners LP | 100 | Morris Energy Group | 100
Batavia Power Plant | 54593_G_GEN1 | 54593 | G | GEN1 | 3784 | Combined Cycle |  | NY_Z_B | New York | 36 | Genesee | 37 | 36037 | 34.3 | 9166 | 1992 | 9999 |  |  | N | Natural Gas |  |  |  | STM | [9 empty] | 0.1492 | 0.1492 | 0.1492 | 0.1492 | [11 empty] | Seneca Power Partners LP | 100 | Alliance Energy Group LLC | 100
Batavia Power Plant | 54593_G_GEN2 | 54593 | G | GEN2 | 3784 | Combined Cycle |  | NY_Z_B | New York | 36 | Genesee | 37 | 36037 | 14.5 | 9166 | 1992 | 9999 |  |  | N | Natural Gas |  |  |  | STM | [9 empty] | 0.1492 | 0.1492 | 0.1492 | 0.1492 | [11 empty] | Seneca Power Partners LP | 100 | Alliance Energy Group LLC | 100
Batavia Power Plant | 54593_G_GEN3 | 54593 | G | GEN3 |  | Combustion Turbine | IC Engine | NY_Z_B | New York | 36 | Genesee | 37 | 36037 | 1 | 17500 | 1992 | 9999 |  |  | N | Distillate Fuel Oil | [12 empty] | 1.053 | 0.27131 | 0.27131 | 0.27131 | 0.27131 | [11 empty] | Seneca Power Partners LP | 100 | Alliance Energy Group LLC | 100
Pinetree Power Fitchburg | 54620_B_B1 | 54620 | B | B1 |  | Biomass |  | NENGREST | Massachusetts | 25 | Worcester | 27 | 25027 | 16 | 17659 | 1992 | 9999 |  |  | N | Biomass |  |  |  | NH3 | SCR |  |  | B + C | NA |  |  |  |  | 0.06927 | 0.06927 | 0.06927 | 0.06927 | [11 empty] | Pinetree Power Fitchburg Inc | 100 | Capergy SA | 100
Covanta Plymouth Renewable Energy | 54625_B_1 | 54625 | B | 1 |  | Municipal Solid Waste |  | PJM_EMAC | Pennsylvania | 42 | Montgomery | 91 | 42091 | 14 | 19383 | 1992 | 9999 |  |  | N | MSW | Dry Scrubber | 1992 | 0.937 |  | SNCR |  |  | B | NA | ACI | 2005 |  |  | 0.34639 | 0.34639 | 0.34639 | 0.34639 | 0.15 | 0.15 | 0.15 | [8 empty] | Covanta Plymouth Renewable Energy LP | 100 | Covanta Holding Corp | 100
Covanta Plymouth Renewable Energy | 54625_B_2 | 54625 | B | 2 |  | Municipal Solid Waste |  | PJM_EMAC | Pennsylvania | 42 | Montgomery | 91 | 42091 | 14 | 19383 | 1992 | 9999 |  |  | N | MSW | Dry Scrubber | 1992 | 0.881 |  | SNCR |  |  | B | NA | ACI | 2005 |  |  | 0.29928 | 0.29928 | 0.29928 | 0.29928 | 0.08 | 0.08 | 0.08 | [8 empty] | Covanta Plymouth Renewable Energy LP | 100 | Covanta Holding Corp | 100
Mt Poso Cogeneration | 54626_B_BL01 | 54626 | B | BL01 |  | Biomass |  | WEC_CALN | California | 6 | Kern | 29 | 06029 | 42 | 15588 | 1989 | 9999 |  |  | Y | Biomass |  |  |  | CF + LA + NH3 | SNCR |  |  | B | NA |  |  |  | 5.26 | 0.0676 | 0.0676 | 0.0676 | 0.0676 | [11 empty] | Mount Poso Cogen Generation Co | 100 | DTE Energy Co | 100
Okeelanta Cogeneration | 54627_B_A | 54627 | B | A |  | Biomass |  | FRCC | Florida | 12 | Palm Beach | 99 | 12099 | 35 | 10723 | 1995 | 9999 | stoker/SPR | dry | Y | Biomass |  |  |  | LNB + OFA | SNCR |  |  | ESPH + C | Yes |  |  |  | 0.06 | 0.133 | 0.133 | 0.133 | 0.133 | [11 empty] | New Hope Power Partnership | 100 | Florida Crystals Corp | 100
Okeelanta Cogeneration | 54627_B_B | 54627 | B | B |  | Biomass |  | FRCC | Florida | 12 | Palm Beach | 99 | 12099 | 35 | 10723 | 1995 | 9999 | stoker/SPR | dry | Y | Biomass |  |  |  | LNB + OFA | SNCR |  |  | ESPH + C | Yes |  |  |  |  | 0.13461 | 0.13461 | 0.13461 | 0.13461 | [11 empty] | New Hope Power Partnership | 100 | Florida Crystals Corp | 100
Okeelanta Cogeneration | 54627_B_C | 54627 | B | C |  | Biomass |  | FRCC | Florida | 12 | Palm Beach | 99 | 12099 | 35 | 10723 | 1995 | 9999 | stoker/SPR | dry | Y | Biomass |  |  |  | LNB + OFA | SNCR |  |  | ESPH + C | Yes |  |  |  | 0.06 | 0.13495 | 0.13495 | 0.13495 | 0.13495 | [11 empty] | New Hope Power Partnership | 100 | Florida Crystals Corp | 100
American Gypsum Cogeneration | 54630_G_D-1 | 54630 | G | D-1 |  | Combustion Turbine | IC Engine | WECC_CO | Colorado | 8 | Eagle | 37 | 08037 | 1.2 | 14775 | 1990 | 9999 |  |  | N | Distillate Fuel Oil | [13 empty] | 1.6498 | 1.6498 | 1.6498 | 1.6498 | [11 empty] | Eagle Materials | 100 | Pulte Homes Inc | 100
American Gypsum Cogeneration | 54630_G_D-2 | 54630 | G | D-2 |  | Combustion Turbine | IC Engine | WECC_CO | Colorado | 8 | Eagle | 37 | 08037 | 1.2 | 14775 | 1990 | 9999 |  |  | N | Distillate Fuel Oil | [13 empty] | 1.6498 | 1.6498 | 1.6498 | 1.6498 | [11 empty] | Eagle Materials | 100 | Pulte Homes Inc | 100
American Gypsum Cogeneration | 54630_G_T-1 | 54630 | G | T-1 |  | Combustion Turbine |  | WECC_CO | Colorado | 8 | Eagle | 37 | 08037 | 2.6 | 11996 | 1990 | 9999 |  |  | Y | Natural Gas | [13 empty] | 0.23894 | 0.23894 | 0.23894 | 0.23894 | [11 empty] | Eagle Materials | 100 | Pulte Homes Inc | 100
American Gypsum Cogeneration | 54630_G_T-2 | 54630 | G | T-2 |  | Combustion Turbine |  | WECC_CO | Colorado | 8 | Eagle | 37 | 08037 | 2.6 | 11996 | 1990 | 9999 |  |  | Y | Natural Gas | [13 empty] | 0.23894 | 0.23894 | 0.23894 | 0.23894 | [11 empty] | Eagle Materials | 100 | Pulte Homes Inc | 100
St Nicholas Cogen Project | 54634_B_1 | 54634 | B | 1 | 3787 | Coal Steam |  | PJM_WMAC | Pennsylvania | 42 | Schuylkill | 107 | 42107 | 86 | 14500 | 1990 | 9999 | FBC | dry | Y | Waste Coal | Reagent Injection | 1990 | 0.85 | OFA |  |  |  | B | NA |  |  |  | 3.7 | 0.05701 | 0.05701 | 0.05701 | 0.05701 | 0.01 | 0.01 | 0.01 | 0.98 | Yes | 1990 | [5 empty] | Schuylkill Energy Resource Inc | 100 | Schuylkill Energy Resource Inc | 100
JCO Oxides Olefins Plant | 54637_G_GCG1 | 54637 | G | GCG1 |  | Combustion Turbine |  | MIS_WOTA | Texas | 48 | Jefferson | 245 | 48245 | 30.5 | 8700 | 1992 | 9999 |  |  | Y | Natural Gas | [12 empty] | 3 | 0.06037 | 0.06037 | 0.06037 | 0.06037 | [11 empty] | Huntsman Corp | 72 | Huntsman Corp | 100
JCO Oxides Olefins Plant | 54637_G_GCG2 | 54637 | G | GCG2 |  | Combustion Turbine |  | MIS_WOTA | Texas | 48 | Jefferson | 245 | 48245 | 30.5 | 8700 | 1992 | 9999 |  |  | Y | Natural Gas | [12 empty] | 3 | 0.07044 | 0.07044 | 0.07044 | 0.07044 | [11 empty] | Huntsman Corp | 72 | Huntsman Corp | 100
Berlin Gorham | 54639_G_CAS1 | 54639 | G | CAS1 |  | Hydro |  | NENGREST | New Hampshire | 33 | Coos | 7 | 33007 | 2.4 | 0 | 1914 | 9999 |  |  | N | Hydro | [13 empty] | 0 | 0 | 0 | 0 | [11 empty] | Fraser NH LLC | 100 | Brookfield Asset Management Inc | 100
Berlin Gorham | 54639_G_CAS2 | 54639 | G | CAS2 |  | Hydro |  | NENGREST | New Hampshire | 33 | Coos | 7 | 33007 | 2.4 | 0 | 1916 | 9999 |  |  | N | Hydro | [13 empty] | 0 | 0 | 0 | 0 | [11 empty] | Fraser NH LLC | 100 | Brookfield Asset Management Inc | 100
Berlin Gorham | 54639_G_SH2 | 54639 | G | SH2 |  | Hydro |  | NENGREST | New Hampshire | 33 | Coos | 7 | 33007 | 0.9 | 0 | 1916 | 9999 |  |  | N | Hydro | [13 empty] | 0 | 0 | 0 | 0 | [11 empty] | Fraser NH LLC | 100 | Brookfield Asset Management Inc | 100
Berlin Gorham | 54639_G_SHL1 | 54639 | G | SHL1 |  | Hydro |  | NENGREST | New Hampshire | 33 | Coos | 7 | 33007 | 0.9 | 0 | 1916 | 9999 |  |  | N | Hydro | [13 empty] | 0 | 0 | 0 | 0 | [11 empty] | Fraser NH LLC | 100 | Brookfield Asset Management Inc | 100
Berlin Gorham | 54639_G_CAS3 | 54639 | G | CAS3 |  | Hydro |  | NENGREST | New Hampshire | 33 | Coos | 7 | 33007 | 3.1 | 0 | 1918 | 9999 |  |  | N | Hydro | [13 empty] | 0 | 0 | 0 | 0 | [11 empty] | Fraser NH LLC | 100 | Brookfield Asset Management Inc | 100
Berlin Gorham | 54639_G_GOR1 | 54639 | G | GOR1 |  | Hydro |  | NENGREST | New Hampshire | 33 | Coos | 7 | 33007 | 1.2 | 0 | 1920 | 9999 |  |  | N | Hydro | [13 empty] | 0 | 0 | 0 | 0 | [11 empty] | Fraser NH LLC | 100 | Brookfield Asset Management Inc | 100
Berlin Gorham | 54639_G_GOR2 | 54639 | G | GOR2 |  | Hydro |  | NENGREST | New Hampshire | 33 | Coos | 7 | 33007 | 1.2 | 0 | 1920 | 9999 |  |  | N | Hydro | [13 empty] | 0 | 0 | 0 | 0 | [11 empty] | Fraser NH LLC | 100 | Brookfield Asset Management Inc | 100
Berlin Gorham | 54639_G_GOR3 | 54639 | G | GOR3 |  | Hydro |  | NENGREST | New Hampshire | 33 | Coos | 7 | 33007 | 1.2 | 0 | 1920 | 9999 |  |  | N | Hydro | [13 empty] | 0 | 0 | 0 | 0 | [11 empty] | Fraser NH LLC | 100 | Brookfield Asset Management Inc | 100
Berlin Gorham | 54639_G_GOR4 | 54639 | G | GOR4 |  | Hydro |  | NENGREST | New Hampshire | 33 | Coos | 7 | 33007 | 1.2 | 0 | 1920 | 9999 |  |  | N | Hydro | [13 empty] | 0 | 0 | 0 | 0 | [11 empty] | Fraser NH LLC | 100 | Brookfield Asset Management Inc | 100
Berlin Gorham | 54639_G_RS1 | 54639 | G | RS1 |  | Hydro |  | NENGREST | New Hampshire | 33 | Coos | 7 | 33007 | 3.8 | 0 | 1920 | 9999 |  |  | N | Hydro | [13 empty] | 0 | 0 | 0 | 0 | [11 empty] | Fraser NH LLC | 100 | Brookfield Asset Management Inc | 100
Berlin Gorham | 54639_G_RS3 | 54639 | G | RS3 |  | Hydro |  | NENGREST | New Hampshire | 33 | Coos | 7 | 33007 | 4.1 | 0 | 1920 | 9999 |  |  | N | Hydro | [13 empty] | 0 | 0 | 0 | 0 | [11 empty] | Fraser NH LLC | 100 | Brookfield Asset Management Inc | 100
Berlin Gorham | 54639_G_XP1 | 54639 | G | XP1 |  | Hydro |  | NENGREST | New Hampshire | 33 | Coos | 7 | 33007 | 0.6 | 0 | 1921 | 9999 |  |  | N | Hydro | [13 empty] | 0 | 0 | 0 | 0 | [11 empty] | Fraser NH LLC | 100 | Brookfield Asset Management Inc | 100
Berlin Gorham | 54639_G_XP2 | 54639 | G | XP2 |  | Hydro |  | NENGREST | New Hampshire | 33 | Coos | 7 | 33007 | 0.6 | 0 | 1921 | 9999 |  |  | N | Hydro | [13 empty] | 0 | 0 | 0 | 0 | [11 empty] | Fraser NH LLC | 100 | Brookfield Asset Management Inc | 100
Berlin Gorham | 54639_G_XP3 | 54639 | G | XP3 |  | Hydro |  | NENGREST | New Hampshire | 33 | Coos | 7 | 33007 | 0.6 | 0 | 1921 | 9999 |  |  | N | Hydro | [13 empty] | 0 | 0 | 0 | 0 | [11 empty] | Fraser NH LLC | 100 | Brookfield Asset Management Inc | 100
Berlin Gorham | 54639_G_XP4 | 54639 | G | XP4 |  | Hydro |  | NENGREST | New Hampshire | 33 | Coos | 7 | 33007 | 0.5 | 0 | 1921 | 9999 |  |  | N | Hydro | [13 empty] | 0 | 0 | 0 | 0 | [11 empty] | Fraser NH LLC | 100 | Brookfield Asset Management Inc | 100
Berlin Gorham | 54639_G_XP5 | 54639 | G | XP5 |  | Hydro |  | NENGREST | New Hampshire | 33 | Coos | 7 | 33007 | 0.7 | 0 | 1924 | 9999 |  |  | N | Hydro | [13 empty] | 0 | 0 | 0 | 0 | [11 empty] | Fraser NH LLC | 100 | Brookfield Asset Management Inc | 100
Berlin Gorham | 54639_G_SHL3 | 54639 | G | SHL3 |  | Hydro |  | NENGREST | New Hampshire | 33 | Coos | 7 | 33007 | 1.8 | 0 | 1929 | 9999 |  |  | N | Hydro | [13 empty] | 0 | 0 | 0 | 0 | [11 empty] | Fraser NH LLC | 100 | Brookfield Asset Management Inc | 100
Berlin Gorham | 54639_G_SM1 | 54639 | G | SM1 |  | Hydro |  | NENGREST | New Hampshire | 33 | Coos | 7 | 33007 | 0.8 | 0 | 1980 | 9999 |  |  | N | Hydro | [13 empty] | 0 | 0 | 0 | 0 | [11 empty] | Fraser NH LLC | 100 | Brookfield Asset Management Inc | 100
Berlin Gorham | 54639_G_SM2 | 54639 | G | SM2 |  | Hydro |  | NENGREST | New Hampshire | 33 | Coos | 7 | 33007 | 0.8 | 0 | 1980 | 9999 |  |  | N | Hydro | [13 empty] | 0 | 0 | 0 | 0 | [11 empty] | Fraser NH LLC | 100 | Brookfield Asset Management Inc | 100
Berlin Gorham | 54639_G_SM3 | 54639 | G | SM3 |  | Hydro |  | NENGREST | New Hampshire | 33 | Coos | 7 | 33007 | 0.8 | 0 | 1980 | 9999 |  |  | N | Hydro | [13 empty] | 0 | 0 | 0 | 0 | [11 empty] | Fraser NH LLC | 100 | Brookfield Asset Management Inc | 100
Berlin Gorham | 54639_G_SM4 | 54639 | G | SM4 |  | Hydro |  | NENGREST | New Hampshire | 33 | Coos | 7 | 33007 | 0.8 | 0 | 1980 | 9999 |  |  | N | Hydro | [13 empty] | 0 | 0 | 0 | 0 | [11 empty] | Fraser NH LLC | 100 | Brookfield Asset Management Inc | 100
NAEA Lakewood LLC | 54640_G_GEN1 | 54640 | G | GEN1 | 3790 | Combined Cycle |  | PJM_EMAC | New Jersey | 34 | Ocean | 29 | 34029 | 84.6 | 8217 | 1994 | 9999 |  |  | N | Natural Gas, Distillate Fuel Oil |  |  |  | H2O | SCR | [7 empty] | 0.007 | 0.019224 | 0.019224 | 0.019224 | 0.019224 | [11 empty] | EP Lakewood Cogeneration LP | 80 | Essential Power LLC | 80
NAEA Lakewood LLC | 54640_G_GEN2 | 54640 | G | GEN2 | 3791 | Combined Cycle |  | PJM_EMAC | New Jersey | 34 | Ocean | 29 | 34029 | 83.6 | 8217 | 1994 | 9999 |  |  | N | Natural Gas, Distillate Fuel Oil |  |  |  | H2O | SCR | [7 empty] | 0.007 | 0.019224 | 0.019224 | 0.019224 | 0.019224 | [11 empty] | EP Lakewood Cogeneration LP | 80 | Essential Power LLC | 80
NAEA Lakewood LLC | 54640_G_GEN3 | 54640 | G | GEN3 | 3790 | Combined Cycle |  | PJM_EMAC | New Jersey | 34 | Ocean | 29 | 34029 | 79.7 | 8217 | 1994 | 9999 |  |  | N | Natural Gas, Distillate Fuel Oil |  |  |  | NH3 | SCR | [7 empty] | 0.007 | 0.019224 | 0.019224 | 0.019224 | 0.019224 | [11 empty] | EP Lakewood Cogeneration LP | 80 | Essential Power LLC | 80
TPC Windfarms LLC | 54647_G_EXIS | 54647 | G | EXIS |  | Onshore Wind |  | WECC_SCE | California | 6 | Kern | 29 | 06029 | 28.7 | 0 | 1986 | 9999 |  |  | N | Wind | [13 empty] | 0 | 0 | 0 | 0 | [11 empty] | Terra Gen Mojave Windfarms LLC | 100 | Energy Capital Partners | 100
Kekawaka Power House | 54654_G_KEK1 | 54654 | G | KEK1 |  | Hydro |  | WEC_CALN | California | 6 | Trinity | 105 | 06105 | 4.9 | 0 | 1989 | 9999 |  |  | N | Hydro | [13 empty] | 0 | 0 | 0 | 0 | [11 empty] | STS HydroPower Ltd | 100 | Energy Investors Funds Group | 100
Schoolfield Dam | 54655_G_SCH1 | 54655 | G | SCH1 |  | Hydro |  | PJM_Dom | Virginia | 51 | Pittsylvania | 143 | 51143 | 1.5 | 0 | 1990 | 9999 |  |  | N | Hydro | [13 empty] | 0 | 0 | 0 | 0 | [11 empty] | STS HydroPower Ltd | 100 | Energy Investors Funds Group | 100
Schoolfield Dam | 54655_G_SCH2 | 54655 | G | SCH2 |  | Hydro |  | PJM_Dom | Virginia | 51 | Pittsylvania | 143 | 51143 | 1.5 | 0 | 1990 | 9999 |  |  | N | Hydro | [13 empty] | 0 | 0 | 0 | 0 | [11 empty] | STS HydroPower Ltd | 100 | Energy Investors Funds Group | 100
Schoolfield Dam | 54655_G_SCH3 | 54655 | G | SCH3 |  | Hydro |  | PJM_Dom | Virginia | 51 | Pittsylvania | 143 | 51143 | 1.5 | 0 | 1990 | 9999 |  |  | N | Hydro | [13 empty] | 0 | 0 | 0 | 0 | [11 empty] | STS HydroPower Ltd | 100 | Energy Investors Funds Group | 100
Pheasant Run Landfill Gas Recovery | 54661_G_GEN1 | 54661 | G | GEN1 |  | Landfill Gas |  | MIS_WUMS | Wisconsin | 55 | Kenosha | 59 | 55059 | 0.8 | 13500 | 1992 | 9999 |  |  | N | Landfill Gas | [13 empty] | 0.24082 | 0.24082 | 0.24082 | 0.24082 | [11 empty] | Bio Energy Partners | 100 | Waste Management Inc | 100
Pheasant Run Landfill Gas Recovery | 54661_G_GEN2 | 54661 | G | GEN2 |  | Landfill Gas |  | MIS_WUMS | Wisconsin | 55 | Kenosha | 59 | 55059 | 0.8 | 13500 | 1992 | 9999 |  |  | N | Landfill Gas | [13 empty] | 0.24082 | 0.24082 | 0.24082 | 0.24082 | [11 empty] | Bio Energy Partners | 100 | Waste Management Inc | 100
Pheasant Run Landfill Gas Recovery | 54661_G_GEN3 | 54661 | G | GEN3 |  | Landfill Gas |  | MIS_WUMS | Wisconsin | 55 | Kenosha | 59 | 55059 | 0.8 | 13500 | 1996 | 9999 |  |  | N | Landfill Gas | [13 empty] | 0.24082 | 0.24082 | 0.24082 | 0.24082 | [11 empty] | Bio Energy Partners | 100 | Waste Management Inc | 100
Pheasant Run Landfill Gas Recovery | 54661_G_GEN4 | 54661 | G | GEN4 |  | Landfill Gas |  | MIS_WUMS | Wisconsin | 55 | Kenosha | 59 | 55059 | 0.8 | 13500 | 2000 | 9999 |  |  | N | Landfill Gas | [13 empty] | 0.24082 | 0.24082 | 0.24082 | 0.24082 | [11 empty] | Bio Energy Partners | 100 | Waste Management Inc | 100
Pheasant Run Landfill Gas Recovery | 54661_G_GEN5 | 54661 | G | GEN5 |  | Landfill Gas |  | MIS_WUMS | Wisconsin | 55 | Kenosha | 59 | 55059 | 0.8 | 13500 | 2000 | 9999 |  |  | N | Landfill Gas | [13 empty] | 0.24082 | 0.24082 | 0.24082 | 0.24082 | [11 empty] | Bio Energy Partners | 100 | Waste Management Inc | 100
Pheasant Run Landfill Gas Recovery | 54661_G_GEN6 | 54661 | G | GEN6 |  | Landfill Gas |  | MIS_WUMS | Wisconsin | 55 | Kenosha | 59 | 55059 | 0.8 | 13500 | 2000 | 9999 |  |  | N | Landfill Gas | [13 empty] | 0.24082 | 0.24082 | 0.24082 | 0.24082 | [11 empty] | Bio Energy Partners | 100 | Waste Management Inc | 100
Pheasant Run Landfill Gas Recovery | 54661_G_GEN7 | 54661 | G | GEN7 |  | Landfill Gas |  | MIS_WUMS | Wisconsin | 55 | Kenosha | 59 | 55059 | 0.8 | 13500 | 2000 | 9999 |  |  | N | Landfill Gas | [13 empty] | 0.24082 | 0.24082 | 0.24082 | 0.24082 | [11 empty] | Bio Energy Partners | 100 | Waste Management Inc | 100
Pheasant Run Landfill Gas Recovery | 54661_G_GE10 | 54661 | G | GE10 |  | Landfill Gas |  | MIS_WUMS | Wisconsin | 55 | Kenosha | 59 | 55059 | 0.8 | 13500 | 2002 | 9999 |  |  | N | Landfill Gas | [13 empty] | 0.24082 | 0.24082 | 0.24082 | 0.24082 | [11 empty] | Bio Energy Partners | 100 | Waste Management Inc | 100
Pheasant Run Landfill Gas Recovery | 54661_G_GE11 | 54661 | G | GE11 |  | Landfill Gas |  | MIS_WUMS | Wisconsin | 55 | Kenosha | 59 | 55059 | 0.8 | 13500 | 2002 | 9999 |  |  | N | Landfill Gas | [13 empty] | 0.24082 | 0.24082 | 0.24082 | 0.24082 | [11 empty] | Bio Energy Partners | 100 | Waste Management Inc | 100
Pheasant Run Landfill Gas Recovery | 54661_G_GEN8 | 54661 | G | GEN8 |  | Landfill Gas |  | MIS_WUMS | Wisconsin | 55 | Kenosha | 59 | 55059 | 0.8 | 13500 | 2002 | 9999 |  |  | N | Landfill Gas | [13 empty] | 0.24082 | 0.24082 | 0.24082 | 0.24082 | [11 empty] | Bio Energy Partners | 100 | Waste Management Inc | 100
Pheasant Run Landfill Gas Recovery | 54661_G_GEN9 | 54661 | G | GEN9 |  | Landfill Gas |  | MIS_WUMS | Wisconsin | 55 | Kenosha | 59 | 55059 | 0.8 | 13500 | 2002 | 9999 |  |  | N | Landfill Gas | [13 empty] | 0.24082 | 0.24082 | 0.24082 | 0.24082 | [11 empty] | Bio Energy Partners | 100 | Waste Management Inc | 100
Woodland Landfill Gas Recovery | 54662_G_GEN1 | 54662 | G | GEN1 |  | Landfill Gas |  | PJM_COMD | Illinois | 17 | Kane | 89 | 17089 | 0.8 | 13500 | 1992 | 9999 |  |  | N | Landfill Gas | [13 empty] | 0.24082 | 0.24082 | 0.24082 | 0.24082 | [11 empty] | Bio Energy Partners | 100 | Waste Management Inc | 100
Woodland Landfill Gas Recovery | 54662_G_GEN2 | 54662 | G | GEN2 |  | Landfill Gas |  | PJM_COMD | Illinois | 17 | Kane | 89 | 17089 | 0.8 | 13500 | 1992 | 9999 |  |  | N | Landfill Gas | [13 empty] | 0.24082 | 0.24082 | 0.24082 | 0.24082 | [11 empty] | Bio Energy Partners | 100 | Waste Management Inc | 100
Woodland Landfill Gas Recovery | 54662_G_GEN3 | 54662 | G | GEN3 |  | Landfill Gas |  | PJM_COMD | Illinois | 17 | Kane | 89 | 17089 | 1.6 | 13500 | 2010 | 9999 |  |  | N | Landfill Gas | [13 empty] | 0.24082 | 0.24082 | 0.24082 | 0.24082 | [11 empty] | Bio Energy Partners | 100 | Waste Management Inc | 100
Woodland Landfill Gas Recovery | 54662_G_GEN4 | 54662 | G | GEN4 |  | Landfill Gas |  | PJM_COMD | Illinois | 17 | Kane | 89 | 17089 | 1.6 | 13500 | 2010 | 9999 |  |  | N | Landfill Gas | [13 empty] | 0.24082 | 0.24082 | 0.24082 | 0.24082 | [11 empty] | Bio Energy Partners | 100 | Waste Management Inc | 100
Turnkey Landfill Gas Recovery | 54663_G_GEN1 | 54663 | G | GEN1 |  | Landfill Gas |  | NENGREST | New Hampshire | 33 | Strafford | 17 | 33017 | 0.8 | 13500 | 1992 | 9999 |  |  | N | Landfill Gas | [12 empty] | 0.245 | 0.03604 | 0.03604 | 0.03604 | 0.03604 | [11 empty] | Bio Energy Partners | 100 | Waste Management Inc | 100
Turnkey Landfill Gas Recovery | 54663_G_GEN2 | 54663 | G | GEN2 |  | Landfill Gas |  | NENGREST | New Hampshire | 33 | Strafford | 17 | 33017 | 0.8 | 13500 | 1992 | 9999 |  |  | N | Landfill Gas | [12 empty] | 0.245 | 0.0276 | 0.0276 | 0.0276 | 0.0276 | [11 empty] | Bio Energy Partners | 100 | Waste Management Inc | 100
Turnkey Landfill Gas Recovery | 54663_G_GEN3 | 54663 | G | GEN3 |  | Landfill Gas |  | NENGREST | New Hampshire | 33 | Strafford | 17 | 33017 | 0.8 | 13500 | 1992 | 9999 |  |  | N | Landfill Gas | [12 empty] | 0.245 | 0.02692 | 0.02692 | 0.02692 | 0.02692 | [11 empty] | Bio Energy Partners | 100 | Waste Management Inc | 100
Turnkey Landfill Gas Recovery | 54663_G_GEN4 | 54663 | G | GEN4 |  | Landfill Gas |  | NENGREST | New Hampshire | 33 | Strafford | 17 | 33017 | 0.8 | 13500 | 1993 | 9999 |  |  | N | Landfill Gas | [12 empty] | 0.245 | 0.17324 | 0.17324 | 0.17324 | 0.17324 | [11 empty] | Bio Energy Partners | 100 | Waste Management Inc | 100
Turnkey Landfill Gas Recovery | 54663_G_GEN5 | 54663 | G | GEN5 |  | Landfill Gas |  | NENGREST | New Hampshire | 33 | Strafford | 17 | 33017 | 2.9 | 19558 | 1997 | 9999 |  |  | N | Landfill Gas | [12 empty] | 0.246 | 0.07681 | 0.07681 | 0.07681 | 0.07681 | [11 empty] | Bio Energy Partners | 100 | Waste Management Inc | 100
Turnkey Landfill Gas Recovery | 54663_G_GEN6 | 54663 | G | GEN6 |  | Landfill Gas |  | NENGREST | New Hampshire | 33 | Strafford | 17 | 33017 | 2.9 | 19558 | 1997 | 9999 |  |  | N | Landfill Gas | [12 empty] | 0.246 | 0.15522 | 0.15522 | 0.15522 | 0.15522 | [11 empty] | Bio Energy Partners | 100 | Waste Management Inc | 100
Steamboat II | 54665_G_T201 | 54665 | G | T201 |  | Geothermal |  | WECC_NNV | Nevada | 32 | Washoe | 31 | 32031 | 5.4 | 9771 | 1992 | 9999 |  |  | N | Geothermal | [13 empty] | 0 | 0 | 0 | 0 | 0.4563 | 0.4563 | 0.4563 | [8 empty] | Steamboat Development Corp | 100 | Ormat Technologies Inc | 100
Steamboat II | 54665_G_T202 | 54665 | G | T202 |  | Geothermal |  | WECC_NNV | Nevada | 32 | Washoe | 31 | 32031 | 5.4 | 9771 | 1992 | 9999 |  |  | N | Geothermal | [13 empty] | 0 | 0 | 0 | 0 | 0.4563 | 0.4563 | 0.4563 | [8 empty] | Steamboat Development Corp | 100 | Ormat Technologies Inc | 100
Steamboat III | 54666_G_T301 | 54666 | G | T301 |  | Geothermal |  | WECC_NNV | Nevada | 32 | Washoe | 31 | 32031 | 5.4 | 9771 | 1992 | 9999 |  |  | N | Geothermal | [13 empty] | 0 | 0 | 0 | 0 | 0.4563 | 0.4563 | 0.4563 | [8 empty] | Steamboat Development Corp | 100 | Ormat Technologies Inc | 100
Steamboat III | 54666_G_T302 | 54666 | G | T302 |  | Geothermal |  | WECC_NNV | Nevada | 32 | Washoe | 31 | 32031 | 5.4 | 9771 | 1992 | 9999 |  |  | N | Geothermal | [13 empty] | 0 | 0 | 0 | 0 | 0.4563 | 0.4563 | 0.4563 | [8 empty] | Steamboat Development Corp | 100 | Ormat Technologies Inc | 100
Falls River Hydro | 54668_G_1 | 54668 | G | 1 |  | Hydro |  | WECC_ID | Idaho | 16 | Fremont | 43 | 16043 | 4.5 | 0 | 1993 | 9999 |  |  | N | Hydro | [13 empty] | 0 | 0 | 0 | 0 | [11 empty] | Environmental Energy Co | 50 | Environmental Energy Co | 50
Falls River Hydro | 54668_G_2 | 54668 | G | 2 |  | Hydro |  | WECC_ID | Idaho | 16 | Fremont | 43 | 16043 | 4.5 | 0 | 1993 | 9999 |  |  | N | Hydro | [13 empty] | 0 | 0 | 0 | 0 | [11 empty] | Environmental Energy Co | 50 | Environmental Energy Co | 50
Ford Hydro LP | 54674_G_GEN1 | 54674 | G | GEN1 |  | Hydro |  | WECC_PNW | Idaho | 16 | Clearwater | 35 | 16035 | 0.2 | 0 | 1988 | 9999 |  |  | N | Hydro | [13 empty] | 0 | 0 | 0 | 0 | [11 empty] | Ford Hydro LP | 100 | Ford Hydro LP | 100
Ford Hydro LP | 54674_G_GEN2 | 54674 | G | GEN2 |  | Hydro |  | WECC_PNW | Idaho | 16 | Clearwater | 35 | 16035 | 0.2 | 0 | 1988 | 9999 |  |  | N | Hydro | [13 empty] | 0 | 0 | 0 | 0 | [11 empty] | Ford Hydro LP | 100 | Ford Hydro LP | 100
Ford Hydro LP | 54674_G_GEN3 | 54674 | G | GEN3 |  | Hydro |  | WECC_PNW | Idaho | 16 | Clearwater | 35 | 16035 | 0.2 | 0 | 1988 | 9999 |  |  | N | Hydro | [13 empty] | 0 | 0 | 0 | 0 | [11 empty] | Ford Hydro LP | 100 | Ford Hydro LP | 100
Oyster Creek Unit VIII | 54676_G_G81 | 54676 | G | G81 |  | Combined Cycle |  | ERC_REST | Texas | 48 | Brazoria | 39 | 48039 | 73 | 6281 | 1994 | 9999 |  |  | Y | Natural Gas | [13 empty] | 0.02038 | 0.02038 | 0.02038 | 0.02038 | [11 empty] | Freeport Power Limited | 100 | Toyota Tsusho Corp | 100
Oyster Creek Unit VIII | 54676_G_G82 | 54676 | G | G82 |  | Combined Cycle |  | ERC_REST | Texas | 48 | Brazoria | 39 | 48039 | 73 | 6281 | 1994 | 9999 |  |  | Y | Natural Gas | [13 empty] | 0.02038 | 0.02038 | 0.02038 | 0.02038 | [11 empty] | Freeport Power Limited | 100 | Toyota Tsusho Corp | 100
Oyster Creek Unit VIII | 54676_G_G83 | 54676 | G | G83 |  | Combined Cycle |  | ERC_REST | Texas | 48 | Brazoria | 39 | 48039 | 73 | 6281 | 1994 | 9999 |  |  | Y | Natural Gas | [13 empty] | 0.02038 | 0.02038 | 0.02038 | 0.02038 | [11 empty] | Freeport Power Limited | 100 | Toyota Tsusho Corp | 100
Oyster Creek Unit VIII | 54676_G_G84 | 54676 | G | G84 |  | Combined Cycle |  | ERC_REST | Texas | 48 | Brazoria | 39 | 48039 | 160 | 6281 | 1994 | 9999 |  |  | Y | Natural Gas | [13 empty] | 0.02038 | 0.02038 | 0.02038 | 0.02038 | [11 empty] | Freeport Power Limited | 100 | Toyota Tsusho Corp | 100
CII Carbon LLC | 54677_B_HRB | 54677 | B | HRB |  | Non-Fossil Waste |  | MIS_AMSO | Louisiana | 22 | St Bernard | 87 | 22087 | 46 | 9196 | 1981 | 9999 |  |  | Y | Non-Fossil Waste | Dry Scrubber | 2015 | 0.97 | other |  |  |  | B | NA |  |  |  | 1.2 | 0 | 0 | 0 | 0 |  |  |  |  | Yes | [6 empty] | CII Carbon LLC | 100 | CII Carbon LLC | 100
Sidney A Murray Jr Hydroelectric | 54678_G_01 | 54678 | G | 01 |  | Hydro |  | MIS_LA | Louisiana | 22 | Concordia | 29 | 22029 | 24 | 0 | 1990 | 9999 |  |  | N | Hydro | [13 empty] | 0 | 0 | 0 | 0 | [11 empty] | Louisiana Hydro Ltd Partners | 100 | Brookfield Asset Management Inc | 100
Sidney A Murray Jr Hydroelectric | 54678_G_02 | 54678 | G | 02 |  | Hydro |  | MIS_LA | Louisiana | 22 | Concordia | 29 | 22029 | 24 | 0 | 1990 | 9999 |  |  | N | Hydro | [13 empty] | 0 | 0 | 0 | 0 | [11 empty] | Louisiana Hydro Ltd Partners | 100 | Brookfield Asset Management Inc | 100
Sidney A Murray Jr Hydroelectric | 54678_G_03 | 54678 | G | 03 |  | Hydro |  | MIS_LA | Louisiana | 22 | Concordia | 29 | 22029 | 24 | 0 | 1990 | 9999 |  |  | N | Hydro | [13 empty] | 0 | 0 | 0 | 0 | [11 empty] | Louisiana Hydro Ltd Partners | 100 | Brookfield Asset Management Inc | 100
Sidney A Murray Jr Hydroelectric | 54678_G_04 | 54678 | G | 04 |  | Hydro |  | MIS_LA | Louisiana | 22 | Concordia | 29 | 22029 | 24 | 0 | 1990 | 9999 |  |  | N | Hydro | [13 empty] | 0 | 0 | 0 | 0 | [11 empty] | Louisiana Hydro Ltd Partners | 100 | Brookfield Asset Management Inc | 100
Sidney A Murray Jr Hydroelectric | 54678_G_05 | 54678 | G | 05 |  | Hydro |  | MIS_LA | Louisiana | 22 | Concordia | 29 | 22029 | 24 | 0 | 1990 | 9999 |  |  | N | Hydro | [13 empty] | 0 | 0 | 0 | 0 | [11 empty] | Louisiana Hydro Ltd Partners | 100 | Brookfield Asset Management Inc | 100
Sidney A Murray Jr Hydroelectric | 54678_G_06 | 54678 | G | 06 |  | Hydro |  | MIS_LA | Louisiana | 22 | Concordia | 29 | 22029 | 24 | 0 | 1990 | 9999 |  |  | N | Hydro | [13 empty] | 0 | 0 | 0 | 0 | [11 empty] | Louisiana Hydro Ltd Partners | 100 | Brookfield Asset Management Inc | 100
Sidney A Murray Jr Hydroelectric | 54678_G_07 | 54678 | G | 07 |  | Hydro |  | MIS_LA | Louisiana | 22 | Concordia | 29 | 22029 | 24 | 0 | 1990 | 9999 |  |  | N | Hydro | [13 empty] | 0 | 0 | 0 | 0 | [11 empty] | Louisiana Hydro Ltd Partners | 100 | Brookfield Asset Management Inc | 100
Sidney A Murray Jr Hydroelectric | 54678_G_08 | 54678 | G | 08 |  | Hydro |  | MIS_LA | Louisiana | 22 | Concordia | 29 | 22029 | 24 | 0 | 1990 | 9999 |  |  | N | Hydro | [13 empty] | 0 | 0 | 0 | 0 | [11 empty] | Louisiana Hydro Ltd Partners | 100 | Brookfield Asset Management Inc | 100
Boulder City Lakewood Hydro | 54679_G_0001 | 54679 | G | 0001 |  | Hydro |  | WECC_CO | Colorado | 8 | Boulder | 13 | 08013 | 3.5 | 0 | 2004 | 9999 |  |  | N | Hydro | [13 empty] | 0 | 0 | 0 | 0 | [11 empty] | Boulder CO (City of) | 100 | Boulder CO (City of) | 100
Boulder City Betasso Hydro Plant | 54680_G_0001 | 54680 | G | 0001 |  | Hydro |  | WECC_CO | Colorado | 8 | Boulder | 13 | 08013 | 3 | 0 | 1987 | 9999 |  |  | N | Hydro | [13 empty] | 0 | 0 | 0 | 0 | [11 empty] | Boulder CO (City of) | 100 | Boulder CO (City of) | 100
Difwind Farms Ltd VI | 54686_G_EXIS | 54686 | G | EXIS |  | Onshore Wind |  | WECC_SCE | California | 6 | Kern | 29 | 06029 | 25.3 | 0 | 1987 | 9999 |  |  | N | Wind | [13 empty] | 0 | 0 | 0 | 0 | [11 empty] | Difwind Farms Ltd VI | 100 | EDF Group | 100
Heber Geothermal | 54689_G_1 | 54689 | G | 1 |  | Geothermal |  | WECC_IID | California | 6 | Imperial | 25 | 06025 | 38 | 9771 | 1985 | 9999 |  |  | N | Geothermal | [13 empty] | 0 | 0 | 0 | 0 | 0.4625 | 0.4625 | 0.4625 | [8 empty] | Heber Geothermal Co LLC | 100 | Ormat Technologies Inc | 100
Heber Geothermal | 54689_G_2 | 54689 | G | 2 |  | Geothermal |  | WECC_IID | California | 6 | Imperial | 25 | 06025 | 5 | 9771 | 2006 | 9999 |  |  | N | Geothermal | [13 empty] | 0 | 0 | 0 | 0 | 0.4625 | 0.4625 | 0.4625 | [8 empty] | Heber Geothermal Co LLC | 100 | Ormat Technologies Inc | 100
Heber Geothermal | 54689_G_3 | 54689 | G | 3 |  | Geothermal |  | WECC_IID | California | 6 | Imperial | 25 | 06025 | 2.5 | 9771 | 2006 | 9999 |  |  | N | Geothermal | [13 empty] | 0 | 0 | 0 | 0 | 0.4625 | 0.4625 | 0.4625 | [8 empty] | Heber Geothermal Co LLC | 100 | Ormat Technologies Inc | 100
Heber Geothermal | 54689_G_4 | 54689 | G | 4 |  | Geothermal |  | WECC_IID | California | 6 | Imperial | 25 | 06025 | 16 | 9760 | 2018 | 9999 |  |  | N | Geothermal | [13 empty] | 0 | 0 | 0 | 0 | 0.4625 | 0.4625 | 0.4625 | [8 empty] | Heber Geothermal Co LLC | 100 | Ormat Technologies Inc | 100
Lower Beaver Falls Project | 54691_G_2G | 54691 | G | 2G |  | Hydro |  | NY_Z_C&E | New York | 36 | Lewis | 49 | 36049 | 0.5 | 0 | 1979 | 9999 |  |  | N | Hydro | [13 empty] | 0 | 0 | 0 | 0 | [11 empty] | Algonquin Power Beaver Falls LLC | 100 | Hudson Clean Energy Partners LP | 100
Lower Beaver Falls Project | 54691_G_3G | 54691 | G | 3G |  | Hydro |  | NY_Z_C&E | New York | 36 | Lewis | 49 | 36049 | 0.5 | 0 | 1979 | 9999 |  |  | N | Hydro | [13 empty] | 0 | 0 | 0 | 0 | [11 empty] | Algonquin Power Beaver Falls LLC | 100 | Hudson Clean Energy Partners LP | 100
Yuma Cogeneration Associates | 54694_G_GEN1 | 54694 | G | GEN1 | 91085 | Combined Cycle |  | WECC_AZ | Arizona | 4 | Yuma | 27 | 04027 | 35.1 | 8037 | 1994 | 9999 |  |  | Y | Natural Gas |  |  |  | STM | [9 empty] | 0.087759 | 0.087759 | 0.087759 | 0.087759 | [11 empty] | Yuma Cogeneration Associates | 100 | TransAlta Corp | 100
Yuma Cogeneration Associates | 54694_G_GEN2 | 54694 | G | GEN2 | 91085 | Combined Cycle |  | WECC_AZ | Arizona | 4 | Yuma | 27 | 04027 | 17.1 | 8037 | 1994 | 9999 |  |  | Y | Natural Gas |  |  |  | STM | [9 empty] | 0.087759 | 0.087759 | 0.087759 | 0.087759 | [11 empty] | Yuma Cogeneration Associates | 100 | TransAlta Corp | 100
Metro Methane Recovery Facility | 54700_G_GEN1 | 54700 | G | GEN1 |  | Landfill Gas |  | MIS_MIDA | Iowa | 19 | Polk | 153 | 19153 | 0.8 | 13500 | 1998 | 9999 |  |  | N | Landfill Gas | [13 empty] | 0.24082 | 0.24082 | 0.24082 | 0.24082 | [11 empty] | WM Renewable Energy LLC | 100 | Waste Management Inc | 100
Metro Methane Recovery Facility | 54700_G_GEN2 | 54700 | G | GEN2 |  | Landfill Gas |  | MIS_MIDA | Iowa | 19 | Polk | 153 | 19153 | 0.8 | 13500 | 1998 | 9999 |  |  | N | Landfill Gas | [13 empty] | 0.24082 | 0.24082 | 0.24082 | 0.24082 | [11 empty] | WM Renewable Energy LLC | 100 | Waste Management Inc | 100
Metro Methane Recovery Facility | 54700_G_GEN3 | 54700 | G | GEN3 |  | Landfill Gas |  | MIS_MIDA | Iowa | 19 | Polk | 153 | 19153 | 0.8 | 13500 | 1998 | 9999 |  |  | N | Landfill Gas | [13 empty] | 0.24082 | 0.24082 | 0.24082 | 0.24082 | [11 empty] | WM Renewable Energy LLC | 100 | Waste Management Inc | 100
Metro Methane Recovery Facility | 54700_G_GEN4 | 54700 | G | GEN4 |  | Landfill Gas |  | MIS_MIDA | Iowa | 19 | Polk | 153 | 19153 | 0.8 | 13500 | 1998 | 9999 |  |  | N | Landfill Gas | [13 empty] | 0.24082 | 0.24082 | 0.24082 | 0.24082 | [11 empty] | WM Renewable Energy LLC | 100 | Waste Management Inc | 100
Metro Methane Recovery Facility | 54700_G_GEN5 | 54700 | G | GEN5 |  | Landfill Gas |  | MIS_MIDA | Iowa | 19 | Polk | 153 | 19153 | 0.8 | 13500 | 1998 | 9999 |  |  | N | Landfill Gas | [13 empty] | 0.24082 | 0.24082 | 0.24082 | 0.24082 | [11 empty] | WM Renewable Energy LLC | 100 | Waste Management Inc | 100
Metro Methane Recovery Facility | 54700_G_GEN6 | 54700 | G | GEN6 |  | Landfill Gas |  | MIS_MIDA | Iowa | 19 | Polk | 153 | 19153 | 0.8 | 13500 | 1998 | 9999 |  |  | N | Landfill Gas | [13 empty] | 0.24082 | 0.24082 | 0.24082 | 0.24082 | [11 empty] | WM Renewable Energy LLC | 100 | Waste Management Inc | 100
Metro Methane Recovery Facility | 54700_G_GEN7 | 54700 | G | GEN7 |  | Landfill Gas |  | MIS_MIDA | Iowa | 19 | Polk | 153 | 19153 | 0.8 | 13500 | 1998 | 9999 |  |  | N | Landfill Gas | [13 empty] | 0.24082 | 0.24082 | 0.24082 | 0.24082 | [11 empty] | WM Renewable Energy LLC | 100 | Waste Management Inc | 100
Metro Methane Recovery Facility | 54700_G_GEN8 | 54700 | G | GEN8 |  | Landfill Gas |  | MIS_MIDA | Iowa | 19 | Polk | 153 | 19153 | 0.8 | 13500 | 1998 | 9999 |  |  | N | Landfill Gas | [13 empty] | 0.24082 | 0.24082 | 0.24082 | 0.24082 | [11 empty] | WM Renewable Energy LLC | 100 | Waste Management Inc | 100
Metro Methane Recovery Facility | 54700_G_GEN10 | 54700 | G | GEN10 |  | Landfill Gas |  | MIS_MIDA | Iowa | 19 | Polk | 153 | 19153 | 1.6 | 13500 | 2014 | 9999 |  |  | N | Landfill Gas | [13 empty] | 0.24082 | 0.24082 | 0.24082 | 0.24082 | [11 empty] | WM Renewable Energy LLC | 100 | Waste Management Inc | 100
Metro Methane Recovery Facility | 54700_G_GEN11 | 54700 | G | GEN11 |  | Landfill Gas |  | MIS_MIDA | Iowa | 19 | Polk | 153 | 19153 | 1.6 | 13500 | 2014 | 9999 |  |  | N | Landfill Gas | [13 empty] | 0.24082 | 0.24082 | 0.24082 | 0.24082 | [11 empty] | WM Renewable Energy LLC | 100 | Waste Management Inc | 100
Metro Methane Recovery Facility | 54700_G_GEN12 | 54700 | G | GEN12 |  | Landfill Gas |  | MIS_MIDA | Iowa | 19 | Polk | 153 | 19153 | 1.6 | 13500 | 2014 | 9999 |  |  | N | Landfill Gas | [13 empty] | 0.24082 | 0.24082 | 0.24082 | 0.24082 | [11 empty] | WM Renewable Energy LLC | 100 | Waste Management Inc | 100
Alliant SBD 9205 A Y McDonald | 54710_G_0002 | 54710 | G | 0002 |  | Combustion Turbine | IC Engine | MIS_IA | Iowa | 19 | Dubuque | 61 | 19061 | 1.6 | 25000 | 1990 | 9999 |  |  | N | Distillate Fuel Oil | [12 empty] | 0.194 | 1.6498 | 1.6498 | 1.6498 | 1.6498 | [11 empty] | Alliant Energy Integ Ser Cogeneration | 100 | Alliant Energy Corp | 100
Alliant SBD 9205 A Y McDonald | 54710_G_0001 | 54710 | G | 0001 |  | Combustion Turbine | IC Engine | MIS_IA | Iowa | 19 | Dubuque | 61 | 19061 | 1.5 | 25000 | 1993 | 9999 |  |  | N | Distillate Fuel Oil | [12 empty] | 0.165 | 1.6498 | 1.6498 | 1.6498 | 1.6498 | [11 empty] | Alliant Energy Integ Ser Cogeneration | 100 | Alliant Energy Corp | 100
Alliant SBD 9205 A Y McDonald | 54710_G_0003 | 54710 | G | 0003 |  | Combustion Turbine | IC Engine | MIS_IA | Iowa | 19 | Dubuque | 61 | 19061 | 0.5 | 25000 | 2016 | 9999 |  |  | N | Distillate Fuel Oil | [13 empty] | 1.6498 | 1.6498 | 1.6498 | 1.6498 | [11 empty] | Alliant Energy Integ Ser Cogeneration | 100 | Alliant Energy Corp | 100
Alliant SBD 9201 Norplex | 54712_G_0044 | 54712 | G | 0044 |  | Combustion Turbine | IC Engine | MIS_IA | Iowa | 19 | Allamakee | 5 | 19005 | 1.1 | 25000 | 1988 | 9999 |  |  | N | Distillate Fuel Oil | [12 empty] | 2.5 | 1.6498 | 1.6498 | 1.6498 | 1.6498 | [11 empty] | Alliant Energy Integ Ser Cogeneration | 100 | Alliant Energy Corp | 100
Alliant SBD 9201 Norplex | 54712_G_0002 | 54712 | G | 0002 |  | Combustion Turbine | IC Engine | MIS_IA | Iowa | 19 | Allamakee | 5 | 19005 | 1 | 25000 | 2014 | 9999 |  |  | N | Distillate Fuel Oil | [13 empty] | 1.6498 | 1.6498 | 1.6498 | 1.6498 | [11 empty] | Alliant Energy Integ Ser Cogeneration | 100 | Alliant Energy Corp | 100
Alliant SBD 9107 JBS USA | 54715_G_2665 | 54715 | G | 2665 |  | Combustion Turbine | IC Engine | MIS_IA | Iowa | 19 | Marshall | 127 | 19127 | 1.6 | 25000 | 1992 | 9999 |  |  | N | Distillate Fuel Oil | [12 empty] | 0.15 | 1.6498 | 1.6498 | 1.6498 | 1.6498 | [11 empty] | Alliant Energy Integ Ser Cogeneration | 100 | Alliant Energy Corp | 100
Alliant SBD 9107 JBS USA | 54715_G_2688 | 54715 | G | 2688 |  | Combustion Turbine | IC Engine | MIS_IA | Iowa | 19 | Marshall | 127 | 19127 | 1.6 | 25000 | 1992 | 9999 |  |  | N | Distillate Fuel Oil | [12 empty] | 0.15 | 1.6498 | 1.6498 | 1.6498 | 1.6498 | [11 empty] | Alliant Energy Integ Ser Cogeneration | 100 | Alliant Energy Corp | 100
Alliant SBD 9107 JBS USA | 54715_G_2689 | 54715 | G | 2689 |  | Combustion Turbine | IC Engine | MIS_IA | Iowa | 19 | Marshall | 127 | 19127 | 1.6 | 25000 | 1992 | 9999 |  |  | N | Distillate Fuel Oil | [12 empty] | 0.15 | 1.6498 | 1.6498 | 1.6498 | 1.6498 | [11 empty] | Alliant Energy Integ Ser Cogeneration | 100 | Alliant Energy Corp | 100
Alliant SBD 9107 JBS USA | 54715_G_4644 | 54715 | G | 4644 |  | Combustion Turbine | IC Engine | MIS_IA | Iowa | 19 | Marshall | 127 | 19127 | 1.6 | 25000 | 1994 | 9999 |  |  | N | Distillate Fuel Oil | [12 empty] | 0.15 | 1.6498 | 1.6498 | 1.6498 | 1.6498 | [11 empty] | Alliant Energy Integ Ser Cogeneration | 100 | Alliant Energy Corp | 100
Alliant SBD 9107 JBS USA | 54715_G_4658 | 54715 | G | 4658 |  | Combustion Turbine | IC Engine | MIS_IA | Iowa | 19 | Marshall | 127 | 19127 | 1.6 | 25000 | 1996 | 9999 |  |  | N | Distillate Fuel Oil | [12 empty] | 0.15 | 1.6498 | 1.6498 | 1.6498 | 1.6498 | [11 empty] | Alliant Energy Integ Ser Cogeneration | 100 | Alliant Energy Corp | 100
Alliant SBD 9107 JBS USA | 54715_G_4659 | 54715 | G | 4659 |  | Combustion Turbine | IC Engine | MIS_IA | Iowa | 19 | Marshall | 127 | 19127 | 1.6 | 25000 | 1998 | 9999 |  |  | N | Distillate Fuel Oil | [12 empty] | 0.15 | 1.6498 | 1.6498 | 1.6498 | 1.6498 | [11 empty] | Alliant Energy Integ Ser Cogeneration | 100 | Alliant Energy Corp | 100
Alliant SBD 9107 JBS USA | 54715_G_4660 | 54715 | G | 4660 |  | Combustion Turbine | IC Engine | MIS_IA | Iowa | 19 | Marshall | 127 | 19127 | 1.8 | 25000 | 2000 | 9999 |  |  | N | Distillate Fuel Oil | [12 empty] | 0.14 | 1.6498 | 1.6498 | 1.6498 | 1.6498 | [11 empty] | Alliant Energy Integ Ser Cogeneration | 100 | Alliant Energy Corp | 100
Alliant SBD 8602 Marion Sub | 54716_G_1536 | 54716 | G | 1536 |  | Combustion Turbine | IC Engine | MIS_IA | Iowa | 19 | Linn | 113 | 19113 | 1.5 | 21488 | 1986 | 9999 |  |  | N | Distillate Fuel Oil | [12 empty] | 2.5 | 1.6498 | 1.6498 | 1.6498 | 1.6498 | [11 empty] | Alliant Energy Integ Ser Cogeneration | 100 | Alliant Energy Corp | 100
Alliant SBD 8602 Marion Sub | 54716_G_2734 | 54716 | G | 2734 |  | Combustion Turbine | IC Engine | MIS_IA | Iowa | 19 | Linn | 113 | 19113 | 1.5 | 21949 | 1986 | 9999 |  |  | N | Distillate Fuel Oil | [12 empty] | 2.5 | 1.6498 | 1.6498 | 1.6498 | 1.6498 | [11 empty] | Alliant Energy Integ Ser Cogeneration | 100 | Alliant Energy Corp | 100
Alliant SBD 8602 Marion Sub | 54716_G_2741 | 54716 | G | 2741 |  | Combustion Turbine | IC Engine | MIS_IA | Iowa | 19 | Linn | 113 | 19113 | 1.1 | 22721 | 1986 | 9999 |  |  | N | Distillate Fuel Oil | [12 empty] | 2.5 | 1.6498 | 1.6498 | 1.6498 | 1.6498 | [11 empty] | Alliant Energy Integ Ser Cogeneration | 100 | Alliant Energy Corp | 100
Alliant SBD 8602 Marion Sub | 54716_G_2785 | 54716 | G | 2785 |  | Combustion Turbine | IC Engine | MIS_IA | Iowa | 19 | Linn | 113 | 19113 | 1.5 | 21949 | 1986 | 9999 |  |  | N | Distillate Fuel Oil | [12 empty] | 2.5 | 1.6498 | 1.6498 | 1.6498 | 1.6498 | [11 empty] | Alliant Energy Integ Ser Cogeneration | 100 | Alliant Energy Corp | 100
Alliant SBD 9106 Rockwell CR | 54717_G_2671 | 54717 | G | 2671 |  | Combustion Turbine | IC Engine | MIS_IA | Iowa | 19 | Linn | 113 | 19113 | 1.6 | 24323 | 1992 | 9999 |  |  | N | Distillate Fuel Oil | [12 empty] | 2.5 | 1.6498 | 1.6498 | 1.6498 | 1.6498 | [11 empty] | Alliant Energy Integ Ser Cogeneration | 100 | Alliant Energy Corp | 100
Alliant SBD 9106 Rockwell CR | 54717_G_2672 | 54717 | G | 2672 |  | Combustion Turbine | IC Engine | MIS_IA | Iowa | 19 | Linn | 113 | 19113 | 1.6 | 25000 | 1992 | 9999 |  |  | N | Distillate Fuel Oil | [12 empty] | 2.5 | 1.6498 | 1.6498 | 1.6498 | 1.6498 | [11 empty] | Alliant Energy Integ Ser Cogeneration | 100 | Alliant Energy Corp | 100
Alliant SBD 9106 Rockwell CR | 54717_G_2675 | 54717 | G | 2675 |  | Combustion Turbine | IC Engine | MIS_IA | Iowa | 19 | Linn | 113 | 19113 | 1.6 | 25000 | 1992 | 9999 |  |  | N | Distillate Fuel Oil | [12 empty] | 2.5 | 1.6498 | 1.6498 | 1.6498 | 1.6498 | [11 empty] | Alliant Energy Integ Ser Cogeneration | 100 | Alliant Energy Corp | 100
Alliant SBD 9106 Rockwell CR | 54717_G_2678 | 54717 | G | 2678 |  | Combustion Turbine | IC Engine | MIS_IA | Iowa | 19 | Linn | 113 | 19113 | 1.6 | 25000 | 1992 | 9999 |  |  | N | Distillate Fuel Oil | [12 empty] | 2.5 | 1.6498 | 1.6498 | 1.6498 | 1.6498 | [11 empty] | Alliant Energy Integ Ser Cogeneration | 100 | Alliant Energy Corp | 100
Alliant SBD 9106 Rockwell CR | 54717_G_2679 | 54717 | G | 2679 |  | Combustion Turbine | IC Engine | MIS_IA | Iowa | 19 | Linn | 113 | 19113 | 1.6 | 25000 | 1992 | 9999 |  |  | N | Distillate Fuel Oil | [12 empty] | 2.5 | 1.6498 | 1.6498 | 1.6498 | 1.6498 | [11 empty] | Alliant Energy Integ Ser Cogeneration | 100 | Alliant Energy Corp | 100
Alliant SBD 9106 Rockwell CR | 54717_G_2682 | 54717 | G | 2682 |  | Combustion Turbine | IC Engine | MIS_IA | Iowa | 19 | Linn | 113 | 19113 | 1.6 | 25000 | 1992 | 9999 |  |  | N | Distillate Fuel Oil | [12 empty] | 2.5 | 1.6498 | 1.6498 | 1.6498 | 1.6498 | [11 empty] | Alliant Energy Integ Ser Cogeneration | 100 | Alliant Energy Corp | 100
Alliant SBD 9106 Rockwell CR | 54717_G_2683 | 54717 | G | 2683 |  | Combustion Turbine | IC Engine | MIS_IA | Iowa | 19 | Linn | 113 | 19113 | 1.6 | 25000 | 1992 | 9999 |  |  | N | Distillate Fuel Oil | [12 empty] | 2.5 | 1.6498 | 1.6498 | 1.6498 | 1.6498 | [11 empty] | Alliant Energy Integ Ser Cogeneration | 100 | Alliant Energy Corp | 100
Alliant SBD 9106 Rockwell CR | 54717_G_2684 | 54717 | G | 2684 |  | Combustion Turbine | IC Engine | MIS_IA | Iowa | 19 | Linn | 113 | 19113 | 1.6 | 25000 | 1992 | 9999 |  |  | N | Distillate Fuel Oil | [12 empty] | 2.5 | 1.6498 | 1.6498 | 1.6498 | 1.6498 | [11 empty] | Alliant Energy Integ Ser Cogeneration | 100 | Alliant Energy Corp | 100
Alliant SBD 9106 Rockwell CR | 54717_G_2685 | 54717 | G | 2685 |  | Combustion Turbine | IC Engine | MIS_IA | Iowa | 19 | Linn | 113 | 19113 | 1.6 | 25000 | 1992 | 9999 |  |  | N | Distillate Fuel Oil | [12 empty] | 2.5 | 1.6498 | 1.6498 | 1.6498 | 1.6498 | [11 empty] | Alliant Energy Integ Ser Cogeneration | 100 | Alliant Energy Corp | 100
Alliant SBD 9106 Rockwell CR | 54717_G_2690 | 54717 | G | 2690 |  | Combustion Turbine | IC Engine | MIS_IA | Iowa | 19 | Linn | 113 | 19113 | 1.6 | 25000 | 1992 | 9999 |  |  | N | Distillate Fuel Oil | [12 empty] | 2.5 | 1.6498 | 1.6498 | 1.6498 | 1.6498 | [11 empty] | Alliant Energy Integ Ser Cogeneration | 100 | Alliant Energy Corp | 100
Alliant SBD 9206 Donaldson | 54718_G_4632 | 54718 | G | 4632 |  | Combustion Turbine | IC Engine | MIS_IA | Iowa | 19 | Howard | 89 | 19089 | 1.6 | 21205 | 1995 | 9999 |  |  | N | Distillate Fuel Oil | [12 empty] | 0.697 | 1.6498 | 1.6498 | 1.6498 | 1.6498 | [11 empty] | Alliant Energy Integ Ser Cogeneration | 100 | Alliant Energy Corp | 100
Alliant SBD 9203 Profol | 54719_G_6916 | 54719 | G | 6916 |  | Combustion Turbine | IC Engine | MIS_IA | Iowa | 19 | Linn | 113 | 19113 | 1.8 | 11158 | 1996 | 9999 |  |  | N | Distillate Fuel Oil | [12 empty] | 2.5 | 1.6498 | 1.6498 | 1.6498 | 1.6498 | [11 empty] | Alliant Energy Integ Ser Cogeneration | 100 | Alliant Energy Corp | 100
Alliant SBD 9203 Profol | 54719_G_6917 | 54719 | G | 6917 |  | Combustion Turbine | IC Engine | MIS_IA | Iowa | 19 | Linn | 113 | 19113 | 1.8 | 11158 | 2001 | 9999 |  |  | N | Distillate Fuel Oil | [12 empty] | 2.5 | 1.6498 | 1.6498 | 1.6498 | 1.6498 | [11 empty] | Alliant Energy Integ Ser Cogeneration | 100 | Alliant Energy Corp | 100
Alliant SBD 9203 Profol | 54719_G_6918 | 54719 | G | 6918 |  | Combustion Turbine | IC Engine | MIS_IA | Iowa | 19 | Linn | 113 | 19113 | 2 | 10745 | 2012 | 9999 |  |  | N | Distillate Fuel Oil | [13 empty] | 1.6498 | 1.6498 | 1.6498 | 1.6498 | [11 empty] | Alliant Energy Integ Ser Cogeneration | 100 | Alliant Energy Corp | 100
Alliant SBD 8601 Quad Graphics | 54720_G_2736 | 54720 | G | 2736 |  | Combustion Turbine | IC Engine | MIS_IA | Iowa | 19 | Iowa | 95 | 19095 | 1.5 | 12283 | 1986 | 9999 |  |  | N | Distillate Fuel Oil | [12 empty] | 2.5 | 1.6498 | 1.6498 | 1.6498 | 1.6498 | [11 empty] | Alliant Energy Integ Ser Cogeneration | 100 | Alliant Energy Corp | 100
Alliant SBD 8601 Quad Graphics | 54720_G_3489 | 54720 | G | 3489 |  | Combustion Turbine | IC Engine | MIS_IA | Iowa | 19 | Iowa | 95 | 19095 | 1 | 12283 | 1991 | 9999 |  |  | N | Distillate Fuel Oil | [12 empty] | 2.5 | 1.6498 | 1.6498 | 1.6498 | 1.6498 | [11 empty] | Alliant Energy Integ Ser Cogeneration | 100 | Alliant Energy Corp | 100
Alliant SBD 8601 Quad Graphics | 54720_G_7164 | 54720 | G | 7164 |  | Combustion Turbine | IC Engine | MIS_IA | Iowa | 19 | Iowa | 95 | 19095 | 1.1 | 12283 | 1996 | 9999 |  |  | N | Distillate Fuel Oil | [12 empty] | 2.5 | 1.6498 | 1.6498 | 1.6498 | 1.6498 | [11 empty] | Alliant Energy Integ Ser Cogeneration | 100 | Alliant Energy Corp | 100
Warm Springs Power Enterprises | 54721_G_0001 | 54721 | G | 0001 |  | Hydro |  | WECC_PNW | Oregon | 41 | Jefferson | 31 | 41031 | 18.5 | 0 | 1982 | 9999 |  |  | N | Hydro | [13 empty] | 0 | 0 | 0 | 0 | [11 empty] | Warm Springs Power Enterprises | 100 | Columbia River Inter Tribal Fish Commission | 100
I 95 Landfill Phase II | 54723_G_UNT1 | 54723 | G | UNT1 |  | Landfill Gas |  | PJM_Dom | Virginia | 51 | Fairfax | 59 | 51059 | 0.8 | 13500 | 1993 | 9999 |  |  | N | Landfill Gas | [13 empty] | 0.6 | 0.6 | 0.6 | 0.6 | [11 empty] | Landfill Energy Systems LLC | 100 | Energy Investors Funds Group | 100
I 95 Landfill Phase II | 54723_G_UNT2 | 54723 | G | UNT2 |  | Landfill Gas |  | PJM_Dom | Virginia | 51 | Fairfax | 59 | 51059 | 0.8 | 13500 | 1993 | 9999 |  |  | N | Landfill Gas | [13 empty] | 0.6 | 0.6 | 0.6 | 0.6 | [11 empty] | Landfill Energy Systems LLC | 100 | Energy Investors Funds Group | 100
I 95 Landfill Phase II | 54723_G_UNT3 | 54723 | G | UNT3 |  | Landfill Gas |  | PJM_Dom | Virginia | 51 | Fairfax | 59 | 51059 | 0.8 | 13500 | 1993 | 9999 |  |  | N | Landfill Gas | [13 empty] | 0.6 | 0.6 | 0.6 | 0.6 | [11 empty] | Landfill Energy Systems LLC | 100 | Energy Investors Funds Group | 100
I 95 Landfill Phase II | 54723_G_UNT4 | 54723 | G | UNT4 |  | Landfill Gas |  | PJM_Dom | Virginia | 51 | Fairfax | 59 | 51059 | 0.8 | 13500 | 1993 | 9999 |  |  | N | Landfill Gas | [13 empty] | 0.6 | 0.6 | 0.6 | 0.6 | [11 empty] | Landfill Energy Systems LLC | 100 | Energy Investors Funds Group | 100
Ormesa II | 54724_G_OEC21 | 54724 | G | OEC21 |  | Geothermal |  | WECC_IID | California | 6 | Imperial | 25 | 06025 | 8 | 9771 | 1989 | 9999 |  |  | N | Geothermal | [13 empty] | 0 | 0 | 0 | 0 | 0.4625 | 0.4625 | 0.4625 | [8 empty] | Ormesa LLC | 100 | Ormat Technologies Inc | 100
Ormesa II | 54724_G_OEC22 | 54724 | G | OEC22 |  | Geothermal |  | WECC_IID | California | 6 | Imperial | 25 | 06025 | 8 | 9771 | 2007 | 9999 |  |  | N | Geothermal | [13 empty] | 0 | 0 | 0 | 0 | 0.4625 | 0.4625 | 0.4625 | [8 empty] | Ormesa LLC | 100 | Ormat Technologies Inc | 100
Taylor Draw Hydroelectric Facility | 54729_G_COX1 | 54729 | G | COX1 |  | Hydro |  | WECC_CO | Colorado | 8 | Rio Blanco | 103 | 08103 | 2 | 0 | 1993 | 9999 |  |  | N | Hydro | [13 empty] | 0 | 0 | 0 | 0 | [11 empty] | Rio Blanco Water Conservancy District | 100 | Rio Blanco Water Conservancy District | 100
Alliant SBD 9301 Prairie Farms | 54735_G_0079 | 54735 | G | 0079 |  | Combustion Turbine | IC Engine | MIS_IA | Iowa | 19 | Dubuque | 61 | 19061 | 1.8 | 25000 | 1993 | 9999 |  |  | N | Distillate Fuel Oil | [12 empty] | 2.5 | 1.6498 | 1.6498 | 1.6498 | 1.6498 | [11 empty] | Alliant Energy Integ Ser Cogeneration | 100 | Alliant Energy Corp | 100
Alliant SBD 9301 Prairie Farms | 54735_G_0080 | 54735 | G | 0080 |  | Combustion Turbine | IC Engine | MIS_IA | Iowa | 19 | Dubuque | 61 | 19061 | 1.1 | 25000 | 1998 | 9999 |  |  | N | Distillate Fuel Oil | [12 empty] | 2.5 | 1.6498 | 1.6498 | 1.6498 | 1.6498 | [11 empty] | Alliant Energy Integ Ser Cogeneration | 100 | Alliant Energy Corp | 100
Wheelabrator Falls | 54746_B_1 | 54746 | B | 1 |  | Municipal Solid Waste |  | PJM_EMAC | Pennsylvania | 42 | Bucks | 17 | 42017 | 22 | 16529 | 1994 | 9999 |  |  | N | MSW | Dry Scrubber | 1994 | 0.85 |  | SNCR |  |  | B | NA | ACI | 1995 |  |  | 0.24276 | 0.24276 | 0.24276 | 0.24276 | 0.08 | 0.08 | 0.08 | [8 empty] | Waste Management Inc | 100 | Waste Management Inc | 100
Wheelabrator Falls | 54746_B_2 | 54746 | B | 2 |  | Municipal Solid Waste |  | PJM_EMAC | Pennsylvania | 42 | Bucks | 17 | 42017 | 22 | 16529 | 1994 | 9999 |  |  | N | MSW | Dry Scrubber | 1994 | 0.85 |  | SNCR |  |  | B | NA | ACI | 1995 |  |  | 0.24385 | 0.24385 | 0.24385 | 0.24385 | 0.08 | 0.08 | 0.08 | [8 empty] | Waste Management Inc | 100 | Waste Management Inc | 100
Port Neches Plant | 54748_G_G1 | 54748 | G | G1 |  | Combustion Turbine |  | MIS_WOTA | Texas | 48 | Jefferson | 245 | 48245 | 32 | 8700 | 1994 | 9999 |  |  | Y | Natural Gas | [12 empty] | 3 | 0.04004 | 0.04004 | 0.04004 | 0.04004 | [11 empty] | Air Liquide Large Industries US LP | 100 | Air Liquide Group | 100
Goal Line LP | 54749_G_CTG | 54749 | G | CTG | 3795 | Combined Cycle |  | WEC_SDGE | California | 6 | San Diego | 73 | 06073 | 40 | 7749 | 1994 | 9999 |  |  | Y | Natural Gas |  |  |  | H2O | SCR | [8 empty] | 0.013968 | 0.013968 | 0.013968 | 0.013968 | [11 empty] | Goal Line LP | 100 | JPMorgan Chase & Co | 100
Goal Line LP | 54749_G_STG | 54749 | G | STG | 3795 | Combined Cycle |  | WEC_SDGE | California | 6 | San Diego | 73 | 06073 | 9.4 | 7749 | 1994 | 9999 |  |  | Y | Natural Gas |  |  |  | H2O | SCR | [8 empty] | 0.013968 | 0.013968 | 0.013968 | 0.013968 | [11 empty] | Goal Line LP | 100 | JPMorgan Chase & Co | 100
Coram Tehachapi | 54750_G_VW1 | 54750 | G | VW1 |  | Onshore Wind |  | WECC_SCE | California | 6 | Kern | 29 | 06029 | 6.5 | 0 | 1992 | 9999 |  |  | N | Wind | [13 empty] | 0 | 0 | 0 | 0 | [11 empty] | A B Energy Inc | 100 | A B Energy Inc | 100
Genesee Power Station LP | 54751_B_BLR1 | 54751 | B | BLR1 | 90200 | Biomass |  | MIS_LMI | Michigan | 26 | Genesee | 49 | 26049 | 35 | 15324 | 1995 | 9999 |  |  | N | Biomass |  |  |  |  | SNCR |  |  | ESPC | No |  |  |  |  | 0.17945 | 0.17945 | 0.17945 | 0.17945 | [11 empty] | Genesee Power Station L P | 100 | FORTISTAR | 100
Lateral 10 Ventures | 54753_G_GEN1 | 54753 | G | GEN1 |  | Hydro |  | WECC_ID | Idaho | 16 | Twin Falls | 83 | 16083 | 2.3 | 0 | 1984 | 9999 |  |  | N | Hydro | [13 empty] | 0 | 0 | 0 | 0 | [11 empty] | Lateral 10 Ventures | 100 | West American Finance Co | 100
Coopersville | 54756_G_3-1 | 54756 | G | 3-1 |  | Landfill Gas |  | MIS_LMI | Michigan | 26 | Ottawa | 139 | 26139 | 0.8 | 13500 | 1994 | 9999 |  |  | N | Landfill Gas | [13 empty] | 0.24082 | 0.24082 | 0.24082 | 0.24082 | [11 empty] | Granger Electric Co | 100 | Granger Electric Co | 100
Coopersville | 54756_G_3-2 | 54756 | G | 3-2 |  | Landfill Gas |  | MIS_LMI | Michigan | 26 | Ottawa | 139 | 26139 | 0.8 | 13500 | 1994 | 9999 |  |  | N | Landfill Gas | [13 empty] | 0.24082 | 0.24082 | 0.24082 | 0.24082 | [11 empty] | Granger Electric Co | 100 | Granger Electric Co | 100
Coopersville | 54756_G_3-3 | 54756 | G | 3-3 |  | Landfill Gas |  | MIS_LMI | Michigan | 26 | Ottawa | 139 | 26139 | 0.8 | 13500 | 1994 | 9999 |  |  | N | Landfill Gas | [13 empty] | 0.24082 | 0.24082 | 0.24082 | 0.24082 | [11 empty] | Granger Electric Co | 100 | Granger Electric Co | 100
Coopersville | 54756_G_3-4 | 54756 | G | 3-4 |  | Landfill Gas |  | MIS_LMI | Michigan | 26 | Ottawa | 139 | 26139 | 0.8 | 13500 | 1994 | 9999 |  |  | N | Landfill Gas | [13 empty] | 0.24082 | 0.24082 | 0.24082 | 0.24082 | [11 empty] | Granger Electric Co | 100 | Granger Electric Co | 100
Coopersville | 54756_G_3-5 | 54756 | G | 3-5 |  | Landfill Gas |  | MIS_LMI | Michigan | 26 | Ottawa | 139 | 26139 | 0.8 | 13500 | 1994 | 9999 |  |  | N | Landfill Gas | [13 empty] | 0.24082 | 0.24082 | 0.24082 | 0.24082 | [11 empty] | Granger Electric Co | 100 | Granger Electric Co | 100
Coopersville | 54756_G_3-6 | 54756 | G | 3-6 |  | Landfill Gas |  | MIS_LMI | Michigan | 26 | Ottawa | 139 | 26139 | 0.8 | 13500 | 1994 | 9999 |  |  | N | Landfill Gas | [13 empty] | 0.24082 | 0.24082 | 0.24082 | 0.24082 | [11 empty] | Granger Electric Co | 100 | Granger Electric Co | 100
Coopersville | 54756_G_3-7 | 54756 | G | 3-7 |  | Landfill Gas |  | MIS_LMI | Michigan | 26 | Ottawa | 139 | 26139 | 1.6 | 13500 | 2006 | 9999 |  |  | N | Landfill Gas | [13 empty] | 0.09872 | 0.09872 | 0.09872 | 0.09872 | [11 empty] | Granger Electric Co | 100 | Granger Electric Co | 100
Grand Blanc Generating Station | 54757_G_4-1 | 54757 | G | 4-1 |  | Landfill Gas |  | MIS_LMI | Michigan | 26 | Genesee | 49 | 26049 | 0.8 | 13500 | 1994 | 9999 |  |  | N | Landfill Gas | [13 empty] | 0.24082 | 0.24082 | 0.24082 | 0.24082 | [11 empty] | Energy Developments Inc | 100 | Energy Developments | 100
Grand Blanc Generating Station | 54757_G_4-2 | 54757 | G | 4-2 |  | Landfill Gas |  | MIS_LMI | Michigan | 26 | Genesee | 49 | 26049 | 0.8 | 13500 | 1994 | 9999 |  |  | N | Landfill Gas | [13 empty] | 0.24082 | 0.24082 | 0.24082 | 0.24082 | [11 empty] | Energy Developments Inc | 100 | Energy Developments | 100
Grand Blanc Generating Station | 54757_G_4-3 | 54757 | G | 4-3 |  | Landfill Gas |  | MIS_LMI | Michigan | 26 | Genesee | 49 | 26049 | 0.8 | 13500 | 1994 | 9999 |  |  | N | Landfill Gas | [13 empty] | 0.24082 | 0.24082 | 0.24082 | 0.24082 | [11 empty] | Energy Developments Inc | 100 | Energy Developments | 100
Grand Blanc Generating Station | 54757_G_4-4 | 54757 | G | 4-4 |  | Landfill Gas |  | MIS_LMI | Michigan | 26 | Genesee | 49 | 26049 | 0.8 | 13500 | 2000 | 9999 |  |  | N | Landfill Gas | [13 empty] | 0.24082 | 0.24082 | 0.24082 | 0.24082 | [11 empty] | Energy Developments Inc | 100 | Energy Developments | 100
Grand Blanc Generating Station | 54757_G_4-5 | 54757 | G | 4-5 |  | Landfill Gas |  | MIS_LMI | Michigan | 26 | Genesee | 49 | 26049 | 0.8 | 13500 | 2003 | 9999 |  |  | N | Landfill Gas | [13 empty] | 0.24082 | 0.24082 | 0.24082 | 0.24082 | [11 empty] | Energy Developments Inc | 100 | Energy Developments | 100
Grand Blanc Generating Station | 54757_G_CIB | 54757 | G | CIB |  | Landfill Gas |  | MIS_LMI | Michigan | 26 | Genesee | 49 | 26049 | 0.6 | 13500 | 2010 | 9999 |  |  | N | Landfill Gas | [13 empty] | 0.24082 | 0.24082 | 0.24082 | 0.24082 | [11 empty] | Energy Developments Inc | 100 | Energy Developments | 100
Grand Blanc Generating Station | 54757_G_4-7 | 54757 | G | 4-7 |  | Landfill Gas |  | MIS_LMI | Michigan | 26 | Genesee | 49 | 26049 | 1.6 | 13500 | 2012 | 9999 |  |  | N | Landfill Gas | [13 empty] | 0.24082 | 0.24082 | 0.24082 | 0.24082 | [11 empty] | Energy Developments Inc | 100 | Energy Developments | 100
Grand Blanc Generating Station | 54757_G_4-8 | 54757 | G | 4-8 |  | Landfill Gas |  | MIS_LMI | Michigan | 26 | Genesee | 49 | 26049 | 1.6 | 13500 | 2012 | 9999 |  |  | N | Landfill Gas | [13 empty] | 0.24082 | 0.24082 | 0.24082 | 0.24082 | [11 empty] | Energy Developments Inc | 100 | Energy Developments | 100
Wheelabrator Lisbon | 54758_B_BW1 | 54758 | B | BW1 |  | Municipal Solid Waste |  | NENG_CT | Connecticut | 9 | New London | 11 | 09011 | 7 | 18362 | 1995 | 9999 |  |  | N | MSW | Dry Scrubber | 1995 | 0.75 |  | SNCR |  |  | B | NA | ACI | 2001 |  | 0.07 | 0.26556 | 0.26556 | 0.26556 | 0.26556 | 0.08 | 0.08 | 0.08 | [8 empty] | Eastern Connecticut Resources Recovery Authority | 100 | Eastern Connecticut Resources Recovery Authority | 100
Wheelabrator Lisbon | 54758_B_BW2 | 54758 | B | BW2 |  | Municipal Solid Waste |  | NENG_CT | Connecticut | 9 | New London | 11 | 09011 | 7 | 18362 | 1995 | 9999 |  |  | N | MSW | Dry Scrubber | 1995 | 0.75 |  | SNCR |  |  | B | NA | ACI | 2001 |  | 0.07 | 0.26416 | 0.26416 | 0.26416 | 0.26416 | 0.08 | 0.08 | 0.08 | [8 empty] | Eastern Connecticut Resources Recovery Authority | 100 | Eastern Connecticut Resources Recovery Authority | 100
Hermiston Generating Plant | 54761_G_GEN1 | 54761 | G | GEN1 | 3796 | Combined Cycle |  | WECC_PNW | Oregon | 41 | Umatilla | 59 | 41059 | 80 | 7407 | 1996 | 2036 |  |  | Y | Natural Gas |  |  |  |  | SCR | [8 empty] | 0.014511 | 0.014511 | 0.014511 | 0.014511 | [11 empty] | Hermiston Generating Co LP | 50 | Berkshire Hathaway Inc | 50
Hermiston Generating Plant | 54761_G_GEN2 | 54761 | G | GEN2 | 3796 | Combined Cycle |  | WECC_PNW | Oregon | 41 | Umatilla | 59 | 41059 | 152 | 7407 | 1996 | 2036 |  |  | Y | Natural Gas |  |  |  |  | SCR | [8 empty] | 0.014511 | 0.014511 | 0.014511 | 0.014511 | [11 empty] | Hermiston Generating Co LP | 50 | Berkshire Hathaway Inc | 50
Hermiston Generating Plant | 54761_G_GEN3 | 54761 | G | GEN3 | 3797 | Combined Cycle |  | WECC_PNW | Oregon | 41 | Umatilla | 59 | 41059 | 80 | 7407 | 1996 | 2036 |  |  | Y | Natural Gas |  |  |  |  | SCR | [8 empty] | 0.014271 | 0.014271 | 0.014271 | 0.014271 | [11 empty] | Hermiston Generating Co LP | 50 | Berkshire Hathaway Inc | 50
Hermiston Generating Plant | 54761_G_GEN4 | 54761 | G | GEN4 | 3797 | Combined Cycle |  | WECC_PNW | Oregon | 41 | Umatilla | 59 | 41059 | 152 | 7407 | 1996 | 2036 |  |  | Y | Natural Gas |  |  |  |  | SCR | [8 empty] | 0.014271 | 0.014271 | 0.014271 | 0.014271 | [11 empty] | Hermiston Generating Co LP | 50 | Berkshire Hathaway Inc | 50
Boydton Plank Road Cogen Plant | 54766_G_GEN1 | 54766 | G | GEN1 |  | Combustion Turbine | IC Engine | PJM_Dom | Virginia | 51 | Dinwiddie | 53 | 51053 | 0.3 | 11849 | 1993 | 9999 |  |  | N | Natural Gas, Distillate Fuel Oil | [12 empty] | 2.64 | 1.6498 | 1.6498 | 1.6498 | 1.6498 | [11 empty] | Dinwiddie Power Inc | 100 | INGENCO | 100
Boydton Plank Road Cogen Plant | 54766_G_GEN10 | 54766 | G | GEN10 |  | Combustion Turbine | IC Engine | PJM_Dom | Virginia | 51 | Dinwiddie | 53 | 51053 | 0.3 | 11084 | 1993 | 9999 |  |  | N | Natural Gas, Distillate Fuel Oil | [13 empty] | 1.6498 | 1.6498 | 1.6498 | 1.6498 | [11 empty] | Dinwiddie Power Inc | 100 | INGENCO | 100
Boydton Plank Road Cogen Plant | 54766_G_GEN2 | 54766 | G | GEN2 |  | Combustion Turbine | IC Engine | PJM_Dom | Virginia | 51 | Dinwiddie | 53 | 51053 | 0.3 | 11084 | 1993 | 9999 |  |  | N | Natural Gas, Distillate Fuel Oil | [13 empty] | 1.6498 | 1.6498 | 1.6498 | 1.6498 | [11 empty] | Dinwiddie Power Inc | 100 | INGENCO | 100
Boydton Plank Road Cogen Plant | 54766_G_GEN3 | 54766 | G | GEN3 |  | Combustion Turbine | IC Engine | PJM_Dom | Virginia | 51 | Dinwiddie | 53 | 51053 | 0.3 | 11084 | 1993 | 9999 |  |  | N | Natural Gas, Distillate Fuel Oil | [13 empty] | 1.6498 | 1.6498 | 1.6498 | 1.6498 | [11 empty] | Dinwiddie Power Inc | 100 | INGENCO | 100
Boydton Plank Road Cogen Plant | 54766_G_GEN4 | 54766 | G | GEN4 |  | Combustion Turbine | IC Engine | PJM_Dom | Virginia | 51 | Dinwiddie | 53 | 51053 | 0.3 | 11084 | 1993 | 9999 |  |  | N | Natural Gas, Distillate Fuel Oil | [13 empty] | 1.6498 | 1.6498 | 1.6498 | 1.6498 | [11 empty] | Dinwiddie Power Inc | 100 | INGENCO | 100
Boydton Plank Road Cogen Plant | 54766_G_GEN5 | 54766 | G | GEN5 |  | Combustion Turbine | IC Engine | PJM_Dom | Virginia | 51 | Dinwiddie | 53 | 51053 | 0.3 | 11084 | 1993 | 9999 |  |  | N | Natural Gas, Distillate Fuel Oil | [13 empty] | 1.6498 | 1.6498 | 1.6498 | 1.6498 | [11 empty] | Dinwiddie Power Inc | 100 | INGENCO | 100
Boydton Plank Road Cogen Plant | 54766_G_GEN6 | 54766 | G | GEN6 |  | Combustion Turbine | IC Engine | PJM_Dom | Virginia | 51 | Dinwiddie | 53 | 51053 | 0.3 | 11084 | 1993 | 9999 |  |  | N | Natural Gas, Distillate Fuel Oil | [13 empty] | 1.6498 | 1.6498 | 1.6498 | 1.6498 | [11 empty] | Dinwiddie Power Inc | 100 | INGENCO | 100
Boydton Plank Road Cogen Plant | 54766_G_GEN7 | 54766 | G | GEN7 |  | Combustion Turbine | IC Engine | PJM_Dom | Virginia | 51 | Dinwiddie | 53 | 51053 | 0.3 | 11084 | 1993 | 9999 |  |  | N | Natural Gas, Distillate Fuel Oil | [13 empty] | 1.6498 | 1.6498 | 1.6498 | 1.6498 | [11 empty] | Dinwiddie Power Inc | 100 | INGENCO | 100
Boydton Plank Road Cogen Plant | 54766_G_GEN8 | 54766 | G | GEN8 |  | Combustion Turbine | IC Engine | PJM_Dom | Virginia | 51 | Dinwiddie | 53 | 51053 | 0.3 | 11084 | 1993 | 9999 |  |  | N | Natural Gas, Distillate Fuel Oil | [13 empty] | 1.6498 | 1.6498 | 1.6498 | 1.6498 | [11 empty] | Dinwiddie Power Inc | 100 | INGENCO | 100
Boydton Plank Road Cogen Plant | 54766_G_GEN9 | 54766 | G | GEN9 |  | Combustion Turbine | IC Engine | PJM_Dom | Virginia | 51 | Dinwiddie | 53 | 51053 | 0.3 | 11084 | 1993 | 9999 |  |  | N | Natural Gas, Distillate Fuel Oil | [13 empty] | 1.6498 | 1.6498 | 1.6498 | 1.6498 | [11 empty] | Dinwiddie Power Inc | 100 | INGENCO | 100
Boydton Plank Road Cogen Plant | 54766_G_GEN11 | 54766 | G | GEN11 |  | Combustion Turbine | IC Engine | PJM_Dom | Virginia | 51 | Dinwiddie | 53 | 51053 | 0.3 | 11084 | 2000 | 9999 |  |  | N | Natural Gas, Distillate Fuel Oil | [13 empty] | 1.6498 | 1.6498 | 1.6498 | 1.6498 | [11 empty] | Dinwiddie Power Inc | 100 | INGENCO | 100
Boydton Plank Road Cogen Plant | 54766_G_GEN12 | 54766 | G | GEN12 |  | Combustion Turbine | IC Engine | PJM_Dom | Virginia | 51 | Dinwiddie | 53 | 51053 | 0.3 | 11084 | 2000 | 9999 |  |  | N | Natural Gas, Distillate Fuel Oil | [13 empty] | 1.6498 | 1.6498 | 1.6498 | 1.6498 | [11 empty] | Dinwiddie Power Inc | 100 | INGENCO | 100
Boydton Plank Road Cogen Plant | 54766_G_GEN13 | 54766 | G | GEN13 |  | Combustion Turbine | IC Engine | PJM_Dom | Virginia | 51 | Dinwiddie | 53 | 51053 | 0.3 | 11084 | 2000 | 9999 |  |  | N | Natural Gas, Distillate Fuel Oil | [13 empty] | 1.6498 | 1.6498 | 1.6498 | 1.6498 | [11 empty] | Dinwiddie Power Inc | 100 | INGENCO | 100
Boydton Plank Road Cogen Plant | 54766_G_GEN14 | 54766 | G | GEN14 |  | Combustion Turbine | IC Engine | PJM_Dom | Virginia | 51 | Dinwiddie | 53 | 51053 | 0.3 | 11084 | 2000 | 9999 |  |  | N | Natural Gas, Distillate Fuel Oil | [13 empty] | 1.6498 | 1.6498 | 1.6498 | 1.6498 | [11 empty] | Dinwiddie Power Inc | 100 | INGENCO | 100
Boydton Plank Road Cogen Plant | 54766_G_GEN15 | 54766 | G | GEN15 |  | Combustion Turbine | IC Engine | PJM_Dom | Virginia | 51 | Dinwiddie | 53 | 51053 | 0.3 | 11084 | 2000 | 9999 |  |  | N | Natural Gas, Distillate Fuel Oil | [13 empty] | 1.6498 | 1.6498 | 1.6498 | 1.6498 | [11 empty] | Dinwiddie Power Inc | 100 | INGENCO | 100
Boydton Plank Road Cogen Plant | 54766_G_GEN16 | 54766 | G | GEN16 |  | Combustion Turbine | IC Engine | PJM_Dom | Virginia | 51 | Dinwiddie | 53 | 51053 | 0.3 | 11084 | 2000 | 9999 |  |  | N | Natural Gas, Distillate Fuel Oil | [13 empty] | 1.6498 | 1.6498 | 1.6498 | 1.6498 | [11 empty] | Dinwiddie Power Inc | 100 | INGENCO | 100
Boydton Plank Road Cogen Plant | 54766_G_GEN17 | 54766 | G | GEN17 |  | Combustion Turbine | IC Engine | PJM_Dom | Virginia | 51 | Dinwiddie | 53 | 51053 | 0.3 | 11084 | 2000 | 9999 |  |  | N | Natural Gas, Distillate Fuel Oil | [13 empty] | 1.6498 | 1.6498 | 1.6498 | 1.6498 | [11 empty] | Dinwiddie Power Inc | 100 | INGENCO | 100
Boydton Plank Road Cogen Plant | 54766_G_GEN18 | 54766 | G | GEN18 |  | Combustion Turbine | IC Engine | PJM_Dom | Virginia | 51 | Dinwiddie | 53 | 51053 | 0.3 | 11084 | 2000 | 9999 |  |  | N | Natural Gas, Distillate Fuel Oil | [13 empty] | 1.6498 | 1.6498 | 1.6498 | 1.6498 | [11 empty] | Dinwiddie Power Inc | 100 | INGENCO | 100
Boydton Plank Road Cogen Plant | 54766_G_GEN19 | 54766 | G | GEN19 |  | Combustion Turbine | IC Engine | PJM_Dom | Virginia | 51 | Dinwiddie | 53 | 51053 | 0.3 | 11084 | 2000 | 9999 |  |  | N | Natural Gas, Distillate Fuel Oil | [13 empty] | 1.6498 | 1.6498 | 1.6498 | 1.6498 | [11 empty] | Dinwiddie Power Inc | 100 | INGENCO | 100
Boydton Plank Road Cogen Plant | 54766_G_GEN20 | 54766 | G | GEN20 |  | Combustion Turbine | IC Engine | PJM_Dom | Virginia | 51 | Dinwiddie | 53 | 51053 | 0.3 | 11084 | 2000 | 9999 |  |  | N | Natural Gas, Distillate Fuel Oil | [13 empty] | 1.6498 | 1.6498 | 1.6498 | 1.6498 | [11 empty] | Dinwiddie Power Inc | 100 | INGENCO | 100
Boydton Plank Road Cogen Plant | 54766_G_GEN21 | 54766 | G | GEN21 |  | Combustion Turbine | IC Engine | PJM_Dom | Virginia | 51 | Dinwiddie | 53 | 51053 | 0.3 | 11084 | 2000 | 9999 |  |  | N | Natural Gas, Distillate Fuel Oil | [13 empty] | 1.6498 | 1.6498 | 1.6498 | 1.6498 | [11 empty] | Dinwiddie Power Inc | 100 | INGENCO | 100
Boydton Plank Road Cogen Plant | 54766_G_GEN22 | 54766 | G | GEN22 |  | Combustion Turbine | IC Engine | PJM_Dom | Virginia | 51 | Dinwiddie | 53 | 51053 | 0.3 | 11084 | 2000 | 9999 |  |  | N | Natural Gas, Distillate Fuel Oil | [13 empty] | 1.6498 | 1.6498 | 1.6498 | 1.6498 | [11 empty] | Dinwiddie Power Inc | 100 | INGENCO | 100
Boydton Plank Road Cogen Plant | 54766_G_GEN23 | 54766 | G | GEN23 |  | Combustion Turbine | IC Engine | PJM_Dom | Virginia | 51 | Dinwiddie | 53 | 51053 | 0.3 | 11084 | 2000 | 9999 |  |  | N | Natural Gas, Distillate Fuel Oil | [13 empty] | 1.6498 | 1.6498 | 1.6498 | 1.6498 | [11 empty] | Dinwiddie Power Inc | 100 | INGENCO | 100
Boydton Plank Road Cogen Plant | 54766_G_GEN24 | 54766 | G | GEN24 |  | Combustion Turbine | IC Engine | PJM_Dom | Virginia | 51 | Dinwiddie | 53 | 51053 | 0.3 | 11084 | 2000 | 9999 |  |  | N | Natural Gas, Distillate Fuel Oil | [13 empty] | 1.6498 | 1.6498 | 1.6498 | 1.6498 | [11 empty] | Dinwiddie Power Inc | 100 | INGENCO | 100
Boydton Plank Road Cogen Plant | 54766_G_GEN25 | 54766 | G | GEN25 |  | Combustion Turbine | IC Engine | PJM_Dom | Virginia | 51 | Dinwiddie | 53 | 51053 | 0.3 | 11084 | 2000 | 9999 |  |  | N | Natural Gas, Distillate Fuel Oil | [13 empty] | 1.6498 | 1.6498 | 1.6498 | 1.6498 | [11 empty] | Dinwiddie Power Inc | 100 | INGENCO | 100
Boydton Plank Road Cogen Plant | 54766_G_GEN26 | 54766 | G | GEN26 |  | Combustion Turbine | IC Engine | PJM_Dom | Virginia | 51 | Dinwiddie | 53 | 51053 | 0.3 | 11084 | 2000 | 9999 |  |  | N | Natural Gas, Distillate Fuel Oil | [13 empty] | 1.6498 | 1.6498 | 1.6498 | 1.6498 | [11 empty] | Dinwiddie Power Inc | 100 | INGENCO | 100
Boydton Plank Road Cogen Plant | 54766_G_GEN27 | 54766 | G | GEN27 |  | Combustion Turbine | IC Engine | PJM_Dom | Virginia | 51 | Dinwiddie | 53 | 51053 | 0.3 | 11084 | 2000 | 9999 |  |  | N | Natural Gas, Distillate Fuel Oil | [13 empty] | 1.6498 | 1.6498 | 1.6498 | 1.6498 | [11 empty] | Dinwiddie Power Inc | 100 | INGENCO | 100
Boydton Plank Road Cogen Plant | 54766_G_GEN28 | 54766 | G | GEN28 |  | Combustion Turbine | IC Engine | PJM_Dom | Virginia | 51 | Dinwiddie | 53 | 51053 | 0.3 | 11084 | 2000 | 9999 |  |  | N | Natural Gas, Distillate Fuel Oil | [13 empty] | 1.6498 | 1.6498 | 1.6498 | 1.6498 | [11 empty] | Dinwiddie Power Inc | 100 | INGENCO | 100
Boydton Plank Road Cogen Plant | 54766_G_GEN29 | 54766 | G | GEN29 |  | Combustion Turbine | IC Engine | PJM_Dom | Virginia | 51 | Dinwiddie | 53 | 51053 | 0.3 | 11084 | 2000 | 9999 |  |  | N | Natural Gas, Distillate Fuel Oil | [13 empty] | 1.6498 | 1.6498 | 1.6498 | 1.6498 | [11 empty] | Dinwiddie Power Inc | 100 | INGENCO | 100
Boydton Plank Road Cogen Plant | 54766_G_GEN30 | 54766 | G | GEN30 |  | Combustion Turbine | IC Engine | PJM_Dom | Virginia | 51 | Dinwiddie | 53 | 51053 | 0.3 | 11084 | 2000 | 9999 |  |  | N | Natural Gas, Distillate Fuel Oil | [13 empty] | 1.6498 | 1.6498 | 1.6498 | 1.6498 | [11 empty] | Dinwiddie Power Inc | 100 | INGENCO | 100
Boydton Plank Road Cogen Plant | 54766_G_GEN31 | 54766 | G | GEN31 |  | Combustion Turbine | IC Engine | PJM_Dom | Virginia | 51 | Dinwiddie | 53 | 51053 | 0.3 | 11084 | 2000 | 9999 |  |  | N | Natural Gas, Distillate Fuel Oil | [13 empty] | 1.6498 | 1.6498 | 1.6498 | 1.6498 | [11 empty] | Dinwiddie Power Inc | 100 | INGENCO | 100
Boydton Plank Road Cogen Plant | 54766_G_GEN32 | 54766 | G | GEN32 |  | Combustion Turbine | IC Engine | PJM_Dom | Virginia | 51 | Dinwiddie | 53 | 51053 | 0.3 | 11084 | 2000 | 9999 |  |  | N | Natural Gas, Distillate Fuel Oil | [13 empty] | 1.6498 | 1.6498 | 1.6498 | 1.6498 | [11 empty] | Dinwiddie Power Inc | 100 | INGENCO | 100
Boydton Plank Road Cogen Plant | 54766_G_GEN33 | 54766 | G | GEN33 |  | Combustion Turbine | IC Engine | PJM_Dom | Virginia | 51 | Dinwiddie | 53 | 51053 | 0.3 | 11084 | 2000 | 9999 |  |  | N | Natural Gas, Distillate Fuel Oil | [13 empty] | 1.6498 | 1.6498 | 1.6498 | 1.6498 | [11 empty] | Dinwiddie Power Inc | 100 | INGENCO | 100
Boydton Plank Road Cogen Plant | 54766_G_GEN34 | 54766 | G | GEN34 |  | Combustion Turbine | IC Engine | PJM_Dom | Virginia | 51 | Dinwiddie | 53 | 51053 | 0.3 | 11084 | 2000 | 9999 |  |  | N | Natural Gas, Distillate Fuel Oil | [13 empty] | 1.6498 | 1.6498 | 1.6498 | 1.6498 | [11 empty] | Dinwiddie Power Inc | 100 | INGENCO | 100
Live Oak Limited | 54768_G_GEN1 | 54768 | G | GEN1 | 91245 | Combustion Turbine |  | WEC_CALN | California | 6 | Kern | 29 | 06029 | 46 | 8700 | 1992 | 9999 |  |  | Y | Natural Gas | [12 empty] | 0.74 | 0.78998 | 0.78998 | 0.78998 | 0.78998 | [11 empty] | Live Oak Ltd | 100 | ContourGlobal PLC | 100
South Glens Falls Hydroelectric | 54772_G_GEN1 | 54772 | G | GEN1 |  | Hydro |  | NY_Z_F | New York | 36 | Saratoga | 91 | 36091 | 6.9 | 0 | 1994 | 9999 |  |  | N | Hydro | [13 empty] | 0 | 0 | 0 | 0 | [11 empty] | South Glens Falls LP | 100 | Boralex Power Income Fund | 100
South Glens Falls Hydroelectric | 54772_G_GEN2 | 54772 | G | GEN2 |  | Hydro |  | NY_Z_F | New York | 36 | Saratoga | 91 | 36091 | 6.9 | 0 | 1994 | 9999 |  |  | N | Hydro | [13 empty] | 0 | 0 | 0 | 0 | [11 empty] | South Glens Falls LP | 100 | Boralex Power Income Fund | 100
University of Iowa Main Power Plant | 54775_B_BLR10 | 54775 | B | BLR10 |  | O/G Steam |  | MIS_MIDA | Iowa | 19 | Johnson | 103 | 19103 | 7.7 | 8300 | 1987 | 9999 |  |  | Y | Natural Gas |  |  | 0.5 | LA + OFA |  |  |  | ESPC + C | No |  |  |  | 6 | 0.50182 | 0.50182 | 0.50182 | 0.50182 | [11 empty] | University of Iowa | 100 | University of Iowa | 100
University of Iowa Main Power Plant | 54775_B_BLR11 | 54775 | B | BLR11 |  | O/G Steam |  | MIS_MIDA | Iowa | 19 | Johnson | 103 | 19103 | 7.7 | 8300 | 1987 | 9999 |  |  | Y | Natural Gas |  |  | 0.5 | CF |  |  |  | B | NA |  |  |  | 6 | 0.22212 | 0.22212 | 0.22212 | 0.22212 | [11 empty] | University of Iowa | 100 | University of Iowa | 100
University of Iowa Main Power Plant | 54775_B_BLR7 | 54775 | B | BLR7 |  | O/G Steam |  | MIS_MIDA | Iowa | 19 | Johnson | 103 | 19103 | 7.7 | 8300 | 1991 | 9999 |  |  | Y | Natural Gas |  |  |  | FR + LNB | [8 empty] | 2.5 | 0.036455 | 0.036455 | 0.036455 | 0.036455 | [11 empty] | University of Iowa | 100 | University of Iowa | 100
University of Iowa Main Power Plant | 54775_B_BLR8 | 54775 | B | BLR8 |  | O/G Steam |  | MIS_MIDA | Iowa | 19 | Johnson | 103 | 19103 | 7.7 | 8300 | 1991 | 9999 |  |  | Y | Natural Gas |  |  |  | FR + LNB | [8 empty] | 2.5 | 0.038985 | 0.038985 | 0.038985 | 0.038985 | [11 empty] | University of Iowa | 100 | University of Iowa | 100
University of Iowa Main Power Plant | 54775_G_DG7 | 54775 | G | DG7 |  | Combustion Turbine | IC Engine | MIS_MIDA | Iowa | 19 | Johnson | 103 | 19103 | 1.7 | 13469 | 1998 | 9999 |  |  | N | Distillate Fuel Oil | [12 empty] | 2.5 | 1.6498 | 1.6498 | 1.6498 | 1.6498 | [11 empty] | University of Iowa | 100 | University of Iowa | 100
University of Iowa Main Power Plant | 54775_G_GEN10 | 54775 | G | GEN10 |  | Combustion Turbine | IC Engine | MIS_MIDA | Iowa | 19 | Johnson | 103 | 19103 | 2 | 11686 | 2014 | 9999 |  |  | N | Natural Gas | [13 empty] | 1.061 | 1.061 | 1.061 | 1.061 | [11 empty] | University of Iowa | 100 | University of Iowa | 100
University of Iowa Main Power Plant | 54775_G_GEN7 | 54775 | G | GEN7 |  | Combustion Turbine | IC Engine | MIS_MIDA | Iowa | 19 | Johnson | 103 | 19103 | 2 | 11686 | 2014 | 9999 |  |  | N | Natural Gas | [13 empty] | 1.061 | 1.061 | 1.061 | 1.061 | [11 empty] | University of Iowa | 100 | University of Iowa | 100
University of Iowa Main Power Plant | 54775_G_GEN8 | 54775 | G | GEN8 |  | Combustion Turbine | IC Engine | MIS_MIDA | Iowa | 19 | Johnson | 103 | 19103 | 2 | 11686 | 2014 | 9999 |  |  | N | Natural Gas | [13 empty] | 1.061 | 1.061 | 1.061 | 1.061 | [11 empty] | University of Iowa | 100 | University of Iowa | 100
University of Iowa Main Power Plant | 54775_G_GEN9 | 54775 | G | GEN9 |  | Combustion Turbine | IC Engine | MIS_MIDA | Iowa | 19 | Johnson | 103 | 19103 | 2 | 11686 | 2014 | 9999 |  |  | N | Natural Gas | [13 empty] | 1.061 | 1.061 | 1.061 | 1.061 | [11 empty] | University of Iowa | 100 | University of Iowa | 100
University of Iowa Main Power Plant | 54775_G_GEN12 | 54775 | G | GEN12 |  | O/G Steam |  | MIS_MIDA | Iowa | 19 | Johnson | 103 | 19103 | 5.8 | 8300 | 2021 | 9999 |  |  | N | Natural Gas | [13 empty] | 0.23063 | 0.23063 | 0.23063 | 0.23063 | [11 empty] | University of Iowa | 100 | University of Iowa | 100
University of Iowa Main Power Plant | 54775_G_GEN13 | 54775 | G | GEN13 |  | O/G Steam |  | MIS_MIDA | Iowa | 19 | Johnson | 103 | 19103 | 10 | 8300 | 2021 | 9999 |  |  | N | Natural Gas | [13 empty] | 0.23063 | 0.23063 | 0.23063 | 0.23063 | [11 empty] | University of Iowa | 100 | University of Iowa | 100
Seneca Energy | 54782_G_GEN1 | 54782 | G | GEN1 |  | Landfill Gas |  | NY_Z_C&E | New York | 36 | Seneca | 99 | 36099 | 0.8 | 13500 | 1996 | 9999 |  |  | N | Landfill Gas | [13 empty] | 0.27477 | 0.27477 | 0.27477 | 0.27477 | [11 empty] | Seneca Energy II LLC | 100 | Archaea Energy Inc | 100
Seneca Energy | 54782_G_GEN2 | 54782 | G | GEN2 |  | Landfill Gas |  | NY_Z_C&E | New York | 36 | Seneca | 99 | 36099 | 0.8 | 13500 | 1996 | 9999 |  |  | N | Landfill Gas | [13 empty] | 0.27477 | 0.27477 | 0.27477 | 0.27477 | [11 empty] | Seneca Energy II LLC | 100 | Archaea Energy Inc | 100
Seneca Energy | 54782_G_GEN3 | 54782 | G | GEN3 |  | Landfill Gas |  | NY_Z_C&E | New York | 36 | Seneca | 99 | 36099 | 0.8 | 13500 | 1996 | 9999 |  |  | N | Landfill Gas | [13 empty] | 0.27477 | 0.27477 | 0.27477 | 0.27477 | [11 empty] | Seneca Energy II LLC | 100 | Archaea Energy Inc | 100
Seneca Energy | 54782_G_GEN4 | 54782 | G | GEN4 |  | Landfill Gas |  | NY_Z_C&E | New York | 36 | Seneca | 99 | 36099 | 0.8 | 13500 | 1996 | 9999 |  |  | N | Landfill Gas | [13 empty] | 0.27477 | 0.27477 | 0.27477 | 0.27477 | [11 empty] | Seneca Energy II LLC | 100 | Archaea Energy Inc | 100
Seneca Energy | 54782_G_GE15 | 54782 | G | GE15 |  | Landfill Gas |  | NY_Z_C&E | New York | 36 | Seneca | 99 | 36099 | 1.6 | 13500 | 2007 | 9999 |  |  | N | Landfill Gas | [13 empty] | 0.27477 | 0.27477 | 0.27477 | 0.27477 | [11 empty] | Seneca Energy II LLC | 100 | Archaea Energy Inc | 100
Seneca Energy | 54782_G_GE16 | 54782 | G | GE16 |  | Landfill Gas |  | NY_Z_C&E | New York | 36 | Seneca | 99 | 36099 | 1.6 | 13500 | 2007 | 9999 |  |  | N | Landfill Gas | [13 empty] | 0.27477 | 0.27477 | 0.27477 | 0.27477 | [11 empty] | Seneca Energy II LLC | 100 | Archaea Energy Inc | 100
Seneca Energy | 54782_G_GE17 | 54782 | G | GE17 |  | Landfill Gas |  | NY_Z_C&E | New York | 36 | Seneca | 99 | 36099 | 1.6 | 13500 | 2007 | 9999 |  |  | N | Landfill Gas | [13 empty] | 0.27477 | 0.27477 | 0.27477 | 0.27477 | [11 empty] | Seneca Energy II LLC | 100 | Archaea Energy Inc | 100
Seneca Energy | 54782_G_GE18 | 54782 | G | GE18 |  | Landfill Gas |  | NY_Z_C&E | New York | 36 | Seneca | 99 | 36099 | 1.6 | 13500 | 2007 | 9999 |  |  | N | Landfill Gas | [13 empty] | 0.27477 | 0.27477 | 0.27477 | 0.27477 | [11 empty] | Seneca Energy II LLC | 100 | Archaea Energy Inc | 100
Grays Ferry Cogeneration | 54785_B_1CT | 54785 | B | 1CT | 3798 | Combined Cycle |  | PJM_EMAC | Pennsylvania | 42 | Philadelphia | 101 | 42101 | 27 | 5500 | 1997 | 9999 |  |  | Y | Natural Gas |  |  |  |  | SCR | [8 empty] | 0.031404 | 0.031404 | 0.031404 | 0.031404 | [11 empty] | Grays Ferry Cogeneration Partnership | 100 | Veolia Environnement SA | 100
Grays Ferry Cogeneration | 54785_B_B25 | 54785 | B | B25 |  | Combined Cycle |  | PJM_EMAC | Pennsylvania | 42 | Philadelphia | 101 | 42101 | 30 | 5500 | 1997 | 9999 | wall | dry | Y | Natural Gas |  |  |  | FR + LNB | SCR | [8 empty] | 0.031404 | 0.031404 | 0.031404 | 0.031404 | [11 empty] | Grays Ferry Cogeneration Partnership | 100 | Veolia Environnement SA | 100
Grays Ferry Cogeneration | 54785_G_GEN2 | 54785 | G | GEN2 | 3798 | Combined Cycle |  | PJM_EMAC | Pennsylvania | 42 | Philadelphia | 101 | 42101 | 114 | 5500 | 1997 | 9999 |  |  | Y | Natural Gas |  |  |  |  | SCR | [7 empty] | 0.203 | 0.031404 | 0.031404 | 0.031404 | 0.031404 | [11 empty] | Grays Ferry Cogeneration Partnership | 100 | Veolia Environnement SA | 100
Evanston Township High School | 54788_G_GEN1 | 54788 | G | GEN1 |  | Combustion Turbine | IC Engine | PJM_COMD | Illinois | 17 | Cook | 31 | 17031 | 0.8 | 11686 | 1992 | 2045 |  |  | N | Natural Gas | [13 empty] | 1.061 | 1.061 | 1.061 | 1.061 | [11 empty] | Evanston Board of Education | 100 | Evanston Board of Education | 100
Evanston Township High School | 54788_G_GEN2 | 54788 | G | GEN2 |  | Combustion Turbine | IC Engine | PJM_COMD | Illinois | 17 | Cook | 31 | 17031 | 0.8 | 11686 | 1992 | 2045 |  |  | N | Natural Gas | [13 empty] | 1.061 | 1.061 | 1.061 | 1.061 | [11 empty] | Evanston Board of Education | 100 | Evanston Board of Education | 100
Evanston Township High School | 54788_G_GEN3 | 54788 | G | GEN3 |  | Combustion Turbine | IC Engine | PJM_COMD | Illinois | 17 | Cook | 31 | 17031 | 0.8 | 11686 | 1992 | 2045 |  |  | N | Natural Gas | [13 empty] | 1.061 | 1.061 | 1.061 | 1.061 | [11 empty] | Evanston Board of Education | 100 | Evanston Board of Education | 100
Storm Lake 1 | 54793_G_2 | 54793 | G | 2 |  | Onshore Wind |  | MIS_MIDA | Iowa | 19 | Buena Vista | 21 | 19021 | 0.7 | 0 | 1999 | 9999 |  |  | N | Wind | [13 empty] | 0 | 0 | 0 | 0 | [11 empty] | Storm Lake Power Partners I LLC | 100 | NRG Energy Inc | 100
Storm Lake 1 | 54793_G_3 | 54793 | G | 3 |  | Onshore Wind |  | MIS_MIDA | Iowa | 19 | Buena Vista | 21 | 19021 | 0.7 | 0 | 1999 | 9999 |  |  | N | Wind | [13 empty] | 0 | 0 | 0 | 0 | [11 empty] | Storm Lake Power Partners I LLC | 100 | NRG Energy Inc | 100
Storm Lake 1 | 54793_G_EXIS | 54793 | G | EXIS |  | Onshore Wind |  | MIS_MIDA | Iowa | 19 | Buena Vista | 21 | 19021 | 108 | 0 | 1999 | 9999 |  |  | N | Wind | [13 empty] | 0 | 0 | 0 | 0 | [11 empty] | Storm Lake Power Partners I LLC | 100 | NRG Energy Inc | 100
Avalon Hydropower | 54801_G_GEN1 | 54801 | G | GEN1 |  | Hydro |  | S_VACA | North Carolina | 37 | ROCKINGHAM | 157 | 37157 | 0.8 | 0 | 1997 | 9999 |  |  | N | Hydro | [13 empty] | 0 | 0 | 0 | 0 | [11 empty] | Avalon/Mayo Hydropower LLC | 100 | Avalon/Mayo Hydropower LLC | 100
Avalon Hydropower | 54801_G_GEN2 | 54801 | G | GEN2 |  | Hydro |  | S_VACA | North Carolina | 37 | ROCKINGHAM | 157 | 37157 | 0.3 | 0 | 2000 | 9999 |  |  | N | Hydro | [13 empty] | 0 | 0 | 0 | 0 | [11 empty] | Avalon/Mayo Hydropower LLC | 100 | Avalon/Mayo Hydropower LLC | 100
Avalon Hydropower | 54801_G_GEN3 | 54801 | G | GEN3 |  | Hydro |  | S_VACA | North Carolina | 37 | ROCKINGHAM | 157 | 37157 | 0.1 | 0 | 2000 | 9999 |  |  | N | Hydro | [13 empty] | 0 | 0 | 0 | 0 | [11 empty] | Avalon/Mayo Hydropower LLC | 100 | Avalon/Mayo Hydropower LLC | 100
Plymouth State College Cogeneration | 54803_G_A | 54803 | G | A |  | Combustion Turbine | IC Engine | NENGREST | New Hampshire | 33 | Grafton | 9 | 33009 | 1.2 | 9000 | 1994 | 9999 |  |  | Y | Distillate Fuel Oil |  |  |  |  | SCR | [7 empty] | 0.404 | 1.6498 | 0.32995 | 1.6498 | 0.32995 | [11 empty] | Plymouth State LP | 100 | Plymouth State LP | 100
Plymouth State College Cogeneration | 54803_G_B | 54803 | G | B |  | Combustion Turbine | IC Engine | NENGREST | New Hampshire | 33 | Grafton | 9 | 33009 | 1.6 | 13469 | 2000 | 9999 |  |  | N | Distillate Fuel Oil | [12 empty] | 0.404 | 1.6498 | 1.6498 | 1.6498 | 1.6498 | [11 empty] | Plymouth State LP | 100 | Plymouth State LP | 100
Milford Power LP | 54805_G_GT-1 | 54805 | G | GT-1 | 3800 | Combined Cycle |  | NENGREST | Massachusetts | 25 | Worcester | 27 | 25027 | 123 | 8382 | 1993 | 9999 |  |  | N | Natural Gas |  |  |  | STM | SCR | [8 empty] | 0.025604 | 0.025604 | 0.025604 | 0.025604 | [11 empty] | Milford Power LLC | 100 | Starwood Capital Group Global LLC | 100
Milford Power LP | 54805_G_ST-1 | 54805 | G | ST-1 | 3800 | Combined Cycle |  | NENGREST | Massachusetts | 25 | Worcester | 27 | 25027 | 81.8 | 8382 | 1993 | 9999 |  |  | N | Natural Gas |  |  |  | NH3 + STM | SCR | [8 empty] | 0.025604 | 0.025604 | 0.025604 | 0.025604 | [11 empty] | Milford Power LLC | 100 | Starwood Capital Group Global LLC | 100
New York University Central Plant | 54808_G_T1 | 54808 | G | T1 |  | Combined Cycle |  | NY_Z_J | New York | 36 | New York | 61 | 36061 | 1.8 | 9964 | 1984 | 9999 |  |  | Y | Natural Gas, Distillate Fuel Oil | [13 empty] | 0.024573 | 0.024573 | 0.024573 | 0.024573 | [11 empty] | New York University | 100 | New York University | 100
New York University Central Plant | 54808_G_GT1 | 54808 | G | GT1 |  | Combined Cycle |  | NY_Z_J | New York | 36 | New York | 61 | 36061 | 5.5 | 9964 | 2010 | 9999 |  |  | Y | Natural Gas, Distillate Fuel Oil | [13 empty] | 0.024573 | 0.024573 | 0.024573 | 0.024573 | [11 empty] | New York University | 100 | New York University | 100
New York University Central Plant | 54808_G_GT2 | 54808 | G | GT2 |  | Combined Cycle |  | NY_Z_J | New York | 36 | New York | 61 | 36061 | 5.5 | 9964 | 2010 | 9999 |  |  | Y | Natural Gas, Distillate Fuel Oil | [13 empty] | 0.024573 | 0.024573 | 0.024573 | 0.024573 | [11 empty] | New York University | 100 | New York University | 100
Mile 28 Water Power Project | 54812_G_1 | 54812 | G | 1 |  | Hydro |  | WECC_ID | Idaho | 16 | Jerome | 53 | 16053 | 0.7 | 0 | 1994 | 9999 |  |  | N | Hydro | [13 empty] | 0 | 0 | 0 | 0 | [11 empty] | MI 28 Water Power Project LLC | 100 | MI 28 Water Power Project LLC | 100
Mile 28 Water Power Project | 54812_G_2 | 54812 | G | 2 |  | Hydro |  | WECC_ID | Idaho | 16 | Jerome | 53 | 16053 | 0.7 | 0 | 1994 | 9999 |  |  | N | Hydro | [13 empty] | 0 | 0 | 0 | 0 | [11 empty] | MI 28 Water Power Project LLC | 100 | MI 28 Water Power Project LLC | 100
Shepherd Center | 54813_G_4 | 54813 | G | 4 |  | Combustion Turbine | IC Engine | S_SOU | Georgia | 13 | Fulton | 121 | 13121 | 0.3 | 12283 | 1981 | 9999 |  |  | N | Distillate Fuel Oil | [13 empty] | 1.6498 | 1.6498 | 1.6498 | 1.6498 | [11 empty] | Shepherd Center | 100 | Shepherd Center | 100
Shepherd Center | 54813_G_3 | 54813 | G | 3 |  | Combustion Turbine | IC Engine | S_SOU | Georgia | 13 | Fulton | 121 | 13121 | 0.2 | 12283 | 1989 | 9999 |  |  | N | Distillate Fuel Oil | [13 empty] | 1.6498 | 1.6498 | 1.6498 | 1.6498 | [11 empty] | Shepherd Center | 100 | Shepherd Center | 100
Shepherd Center | 54813_G_1 | 54813 | G | 1 |  | Combustion Turbine | IC Engine | S_SOU | Georgia | 13 | Fulton | 121 | 13121 | 0.6 | 12283 | 1992 | 9999 |  |  | N | Distillate Fuel Oil | [13 empty] | 1.6498 | 1.6498 | 1.6498 | 1.6498 | [11 empty] | Shepherd Center | 100 | Shepherd Center | 100
Shepherd Center | 54813_G_2 | 54813 | G | 2 |  | Combustion Turbine | IC Engine | S_SOU | Georgia | 13 | Fulton | 121 | 13121 | 0.6 | 12283 | 1992 | 9999 |  |  | N | Distillate Fuel Oil | [13 empty] | 1.6498 | 1.6498 | 1.6498 | 1.6498 | [11 empty] | Shepherd Center | 100 | Shepherd Center | 100
Johnson County | 54817_G_GT-1 | 54817 | G | GT-1 | 3804 | Combined Cycle |  | ERC_REST | Texas | 48 | Johnson | 251 | 48251 | 163 | 8158 | 1996 | 9999 |  |  | N | Natural Gas, Distillate Fuel Oil |  |  |  |  | SCR | [8 empty] | 0.034588 | 0.034588 | 0.034588 | 0.034588 | [11 empty] | Brazos Electric Power Coop | 100 | Brazos Electric Power Coop | 100
Johnson County | 54817_G_ST-1 | 54817 | G | ST-1 | 3804 | Combined Cycle |  | ERC_REST | Texas | 48 | Johnson | 251 | 48251 | 104 | 8158 | 1996 | 9999 |  |  | N | Natural Gas, Distillate Fuel Oil |  |  |  |  | SCR | [7 empty] | 3 | 0.034588 | 0.034588 | 0.034588 | 0.034588 | [11 empty] | Brazos Electric Power Coop | 100 | Brazos Electric Power Coop | 100
Brandywine Power Facility | 54832_G_1 | 54832 | G | 1 | 3806 | Combined Cycle |  | PJM_SMAC | Maryland | 24 | Prince Georges | 33 | 24033 | 78.6 | 8306 | 1996 | 9999 |  |  | Y | Natural Gas, Distillate Fuel Oil |  |  |  | H2O | [9 empty] | 0.029729 | 0.029729 | 0.029729 | 0.029729 | [11 empty] | Panda Brandywine LP | 100 | Northland Power Income Fund | 100
Brandywine Power Facility | 54832_G_2 | 54832 | G | 2 | 3807 | Combined Cycle |  | PJM_SMAC | Maryland | 24 | Prince Georges | 33 | 24033 | 78.6 | 8306 | 1996 | 9999 |  |  | Y | Natural Gas, Distillate Fuel Oil |  |  |  | H2O | [9 empty] | 0.029729 | 0.029729 | 0.029729 | 0.029729 | [11 empty] | Panda Brandywine LP | 100 | Northland Power Income Fund | 100
Brandywine Power Facility | 54832_G_3 | 54832 | G | 3 | 3806 | Combined Cycle |  | PJM_SMAC | Maryland | 24 | Prince Georges | 33 | 24033 | 72.8 | 8306 | 1996 | 9999 |  |  | Y | Natural Gas, Distillate Fuel Oil |  |  |  | H2O | [9 empty] | 0.029729 | 0.029729 | 0.029729 | 0.029729 | [11 empty] | Panda Brandywine LP | 100 | Northland Power Income Fund | 100
Valdosta Water Treatment Plant | 54839_G_GEN1 | 54839 | G | GEN1 |  | Combustion Turbine | IC Engine | S_SOU | Georgia | 13 | Lowndes | 185 | 13185 | 1.7 | 13469 | 1993 | 9999 |  |  | N | Distillate Fuel Oil | [13 empty] | 1.6498 | 1.6498 | 1.6498 | 1.6498 | [11 empty] | Valdosta (City of) | 100 | Valdosta (City of) | 100
Valdosta Water Treatment Plant | 54839_G_GEN2 | 54839 | G | GEN2 |  | Combustion Turbine | IC Engine | S_SOU | Georgia | 13 | Lowndes | 185 | 13185 | 1.7 | 13469 | 2008 | 9999 |  |  | N | Distillate Fuel Oil | [13 empty] | 1.6498 | 1.6498 | 1.6498 | 1.6498 | [11 empty] | Valdosta (City of) | 100 | Valdosta (City of) | 100
Gordonsville Energy LP | 54844_G_GOR1 | 54844 | G | GOR1 | 10119 | Combined Cycle |  | PJM_Dom | Virginia | 51 | Louisa | 109 | 51109 | 68.4 | 8858 | 1994 | 9999 |  |  | N | Natural Gas, Distillate Fuel Oil |  |  |  | DLNB + H2O | SCR | [8 empty] | 0.026452 | 0.026452 | 0.026452 | 0.026452 | [11 empty] | Gordonsville Energy LP | 100 | Dominion Energy Inc | 100
Gordonsville Energy LP | 54844_G_GOR2 | 54844 | G | GOR2 | 10120 | Combined Cycle |  | PJM_Dom | Virginia | 51 | Louisa | 109 | 51109 | 68.4 | 8858 | 1994 | 9999 |  |  | N | Natural Gas, Distillate Fuel Oil |  |  |  | DLNB + H2O | SCR | [8 empty] | 0.026779 | 0.026779 | 0.026779 | 0.026779 | [11 empty] | Gordonsville Energy LP | 100 | Dominion Energy Inc | 100
Gordonsville Energy LP | 54844_G_GOR3 | 54844 | G | GOR3 | 10119 | Combined Cycle |  | PJM_Dom | Virginia | 51 | Louisa | 109 | 51109 | 40.6 | 8858 | 1994 | 9999 |  |  | N | Natural Gas, Distillate Fuel Oil |  |  |  | DLNB + H2O | SCR | [8 empty] | 0.026452 | 0.026452 | 0.026452 | 0.026452 | [11 empty] | Gordonsville Energy LP | 100 | Dominion Energy Inc | 100
Gordonsville Energy LP | 54844_G_GOR4 | 54844 | G | GOR4 | 10120 | Combined Cycle |  | PJM_Dom | Virginia | 51 | Louisa | 109 | 51109 | 40.6 | 8858 | 1994 | 9999 |  |  | N | Natural Gas, Distillate Fuel Oil |  |  |  | DLNB + H2O | SCR | [8 empty] | 0.026779 | 0.026779 | 0.026779 | 0.026779 | [11 empty] | Gordonsville Energy LP | 100 | Dominion Energy Inc | 100
South Georgia Medical Center | 54848_G_GEN4 | 54848 | G | GEN4 |  | Combustion Turbine | IC Engine | S_SOU | Georgia | 13 | Lowndes | 185 | 13185 | 0.7 | 13469 | 2001 | 9999 |  |  | N | Distillate Fuel Oil | [13 empty] | 1.6498 | 1.6498 | 1.6498 | 1.6498 | [11 empty] | Lowndes County Hospital Authority | 100 | Lowndes County Hospital Authority | 100
South Georgia Medical Center | 54848_G_GEN 7 | 54848 | G | GEN 7 |  | Combustion Turbine | IC Engine | S_SOU | Georgia | 13 | Lowndes | 185 | 13185 | 0.8 | 13469 | 2008 | 9999 |  |  | N | Distillate Fuel Oil | [13 empty] | 1.6498 | 1.6498 | 1.6498 | 1.6498 | [11 empty] | Lowndes County Hospital Authority | 100 | Lowndes County Hospital Authority | 100
South Georgia Medical Center | 54848_G_GEN1A | 54848 | G | GEN1A |  | Combustion Turbine | IC Engine | S_SOU | Georgia | 13 | Lowndes | 185 | 13185 | 2 | 13469 | 2013 | 9999 |  |  | N | Distillate Fuel Oil | [13 empty] | 1.6498 | 1.6498 | 1.6498 | 1.6498 | [11 empty] | Lowndes County Hospital Authority | 100 | Lowndes County Hospital Authority | 100
South Georgia Medical Center | 54848_G_GEN2A | 54848 | G | GEN2A |  | Combustion Turbine | IC Engine | S_SOU | Georgia | 13 | Lowndes | 185 | 13185 | 2 | 13469 | 2013 | 9999 |  |  | N | Distillate Fuel Oil | [13 empty] | 1.6498 | 1.6498 | 1.6498 | 1.6498 | [11 empty] | Lowndes County Hospital Authority | 100 | Lowndes County Hospital Authority | 100
Cox Waste to Energy | 54850_G_01 | 54850 | G | 01 |  | Biomass |  | PJM_West | Kentucky | 21 | Taylor | 217 | 21217 | 3 | 20712 | 1995 | 9999 |  |  | Y | Biomass | [13 empty] | 0.22033 | 0.22033 | 0.22033 | 0.22033 | [11 empty] | Cox Waste To Energy | 100 | Cox Waste To Energy | 100
Cox Waste to Energy | 54850_G_02 | 54850 | G | 02 |  | Biomass |  | PJM_West | Kentucky | 21 | Taylor | 217 | 21217 | 0.3 | 20712 | 2002 | 9999 |  |  | Y | Biomass | [13 empty] | 0.22033 | 0.22033 | 0.22033 | 0.22033 | [11 empty] | Cox Waste To Energy | 100 | Cox Waste To Energy | 100
Sun Peak Generating Station | 54854_G_5657 | 54854 | G | 5657 | 90972 | Combustion Turbine |  | WECC_SNV | Nevada | 32 | Clark | 3 | 32003 | 74 | 12323 | 1991 | 9999 |  |  | N | Natural Gas, Distillate Fuel Oil |  |  |  | H2O | [8 empty] | 0.8 | 0.13959 | 0.13959 | 0.13959 | 0.13959 | [11 empty] | Nevada Power Co | 100 | Berkshire Hathaway Inc | 100
Sun Peak Generating Station | 54854_G_5658 | 54854 | G | 5658 | 90973 | Combustion Turbine |  | WECC_SNV | Nevada | 32 | Clark | 3 | 32003 | 74 | 12323 | 1991 | 9999 |  |  | N | Natural Gas, Distillate Fuel Oil |  |  |  | H2O | [8 empty] | 0.8 | 0.141 | 0.141 | 0.141 | 0.141 | [11 empty] | Nevada Power Co | 100 | Berkshire Hathaway Inc | 100
Sun Peak Generating Station | 54854_G_5659 | 54854 | G | 5659 | 90974 | Combustion Turbine |  | WECC_SNV | Nevada | 32 | Clark | 3 | 32003 | 74 | 12323 | 1991 | 9999 |  |  | N | Natural Gas, Distillate Fuel Oil |  |  |  | H2O | [8 empty] | 0.8 | 0.13963 | 0.13963 | 0.13963 | 0.13963 | [11 empty] | Nevada Power Co | 100 | Berkshire Hathaway Inc | 100
Southwestern Bell Telephone | 54858_G_E/G1 | 54858 | G | E/G1 |  | Combustion Turbine | IC Engine | MIS_MO | Missouri | 29 | St Louis City | 510 | 29510 | 2 | 13469 | 1992 | 9999 |  |  | N | Distillate Fuel Oil | [13 empty] | 1.6498 | 1.6498 | 1.6498 | 1.6498 | [11 empty] | Southwestern Bell Telephone Co | 100 | AT&T Inc | 100
Southwestern Bell Telephone | 54858_G_E/G2 | 54858 | G | E/G2 |  | Combustion Turbine | IC Engine | MIS_MO | Missouri | 29 | St Louis City | 510 | 29510 | 2 | 13469 | 1992 | 9999 |  |  | N | Distillate Fuel Oil | [13 empty] | 1.6498 | 1.6498 | 1.6498 | 1.6498 | [11 empty] | Southwestern Bell Telephone Co | 100 | AT&T Inc | 100
Southwestern Bell Telephone | 54858_G_E/G3 | 54858 | G | E/G3 |  | Combustion Turbine | IC Engine | MIS_MO | Missouri | 29 | St Louis City | 510 | 29510 | 2 | 13469 | 1992 | 9999 |  |  | N | Distillate Fuel Oil | [13 empty] | 1.6498 | 1.6498 | 1.6498 | 1.6498 | [11 empty] | Southwestern Bell Telephone Co | 100 | AT&T Inc | 100
Southwestern Bell Telephone | 54858_G_E/G4 | 54858 | G | E/G4 |  | Combustion Turbine | IC Engine | MIS_MO | Missouri | 29 | St Louis City | 510 | 29510 | 2.8 | 13469 | 2005 | 9999 |  |  | N | Distillate Fuel Oil | [13 empty] | 1.6498 | 1.6498 | 1.6498 | 1.6498 | [11 empty] | Southwestern Bell Telephone Co | 100 | AT&T Inc | 100
Southwestern Bell Telephone | 54858_G_E/G5 | 54858 | G | E/G5 |  | Combustion Turbine | IC Engine | MIS_MO | Missouri | 29 | St Louis City | 510 | 29510 | 2.8 | 13469 | 2008 | 9999 |  |  | N | Distillate Fuel Oil | [13 empty] | 1.6498 | 1.6498 | 1.6498 | 1.6498 | [11 empty] | Southwestern Bell Telephone Co | 100 | AT&T Inc | 100
Southwestern Bell Telephone | 54858_G_E/G6 | 54858 | G | E/G6 |  | Combustion Turbine | IC Engine | MIS_MO | Missouri | 29 | St Louis City | 510 | 29510 | 2.8 | 13469 | 2011 | 9999 |  |  | N | Distillate Fuel Oil | [13 empty] | 1.6498 | 1.6498 | 1.6498 | 1.6498 | [11 empty] | Southwestern Bell Telephone Co | 100 | AT&T Inc | 100
Southwestern Bell Telephone | 54858_G_E/G7 | 54858 | G | E/G7 |  | Combustion Turbine | IC Engine | MIS_MO | Missouri | 29 | St Louis City | 510 | 29510 | 2.8 | 13469 | 2011 | 9999 |  |  | N | Distillate Fuel Oil | [13 empty] | 1.6498 | 1.6498 | 1.6498 | 1.6498 | [11 empty] | Southwestern Bell Telephone Co | 100 | AT&T Inc | 100
Black Creek | 54860_G_GEN1 | 54860 | G | GEN1 |  | Hydro |  | WECC_PNW | Washington | 53 | King | 33 | 53033 | 3.7 | 0 | 1994 | 9999 |  |  | N | Hydro | [13 empty] | 0 | 0 | 0 | 0 | [11 empty] | Black Creek Hydro Inc | 100 | Puget Energy Inc | 100
Phoenix Hydro Project | 54865_G_1-02 | 54865 | G | 1-02 |  | Hydro |  | NY_Z_C&E | New York | 36 | Oswego | 75 | 36075 | 1.2 | 0 | 1991 | 9999 |  |  | N | Hydro | [13 empty] | 0 | 0 | 0 | 0 | [11 empty] | Oswego Hydro Partners LP | 100 | Hudson Clean Energy Partners LP | 100
Phoenix Hydro Project | 54865_G_2-01 | 54865 | G | 2-01 |  | Hydro |  | NY_Z_C&E | New York | 36 | Oswego | 75 | 36075 | 1.2 | 0 | 1991 | 9999 |  |  | N | Hydro | [13 empty] | 0 | 0 | 0 | 0 | [11 empty] | Oswego Hydro Partners LP | 100 | Hudson Clean Energy Partners LP | 100
Atlanta Gift Mart LP | 54877_G_BUG | 54877 | G | BUG |  | Combustion Turbine | IC Engine | S_SOU | Georgia | 13 | Fulton | 121 | 13121 | 1.2 | 13469 | 1991 | 9999 |  |  | N | Distillate Fuel Oil | [13 empty] | 1.6498 | 1.6498 | 1.6498 | 1.6498 | [11 empty] | Atlanta Gift Mart LP | 100 | Atlanta Gift Mart LP | 100
CenturyLink Regional HQ | 54882_G_GEN2 | 54882 | G | GEN2 |  | Combustion Turbine | IC Engine | S_VACA | North Carolina | 37 | Franklin | 69 | 37069 | 0.6 | 13469 | 1993 | 9999 |  |  | N | Distillate Fuel Oil | [13 empty] | 1.6498 | 1.6498 | 1.6498 | 1.6498 | [11 empty] | Sprint Mid Atlantic Telecom | 100 | Sprint Mid Atlantic Telecom | 100
Kimberly Mill | 54885_G_1H | 54885 | G | 1H |  | Hydro |  | MIS_WUMS | Wisconsin | 55 | Outagamie | 87 | 55087 | 0.7 | 0 | 1926 | 9999 |  |  | N | Hydro | [13 empty] | 0 | 0 | 0 | 0 | [11 empty] | Kaukauna WI (City of) | 100 | Kaukauna WI (City of) | 100
Kimberly Mill | 54885_G_2H | 54885 | G | 2H |  | Hydro |  | MIS_WUMS | Wisconsin | 55 | Outagamie | 87 | 55087 | 0.7 | 0 | 1927 | 9999 |  |  | N | Hydro | [13 empty] | 0 | 0 | 0 | 0 | [11 empty] | Kaukauna WI (City of) | 100 | Kaukauna WI (City of) | 100
Kimberly Mill | 54885_G_3H | 54885 | G | 3H |  | Hydro |  | MIS_WUMS | Wisconsin | 55 | Outagamie | 87 | 55087 | 0.7 | 0 | 1927 | 9999 |  |  | N | Hydro | [13 empty] | 0 | 0 | 0 | 0 | [11 empty] | Kaukauna WI (City of) | 100 | Kaukauna WI (City of) | 100
Presence Saint Mary of Nazareth Hospital | 54886_G_GEN1 | 54886 | G | GEN1 |  | Combustion Turbine | IC Engine | PJM_COMD | Illinois | 17 | Cook | 31 | 17031 | 0.8 | 11686 | 1993 | 2045 |  |  | N | Natural Gas | [13 empty] | 1.061 | 1.061 | 1.061 | 1.061 | [11 empty] | Resurrection Health Care Corp | 100 | Resurrection Health Care Corp | 100
Presence Saint Mary of Nazareth Hospital | 54886_G_GEN3 | 54886 | G | GEN3 |  | Combustion Turbine | IC Engine | PJM_COMD | Illinois | 17 | Cook | 31 | 17031 | 0.8 | 11686 | 1993 | 2045 |  |  | N | Natural Gas | [13 empty] | 1.061 | 1.061 | 1.061 | 1.061 | [11 empty] | Resurrection Health Care Corp | 100 | Resurrection Health Care Corp | 100
Presence Saint Mary of Nazareth Hospital | 54886_G_GEN4 | 54886 | G | GEN4 |  | Combustion Turbine | IC Engine | PJM_COMD | Illinois | 17 | Cook | 31 | 17031 | 0.9 | 13469 | 1993 | 2030 |  |  | N | Distillate Fuel Oil | [13 empty] | 1.6498 | 1.6498 | 1.6498 | 1.6498 | [11 empty] | Resurrection Health Care Corp | 100 | Resurrection Health Care Corp | 100
Presence Saint Mary of Nazareth Hospital | 54886_G_GEN5 | 54886 | G | GEN5 |  | Combustion Turbine | IC Engine | PJM_COMD | Illinois | 17 | Cook | 31 | 17031 | 0.9 | 13469 | 1993 | 2030 |  |  | N | Distillate Fuel Oil | [13 empty] | 1.6498 | 1.6498 | 1.6498 | 1.6498 | [11 empty] | Resurrection Health Care Corp | 100 | Resurrection Health Care Corp | 100
Presence Saint Mary of Nazareth Hospital | 54886_G_GEN6 | 54886 | G | GEN6 |  | Combustion Turbine | IC Engine | PJM_COMD | Illinois | 17 | Cook | 31 | 17031 | 0.8 | 13469 | 2006 | 2030 |  |  | N | Distillate Fuel Oil | [13 empty] | 1.6498 | 1.6498 | 1.6498 | 1.6498 | [11 empty] | Resurrection Health Care Corp | 100 | Resurrection Health Care Corp | 100
Peoples Generating Station | 54890_G_GEN1 | 54890 | G | GEN1 |  | Landfill Gas |  | MIS_LMI | Michigan | 26 | Saginaw | 145 | 26145 | 2.2 | 13500 | 1995 | 9999 |  |  | N | Landfill Gas | [13 empty] | 0.34201 | 0.34201 | 0.34201 | 0.34201 | [11 empty] | North American Natural Resources | 100 | North American Natural Resources | 100
Narrows (NC) | 54894_G_YN1 | 54894 | G | YN1 |  | Hydro |  | S_VACA | North Carolina | 37 | Stanly | 167 | 37167 | 30 | 0 | 1917 | 9999 |  |  | N | Hydro | [13 empty] | 0 | 0 | 0 | 0 | [11 empty] | Cube Yadkin Generation LLC | 100 | Ontario Power Generation Inc | 100
Narrows (NC) | 54894_G_YN2 | 54894 | G | YN2 |  | Hydro |  | S_VACA | North Carolina | 37 | Stanly | 167 | 37167 | 30 | 0 | 1917 | 9999 |  |  | N | Hydro | [13 empty] | 0 | 0 | 0 | 0 | [11 empty] | Cube Yadkin Generation LLC | 100 | Ontario Power Generation Inc | 100
Narrows (NC) | 54894_G_YN3 | 54894 | G | YN3 |  | Hydro |  | S_VACA | North Carolina | 37 | Stanly | 167 | 37167 | 30 | 0 | 1917 | 9999 |  |  | N | Hydro | [13 empty] | 0 | 0 | 0 | 0 | [11 empty] | Cube Yadkin Generation LLC | 100 | Ontario Power Generation Inc | 100
Narrows (NC) | 54894_G_YN4 | 54894 | G | YN4 |  | Hydro |  | S_VACA | North Carolina | 37 | Stanly | 167 | 37167 | 29 | 0 | 1924 | 9999 |  |  | N | Hydro | [13 empty] | 0 | 0 | 0 | 0 | [11 empty] | Cube Yadkin Generation LLC | 100 | Ontario Power Generation Inc | 100
Falls Hydro | 54895_G_YF2 | 54895 | G | YF2 |  | Hydro |  | S_VACA | North Carolina | 37 | Stanly | 167 | 37167 | 10 | 0 | 1919 | 9999 |  |  | N | Hydro | [13 empty] | 0 | 0 | 0 | 0 | [11 empty] | Cube Yadkin Generation LLC | 100 | Ontario Power Generation Inc | 100
Falls Hydro | 54895_G_YF3 | 54895 | G | YF3 |  | Hydro |  | S_VACA | North Carolina | 37 | Stanly | 167 | 37167 | 11 | 0 | 1919 | 9999 |  |  | N | Hydro | [13 empty] | 0 | 0 | 0 | 0 | [11 empty] | Cube Yadkin Generation LLC | 100 | Ontario Power Generation Inc | 100
Falls Hydro | 54895_G_YF1 | 54895 | G | YF1 |  | Hydro |  | S_VACA | North Carolina | 37 | Stanly | 167 | 37167 | 9 | 0 | 1922 | 9999 |  |  | N | Hydro | [13 empty] | 0 | 0 | 0 | 0 | [11 empty] | Cube Yadkin Generation LLC | 100 | Ontario Power Generation Inc | 100
High Rock Hydro | 54896_G_HR1 | 54896 | G | HR1 |  | Hydro |  | S_VACA | North Carolina | 37 | Davidson | 57 | 37057 | 13 | 0 | 1927 | 9999 |  |  | N | Hydro | [13 empty] | 0 | 0 | 0 | 0 | [11 empty] | Cube Yadkin Generation LLC | 100 | Ontario Power Generation Inc | 100
High Rock Hydro | 54896_G_HR2 | 54896 | G | HR2 |  | Hydro |  | S_VACA | North Carolina | 37 | Davidson | 57 | 37057 | 13 | 0 | 1927 | 9999 |  |  | N | Hydro | [13 empty] | 0 | 0 | 0 | 0 | [11 empty] | Cube Yadkin Generation LLC | 100 | Ontario Power Generation Inc | 100
High Rock Hydro | 54896_G_HR3 | 54896 | G | HR3 |  | Hydro |  | S_VACA | North Carolina | 37 | Davidson | 57 | 37057 | 13 | 0 | 1927 | 9999 |  |  | N | Hydro | [13 empty] | 0 | 0 | 0 | 0 | [11 empty] | Cube Yadkin Generation LLC | 100 | Ontario Power Generation Inc | 100
Tuckertown Hydro | 54897_G_TT1 | 54897 | G | TT1 |  | Hydro |  | S_VACA | North Carolina | 37 | Montgomery | 123 | 37123 | 13 | 0 | 1962 | 9999 |  |  | N | Hydro | [13 empty] | 0 | 0 | 0 | 0 | [11 empty] | Cube Yadkin Generation LLC | 100 | Ontario Power Generation Inc | 100
Tuckertown Hydro | 54897_G_TT2 | 54897 | G | TT2 |  | Hydro |  | S_VACA | North Carolina | 37 | Montgomery | 123 | 37123 | 13 | 0 | 1962 | 9999 |  |  | N | Hydro | [13 empty] | 0 | 0 | 0 | 0 | [11 empty] | Cube Yadkin Generation LLC | 100 | Ontario Power Generation Inc | 100
Tuckertown Hydro | 54897_G_TT3 | 54897 | G | TT3 |  | Hydro |  | S_VACA | North Carolina | 37 | Montgomery | 123 | 37123 | 13 | 0 | 1962 | 9999 |  |  | N | Hydro | [13 empty] | 0 | 0 | 0 | 0 | [11 empty] | Cube Yadkin Generation LLC | 100 | Ontario Power Generation Inc | 100
Santeetlah | 54898_G_1 | 54898 | G | 1 |  | Hydro |  | S_C_TVA | North Carolina | 37 | Graham | 75 | 37075 | 20 | 0 | 1928 | 9999 |  |  | N | Hydro | [13 empty] | 0 | 0 | 0 | 0 | [11 empty] | Brookfield Smoky Mountain Hydropower LP | 100 | Brookfield Asset Management Inc | 100
Santeetlah | 54898_G_2 | 54898 | G | 2 |  | Hydro |  | S_C_TVA | North Carolina | 37 | Graham | 75 | 37075 | 20 | 0 | 1928 | 9999 |  |  | N | Hydro | [13 empty] | 0 | 0 | 0 | 0 | [11 empty] | Brookfield Smoky Mountain Hydropower LP | 100 | Brookfield Asset Management Inc | 100
Cheoah | 54899_G_5 | 54899 | G | 5 |  | Hydro |  | S_C_TVA | North Carolina | 37 | Graham | 75 | 37075 | 31 | 0 | 1949 | 9999 |  |  | N | Hydro | [13 empty] | 0 | 0 | 0 | 0 | [11 empty] | Brookfield Smoky Mountain Hydropower LP | 100 | Brookfield Asset Management Inc | 100
Cheoah | 54899_G_1A | 54899 | G | 1A |  | Hydro |  | S_C_TVA | North Carolina | 37 | Graham | 75 | 37075 | 28 | 0 | 2012 | 9999 |  |  | N | Hydro | [13 empty] | 0 | 0 | 0 | 0 | [11 empty] | Brookfield Smoky Mountain Hydropower LP | 100 | Brookfield Asset Management Inc | 100
Cheoah | 54899_G_2A | 54899 | G | 2A |  | Hydro |  | S_C_TVA | North Carolina | 37 | Graham | 75 | 37075 | 28 | 0 | 2012 | 9999 |  |  | N | Hydro | [13 empty] | 0 | 0 | 0 | 0 | [11 empty] | Brookfield Smoky Mountain Hydropower LP | 100 | Brookfield Asset Management Inc | 100
Cheoah | 54899_G_4A | 54899 | G | 4A |  | Hydro |  | S_C_TVA | North Carolina | 37 | Graham | 75 | 37075 | 28 | 0 | 2012 | 9999 |  |  | N | Hydro | [13 empty] | 0 | 0 | 0 | 0 | [11 empty] | Brookfield Smoky Mountain Hydropower LP | 100 | Brookfield Asset Management Inc | 100
Cheoah | 54899_G_3A | 54899 | G | 3A |  | Hydro |  | S_C_TVA | North Carolina | 37 | Graham | 75 | 37075 | 28 | 0 | 2013 | 9999 |  |  | N | Hydro | [13 empty] | 0 | 0 | 0 | 0 | [11 empty] | Brookfield Smoky Mountain Hydropower LP | 100 | Brookfield Asset Management Inc | 100
Calderwood | 54900_G_1 | 54900 | G | 1 |  | Hydro |  | S_C_TVA | Tennessee | 47 | Blount | 9 | 47009 | 52 | 0 | 1930 | 9999 |  |  | N | Hydro | [13 empty] | 0 | 0 | 0 | 0 | [11 empty] | Brookfield Smoky Mountain Hydropower LP | 100 | Brookfield Asset Management Inc | 100
Calderwood | 54900_G_2 | 54900 | G | 2 |  | Hydro |  | S_C_TVA | Tennessee | 47 | Blount | 9 | 47009 | 52 | 0 | 1930 | 9999 |  |  | N | Hydro | [13 empty] | 0 | 0 | 0 | 0 | [11 empty] | Brookfield Smoky Mountain Hydropower LP | 100 | Brookfield Asset Management Inc | 100
Calderwood | 54900_G_3 | 54900 | G | 3 |  | Hydro |  | S_C_TVA | Tennessee | 47 | Blount | 9 | 47009 | 52 | 0 | 1938 | 9999 |  |  | N | Hydro | [13 empty] | 0 | 0 | 0 | 0 | [11 empty] | Brookfield Smoky Mountain Hydropower LP | 100 | Brookfield Asset Management Inc | 100
Chilhowee | 54901_G_1 | 54901 | G | 1 |  | Hydro |  | S_C_TVA | Tennessee | 47 | Blount | 9 | 47009 | 17 | 0 | 1957 | 9999 |  |  | N | Hydro | [13 empty] | 0 | 0 | 0 | 0 | [11 empty] | Brookfield Smoky Mountain Hydropower LP | 100 | Brookfield Asset Management Inc | 100
Chilhowee | 54901_G_2 | 54901 | G | 2 |  | Hydro |  | S_C_TVA | Tennessee | 47 | Blount | 9 | 47009 | 17 | 0 | 1957 | 9999 |  |  | N | Hydro | [13 empty] | 0 | 0 | 0 | 0 | [11 empty] | Brookfield Smoky Mountain Hydropower LP | 100 | Brookfield Asset Management Inc | 100
Chilhowee | 54901_G_3 | 54901 | G | 3 |  | Hydro |  | S_C_TVA | Tennessee | 47 | Blount | 9 | 47009 | 17 | 0 | 1957 | 9999 |  |  | N | Hydro | [13 empty] | 0 | 0 | 0 | 0 | [11 empty] | Brookfield Smoky Mountain Hydropower LP | 100 | Brookfield Asset Management Inc | 100
Adrian Energy Associates LLC | 54903_G_UNT1 | 54903 | G | UNT1 |  | Landfill Gas |  | MIS_LMI | Michigan | 26 | Lenawee | 91 | 26091 | 0.8 | 13529 | 1994 | 9999 |  |  | N | Landfill Gas | [13 empty] | 0.24082 | 0.24082 | 0.24082 | 0.24082 | [11 empty] | Adrian Energy Associates LLC | 100 | DTE Energy Co | 100
Adrian Energy Associates LLC | 54903_G_UNT2 | 54903 | G | UNT2 |  | Landfill Gas |  | MIS_LMI | Michigan | 26 | Lenawee | 91 | 26091 | 0.8 | 13528 | 1994 | 9999 |  |  | N | Landfill Gas | [13 empty] | 0.24082 | 0.24082 | 0.24082 | 0.24082 | [11 empty] | Adrian Energy Associates LLC | 100 | DTE Energy Co | 100
Adrian Energy Associates LLC | 54903_G_UNT3 | 54903 | G | UNT3 |  | Landfill Gas |  | MIS_LMI | Michigan | 26 | Lenawee | 91 | 26091 | 0.8 | 13528 | 1994 | 9999 |  |  | N | Landfill Gas | [13 empty] | 0.24082 | 0.24082 | 0.24082 | 0.24082 | [11 empty] | Adrian Energy Associates LLC | 100 | DTE Energy Co | 100
Tehachapi Wind Resource II | 54909_G_EXIS | 54909 | G | EXIS |  | Onshore Wind |  | WECC_SCE | California | 6 | Kern | 29 | 06029 | 13.6 | 0 | 1997 | 9999 |  |  | N | Wind | [13 empty] | 0 | 0 | 0 | 0 | [11 empty] | Calwind Resources Inc | 100 | Calwind Resources Inc | 100
Tehachapi Wind Resource II | 54909_G_EXI2 | 54909 | G | EXI2 |  | Onshore Wind |  | WECC_SCE | California | 6 | Kern | 29 | 06029 | 8.3 | 0 | 2002 | 9999 |  |  | N | Wind | [13 empty] | 0 | 0 | 0 | 0 | [11 empty] | Calwind Resources Inc | 100 | Calwind Resources Inc | 100
Brent Run Generating Station | 54910_G_7-1 | 54910 | G | 7-1 |  | Landfill Gas |  | MIS_LMI | Michigan | 26 | Genesee | 49 | 26049 | 0.8 | 13500 | 1998 | 9999 |  |  | N | Landfill Gas | [13 empty] | 0.19329 | 0.19329 | 0.19329 | 0.19329 | [11 empty] | Energy Developments Inc | 100 | Energy Developments | 100
Brent Run Generating Station | 54910_G_7-2 | 54910 | G | 7-2 |  | Landfill Gas |  | MIS_LMI | Michigan | 26 | Genesee | 49 | 26049 | 0.8 | 13500 | 1998 | 9999 |  |  | N | Landfill Gas | [13 empty] | 0.19329 | 0.19329 | 0.19329 | 0.19329 | [11 empty] | Energy Developments Inc | 100 | Energy Developments | 100
Brent Run Generating Station | 54910_G_7-3 | 54910 | G | 7-3 |  | Landfill Gas |  | MIS_LMI | Michigan | 26 | Genesee | 49 | 26049 | 0.6 | 13500 | 2010 | 9999 |  |  | N | Landfill Gas | [13 empty] | 0.19329 | 0.19329 | 0.19329 | 0.19329 | [11 empty] | Energy Developments Inc | 100 | Energy Developments | 100
Brent Run Generating Station | 54910_G_7-4 | 54910 | G | 7-4 |  | Landfill Gas |  | MIS_LMI | Michigan | 26 | Genesee | 49 | 26049 | 1.6 | 13500 | 2012 | 9999 |  |  | N | Landfill Gas | [13 empty] | 0.19329 | 0.19329 | 0.19329 | 0.19329 | [11 empty] | Energy Developments Inc | 100 | Energy Developments | 100
Brent Run Generating Station | 54910_G_7-5 | 54910 | G | 7-5 |  | Landfill Gas |  | MIS_LMI | Michigan | 26 | Genesee | 49 | 26049 | 1.6 | 13500 | 2012 | 9999 |  |  | N | Landfill Gas | [13 empty] | 0.19329 | 0.19329 | 0.19329 | 0.19329 | [11 empty] | Energy Developments Inc | 100 | Energy Developments | 100
Brooklyn Navy Yard Cogeneration | 54914_G_01 | 54914 | G | 01 | 3809 | Combined Cycle |  | NY_Z_J | New York | 36 | Kings | 47 | 36047 | 90 | 5884 | 1996 | 9999 |  |  | Y | Natural Gas, Distillate Fuel Oil |  |  |  | DLNB + H2O | SCR | [8 empty] | 0.0069756 | 0.0069756 | 0.0069756 | 0.0069756 | [11 empty] | Brooklyn Navy Yard Cogeneration Partners | 100 | Energy Investors Funds Group | 100
Brooklyn Navy Yard Cogeneration | 54914_G_02 | 54914 | G | 02 | 3810 | Combined Cycle |  | NY_Z_J | New York | 36 | Kings | 47 | 36047 | 90 | 5884 | 1996 | 9999 |  |  | Y | Natural Gas, Distillate Fuel Oil |  |  |  | DLNB + H2O | SCR | [8 empty] | 0.0068097 | 0.0068097 | 0.0068097 | 0.0068097 | [11 empty] | Brooklyn Navy Yard Cogeneration Partners | 100 | Energy Investors Funds Group | 100
Brooklyn Navy Yard Cogeneration | 54914_G_03 | 54914 | G | 03 | 3809 | Combined Cycle |  | NY_Z_J | New York | 36 | Kings | 47 | 36047 | 35 | 5884 | 1996 | 9999 |  |  | Y | Natural Gas, Distillate Fuel Oil |  |  |  | DLNB + H2O | SCR | [8 empty] | 0.0069756 | 0.0069756 | 0.0069756 | 0.0069756 | [11 empty] | Brooklyn Navy Yard Cogeneration Partners | 100 | Energy Investors Funds Group | 100
Brooklyn Navy Yard Cogeneration | 54914_G_04 | 54914 | G | 04 | 3810 | Combined Cycle |  | NY_Z_J | New York | 36 | Kings | 47 | 36047 | 35 | 5884 | 1996 | 9999 |  |  | Y | Natural Gas, Distillate Fuel Oil |  |  |  | DLNB + H2O | SCR | [8 empty] | 0.0068097 | 0.0068097 | 0.0068097 | 0.0068097 | [11 empty] | Brooklyn Navy Yard Cogeneration Partners | 100 | Energy Investors Funds Group | 100
Michigan Power LP | 54915_G_G001 | 54915 | G | G001 | 3811 | Combined Cycle |  | MIS_LMI | Michigan | 26 | Mason | 105 | 26105 | 58 | 6092 | 1995 | 9999 |  |  | Y | Natural Gas |  |  |  | FR + LNB | [9 empty] | 0.030304 | 0.030304 | 0.030304 | 0.030304 | [11 empty] | Michigan Power LP | 100 | Rockland Capital | 100
Michigan Power LP | 54915_G_G101 | 54915 | G | G101 | 3811 | Combined Cycle |  | MIS_LMI | Michigan | 26 | Mason | 105 | 26105 | 70 | 6092 | 1995 | 9999 |  |  | Y | Natural Gas |  |  |  | DLNB | [9 empty] | 0.030304 | 0.030304 | 0.030304 | 0.030304 | [11 empty] | Michigan Power LP | 100 | Rockland Capital | 100
Twin Bridges LFGTE | 54925_G_I-1 | 54925 | G | I-1 |  | Landfill Gas |  | MIS_INKY | Indiana | 18 | Hendricks | 63 | 18063 | 0.8 | 13500 | 1994 | 9999 |  |  | N | Landfill Gas | [13 empty] | 0.24082 | 0.24082 | 0.24082 | 0.24082 | [11 empty] | Wabash Valley Power Association Inc | 100 | Wabash Valley Power Association Inc | 100
Twin Bridges LFGTE | 54925_G_I-2 | 54925 | G | I-2 |  | Landfill Gas |  | MIS_INKY | Indiana | 18 | Hendricks | 63 | 18063 | 0.8 | 13500 | 1994 | 9999 |  |  | N | Landfill Gas | [13 empty] | 0.24082 | 0.24082 | 0.24082 | 0.24082 | [11 empty] | Wabash Valley Power Association Inc | 100 | Wabash Valley Power Association Inc | 100
Twin Bridges LFGTE | 54925_G_I-3 | 54925 | G | I-3 |  | Landfill Gas |  | MIS_INKY | Indiana | 18 | Hendricks | 63 | 18063 | 0.8 | 13500 | 1994 | 9999 |  |  | N | Landfill Gas | [13 empty] | 0.24082 | 0.24082 | 0.24082 | 0.24082 | [11 empty] | Wabash Valley Power Association Inc | 100 | Wabash Valley Power Association Inc | 100
Twin Bridges LFGTE | 54925_G_I-4 | 54925 | G | I-4 |  | Landfill Gas |  | MIS_INKY | Indiana | 18 | Hendricks | 63 | 18063 | 0.8 | 13500 | 1994 | 9999 |  |  | N | Landfill Gas | [13 empty] | 0.24082 | 0.24082 | 0.24082 | 0.24082 | [11 empty] | Wabash Valley Power Association Inc | 100 | Wabash Valley Power Association Inc | 100
Twin Bridges LFGTE | 54925_G_II-1 | 54925 | G | II-1 |  | Landfill Gas |  | MIS_INKY | Indiana | 18 | Hendricks | 63 | 18063 | 0.8 | 13500 | 2002 | 9999 |  |  | N | Landfill Gas | [13 empty] | 0.24082 | 0.24082 | 0.24082 | 0.24082 | [11 empty] | Wabash Valley Power Association Inc | 100 | Wabash Valley Power Association Inc | 100
Twin Bridges LFGTE | 54925_G_II-2 | 54925 | G | II-2 |  | Landfill Gas |  | MIS_INKY | Indiana | 18 | Hendricks | 63 | 18063 | 0.8 | 13500 | 2002 | 9999 |  |  | N | Landfill Gas | [13 empty] | 0.24082 | 0.24082 | 0.24082 | 0.24082 | [11 empty] | Wabash Valley Power Association Inc | 100 | Wabash Valley Power Association Inc | 100
Twin Bridges LFGTE | 54925_G_II-3 | 54925 | G | II-3 |  | Landfill Gas |  | MIS_INKY | Indiana | 18 | Hendricks | 63 | 18063 | 0.8 | 13500 | 2002 | 9999 |  |  | N | Landfill Gas | [13 empty] | 0.24082 | 0.24082 | 0.24082 | 0.24082 | [11 empty] | Wabash Valley Power Association Inc | 100 | Wabash Valley Power Association Inc | 100
Twin Bridges LFGTE | 54925_G_II-4 | 54925 | G | II-4 |  | Landfill Gas |  | MIS_INKY | Indiana | 18 | Hendricks | 63 | 18063 | 0.8 | 13500 | 2002 | 9999 |  |  | N | Landfill Gas | [13 empty] | 0.24082 | 0.24082 | 0.24082 | 0.24082 | [11 empty] | Wabash Valley Power Association Inc | 100 | Wabash Valley Power Association Inc | 100
Twin Bridges LFGTE | 54925_G_III-1 | 54925 | G | III-1 |  | Landfill Gas |  | MIS_INKY | Indiana | 18 | Hendricks | 63 | 18063 | 0.8 | 13500 | 2009 | 9999 |  |  | N | Landfill Gas | [13 empty] | 0.24082 | 0.24082 | 0.24082 | 0.24082 | [11 empty] | Wabash Valley Power Association Inc | 100 | Wabash Valley Power Association Inc | 100
Twin Bridges LFGTE | 54925_G_III-2 | 54925 | G | III-2 |  | Landfill Gas |  | MIS_INKY | Indiana | 18 | Hendricks | 63 | 18063 | 0.8 | 13500 | 2009 | 9999 |  |  | N | Landfill Gas | [13 empty] | 0.24082 | 0.24082 | 0.24082 | 0.24082 | [11 empty] | Wabash Valley Power Association Inc | 100 | Wabash Valley Power Association Inc | 100
Twin Bridges LFGTE | 54925_G_III-3 | 54925 | G | III-3 |  | Landfill Gas |  | MIS_INKY | Indiana | 18 | Hendricks | 63 | 18063 | 0.8 | 13500 | 2009 | 9999 |  |  | N | Landfill Gas | [13 empty] | 0.24082 | 0.24082 | 0.24082 | 0.24082 | [11 empty] | Wabash Valley Power Association Inc | 100 | Wabash Valley Power Association Inc | 100
Twin Bridges LFGTE | 54925_G_III-4 | 54925 | G | III-4 |  | Landfill Gas |  | MIS_INKY | Indiana | 18 | Hendricks | 63 | 18063 | 0.8 | 13500 | 2009 | 9999 |  |  | N | Landfill Gas | [13 empty] | 0.24082 | 0.24082 | 0.24082 | 0.24082 | [11 empty] | Wabash Valley Power Association Inc | 100 | Wabash Valley Power Association Inc | 100
Twin Bridges LFGTE | 54925_G_IV-1 | 54925 | G | IV-1 |  | Landfill Gas |  | MIS_INKY | Indiana | 18 | Hendricks | 63 | 18063 | 1.6 | 13500 | 2012 | 9999 |  |  | N | Landfill Gas | [13 empty] | 0.24082 | 0.24082 | 0.24082 | 0.24082 | [11 empty] | Wabash Valley Power Association Inc | 100 | Wabash Valley Power Association Inc | 100
Twin Bridges LFGTE | 54925_G_IV-2 | 54925 | G | IV-2 |  | Landfill Gas |  | MIS_INKY | Indiana | 18 | Hendricks | 63 | 18063 | 1.6 | 13500 | 2012 | 9999 |  |  | N | Landfill Gas | [13 empty] | 0.24082 | 0.24082 | 0.24082 | 0.24082 | [11 empty] | Wabash Valley Power Association Inc | 100 | Wabash Valley Power Association Inc | 100
Prairie View I & II LFGTE | 54926_G_I-1 | 54926 | G | I-1 |  | Landfill Gas |  | PJM_West | Indiana | 18 | St Joseph | 141 | 18141 | 0.8 | 13500 | 1994 | 9999 |  |  | N | Landfill Gas | [13 empty] | 0.24082 | 0.24082 | 0.24082 | 0.24082 | [11 empty] | Wabash Valley Power Association Inc | 100 | Wabash Valley Power Association Inc | 100
Prairie View I & II LFGTE | 54926_G_I-2 | 54926 | G | I-2 |  | Landfill Gas |  | PJM_West | Indiana | 18 | St Joseph | 141 | 18141 | 0.8 | 13500 | 1994 | 9999 |  |  | N | Landfill Gas | [13 empty] | 0.24082 | 0.24082 | 0.24082 | 0.24082 | [11 empty] | Wabash Valley Power Association Inc | 100 | Wabash Valley Power Association Inc | 100
Prairie View I & II LFGTE | 54926_G_I-3 | 54926 | G | I-3 |  | Landfill Gas |  | PJM_West | Indiana | 18 | St Joseph | 141 | 18141 | 0.8 | 13500 | 1994 | 9999 |  |  | N | Landfill Gas | [13 empty] | 0.24082 | 0.24082 | 0.24082 | 0.24082 | [11 empty] | Wabash Valley Power Association Inc | 100 | Wabash Valley Power Association Inc | 100
Prairie View I & II LFGTE | 54926_G_I-4 | 54926 | G | I-4 |  | Landfill Gas |  | PJM_West | Indiana | 18 | St Joseph | 141 | 18141 | 0.8 | 13500 | 1994 | 9999 |  |  | N | Landfill Gas | [13 empty] | 0.24082 | 0.24082 | 0.24082 | 0.24082 | [11 empty] | Wabash Valley Power Association Inc | 100 | Wabash Valley Power Association Inc | 100
Prairie View I & II LFGTE | 54926_G_II-1 | 54926 | G | II-1 |  | Landfill Gas |  | PJM_West | Indiana | 18 | St Joseph | 141 | 18141 | 0.8 | 13500 | 2007 | 9999 |  |  | N | Landfill Gas | [13 empty] | 0.24082 | 0.24082 | 0.24082 | 0.24082 | [11 empty] | Wabash Valley Power Association Inc | 100 | Wabash Valley Power Association Inc | 100
Prairie View I & II LFGTE | 54926_G_II-2 | 54926 | G | II-2 |  | Landfill Gas |  | PJM_West | Indiana | 18 | St Joseph | 141 | 18141 | 0.8 | 13500 | 2007 | 9999 |  |  | N | Landfill Gas | [13 empty] | 0.24082 | 0.24082 | 0.24082 | 0.24082 | [11 empty] | Wabash Valley Power Association Inc | 100 | Wabash Valley Power Association Inc | 100
Prairie View I & II LFGTE | 54926_G_II-3 | 54926 | G | II-3 |  | Landfill Gas |  | PJM_West | Indiana | 18 | St Joseph | 141 | 18141 | 0.8 | 13500 | 2007 | 9999 |  |  | N | Landfill Gas | [13 empty] | 0.24082 | 0.24082 | 0.24082 | 0.24082 | [11 empty] | Wabash Valley Power Association Inc | 100 | Wabash Valley Power Association Inc | 100
Prairie View I & II LFGTE | 54926_G_II-4 | 54926 | G | II-4 |  | Landfill Gas |  | PJM_West | Indiana | 18 | St Joseph | 141 | 18141 | 0.8 | 13500 | 2007 | 9999 |  |  | N | Landfill Gas | [13 empty] | 0.24082 | 0.24082 | 0.24082 | 0.24082 | [11 empty] | Wabash Valley Power Association Inc | 100 | Wabash Valley Power Association Inc | 100
Grand Isle Gas Plant / Treating Station | 54927_G_1 | 54927 | G | 1 |  | Combustion Turbine | IC Engine | MIS_AMSO | Louisiana | 22 | Jefferson | 51 | 22051 | 2.9 | 14286 | 1965 | 9999 |  |  | N | Natural Gas | [13 empty] | 1.061 | 1.061 | 1.061 | 1.061 | [11 empty] | Exxon Mobil Production Co | 100 | ExxonMobil Corp | 100
Grand Isle Gas Plant / Treating Station | 54927_G_2 | 54927 | G | 2 |  | Combustion Turbine | IC Engine | MIS_AMSO | Louisiana | 22 | Jefferson | 51 | 22051 | 2.9 | 14286 | 1965 | 9999 |  |  | N | Natural Gas | [13 empty] | 1.061 | 1.061 | 1.061 | 1.061 | [11 empty] | Exxon Mobil Production Co | 100 | ExxonMobil Corp | 100
Grand Isle Gas Plant / Treating Station | 54927_G_3 | 54927 | G | 3 |  | Combustion Turbine | IC Engine | MIS_AMSO | Louisiana | 22 | Jefferson | 51 | 22051 | 2.9 | 14286 | 1965 | 9999 |  |  | N | Natural Gas | [13 empty] | 1.061 | 1.061 | 1.061 | 1.061 | [11 empty] | Exxon Mobil Production Co | 100 | ExxonMobil Corp | 100
Alliant SBD 9403 Aegon DC | 54929_G_6111 | 54929 | G | 6111 |  | Combustion Turbine | IC Engine | MIS_IA | Iowa | 19 | Linn | 113 | 19113 | 1.1 | 24834 | 1995 | 9999 |  |  | N | Distillate Fuel Oil | [12 empty] | 2.5 | 1.6498 | 1.6498 | 1.6498 | 1.6498 | [11 empty] | Alliant Energy Integ Ser Cogeneration | 100 | Alliant Energy Corp | 100
Alliant SBD 9403 Aegon DC | 54929_G_6112 | 54929 | G | 6112 |  | Combustion Turbine | IC Engine | MIS_IA | Iowa | 19 | Linn | 113 | 19113 | 1.5 | 24447 | 2003 | 9999 |  |  | N | Distillate Fuel Oil | [12 empty] | 2.5 | 1.6498 | 1.6498 | 1.6498 | 1.6498 | [11 empty] | Alliant Energy Integ Ser Cogeneration | 100 | Alliant Energy Corp | 100
Alliant SBD 9403 Aegon DC | 54929_G_6113 | 54929 | G | 6113 |  | Combustion Turbine | IC Engine | MIS_IA | Iowa | 19 | Linn | 113 | 19113 | 1.5 | 25000 | 2007 | 9999 |  |  | N | Distillate Fuel Oil | [13 empty] | 1.6498 | 1.6498 | 1.6498 | 1.6498 | [11 empty] | Alliant Energy Integ Ser Cogeneration | 100 | Alliant Energy Corp | 100
Ridgetop | 54931_G_WGN1 | 54931 | G | WGN1 |  | Onshore Wind |  | WECC_SCE | California | 6 | Kern | 29 | 06029 | 46.9 | 0 | 1994 | 9999 |  |  | N | Wind | [13 empty] | 0 | 0 | 0 | 0 | [11 empty] | Pacific Crest Power LLC | 100 | ArcLight Capital Partners LLC | 100
Richard J Donovan Correctional Facility | 54936_G_03 | 54936 | G | 03 |  | Combustion Turbine |  | WEC_SDGE | California | 6 | San Diego | 73 | 06073 | 2.2 | 8700 | 1987 | 9999 |  |  | Y | Natural Gas | [13 empty] | 0.01194 | 0.01194 | 0.01194 | 0.01194 | [11 empty] | California Dept of Corrections | 100 | California Dept of Corrections | 100
EKS Landfill | 54939_G_UNT1 | 54939 | G | UNT1 |  | Landfill Gas |  | MIS_MNWI | Minnesota | 27 | Dakota | 37 | 27037 | 1.5 | 13500 | 1994 | 9999 |  |  | N | Landfill Gas | [13 empty] | 0.24082 | 0.24082 | 0.24082 | 0.24082 | [11 empty] | WM Renewable Energy LLC | 100 | Waste Management Inc | 100
EKS Landfill | 54939_G_UNT2 | 54939 | G | UNT2 |  | Landfill Gas |  | MIS_MNWI | Minnesota | 27 | Dakota | 37 | 27037 | 1.5 | 13500 | 1994 | 9999 |  |  | N | Landfill Gas | [13 empty] | 0.24082 | 0.24082 | 0.24082 | 0.24082 | [11 empty] | WM Renewable Energy LLC | 100 | Waste Management Inc | 100
EKS Landfill | 54939_G_UNT4 | 54939 | G | UNT4 |  | Landfill Gas |  | MIS_MNWI | Minnesota | 27 | Dakota | 37 | 27037 | 1.5 | 13500 | 2011 | 9999 |  |  | N | Landfill Gas | [13 empty] | 0.24082 | 0.24082 | 0.24082 | 0.24082 | [11 empty] | WM Renewable Energy LLC | 100 | Waste Management Inc | 100
Univ of Oregon Central Power Station | 54950_G_CTG1 | 54950 | G | CTG1 |  | Combined Cycle |  | WECC_PNW | Oregon | 41 | Lane | 39 | 41039 | 7.5 | 8762 | 2012 | 9999 |  |  | Y | Natural Gas, Distillate Fuel Oil | [13 empty] | 0.024573 | 0.024573 | 0.024573 | 0.024573 | [11 empty] | University of Oregon | 100 | University of Oregon | 100
Univ of Oregon Central Power Station | 54950_G_STG1 | 54950 | G | STG1 |  | Combined Cycle |  | WECC_PNW | Oregon | 41 | Lane | 39 | 41039 | 1.5 | 8762 | 2012 | 9999 |  |  | Y | Natural Gas, Distillate Fuel Oil | [13 empty] | 0.024573 | 0.024573 | 0.024573 | 0.024573 | [11 empty] | University of Oregon | 100 | University of Oregon | 100
Hudson Falls Hydroelectric Project | 54953_G_GEN1 | 54953 | G | GEN1 |  | Hydro |  | NY_Z_F | New York | 36 | Saratoga | 91 | 36091 | 22 | 0 | 1995 | 9999 |  |  | N | Hydro | [13 empty] | 0 | 0 | 0 | 0 | [11 empty] | Northern Electric Power Co LP | 100 | Boralex Power Income Fund | 100
Hudson Falls Hydroelectric Project | 54953_G_GEN2 | 54953 | G | GEN2 |  | Hydro |  | NY_Z_F | New York | 36 | Saratoga | 91 | 36091 | 22 | 0 | 1995 | 9999 |  |  | N | Hydro | [13 empty] | 0 | 0 | 0 | 0 | [11 empty] | Northern Electric Power Co LP | 100 | Boralex Power Income Fund | 100
Deercroft I & II LFGTE | 54956_G_I-1 | 54956 | G | I-1 |  | Combustion Turbine | IC Engine | MIS_INKY | Indiana | 18 | LaPorte | 91 | 18091 | 0.8 | 12347 | 1999 | 9999 |  |  | N | Natural Gas | [13 empty] | 1.061 | 1.061 | 1.061 | 1.061 | [11 empty] | Wabash Valley Power Association Inc | 100 | Wabash Valley Power Association Inc | 100
Deercroft I & II LFGTE | 54956_G_I-2 | 54956 | G | I-2 |  | Combustion Turbine | IC Engine | MIS_INKY | Indiana | 18 | LaPorte | 91 | 18091 | 0.8 | 12348 | 1999 | 9999 |  |  | N | Natural Gas | [13 empty] | 1.061 | 1.061 | 1.061 | 1.061 | [11 empty] | Wabash Valley Power Association Inc | 100 | Wabash Valley Power Association Inc | 100
Deercroft I & II LFGTE | 54956_G_I-3 | 54956 | G | I-3 |  | Combustion Turbine | IC Engine | MIS_INKY | Indiana | 18 | LaPorte | 91 | 18091 | 0.8 | 12348 | 1999 | 9999 |  |  | N | Natural Gas | [13 empty] | 1.061 | 1.061 | 1.061 | 1.061 | [11 empty] | Wabash Valley Power Association Inc | 100 | Wabash Valley Power Association Inc | 100
Deercroft I & II LFGTE | 54956_G_I-4 | 54956 | G | I-4 |  | Combustion Turbine | IC Engine | MIS_INKY | Indiana | 18 | LaPorte | 91 | 18091 | 0.8 | 12348 | 1999 | 9999 |  |  | N | Natural Gas | [13 empty] | 1.061 | 1.061 | 1.061 | 1.061 | [11 empty] | Wabash Valley Power Association Inc | 100 | Wabash Valley Power Association Inc | 100
Deercroft I & II LFGTE | 54956_G_II-1 | 54956 | G | II-1 |  | Landfill Gas |  | MIS_INKY | Indiana | 18 | LaPorte | 91 | 18091 | 0.8 | 13500 | 2007 | 9999 |  |  | N | Landfill Gas | [13 empty] | 0.24082 | 0.24082 | 0.24082 | 0.24082 | [11 empty] | Wabash Valley Power Association Inc | 100 | Wabash Valley Power Association Inc | 100
Deercroft I & II LFGTE | 54956_G_II-2 | 54956 | G | II-2 |  | Landfill Gas |  | MIS_INKY | Indiana | 18 | LaPorte | 91 | 18091 | 0.8 | 13500 | 2007 | 9999 |  |  | N | Landfill Gas | [13 empty] | 0.24082 | 0.24082 | 0.24082 | 0.24082 | [11 empty] | Wabash Valley Power Association Inc | 100 | Wabash Valley Power Association Inc | 100
Deercroft I & II LFGTE | 54956_G_II-3 | 54956 | G | II-3 |  | Landfill Gas |  | MIS_INKY | Indiana | 18 | LaPorte | 91 | 18091 | 0.8 | 13500 | 2007 | 9999 |  |  | N | Landfill Gas | [13 empty] | 0.24082 | 0.24082 | 0.24082 | 0.24082 | [11 empty] | Wabash Valley Power Association Inc | 100 | Wabash Valley Power Association Inc | 100
Deercroft I & II LFGTE | 54956_G_II-4 | 54956 | G | II-4 |  | Landfill Gas |  | MIS_INKY | Indiana | 18 | LaPorte | 91 | 18091 | 0.8 | 13500 | 2007 | 9999 |  |  | N | Landfill Gas | [13 empty] | 0.24082 | 0.24082 | 0.24082 | 0.24082 | [11 empty] | Wabash Valley Power Association Inc | 100 | Wabash Valley Power Association Inc | 100
Alliant SBD 9502 Eaton | 54968_G_0385 | 54968 | G | 0385 |  | Combustion Turbine | IC Engine | MIS_IA | Iowa | 19 | Wright | 197 | 19197 | 1.8 | 25000 | 1995 | 9999 |  |  | N | Distillate Fuel Oil | [12 empty] | 0.879 | 1.6498 | 1.6498 | 1.6498 | 1.6498 | [11 empty] | Alliant Energy Integ Ser Cogeneration | 100 | Alliant Energy Corp | 100
Alliant SBD 9502 Eaton | 54968_G_0386 | 54968 | G | 0386 |  | Combustion Turbine | IC Engine | MIS_IA | Iowa | 19 | Wright | 197 | 19197 | 1.8 | 25000 | 1995 | 9999 |  |  | N | Distillate Fuel Oil | [12 empty] | 0.879 | 1.6498 | 1.6498 | 1.6498 | 1.6498 | [11 empty] | Alliant Energy Integ Ser Cogeneration | 100 | Alliant Energy Corp | 100
Alliant SBD 9502 Eaton | 54968_G_5824 | 54968 | G | 5824 |  | Combustion Turbine | IC Engine | MIS_IA | Iowa | 19 | Wright | 197 | 19197 | 1.8 | 25000 | 2000 | 9999 |  |  | N | Distillate Fuel Oil | [12 empty] | 0.879 | 1.6498 | 1.6498 | 1.6498 | 1.6498 | [11 empty] | Alliant Energy Integ Ser Cogeneration | 100 | Alliant Energy Corp | 100
Dixon Hydroelectric Dam | 54969_G_1 | 54969 | G | 1 |  | Hydro |  | PJM_COMD | Illinois | 17 | Lee | 103 | 17103 | 0.6 | 0 | 1925 | 9999 |  |  | N | Hydro | [13 empty] | 0 | 0 | 0 | 0 | [11 empty] | STS HydroPower Ltd | 100 | Energy Investors Funds Group | 100
Dixon Hydroelectric Dam | 54969_G_2 | 54969 | G | 2 |  | Hydro |  | PJM_COMD | Illinois | 17 | Lee | 103 | 17103 | 0.6 | 0 | 1925 | 9999 |  |  | N | Hydro | [13 empty] | 0 | 0 | 0 | 0 | [11 empty] | STS HydroPower Ltd | 100 | Energy Investors Funds Group | 100
Dixon Hydroelectric Dam | 54969_G_3 | 54969 | G | 3 |  | Hydro |  | PJM_COMD | Illinois | 17 | Lee | 103 | 17103 | 0.6 | 0 | 1925 | 9999 |  |  | N | Hydro | [13 empty] | 0 | 0 | 0 | 0 | [11 empty] | STS HydroPower Ltd | 100 | Energy Investors Funds Group | 100
Dixon Hydroelectric Dam | 54969_G_4 | 54969 | G | 4 |  | Hydro |  | PJM_COMD | Illinois | 17 | Lee | 103 | 17103 | 0.6 | 0 | 1925 | 9999 |  |  | N | Hydro | [13 empty] | 0 | 0 | 0 | 0 | [11 empty] | STS HydroPower Ltd | 100 | Energy Investors Funds Group | 100
Dixon Hydroelectric Dam | 54969_G_5 | 54969 | G | 5 |  | Hydro |  | PJM_COMD | Illinois | 17 | Lee | 103 | 17103 | 0.6 | 0 | 1925 | 9999 |  |  | N | Hydro | [13 empty] | 0 | 0 | 0 | 0 | [11 empty] | STS HydroPower Ltd | 100 | Energy Investors Funds Group | 100
Sauder Power Plant | 54974_G_UNT1 | 54974 | G | UNT1 |  | Biomass |  | PJM_ATSI | Ohio | 39 | Fulton | 51 | 39051 | 3.6 | 5301 | 1993 | 9999 |  |  | Y | Biomass | [13 empty] | 0.72925 | 0.72925 | 0.72925 | 0.72925 | [11 empty] | Sauder Woodworking Co | 100 | Sauder Woodworking Co | 100
Sauder Power Plant | 54974_G_UNT2 | 54974 | G | UNT2 |  | Biomass |  | PJM_ATSI | Ohio | 39 | Fulton | 51 | 39051 | 3.6 | 5301 | 1993 | 9999 |  |  | Y | Biomass | [13 empty] | 0.89756 | 0.89756 | 0.89756 | 0.89756 | [11 empty] | Sauder Woodworking Co | 100 | Sauder Woodworking Co | 100
Big Spring Wind Power Facility | 54979_G_WIND | 54979 | G | WIND |  | Onshore Wind |  | ERC_WEST | Texas | 48 | Howard | 227 | 48227 | 34.3 | 0 | 1998 | 9999 |  |  | N | Wind | [13 empty] | 0 | 0 | 0 | 0 | [11 empty] | Texas Big Springs LP | 100 | Energy Capital Partners | 100
Ocean County Landfill | 54980_G_UNT1 | 54980 | G | UNT1 |  | Landfill Gas |  | PJM_EMAC | New Jersey | 34 | Ocean | 29 | 34029 | 0.8 | 13500 | 1997 | 9999 |  |  | N | Landfill Gas | [13 empty] | 0.24082 | 0.24082 | 0.24082 | 0.24082 | [11 empty] | Manchester Renewable Power Corp | 100 | Manchester Renewable Power Corp | 100
Ocean County Landfill | 54980_G_UNT2 | 54980 | G | UNT2 |  | Landfill Gas |  | PJM_EMAC | New Jersey | 34 | Ocean | 29 | 34029 | 0.8 | 13500 | 1997 | 9999 |  |  | N | Landfill Gas | [13 empty] | 0.24082 | 0.24082 | 0.24082 | 0.24082 | [11 empty] | Manchester Renewable Power Corp | 100 | Manchester Renewable Power Corp | 100
Ocean County Landfill | 54980_G_UNT3 | 54980 | G | UNT3 |  | Landfill Gas |  | PJM_EMAC | New Jersey | 34 | Ocean | 29 | 34029 | 0.8 | 13500 | 1997 | 9999 |  |  | N | Landfill Gas | [13 empty] | 0.24082 | 0.24082 | 0.24082 | 0.24082 | [11 empty] | Manchester Renewable Power Corp | 100 | Manchester Renewable Power Corp | 100
Ocean County Landfill | 54980_G_UNT4 | 54980 | G | UNT4 |  | Landfill Gas |  | PJM_EMAC | New Jersey | 34 | Ocean | 29 | 34029 | 0.8 | 13500 | 1997 | 9999 |  |  | N | Landfill Gas | [13 empty] | 0.24082 | 0.24082 | 0.24082 | 0.24082 | [11 empty] | Manchester Renewable Power Corp | 100 | Manchester Renewable Power Corp | 100
Ocean County Landfill | 54980_G_UNT5 | 54980 | G | UNT5 |  | Landfill Gas |  | PJM_EMAC | New Jersey | 34 | Ocean | 29 | 34029 | 0.8 | 13500 | 1997 | 9999 |  |  | N | Landfill Gas | [13 empty] | 0.24082 | 0.24082 | 0.24082 | 0.24082 | [11 empty] | Manchester Renewable Power Corp | 100 | Manchester Renewable Power Corp | 100
Ocean County Landfill | 54980_G_UNT6 | 54980 | G | UNT6 |  | Landfill Gas |  | PJM_EMAC | New Jersey | 34 | Ocean | 29 | 34029 | 0.8 | 13500 | 1997 | 9999 |  |  | N | Landfill Gas | [13 empty] | 0.24082 | 0.24082 | 0.24082 | 0.24082 | [11 empty] | Manchester Renewable Power Corp | 100 | Manchester Renewable Power Corp | 100
Ocean County Landfill | 54980_G_UNT10 | 54980 | G | UNT10 |  | Landfill Gas |  | PJM_EMAC | New Jersey | 34 | Ocean | 29 | 34029 | 1.5 | 13500 | 2006 | 9999 |  |  | N | Landfill Gas | [13 empty] | 0.24082 | 0.24082 | 0.24082 | 0.24082 | [11 empty] | Manchester Renewable Power Corp | 100 | Manchester Renewable Power Corp | 100
Ocean County Landfill | 54980_G_UNT11 | 54980 | G | UNT11 |  | Landfill Gas |  | PJM_EMAC | New Jersey | 34 | Ocean | 29 | 34029 | 1.5 | 13500 | 2006 | 9999 |  |  | N | Landfill Gas | [13 empty] | 0.24082 | 0.24082 | 0.24082 | 0.24082 | [11 empty] | Manchester Renewable Power Corp | 100 | Manchester Renewable Power Corp | 100
Ocean County Landfill | 54980_G_UNT12 | 54980 | G | UNT12 |  | Landfill Gas |  | PJM_EMAC | New Jersey | 34 | Ocean | 29 | 34029 | 1.5 | 13500 | 2006 | 9999 |  |  | N | Landfill Gas | [13 empty] | 0.24082 | 0.24082 | 0.24082 | 0.24082 | [11 empty] | Manchester Renewable Power Corp | 100 | Manchester Renewable Power Corp | 100
Ocean County Landfill | 54980_G_UNT7 | 54980 | G | UNT7 |  | Landfill Gas |  | PJM_EMAC | New Jersey | 34 | Ocean | 29 | 34029 | 1.5 | 13500 | 2006 | 9999 |  |  | N | Landfill Gas | [13 empty] | 0.24082 | 0.24082 | 0.24082 | 0.24082 | [11 empty] | Manchester Renewable Power Corp | 100 | Manchester Renewable Power Corp | 100
Ocean County Landfill | 54980_G_UNT8 | 54980 | G | UNT8 |  | Landfill Gas |  | PJM_EMAC | New Jersey | 34 | Ocean | 29 | 34029 | 1.5 | 13500 | 2006 | 9999 |  |  | N | Landfill Gas | [13 empty] | 0.24082 | 0.24082 | 0.24082 | 0.24082 | [11 empty] | Manchester Renewable Power Corp | 100 | Manchester Renewable Power Corp | 100
Ocean County Landfill | 54980_G_UNT9 | 54980 | G | UNT9 |  | Landfill Gas |  | PJM_EMAC | New Jersey | 34 | Ocean | 29 | 34029 | 1.5 | 13500 | 2006 | 9999 |  |  | N | Landfill Gas | [13 empty] | 0.24082 | 0.24082 | 0.24082 | 0.24082 | [11 empty] | Manchester Renewable Power Corp | 100 | Manchester Renewable Power Corp | 100
Harris Energy Realty | 54981_G_NONO | 54981 | G | NONO |  | Hydro |  | NENGREST | Massachusetts | 25 | Hampden | 13 | 25013 | 0.5 | 0 | 1982 | 9999 |  |  | N | Hydro | [13 empty] | 0 | 0 | 0 | 0 | [11 empty] | Harris Energy & Realty Corp | 100 | Harris Energy & Realty Corp | 100
Salem Energy Systems LLC | 54984_G_UNT2 | 54984 | G | UNT2 |  | Landfill Gas |  | S_VACA | North Carolina | 37 | Forsyth | 67 | 37067 | 3.3 | 15091 | 2017 | 9999 |  |  | N | Landfill Gas | [13 empty] | 0.22117 | 0.22117 | 0.22117 | 0.22117 | [11 empty] | Salem Energy Systems LLC | 100 | DTE Energy Co | 100
Crestwood Dothan | 54985_G_GEN1 | 54985 | G | GEN1 |  | Combustion Turbine | IC Engine | S_SOU | Alabama | 1 | Houston | 69 | 01069 | 1.2 | 10745 | 1995 | 9999 |  |  | N | Distillate Fuel Oil | [12 empty] | 4 | 1.6498 | 1.6498 | 1.6498 | 1.6498 | [11 empty] | Crestwood Corp | 100 | Crestwood Corp | 100
Crestwood Dothan | 54985_G_GEN2 | 54985 | G | GEN2 |  | Combustion Turbine | IC Engine | S_SOU | Alabama | 1 | Houston | 69 | 01069 | 1.2 | 10745 | 1995 | 9999 |  |  | N | Distillate Fuel Oil | [12 empty] | 4 | 1.6498 | 1.6498 | 1.6498 | 1.6498 | [11 empty] | Crestwood Corp | 100 | Crestwood Corp | 100
Crestwood Dothan | 54985_G_GEN5 | 54985 | G | GEN5 |  | Combustion Turbine | IC Engine | S_SOU | Alabama | 1 | Houston | 69 | 01069 | 1.2 | 10745 | 1996 | 9999 |  |  | N | Distillate Fuel Oil | [12 empty] | 4 | 1.6498 | 1.6498 | 1.6498 | 1.6498 | [11 empty] | Crestwood Corp | 100 | Crestwood Corp | 100
Crestwood Dothan | 54985_G_GEN7 | 54985 | G | GEN7 |  | Combustion Turbine | IC Engine | S_SOU | Alabama | 1 | Houston | 69 | 01069 | 1.2 | 10745 | 1997 | 9999 |  |  | N | Distillate Fuel Oil | [12 empty] | 4 | 1.6498 | 1.6498 | 1.6498 | 1.6498 | [11 empty] | Crestwood Corp | 100 | Crestwood Corp | 100
Crestwood Dothan | 54985_G_GEN8 | 54985 | G | GEN8 |  | Combustion Turbine | IC Engine | S_SOU | Alabama | 1 | Houston | 69 | 01069 | 0.7 | 20050 | 1997 | 9999 |  |  | N | Distillate Fuel Oil | [12 empty] | 4 | 1.6498 | 1.6498 | 1.6498 | 1.6498 | [11 empty] | Crestwood Corp | 100 | Crestwood Corp | 100
Crestwood Dothan | 54985_G_GEN3 | 54985 | G | GEN3 |  | Combustion Turbine | IC Engine | S_SOU | Alabama | 1 | Houston | 69 | 01069 | 1.5 | 10745 | 2002 | 9999 |  |  | N | Distillate Fuel Oil | [12 empty] | 4 | 1.6498 | 1.6498 | 1.6498 | 1.6498 | [11 empty] | Crestwood Corp | 100 | Crestwood Corp | 100
Crestwood Dothan | 54985_G_GEN9 | 54985 | G | GEN9 |  | Combustion Turbine | IC Engine | S_SOU | Alabama | 1 | Houston | 69 | 01069 | 2 | 10745 | 2002 | 9999 |  |  | N | Distillate Fuel Oil | [12 empty] | 4 | 1.6498 | 1.6498 | 1.6498 | 1.6498 | [11 empty] | Crestwood Corp | 100 | Crestwood Corp | 100
Pine Tree Acres | 54989_G_GEN1 | 54989 | G | GEN1 |  | Landfill Gas |  | MIS_LMI | Michigan | 26 | Macomb | 99 | 26099 | 0.8 | 13500 | 1998 | 9999 |  |  | N | Landfill Gas | [13 empty] | 0.13376 | 0.13376 | 0.13376 | 0.13376 | [11 empty] | WM Renewable Energy LLC | 100 | Waste Management Inc | 100
Pine Tree Acres | 54989_G_GEN2 | 54989 | G | GEN2 |  | Landfill Gas |  | MIS_LMI | Michigan | 26 | Macomb | 99 | 26099 | 0.8 | 13500 | 1998 | 9999 |  |  | N | Landfill Gas | [13 empty] | 0.13376 | 0.13376 | 0.13376 | 0.13376 | [11 empty] | WM Renewable Energy LLC | 100 | Waste Management Inc | 100
Pine Tree Acres | 54989_G_GEN3 | 54989 | G | GEN3 |  | Landfill Gas |  | MIS_LMI | Michigan | 26 | Macomb | 99 | 26099 | 0.8 | 13500 | 1998 | 9999 |  |  | N | Landfill Gas | [13 empty] | 0.13376 | 0.13376 | 0.13376 | 0.13376 | [11 empty] | WM Renewable Energy LLC | 100 | Waste Management Inc | 100
Pine Tree Acres | 54989_G_GEN4 | 54989 | G | GEN4 |  | Landfill Gas |  | MIS_LMI | Michigan | 26 | Macomb | 99 | 26099 | 0.8 | 13500 | 1998 | 9999 |  |  | N | Landfill Gas | [13 empty] | 0.13376 | 0.13376 | 0.13376 | 0.13376 | [11 empty] | WM Renewable Energy LLC | 100 | Waste Management Inc | 100
Pine Tree Acres | 54989_G_GEN5 | 54989 | G | GEN5 |  | Landfill Gas |  | MIS_LMI | Michigan | 26 | Macomb | 99 | 26099 | 0.8 | 13500 | 1998 | 9999 |  |  | N | Landfill Gas | [13 empty] | 0.13376 | 0.13376 | 0.13376 | 0.13376 | [11 empty] | WM Renewable Energy LLC | 100 | Waste Management Inc | 100
Pine Tree Acres | 54989_G_GEN6 | 54989 | G | GEN6 |  | Landfill Gas |  | MIS_LMI | Michigan | 26 | Macomb | 99 | 26099 | 0.8 | 13500 | 2003 | 9999 |  |  | N | Landfill Gas | [13 empty] | 0.13376 | 0.13376 | 0.13376 | 0.13376 | [11 empty] | WM Renewable Energy LLC | 100 | Waste Management Inc | 100
Pine Tree Acres | 54989_G_GEN7 | 54989 | G | GEN7 |  | Landfill Gas |  | MIS_LMI | Michigan | 26 | Macomb | 99 | 26099 | 0.8 | 13500 | 2003 | 9999 |  |  | N | Landfill Gas | [13 empty] | 0.13376 | 0.13376 | 0.13376 | 0.13376 | [11 empty] | WM Renewable Energy LLC | 100 | Waste Management Inc | 100
Pine Tree Acres | 54989_G_GEN8 | 54989 | G | GEN8 |  | Landfill Gas |  | MIS_LMI | Michigan | 26 | Macomb | 99 | 26099 | 1.6 | 13500 | 2010 | 9999 |  |  | N | Landfill Gas | [13 empty] | 0.13376 | 0.13376 | 0.13376 | 0.13376 | [11 empty] | WM Renewable Energy LLC | 100 | Waste Management Inc | 100
Pine Tree Acres | 54989_G_GEN9 | 54989 | G | GEN9 |  | Landfill Gas |  | MIS_LMI | Michigan | 26 | Macomb | 99 | 26099 | 1.6 | 13500 | 2010 | 9999 |  |  | N | Landfill Gas | [13 empty] | 0.13376 | 0.13376 | 0.13376 | 0.13376 | [11 empty] | WM Renewable Energy LLC | 100 | Waste Management Inc | 100
Indiana Harbor E 5 AC Station | 54995_B_501 | 54995 | B | 501 |  | Fossil Waste |  | MIS_INKY | Indiana | 18 | Lake | 89 | 18089 | 22.5 | 4136 | 1978 | 9999 |  |  | Y | Fossil Waste | [13 empty] | 0.05352 | 0.05352 | 0.05352 | 0.05352 | [11 empty] | Northlake Energy | 100 | Atlantic Power Corp | 100
Indiana Harbor E 5 AC Station | 54995_B_502 | 54995 | B | 502 |  | Fossil Waste |  | MIS_INKY | Indiana | 18 | Lake | 89 | 18089 | 22.5 | 4136 | 1978 | 9999 |  |  | Y | Fossil Waste | [13 empty] | 0.05352 | 0.05352 | 0.05352 | 0.05352 | [11 empty] | Northlake Energy | 100 | Atlantic Power Corp | 100
Indiana Harbor E 5 AC Station | 54995_B_503 | 54995 | B | 503 |  | Fossil Waste |  | MIS_INKY | Indiana | 18 | Lake | 89 | 18089 | 22.5 | 4136 | 1978 | 9999 |  |  | Y | Fossil Waste | [13 empty] | 0.05352 | 0.05352 | 0.05352 | 0.05352 | [11 empty] | Northlake Energy | 100 | Atlantic Power Corp | 100
Indiana Harbor E 5 AC Station | 54995_B_504 | 54995 | B | 504 |  | Fossil Waste |  | MIS_INKY | Indiana | 18 | Lake | 89 | 18089 | 22.5 | 4136 | 2012 | 9999 |  |  | Y | Fossil Waste | [13 empty] | 0.05352 | 0.05352 | 0.05352 | 0.05352 | [11 empty] | Northlake Energy | 100 | Atlantic Power Corp | 100
Salton Sea Power Gen Co - Unit 4 | 54996_G_4100 | 54996 | G | 4100 |  | Geothermal |  | WECC_IID | California | 6 | Imperial | 25 | 06025 | 44 | 9771 | 1996 | 9999 |  |  | N | Geothermal | [13 empty] | 0 | 0 | 0 | 0 | 0.4625 | 0.4625 | 0.4625 | [8 empty] | Salton Sea Power Generation Co | 99 | Berkshire Hathaway Inc | 100
Wheelabrator Portsmouth | 54998_B_12300 | 54998 | B | 12300 |  | Municipal Solid Waste |  | PJM_Dom | Virginia | 51 | Portsmouth City | 740 | 51740 | 11.6 | 20120 | 1988 | 9999 |  |  | Y | MSW | Dry Scrubber | 1996 | 0.7 | OFA |  |  |  | B | NA |  |  |  | 0.06 | 0.4 | 0.4 | 0.4 | 0.4 | 0.08 | 0.08 | 0.08 | [8 empty] | Wheelabrator Portsmouth Inc | 100 | Macquarie Bank Limited | 100
Wheelabrator Portsmouth | 54998_B_12400 | 54998 | B | 12400 |  | Municipal Solid Waste |  | PJM_Dom | Virginia | 51 | Portsmouth City | 740 | 51740 | 11.6 | 20120 | 1988 | 9999 |  |  | Y | MSW | Dry Scrubber | 1995 | 0.7 | OFA |  |  |  | B | NA |  |  |  | 0.06 | 0.4 | 0.4 | 0.4 | 0.4 | 0.08 | 0.08 | 0.08 | [8 empty] | Wheelabrator Portsmouth Inc | 100 | Macquarie Bank Limited | 100
Wheelabrator Portsmouth | 54998_B_12500 | 54998 | B | 12500 |  | Municipal Solid Waste |  | PJM_Dom | Virginia | 51 | Portsmouth City | 740 | 51740 | 11.6 | 20120 | 1988 | 9999 |  |  | Y | MSW | Dry Scrubber | 1995 | 0.7 | OFA |  |  |  | B | NA |  |  |  | 0.06 | 0.4 | 0.4 | 0.4 | 0.4 | 0.08 | 0.08 | 0.08 | [8 empty] | Wheelabrator Portsmouth Inc | 100 | Macquarie Bank Limited | 100
Wheelabrator Portsmouth | 54998_B_12600 | 54998 | B | 12600 |  | Municipal Solid Waste |  | PJM_Dom | Virginia | 51 | Portsmouth City | 740 | 51740 | 11.6 | 20120 | 1988 | 9999 |  |  | Y | MSW | Dry Scrubber | 1995 | 0.7 | OFA |  |  |  | B | NA |  |  |  | 0.06 | 0.4 | 0.4 | 0.4 | 0.4 | 0.08 | 0.08 | 0.08 | [8 empty] | Wheelabrator Portsmouth Inc | 100 | Macquarie Bank Limited | 100
Nashua Plant | 55006_G_UNT2 | 55006 | G | UNT2 |  | Landfill Gas |  | NENGREST | New Hampshire | 33 | Hillsborough | 11 | 33011 | 0.7 | 13500 | 1996 | 9999 |  |  | N | Landfill Gas | [12 empty] | 0.27 | 0.17629 | 0.17629 | 0.17629 | 0.17629 | [11 empty] | Suncook Energy LLC | 100 | FORTISTAR | 100
Nashua Plant | 55006_G_UNT3 | 55006 | G | UNT3 |  | Landfill Gas |  | NENGREST | New Hampshire | 33 | Hillsborough | 11 | 33011 | 1.5 | 13500 | 2016 | 9999 |  |  | N | Landfill Gas | [13 empty] | 0.17629 | 0.17629 | 0.17629 | 0.17629 | [11 empty] | Suncook Energy LLC | 100 | FORTISTAR | 100
Montgomery Creek Hydro | 55009_G_GEN1 | 55009 | G | GEN1 |  | Hydro |  | WEC_CALN | California | 6 | Shasta | 89 | 06089 | 2.6 | 0 | 1987 | 9999 |  |  | N | Hydro | [13 empty] | 0 | 0 | 0 | 0 | [11 empty] | El Dorado Hydro | 100 | Enel SpA | 100
LSP-Cottage Grove LP | 55010_G_CTG1 | 55010 | G | CTG1 | 3812 | Combined Cycle |  | MIS_MNWI | Minnesota | 27 | Washington | 163 | 27163 | 154 | 7291 | 1997 | 9999 |  |  | Y | Natural Gas, Distillate Fuel Oil |  |  |  |  | SCR | [8 empty] | 0.010395 | 0.010395 | 0.010395 | 0.010395 | [11 empty] | LSP Cottage Grove LP | 100 | D E Shaw & Co LP | 100
LSP-Cottage Grove LP | 55010_G_STG1 | 55010 | G | STG1 | 3812 | Combined Cycle |  | MIS_MNWI | Minnesota | 27 | Washington | 163 | 27163 | 97 | 7291 | 1997 | 9999 |  |  | Y | Natural Gas, Distillate Fuel Oil |  |  |  | NH3 | SCR | [8 empty] | 0.010395 | 0.010395 | 0.010395 | 0.010395 | [11 empty] | LSP Cottage Grove LP | 100 | D E Shaw & Co LP | 100
LSP-Whitewater LP | 55011_G_CTG1 | 55011 | G | CTG1 | 3813 | Combined Cycle |  | MIS_WUMS | Wisconsin | 55 | Jefferson | 55 | 55055 | 162 | 6761 | 1997 | 9999 |  |  | Y | Natural Gas, Distillate Fuel Oil |  |  |  |  | SCR | [8 empty] | 0.015768 | 0.015768 | 0.015768 | 0.015768 | [11 empty] | LSP Whitewater LP | 100 | D E Shaw & Co LP | 100
LSP-Whitewater LP | 55011_G_STG1 | 55011 | G | STG1 | 3813 | Combined Cycle |  | MIS_WUMS | Wisconsin | 55 | Jefferson | 55 | 55055 | 99 | 6761 | 1997 | 9999 |  |  | Y | Natural Gas, Distillate Fuel Oil |  |  |  | LNB | SCR | [8 empty] | 0.015768 | 0.015768 | 0.015768 | 0.015768 | [11 empty] | LSP Whitewater LP | 100 | D E Shaw & Co LP | 100
Greene Valley Gas Recovery | 55014_G_GEN1 | 55014 | G | GEN1 |  | Landfill Gas |  | PJM_COMD | Illinois | 17 | DuPage | 43 | 17043 | 2.9 | 17386 | 1996 | 9999 |  |  | N | Landfill Gas | [13 empty] | 0.24082 | 0.24082 | 0.24082 | 0.24082 | [11 empty] | Bio Energy Partners | 100 | Waste Management Inc | 100
Greene Valley Gas Recovery | 55014_G_GEN2 | 55014 | G | GEN2 |  | Landfill Gas |  | PJM_COMD | Illinois | 17 | DuPage | 43 | 17043 | 2.9 | 17386 | 1996 | 9999 |  |  | N | Landfill Gas | [13 empty] | 0.24082 | 0.24082 | 0.24082 | 0.24082 | [11 empty] | Bio Energy Partners | 100 | Waste Management Inc | 100
Sweeny Cogen Facility | 55015_G_GEN1 | 55015 | G | GEN1 | 3814 | Combustion Turbine |  | ERC_REST | Texas | 48 | Brazoria | 39 | 48039 | 109 | 8700 | 1997 | 9999 |  |  | Y | Natural Gas |  |  |  | DLNB | [8 empty] | 3 | 0.03325 | 0.03325 | 0.03325 | 0.03325 | [11 empty] | Sweeny Cogeneration LP | 100 | Phillips 66 Co | 100
Sweeny Cogen Facility | 55015_G_GEN2 | 55015 | G | GEN2 | 3815 | Combustion Turbine |  | ERC_REST | Texas | 48 | Brazoria | 39 | 48039 | 109 | 8700 | 1997 | 9999 |  |  | Y | Natural Gas |  |  |  | DLNB | [8 empty] | 3 | 0.01789 | 0.01789 | 0.01789 | 0.01789 | [11 empty] | Sweeny Cogeneration LP | 100 | Phillips 66 Co | 100
Sweeny Cogen Facility | 55015_G_GEN3 | 55015 | G | GEN3 | 3816 | Combustion Turbine |  | ERC_REST | Texas | 48 | Brazoria | 39 | 48039 | 109 | 8700 | 1997 | 9999 |  |  | Y | Natural Gas |  |  |  | DLNB | [8 empty] | 3 | 0.0162 | 0.0162 | 0.0162 | 0.0162 | [11 empty] | Sweeny Cogeneration LP | 100 | Phillips 66 Co | 100
Sweeny Cogen Facility | 55015_G_GEN4 | 55015 | G | GEN4 | 3817 | Combustion Turbine |  | ERC_REST | Texas | 48 | Brazoria | 39 | 48039 | 109 | 8700 | 2000 | 9999 |  |  | Y | Natural Gas |  |  |  | DLNB | [8 empty] | 3 | 0.01623 | 0.01623 | 0.01623 | 0.01623 | [11 empty] | Sweeny Cogeneration LP | 100 | Phillips 66 Co | 100
Dighton Power Plant | 55026_G_UNT1 | 55026 | G | UNT1 | 3818 | Combined Cycle |  | NENGREST | Massachusetts | 25 | Bristol | 5 | 25005 | 163.3 | 7881 | 1999 | 9999 |  |  | N | Natural Gas |  |  |  |  | SCR | [8 empty] | 0.014238 | 0.014238 | 0.014238 | 0.014238 | [11 empty] | Dighton Power LLC | 100 | Starwood Capital Group Global LLC | 100
De Pere Energy Center | 55029_G_CT01 | 55029 | G | CT01 | 3819 | Combustion Turbine |  | MIS_WUMS | Wisconsin | 55 | Brown | 9 | 55009 | 168.6 | 12331 | 1999 | 9999 |  |  | N | Natural Gas, Distillate Fuel Oil |  |  |  | H2O | [9 empty] | 0.09255 | 0.09255 | 0.09255 | 0.09255 | [11 empty] | Wisconsin Public Service Corp | 100 | WEC Energy Group Inc | 100
Androscoggin Energy Center | 55031_G_CT01 | 55031 | G | CT01 | 3820 | Combustion Turbine |  | NENG_ME | Maine | 23 | Franklin | 7 | 23007 | 51.2 | 8700 | 1999 | 9999 |  |  | Y | Natural Gas, Distillate Fuel Oil |  |  |  | DLNB + H2O | SCR | [8 empty] | 0.01604 | 0.01604 | 0.01604 | 0.01604 | [11 empty] | Pixelle Androscoggin LLC | 100 | Verso Paper Corp | 100
Androscoggin Energy Center | 55031_G_CT02 | 55031 | G | CT02 | 3821 | Combustion Turbine |  | NENG_ME | Maine | 23 | Franklin | 7 | 23007 | 45.2 | 8700 | 1999 | 9999 |  |  | Y | Natural Gas, Distillate Fuel Oil |  |  |  | DLNB + H2O | SCR | [8 empty] | 0.0148 | 0.0148 | 0.0148 | 0.0148 | [11 empty] | Pixelle Androscoggin LLC | 100 | Verso Paper Corp | 100
Androscoggin Energy Center | 55031_G_CT03 | 55031 | G | CT03 | 3822 | Combustion Turbine |  | NENG_ME | Maine | 23 | Franklin | 7 | 23007 | 44.1 | 8700 | 2000 | 9999 |  |  | Y | Natural Gas, Distillate Fuel Oil |  |  |  | DLNB + H2O | SCR | [8 empty] | 0.018 | 0.018 | 0.018 | 0.018 | [11 empty] | Pixelle Androscoggin LLC | 100 | Verso Paper Corp | 100
Rio Bravo | 55039_G_GT1 | 55039 | G | GT1 | 3824 | Combustion Turbine |  | WECC_NM | New Mexico | 35 | Bernalillo | 1 | 35001 | 138 | 11264 | 2000 | 9999 |  |  | N | Natural Gas, Distillate Fuel Oil |  |  |  | DLNB + H2O | [8 empty] | 0.74 | 0.0333 | 0.0333 | 0.0333 | 0.0333 | [11 empty] | Public Service Co of New Mexico | 100 | PNM Resources Inc | 100
Mid-Georgia Cogeneration Facility | 55040_G_CT1 | 55040 | G | CT1 | 3825 | Combined Cycle |  | S_SOU | Georgia | 13 | Houston | 153 | 13153 | 101.5 | 6585 | 1997 | 9999 |  |  | Y | Natural Gas, Distillate Fuel Oil |  |  |  | DLNB + H2O | SCR | [7 empty] | 0.052 | 0.14251 | 0.06932 | 0.14251 | 0.06932 | [11 empty] | Mid Georgia Cogeneration LP | 100 | ArcLight Capital Partners LLC | 100
Mid-Georgia Cogeneration Facility | 55040_G_ST1 | 55040 | G | ST1 | 3825 | Combined Cycle |  | S_SOU | Georgia | 13 | Houston | 153 | 13153 | 100 | 6585 | 1997 | 9999 |  |  | Y | Natural Gas, Distillate Fuel Oil |  |  |  | DLNB + H2O | SCR | [7 empty] | 0.052 | 0.14251 | 0.06932 | 0.14251 | 0.06932 | [11 empty] | Mid Georgia Cogeneration LP | 100 | ArcLight Capital Partners LLC | 100
Mid-Georgia Cogeneration Facility | 55040_G_CT2 | 55040 | G | CT2 | 3826 | Combined Cycle |  | S_SOU | Georgia | 13 | Houston | 153 | 13153 | 101.5 | 6585 | 1998 | 9999 |  |  | Y | Natural Gas, Distillate Fuel Oil |  |  |  | DLNB + H2O | SCR | [7 empty] | 0.052 | 0.14251 | 0.06932 | 0.14251 | 0.06932 | [11 empty] | Mid Georgia Cogeneration LP | 100 | ArcLight Capital Partners LLC | 100
Berkshire Power | 55041_G_GEN2 | 55041 | G | GEN2 | 3827 | Combined Cycle |  | NENGREST | Massachusetts | 25 | Hampden | 13 | 25013 | 229.3 | 7110 | 1999 | 9999 |  |  | N | Natural Gas |  |  |  |  | SCR | [8 empty] | 0.012461 | 0.012461 | 0.012461 | 0.012461 | [11 empty] | Berkshire Power Co LLC | 100 | Tenaska Inc | 100
Bridgeport Energy Project | 55042_G_GEN1 | 55042 | G | GEN1 | 3828 | Combined Cycle |  | NENG_CT | Connecticut | 9 | Fairfield | 1 | 09001 | 164 | 7097 | 1998 | 9999 |  |  | N | Natural Gas |  |  |  | LNB | SCR | [7 empty] | 0.001 | 0.019755 | 0.019755 | 0.019755 | 0.019755 | [11 empty] | Bridgeport LLC | 100 | Carlyle Group (The) | 100
Bridgeport Energy Project | 55042_G_GEN2 | 55042 | G | GEN2 | 3829 | Combined Cycle |  | NENG_CT | Connecticut | 9 | Fairfield | 1 | 09001 | 164 | 7097 | 1998 | 9999 |  |  | N | Natural Gas |  |  |  | LNB | SCR | [7 empty] | 0.001 | 0.019755 | 0.019755 | 0.019755 | 0.019755 | [11 empty] | Bridgeport LLC | 100 | Carlyle Group (The) | 100
Bridgeport Energy Project | 55042_G_GEN3 | 55042 | G | GEN3 | 3828 | Combined Cycle |  | NENG_CT | Connecticut | 9 | Fairfield | 1 | 09001 | 164 | 7097 | 1999 | 9999 |  |  | N | Natural Gas |  |  |  | LNB | SCR | [7 empty] | 0.001 | 0.019755 | 0.019755 | 0.019755 | 0.019755 | [11 empty] | Bridgeport LLC | 100 | Carlyle Group (The) | 100
Cherokee County Cogen | 55043_G_GT1 | 55043 | G | GT1 | 3830 | Combined Cycle |  | S_VACA | South Carolina | 45 | Cherokee | 21 | 45021 | 51 | 7646 | 1998 | 9999 |  |  | Y | Natural Gas |  |  |  |  | SCR | [8 empty] | 0.028208 | 0.028208 | 0.028208 | 0.028208 | [11 empty] | Cherokee County Cogeneration Partners LLC | 100 | LS Power Group | 100
Cherokee County Cogen | 55043_G_ST1 | 55043 | G | ST1 | 3830 | Combined Cycle |  | S_VACA | South Carolina | 45 | Cherokee | 21 | 45021 | 35 | 7646 | 1998 | 9999 |  |  | Y | Natural Gas |  |  |  |  | SCR | [8 empty] | 0.028208 | 0.028208 | 0.028208 | 0.028208 | [11 empty] | Cherokee County Cogeneration Partners LLC | 100 | LS Power Group | 100
Pasadena Cogeneration | 55047_G_CTG1 | 55047 | G | CTG1 | 3831 | Combined Cycle |  | ERC_REST | Texas | 48 | Harris | 201 | 48201 | 165 | 7109 | 1998 | 9999 |  |  | Y | Natural Gas |  |  |  |  | SCR | [8 empty] | 0.015586 | 0.015586 | 0.015586 | 0.015586 | [11 empty] | Calpine Corp | 100 | Energy Capital Partners | 100
Pasadena Cogeneration | 55047_G_STG1 | 55047 | G | STG1 | 3831 | Combined Cycle |  | ERC_REST | Texas | 48 | Harris | 201 | 48201 | 60 | 7109 | 1998 | 9999 |  |  | Y | Natural Gas |  |  |  |  | SCR | [8 empty] | 0.015586 | 0.015586 | 0.015586 | 0.015586 | [11 empty] | Calpine Corp | 100 | Energy Capital Partners | 100
Pasadena Cogeneration | 55047_G_CTG2 | 55047 | G | CTG2 | 3832 | Combined Cycle |  | ERC_REST | Texas | 48 | Harris | 201 | 48201 | 165 | 7109 | 2000 | 9999 |  |  | Y | Natural Gas |  |  |  |  | SCR | [8 empty] | 0.026342 | 0.026342 | 0.026342 | 0.026342 | [11 empty] | Calpine Corp | 100 | Energy Capital Partners | 100
Pasadena Cogeneration | 55047_G_CTG3 | 55047 | G | CTG3 | 3833 | Combined Cycle |  | ERC_REST | Texas | 48 | Harris | 201 | 48201 | 165 | 7109 | 2000 | 9999 |  |  | Y | Natural Gas |  |  |  |  | SCR | [8 empty] | 0.026342 | 0.026342 | 0.026342 | 0.026342 | [11 empty] | Calpine Corp | 100 | Energy Capital Partners | 100
Pasadena Cogeneration | 55047_G_STG2 | 55047 | G | STG2 | 3832 | Combined Cycle |  | ERC_REST | Texas | 48 | Harris | 201 | 48201 | 165 | 7109 | 2000 | 9999 |  |  | Y | Natural Gas |  |  |  |  | SCR | [8 empty] | 0.026342 | 0.026342 | 0.026342 | 0.026342 | [11 empty] | Calpine Corp | 100 | Energy Capital Partners | 100
Tiverton Power Plant | 55048_G_UNT1 | 55048 | G | UNT1 | 3836 | Combined Cycle |  | NENGREST | Rhode Island | 44 | Newport | 5 | 44005 | 177.4 | 7243 | 2000 | 9999 |  |  | N | Natural Gas |  |  |  |  | SCR | [8 empty] | 0.01098 | 0.01098 | 0.01098 | 0.01098 | [11 empty] | Tiverton Power LLC | 100 | Carlyle Group (The) | 100
Tiverton Power Plant | 55048_G_UNT2 | 55048 | G | UNT2 | 3836 | Combined Cycle |  | NENGREST | Rhode Island | 44 | Newport | 5 | 44005 | 90.6 | 7243 | 2000 | 9999 |  |  | N | Natural Gas |  |  |  | NH3 | SCR | [8 empty] | 0.01098 | 0.01098 | 0.01098 | 0.01098 | [11 empty] | Tiverton Power LLC | 100 | Carlyle Group (The) | 100
Axiall Plaquemine | 55051_G_X773 | 55051 | G | X773 |  | Combustion Turbine |  | MIS_AMSO | Louisiana | 22 | Iberville | 47 | 22047 | 75 | 8700 | 1997 | 9999 |  |  | Y | Natural Gas | [12 empty] | 5.261 | 0.09746 | 0.09746 | 0.09746 | 0.09746 | [11 empty] | Axiall Corp | 100 | Georgia Gulf Corp | 100
Axiall Plaquemine | 55051_G_X774 | 55051 | G | X774 |  | Combustion Turbine |  | MIS_AMSO | Louisiana | 22 | Iberville | 47 | 22047 | 75 | 8700 | 1997 | 9999 |  |  | Y | Natural Gas | [12 empty] | 5.261 | 0.09709 | 0.09709 | 0.09709 | 0.09709 | [11 empty] | Axiall Corp | 100 | Georgia Gulf Corp | 100
Axiall Plaquemine | 55051_G_X775 | 55051 | G | X775 |  | Combustion Turbine |  | MIS_AMSO | Louisiana | 22 | Iberville | 47 | 22047 | 75 | 8700 | 1997 | 9999 |  |  | Y | Natural Gas | [12 empty] | 5.261 | 0.09873 | 0.09873 | 0.09873 | 0.09873 | [11 empty] | Axiall Corp | 100 | Georgia Gulf Corp | 100
Jameson Gas Processing Plant | 55052_G_620 | 55052 | G | 620 |  | Combustion Turbine | IC Engine | ERC_WEST | Texas | 48 | Coke | 81 | 48081 | 0.4 | 14286 | 1981 | 9999 |  |  | N | Natural Gas | [13 empty] | 1.061 | 1.061 | 1.061 | 1.061 | [11 empty] | C & L Processors Partnership | 100 | Sago Energy LP | 100
Jameson Gas Processing Plant | 55052_G_621 | 55052 | G | 621 |  | Combustion Turbine | IC Engine | ERC_WEST | Texas | 48 | Coke | 81 | 48081 | 0.4 | 14286 | 1981 | 9999 |  |  | N | Natural Gas | [13 empty] | 1.061 | 1.061 | 1.061 | 1.061 | [11 empty] | C & L Processors Partnership | 100 | Sago Energy LP | 100
Jameson Gas Processing Plant | 55052_G_622 | 55052 | G | 622 |  | Combustion Turbine | IC Engine | ERC_WEST | Texas | 48 | Coke | 81 | 48081 | 0.5 | 14286 | 1986 | 9999 |  |  | N | Natural Gas | [13 empty] | 1.061 | 1.061 | 1.061 | 1.061 | [11 empty] | C & L Processors Partnership | 100 | Sago Energy LP | 100
Jameson Gas Processing Plant | 55052_G_GN410 | 55052 | G | GN410 |  | Combustion Turbine | IC Engine | ERC_WEST | Texas | 48 | Coke | 81 | 48081 | 0.5 | 11686 | 2017 | 9999 |  |  | N | Natural Gas | [13 empty] | 1.061 | 1.061 | 1.061 | 1.061 | [11 empty] | C & L Processors Partnership | 100 | Sago Energy LP | 100
Livingston Generating Facility | 55054_G_1 | 55054 | G | 1 |  | Landfill Gas |  | PJM_COMD | Illinois | 17 | Livingston | 105 | 17105 | 3.4 | 17400 | 1999 | 9999 |  |  | N | Landfill Gas | [13 empty] | 0.22117 | 0.22117 | 0.22117 | 0.22117 | [11 empty] | Hoosier Energy Rural Electric Coop Inc | 100 | Hoosier Energy Rural Electric Coop Inc | 100
Livingston Generating Facility | 55054_G_3 | 55054 | G | 3 |  | Landfill Gas |  | PJM_COMD | Illinois | 17 | Livingston | 105 | 17105 | 3.4 | 17401 | 1999 | 9999 |  |  | N | Landfill Gas | [13 empty] | 0.22117 | 0.22117 | 0.22117 | 0.22117 | [11 empty] | Hoosier Energy Rural Electric Coop Inc | 100 | Hoosier Energy Rural Electric Coop Inc | 100
Livingston Generating Facility | 55054_G_GEN2 | 55054 | G | GEN2 |  | Landfill Gas |  | PJM_COMD | Illinois | 17 | Livingston | 105 | 17105 | 3.4 | 17401 | 2000 | 9999 |  |  | N | Landfill Gas | [13 empty] | 0.22117 | 0.22117 | 0.22117 | 0.22117 | [11 empty] | Hoosier Energy Rural Electric Coop Inc | 100 | Hoosier Energy Rural Electric Coop Inc | 100
Tenaska Georgia Generation Facility | 55061_G_GTG1 | 55061 | G | GTG1 | 3837 | Combustion Turbine |  | S_SOU | Georgia | 13 | Heard | 149 | 13149 | 157.5 | 11628 | 2001 | 9999 |  |  | N | Natural Gas, Distillate Fuel Oil |  |  |  | DLNB + H2O | [8 empty] | 0.052 | 0.0313 | 0.0313 | 0.0313 | 0.0313 | [11 empty] | Tenaska Georgia Partners LP | 100 | Tenaska Inc | 100
Tenaska Georgia Generation Facility | 55061_G_GTG2 | 55061 | G | GTG2 | 3838 | Combustion Turbine |  | S_SOU | Georgia | 13 | Heard | 149 | 13149 | 157.5 | 11628 | 2001 | 9999 |  |  | N | Natural Gas, Distillate Fuel Oil |  |  |  | DLNB + H2O | [8 empty] | 0.052 | 0.03267 | 0.03267 | 0.03267 | 0.03267 | [11 empty] | Tenaska Georgia Partners LP | 100 | Tenaska Inc | 100
Tenaska Georgia Generation Facility | 55061_G_GTG3 | 55061 | G | GTG3 | 3839 | Combustion Turbine |  | S_SOU | Georgia | 13 | Heard | 149 | 13149 | 157.5 | 11628 | 2001 | 9999 |  |  | N | Natural Gas, Distillate Fuel Oil |  |  |  | DLNB + H2O | [8 empty] | 0.052 | 0.02844 | 0.02844 | 0.02844 | 0.02844 | [11 empty] | Tenaska Georgia Partners LP | 100 | Tenaska Inc | 100
Tenaska Georgia Generation Facility | 55061_G_GTG4 | 55061 | G | GTG4 | 3840 | Combustion Turbine |  | S_SOU | Georgia | 13 | Heard | 149 | 13149 | 157.5 | 11632 | 2002 | 9999 |  |  | N | Natural Gas, Distillate Fuel Oil |  |  |  | DLNB + H2O | [8 empty] | 0.052 | 0.04206 | 0.04206 | 0.04206 | 0.04206 | [11 empty] | Tenaska Georgia Partners LP | 100 | Tenaska Inc | 100
Tenaska Georgia Generation Facility | 55061_G_GTG5 | 55061 | G | GTG5 | 3841 | Combustion Turbine |  | S_SOU | Georgia | 13 | Heard | 149 | 13149 | 157.5 | 11632 | 2002 | 9999 |  |  | N | Natural Gas, Distillate Fuel Oil |  |  |  | DLNB + H2O | [8 empty] | 0.052 | 0.047 | 0.047 | 0.047 | 0.047 | [11 empty] | Tenaska Georgia Partners LP | 100 | Tenaska Inc | 100
Tenaska Georgia Generation Facility | 55061_G_GTG6 | 55061 | G | GTG6 | 3842 | Combustion Turbine |  | S_SOU | Georgia | 13 | Heard | 149 | 13149 | 157.5 | 11632 | 2002 | 9999 |  |  | N | Natural Gas, Distillate Fuel Oil |  |  |  | DLNB + H2O | [8 empty] | 0.052 | 0.03642 | 0.03642 | 0.03642 | 0.03642 | [11 empty] | Tenaska Georgia Partners LP | 100 | Tenaska Inc | 100
Tenaska Frontier Generation Station | 55062_G_GTG1 | 55062 | G | GTG1 | 3843 | Combined Cycle |  | ERC_FRNT | Texas | 48 | Grimes | 185 | 48185 | 155 | 7173 | 2000 | 9999 |  |  | N | Natural Gas, Distillate Fuel Oil |  |  |  | DLNB | [9 empty] | 0.039955 | 0.039955 | 0.039955 | 0.039955 | [11 empty] | Tenaska Frontier Partners Ltd | 100 | Tenaska Inc | 100
Tenaska Frontier Generation Station | 55062_G_GTG2 | 55062 | G | GTG2 | 3844 | Combined Cycle |  | ERC_FRNT | Texas | 48 | Grimes | 185 | 48185 | 155 | 7173 | 2000 | 9999 |  |  | N | Natural Gas, Distillate Fuel Oil |  |  |  | DLNB | [9 empty] | 0.039955 | 0.039955 | 0.039955 | 0.039955 | [11 empty] | Tenaska Frontier Partners Ltd | 100 | Tenaska Inc | 100
Tenaska Frontier Generation Station | 55062_G_GTG3 | 55062 | G | GTG3 | 3845 | Combined Cycle |  | ERC_FRNT | Texas | 48 | Grimes | 185 | 48185 | 155 | 7173 | 2000 | 9999 |  |  | N | Natural Gas, Distillate Fuel Oil |  |  |  | DLNB | [9 empty] | 0.039955 | 0.039955 | 0.039955 | 0.039955 | [11 empty] | Tenaska Frontier Partners Ltd | 100 | Tenaska Inc | 100
Tenaska Frontier Generation Station | 55062_G_STG1 | 55062 | G | STG1 | 3843 | Combined Cycle |  | ERC_FRNT | Texas | 48 | Grimes | 185 | 48185 | 395 | 7173 | 2000 | 9999 |  |  | N | Natural Gas, Distillate Fuel Oil |  |  |  | DLNB | [9 empty] | 0.039955 | 0.039955 | 0.039955 | 0.039955 | [11 empty] | Tenaska Frontier Partners Ltd | 100 | Tenaska Inc | 100
Batesville Generation Facility | 55063_G_CTG1 | 55063 | G | CTG1 | 3846 | Combined Cycle |  | S_C_TVA | Mississippi | 28 | Panola | 107 | 28107 | 176 | 7350 | 2000 | 9999 |  |  | N | Natural Gas |  |  |  |  | SCR | [8 empty] | 0.02559 | 0.02559 | 0.02559 | 0.02559 | [11 empty] | Cooperative Energy | 100 | South Mississippi Electric Power Association | 100
Batesville Generation Facility | 55063_G_CTG2 | 55063 | G | CTG2 | 3847 | Combined Cycle |  | S_C_TVA | Mississippi | 28 | Panola | 107 | 28107 | 176 | 7350 | 2000 | 9999 |  |  | N | Natural Gas |  |  |  |  | SCR | [8 empty] | 0.025081 | 0.025081 | 0.025081 | 0.025081 | [11 empty] | Cooperative Energy | 100 | South Mississippi Electric Power Association | 100
Batesville Generation Facility | 55063_G_CTG3 | 55063 | G | CTG3 | 3848 | Combined Cycle |  | S_C_TVA | Mississippi | 28 | Panola | 107 | 28107 | 176 | 7350 | 2000 | 9999 |  |  | N | Natural Gas |  |  |  |  | SCR | [8 empty] | 0.025991 | 0.025991 | 0.025991 | 0.025991 | [11 empty] | Cooperative Energy | 100 | South Mississippi Electric Power Association | 100
Batesville Generation Facility | 55063_G_STG1 | 55063 | G | STG1 | 3846 | Combined Cycle |  | S_C_TVA | Mississippi | 28 | Panola | 107 | 28107 | 110 | 7350 | 2000 | 9999 |  |  | N | Natural Gas |  |  |  | LNB | SCR | [8 empty] | 0.02559 | 0.02559 | 0.02559 | 0.02559 | [11 empty] | Cooperative Energy | 100 | South Mississippi Electric Power Association | 100
Batesville Generation Facility | 55063_G_STG2 | 55063 | G | STG2 | 3847 | Combined Cycle |  | S_C_TVA | Mississippi | 28 | Panola | 107 | 28107 | 110 | 7350 | 2000 | 9999 |  |  | N | Natural Gas |  |  |  | LNB | SCR | [8 empty] | 0.025081 | 0.025081 | 0.025081 | 0.025081 | [11 empty] | Cooperative Energy | 100 | South Mississippi Electric Power Association | 100
Batesville Generation Facility | 55063_G_STG3 | 55063 | G | STG3 | 3848 | Combined Cycle |  | S_C_TVA | Mississippi | 28 | Panola | 107 | 28107 | 110 | 7350 | 2000 | 9999 |  |  | N | Natural Gas |  |  |  | LNB | SCR | [8 empty] | 0.025991 | 0.025991 | 0.025991 | 0.025991 | [11 empty] | Cooperative Energy | 100 | South Mississippi Electric Power Association | 100
Black Hawk Station | 55064_G_UNT1 | 55064 | G | UNT1 | 3849 | Combustion Turbine |  | SPP_SPS | Texas | 48 | Hutchinson | 233 | 48233 | 111.2 | 8700 | 1999 | 9999 |  |  | Y | Natural Gas |  |  |  | DLNB | SCR | [7 empty] | 0.019 | 0.04964 | 0.04929 | 0.04964 | 0.04929 | [11 empty] | Quixx Corp | 44.55 | Xcel Energy Inc | 45
Black Hawk Station | 55064_G_UNT2B | 55064 | G | UNT2B | 3850 | Combustion Turbine |  | SPP_SPS | Texas | 48 | Hutchinson | 233 | 48233 | 113.3 | 8700 | 2005 | 9999 |  |  | Y | Natural Gas |  |  |  | DLNB | SCR | [7 empty] | 0.019 | 0.05034 | 0.05028 | 0.05034 | 0.05028 | [11 empty] | Quixx Corp | 44.55 | Xcel Energy Inc | 45
Mustang Station | 55065_G_GEN1 | 55065 | G | GEN1 | 3851 | Combined Cycle |  | SPP_SPS | Texas | 48 | Yoakum | 501 | 48501 | 154 | 7999 | 1999 | 9999 |  |  | N | Natural Gas |  |  |  | DLNB | [8 empty] | 0.015 | 0.030146 | 0.030146 | 0.030146 | 0.030146 | [11 empty] | Golden Spread Electric Coop Inc | 100 | Golden Spread Electric Coop Inc | 100
Mustang Station | 55065_G_GEN2 | 55065 | G | GEN2 | 3852 | Combined Cycle |  | SPP_SPS | Texas | 48 | Yoakum | 501 | 48501 | 153 | 7999 | 1999 | 9999 |  |  | N | Natural Gas |  |  |  | DLNB | [8 empty] | 0.015 | 0.030146 | 0.030146 | 0.030146 | 0.030146 | [11 empty] | Golden Spread Electric Coop Inc | 100 | Golden Spread Electric Coop Inc | 100
Mustang Station | 55065_G_GEN3 | 55065 | G | GEN3 | 3851 | Combined Cycle |  | SPP_SPS | Texas | 48 | Yoakum | 501 | 48501 | 157 | 7999 | 2000 | 9999 |  |  | N | Natural Gas |  |  |  | DLNB | [8 empty] | 0.015 | 0.030146 | 0.030146 | 0.030146 | 0.030146 | [11 empty] | Golden Spread Electric Coop Inc | 100 | Golden Spread Electric Coop Inc | 100
Heat Recovery Coke Facility | 55066_G_TG18 | 55066 | G | TG18 |  | Non-Fossil Waste |  | MIS_INKY | Indiana | 18 | Lake | 89 | 18089 | 88 | 11084 | 1998 | 9999 |  |  | N | Non-Fossil Waste | [13 empty] | 0 | 0 | 0 | 0 | [11 empty] | Cokenergy Inc | 100 | Atlantic Power Corp | 100
MPEA Energy Center | 55067_G_GEN4 | 55067 | G | GEN4 |  | Combustion Turbine | IC Engine | PJM_COMD | Illinois | 17 | Cook | 31 | 17031 | 2 | 12283 | 2010 | 9999 |  |  | N | Distillate Fuel Oil | [13 empty] | 1.6498 | 1.6498 | 1.6498 | 1.6498 | [11 empty] | MPEA Energy Center | 100 | ENGIE SA | 100
MPEA Energy Center | 55067_G_GEN5 | 55067 | G | GEN5 |  | Combustion Turbine | IC Engine | PJM_COMD | Illinois | 17 | Cook | 31 | 17031 | 2 | 12283 | 2010 | 9999 |  |  | N | Distillate Fuel Oil | [13 empty] | 1.6498 | 1.6498 | 1.6498 | 1.6498 | [11 empty] | MPEA Energy Center | 100 | ENGIE SA | 100
MPEA Energy Center | 55067_G_GEN6 | 55067 | G | GEN6 |  | Combustion Turbine | IC Engine | PJM_COMD | Illinois | 17 | Cook | 31 | 17031 | 2 | 12283 | 2010 | 9999 |  |  | N | Distillate Fuel Oil | [13 empty] | 1.6498 | 1.6498 | 1.6498 | 1.6498 | [11 empty] | MPEA Energy Center | 100 | ENGIE SA | 100
Maine Independence Station | 55068_G_GEN1 | 55068 | G | GEN1 | 3853 | Combined Cycle |  | NENG_ME | Maine | 23 | Penobscot | 19 | 23019 | 156.7 | 7528 | 2000 | 9999 |  |  | N | Natural Gas |  |  |  | DLNB | SCR | [8 empty] | 0.021164 | 0.021164 | 0.021164 | 0.021164 | [11 empty] | Casco Bay Energy Co LLC | 100 | Vistra Energy | 100
Maine Independence Station | 55068_G_GEN2 | 55068 | G | GEN2 | 3854 | Combined Cycle |  | NENG_ME | Maine | 23 | Penobscot | 19 | 23019 | 157.7 | 7528 | 2000 | 9999 |  |  | N | Natural Gas |  |  |  | DLNB | SCR | [8 empty] | 0.021164 | 0.021164 | 0.021164 | 0.021164 | [11 empty] | Casco Bay Energy Co LLC | 100 | Vistra Energy | 100
Maine Independence Station | 55068_G_GEN3 | 55068 | G | GEN3 | 3853 | Combined Cycle |  | NENG_ME | Maine | 23 | Penobscot | 19 | 23019 | 179.6 | 7528 | 2000 | 9999 |  |  | N | Natural Gas |  |  |  | DLNB | SCR | [8 empty] | 0.021164 | 0.021164 | 0.021164 | 0.021164 | [11 empty] | Casco Bay Energy Co LLC | 100 | Vistra Energy | 100
Lakeview Gas Recovery | 55074_G_GEN1 | 55074 | G | GEN1 |  | Landfill Gas |  | PJM_PENE | Pennsylvania | 42 | Erie | 49 | 42049 | 3 | 13500 | 1997 | 9999 |  |  | N | Landfill Gas | [13 empty] | 0.06265 | 0.06265 | 0.06265 | 0.06265 | [11 empty] | WM Renewable Energy LLC | 100 | Waste Management Inc | 100
Lakeview Gas Recovery | 55074_G_GEN2 | 55074 | G | GEN2 |  | Landfill Gas |  | PJM_PENE | Pennsylvania | 42 | Erie | 49 | 42049 | 3 | 13500 | 1997 | 9999 |  |  | N | Landfill Gas | [13 empty] | 0.06265 | 0.06265 | 0.06265 | 0.06265 | [11 empty] | WM Renewable Energy LLC | 100 | Waste Management Inc | 100
Pine Bluff Energy Center | 55075_G_CT01 | 55075 | G | CT01 | 3855 | Combined Cycle |  | MIS_AR | Arkansas | 5 | Jefferson | 69 | 05069 | 145 | 5623 | 2001 | 9999 |  |  | Y | Natural Gas |  |  |  | DLNB + H2O | [9 empty] | 0.03963 | 0.03963 | 0.03963 | 0.03963 | [11 empty] | Pine Bluff Energy LLC | 100 | Energy Capital Partners | 100
Pine Bluff Energy Center | 55075_G_ST01 | 55075 | G | ST01 | 3855 | Combined Cycle |  | MIS_AR | Arkansas | 5 | Jefferson | 69 | 05069 | 47 | 5623 | 2001 | 9999 |  |  | Y | Natural Gas |  |  |  | LNB | [9 empty] | 0.03963 | 0.03963 | 0.03963 | 0.03963 | [11 empty] | Pine Bluff Energy LLC | 100 | Energy Capital Partners | 100
Red Hills Generating Facility | 55076_B_AA001 | 55076 | B | AA001 | 3856 | Coal Steam |  | S_C_TVA | Mississippi | 28 | Choctaw | 19 | 28019 | 220 | 11206 | 2002 | 9999 | FBC | dry | N | Lignite | Reagent Injection | 2002 | 0.915 | CF + other |  |  |  | B | NA | ACI | 2016 |  | 0.25 | 0.11259 | 0.11259 | 0.11259 | 0.11259 | 0.1 | 0.1 | 0.1 | 0.98 | Yes | 2016 | [5 empty] | Choctaw Generating LP | 100 | PurEnergy LLC | 100
Red Hills Generating Facility | 55076_B_AA002 | 55076 | B | AA002 | 3857 | Coal Steam |  | S_C_TVA | Mississippi | 28 | Choctaw | 19 | 28019 | 220 | 11206 | 2002 | 9999 | FBC | dry | N | Lignite | Reagent Injection | 2002 | 0.915 | CF + other |  |  |  | B | NA | ACI | 2016 |  | 0.25 | 0.12052 | 0.12052 | 0.12052 | 0.12052 | 0.1 | 0.1 | 0.1 | 0.98 | Yes | 2016 | [5 empty] | Choctaw Generating LP | 100 | PurEnergy LLC | 100
Millennium Power | 55079_G_CT01 | 55079 | G | CT01 | 3862 | Combined Cycle |  | NENGREST | Massachusetts | 25 | Worcester | 27 | 25027 | 214.8 | 7223 | 2001 | 9999 |  |  | N | Natural Gas |  |  |  | H2O | SCR | [8 empty] | 0.012921 | 0.012921 | 0.012921 | 0.012921 | [11 empty] | Millennium Power Partners LP | 100 | Riverstone Holdings LLC | 100
Millennium Power | 55079_G_ST01 | 55079 | G | ST01 | 3862 | Combined Cycle |  | NENGREST | Massachusetts | 25 | Worcester | 27 | 25027 | 120.1 | 7223 | 2001 | 9999 |  |  | N | Natural Gas |  |  |  | H2O | SCR | [8 empty] | 0.012921 | 0.012921 | 0.012921 | 0.012921 | [11 empty] | Millennium Power Partners LP | 100 | Riverstone Holdings LLC | 100
Brownsville Peaking Power | 55081_G_1 | 55081 | G | 1 | 1456 | Combustion Turbine |  | S_C_TVA | Tennessee | 47 | Haywood | 75 | 47075 | 110 | 11344 | 1999 | 9999 |  |  | N | Natural Gas | [12 empty] | 5 | 0.05401 | 0.05401 | 0.05401 | 0.05401 | [11 empty] | Brownsville Power I LLC | 100 | Tennessee Valley Authority | 100
Brownsville Peaking Power | 55081_G_2 | 55081 | G | 2 | 1457 | Combustion Turbine |  | S_C_TVA | Tennessee | 47 | Haywood | 75 | 47075 | 110 | 11344 | 1999 | 9999 |  |  | N | Natural Gas | [12 empty] | 5 | 0.0541 | 0.0541 | 0.0541 | 0.0541 | [11 empty] | Brownsville Power I LLC | 100 | Tennessee Valley Authority | 100
Brownsville Peaking Power | 55081_G_3 | 55081 | G | 3 | 1458 | Combustion Turbine |  | S_C_TVA | Tennessee | 47 | Haywood | 75 | 47075 | 118 | 11344 | 1999 | 9999 |  |  | N | Natural Gas | [12 empty] | 5 | 0.08823 | 0.08823 | 0.08823 | 0.08823 | [11 empty] | Brownsville Power I LLC | 100 | Tennessee Valley Authority | 100
Brownsville Peaking Power | 55081_G_4 | 55081 | G | 4 | 1459 | Combustion Turbine |  | S_C_TVA | Tennessee | 47 | Haywood | 75 | 47075 | 118 | 11344 | 1999 | 9999 |  |  | N | Natural Gas | [12 empty] | 5 | 0.09126 | 0.09126 | 0.09126 | 0.09126 | [11 empty] | Brownsville Power I LLC | 100 | Tennessee Valley Authority | 100
Crockett Cogen Project | 55084_G_GE1 | 55084 | G | GE1 |  | Combined Cycle |  | WEC_CALN | California | 6 | Contra Costa | 13 | 06013 | 247.4 | 6218 | 1995 | 9999 |  |  | Y | Natural Gas |  |  |  | LNB + NH3 | SCR | [8 empty] | 0.01253 | 0.01253 | 0.01253 | 0.01253 | [11 empty] | Crockett Cogeneration | 100 | Starwood Capital Group Global LLC | 100
Gregory Power Facility | 55086_G_GT1A | 55086 | G | GT1A | 3863 | Combined Cycle |  | ERC_REST | Texas | 48 | San Patricio | 409 | 48409 | 141 | 5500 | 2000 | 9999 |  |  | Y | Natural Gas |  |  |  | DLNB | [9 empty] | 0.03032 | 0.03032 | 0.03032 | 0.03032 | [11 empty] | Gregory Power Partners LP | 100 | NRG Energy Inc | 100
Gregory Power Facility | 55086_G_GT1B | 55086 | G | GT1B | 3864 | Combined Cycle |  | ERC_REST | Texas | 48 | San Patricio | 409 | 48409 | 140 | 5500 | 2000 | 9999 |  |  | Y | Natural Gas |  |  |  | DLNB | [9 empty] | 0.03032 | 0.03032 | 0.03032 | 0.03032 | [11 empty] | Gregory Power Partners LP | 100 | NRG Energy Inc | 100
Gregory Power Facility | 55086_G_STG | 55086 | G | STG | 3863 | Combined Cycle |  | ERC_REST | Texas | 48 | San Patricio | 409 | 48409 | 85 | 5500 | 2000 | 9999 |  |  | Y | Natural Gas |  |  |  | LNB | [9 empty] | 0.03032 | 0.03032 | 0.03032 | 0.03032 | [11 empty] | Gregory Power Partners LP | 100 | NRG Energy Inc | 100
Zeeland Generating Station | 55087_G_1A | 55087 | G | 1A | 3865 | Combustion Turbine |  | MIS_LMI | Michigan | 26 | Ottawa | 139 | 26139 | 157.6 | 11966 | 2001 | 9999 |  |  | N | Natural Gas |  |  |  | DLNB | [8 empty] | 1.67 | 0.03357 | 0.03357 | 0.03357 | 0.03357 | [11 empty] | Consumers Energy Co | 100 | CMS Energy Corp | 100
Zeeland Generating Station | 55087_G_1B | 55087 | G | 1B | 3866 | Combustion Turbine |  | MIS_LMI | Michigan | 26 | Ottawa | 139 | 26139 | 157.1 | 11966 | 2001 | 9999 |  |  | N | Natural Gas |  |  |  | DLNB | [8 empty] | 1.67 | 0.03496 | 0.03496 | 0.03496 | 0.03496 | [11 empty] | Consumers Energy Co | 100 | CMS Energy Corp | 100
Zeeland Generating Station | 55087_G_2A | 55087 | G | 2A | 3867 | Combined Cycle |  | MIS_LMI | Michigan | 26 | Ottawa | 139 | 26139 | 159 | 7272 | 2002 | 9999 |  |  | N | Natural Gas |  |  |  | LNB | SCR | [7 empty] | 0.8 | 0.01046 | 0.01046 | 0.01046 | 0.01046 | [11 empty] | Consumers Energy Co | 100 | CMS Energy Corp | 100
Zeeland Generating Station | 55087_G_2B | 55087 | G | 2B | 3868 | Combined Cycle |  | MIS_LMI | Michigan | 26 | Ottawa | 139 | 26139 | 159.6 | 7272 | 2002 | 9999 |  |  | N | Natural Gas |  |  |  | LNB | SCR | [7 empty] | 0.8 | 0.01046 | 0.01046 | 0.01046 | 0.01046 | [11 empty] | Consumers Energy Co | 100 | CMS Energy Corp | 100
Zeeland Generating Station | 55087_G_2C | 55087 | G | 2C | 3867 | Combined Cycle |  | MIS_LMI | Michigan | 26 | Ottawa | 139 | 26139 | 207 | 7272 | 2002 | 9999 |  |  | N | Natural Gas |  |  |  | LNB | SCR | [7 empty] | 0.8 | 0.01046 | 0.01046 | 0.01046 | 0.01046 | [11 empty] | Consumers Energy Co | 100 | CMS Energy Corp | 100
Dearborn Industrial Generation | 55088_G_GTP1 | 55088 | G | GTP1 | 3869 | Combustion Turbine |  | MIS_LMI | Michigan | 26 | Wayne | 163 | 26163 | 163 | 10745 | 1999 | 9999 |  |  | N | Natural Gas |  |  |  | DLNB | [9 empty] | 0.03009 | 0.03009 | 0.03009 | 0.03009 | [11 empty] | Dearborn Industrial Generation LLC | 100 | CMS Energy Corp | 100
Dearborn Industrial Generation | 55088_B_EUCTG1 | 55088 | B | EUCTG1 | 89291 | Fossil Waste |  | MIS_LMI | Michigan | 26 | Wayne | 163 | 26163 | 83 | 4746 | 2001 | 9999 | wall |  | Y | Fossil Waste |  |  |  | FR | [9 empty] | 0.02021 | 0.02021 | 0.02021 | 0.02021 | [11 empty] | Dearborn Industrial Generation LLC | 100 | CMS Energy Corp | 100
Dearborn Industrial Generation | 55088_B_EUCTG2 | 55088 | B | EUCTG2 | 89292 | Fossil Waste |  | MIS_LMI | Michigan | 26 | Wayne | 163 | 26163 | 83 | 4746 | 2001 | 9999 | wall |  | Y | Fossil Waste |  |  |  | FR | [9 empty] | 0.01824 | 0.01824 | 0.01824 | 0.01824 | [11 empty] | Dearborn Industrial Generation LLC | 100 | CMS Energy Corp | 100
Dearborn Industrial Generation | 55088_B_EUCTG3 | 55088 | B | EUCTG3 | 89293 | Fossil Waste |  | MIS_LMI | Michigan | 26 | Wayne | 163 | 26163 | 83 | 4746 | 2001 | 9999 | wall |  | Y | Fossil Waste |  |  |  | FR | [9 empty] | 0.02217 | 0.02217 | 0.02217 | 0.02217 | [11 empty] | Dearborn Industrial Generation LLC | 100 | CMS Energy Corp | 100
Dearborn Industrial Generation | 55088_G_GT 1 | 55088 | G | GT 1 | 89289 | Combustion Turbine |  | MIS_LMI | Michigan | 26 | Wayne | 163 | 26163 | 163 | 8700 | 2001 | 9999 |  |  | Y | Natural Gas |  |  |  | DLNB | [9 empty] | 0.02568 | 0.02568 | 0.02568 | 0.02568 | [11 empty] | Dearborn Industrial Generation LLC | 100 | CMS Energy Corp | 100
Dearborn Industrial Generation | 55088_G_GT2 | 55088 | G | GT2 | 89290 | Combustion Turbine |  | MIS_LMI | Michigan | 26 | Wayne | 163 | 26163 | 163 | 8700 | 2001 | 9999 |  |  | Y | Natural Gas |  |  |  | DLNB | [9 empty] | 0.02733 | 0.02733 | 0.02733 | 0.02733 | [11 empty] | Dearborn Industrial Generation LLC | 100 | CMS Energy Corp | 100
Taft Cogeneration Facility | 55089_G_CT1 | 55089 | G | CT1 | 3870 | Combined Cycle |  | MIS_AMSO | Louisiana | 22 | St Charles | 89 | 22089 | 146.6 | 6731 | 2002 | 9999 |  |  | Y | Natural Gas |  |  |  | DLNB | [9 empty] | 0.028661 | 0.028661 | 0.028661 | 0.028661 | [11 empty] | Occidental Chemical Corp | 100 | Occidental Petroleum Corp | 100
Taft Cogeneration Facility | 55089_G_CT2 | 55089 | G | CT2 | 3871 | Combined Cycle |  | MIS_AMSO | Louisiana | 22 | St Charles | 89 | 22089 | 142.9 | 6731 | 2002 | 9999 |  |  | Y | Natural Gas |  |  |  | DLNB | [9 empty] | 0.028661 | 0.028661 | 0.028661 | 0.028661 | [11 empty] | Occidental Chemical Corp | 100 | Occidental Petroleum Corp | 100
Taft Cogeneration Facility | 55089_G_CT3 | 55089 | G | CT3 | 3872 | Combined Cycle |  | MIS_AMSO | Louisiana | 22 | St Charles | 89 | 22089 | 150.3 | 6731 | 2002 | 9999 |  |  | Y | Natural Gas |  |  |  | DLNB | [9 empty] | 0.028661 | 0.028661 | 0.028661 | 0.028661 | [11 empty] | Occidental Chemical Corp | 100 | Occidental Petroleum Corp | 100
Taft Cogeneration Facility | 55089_G_ST1 | 55089 | G | ST1 | 3870 | Combined Cycle |  | MIS_AMSO | Louisiana | 22 | St Charles | 89 | 22089 | 299.1 | 6731 | 2002 | 9999 |  |  | Y | Natural Gas |  |  |  | LNB | [9 empty] | 0.028661 | 0.028661 | 0.028661 | 0.028661 | [11 empty] | Occidental Chemical Corp | 100 | Occidental Petroleum Corp | 100
Plummer Cogen | 55090_G_GEN1 | 55090 | G | GEN1 |  | Biomass |  | WECC_PNW | Idaho | 16 | Benewah | 9 | 16009 | 5.8 | 5415 | 1982 | 9999 |  |  | Y | Biomass | [13 empty] | 0.22033 | 0.22033 | 0.22033 | 0.22033 | [11 empty] | Stimson Lumber Co | 100 | Stimson Lumber Co | 100
Midlothian Energy Facility | 55091_G_STK1 | 55091 | G | STK1 | 3873 | Combined Cycle |  | ERC_REST | Texas | 48 | Ellis | 139 | 48139 | 260 | 7750 | 2000 | 9999 |  |  | N | Natural Gas |  |  |  | DLNB + H2O | SCR | [8 empty] | 0.01447 | 0.01447 | 0.01447 | 0.01447 | [11 empty] | Midlothian Energy LP | 100 | Vistra Energy | 100
Midlothian Energy Facility | 55091_G_STK2 | 55091 | G | STK2 | 3874 | Combined Cycle |  | ERC_REST | Texas | 48 | Ellis | 139 | 48139 | 260 | 7732 | 2000 | 9999 |  |  | N | Natural Gas |  |  |  | DLNB + H2O | SCR | [8 empty] | 0.014877 | 0.014877 | 0.014877 | 0.014877 | [11 empty] | Midlothian Energy LP | 100 | Vistra Energy | 100
Midlothian Energy Facility | 55091_G_STK3 | 55091 | G | STK3 | 3875 | Combined Cycle |  | ERC_REST | Texas | 48 | Ellis | 139 | 48139 | 260 | 7759 | 2000 | 9999 |  |  | N | Natural Gas |  |  |  | DLNB + H2O | SCR | [8 empty] | 0.014853 | 0.014853 | 0.014853 | 0.014853 | [11 empty] | Midlothian Energy LP | 100 | Vistra Energy | 100
Midlothian Energy Facility | 55091_G_STK4 | 55091 | G | STK4 | 3876 | Combined Cycle |  | ERC_REST | Texas | 48 | Ellis | 139 | 48139 | 259 | 7720 | 2000 | 9999 |  |  | N | Natural Gas |  |  |  | DLNB | SCR | [8 empty] | 0.015008 | 0.015008 | 0.015008 | 0.015008 | [11 empty] | Midlothian Energy LP | 100 | Vistra Energy | 100
Midlothian Energy Facility | 55091_G_STK5 | 55091 | G | STK5 | 3877 | Combined Cycle |  | ERC_REST | Texas | 48 | Ellis | 139 | 48139 | 279 | 7730 | 2001 | 9999 |  |  | N | Natural Gas |  |  |  | DLNB | SCR | [8 empty] | 0.015888 | 0.015888 | 0.015888 | 0.015888 | [11 empty] | American National Power Inc | 100 | Vistra Energy | 100
Midlothian Energy Facility | 55091_G_STK6 | 55091 | G | STK6 | 3878 | Combined Cycle |  | ERC_REST | Texas | 48 | Ellis | 139 | 48139 | 284 | 7695 | 2001 | 9999 |  |  | N | Natural Gas |  |  |  | DLNB | SCR | [8 empty] | 0.014356 | 0.014356 | 0.014356 | 0.014356 | [11 empty] | American National Power Inc | 100 | Vistra Energy | 100
MM Taunton Energy | 55093_G_UNT1 | 55093 | G | UNT1 |  | Landfill Gas |  | NENGREST | Massachusetts | 25 | Bristol | 5 | 25005 | 0.9 | 13500 | 1997 | 9999 |  |  | N | Landfill Gas | [13 empty] | 0.13831 | 0.13831 | 0.13831 | 0.13831 | [11 empty] | MM Taunton Energy LLC | 100 | FORTISTAR | 100
MM Taunton Energy | 55093_G_UNT2 | 55093 | G | UNT2 |  | Landfill Gas |  | NENGREST | Massachusetts | 25 | Bristol | 5 | 25005 | 0.9 | 13500 | 1997 | 9999 |  |  | N | Landfill Gas | [13 empty] | 0.13831 | 0.13831 | 0.13831 | 0.13831 | [11 empty] | MM Taunton Energy LLC | 100 | FORTISTAR | 100
MM Taunton Energy | 55093_G_UNT3 | 55093 | G | UNT3 |  | Landfill Gas |  | NENGREST | Massachusetts | 25 | Bristol | 5 | 25005 | 0.9 | 13500 | 2011 | 9999 |  |  | N | Landfill Gas | [13 empty] | 0.22407 | 0.22407 | 0.22407 | 0.22407 | [11 empty] | MM Taunton Energy LLC | 100 | FORTISTAR | 100
MM Taunton Energy | 55093_G_UNT4 | 55093 | G | UNT4 |  | Landfill Gas |  | NENGREST | Massachusetts | 25 | Bristol | 5 | 25005 | 0.9 | 13500 | 2011 | 9999 |  |  | N | Landfill Gas | [13 empty] | 0.21014 | 0.21014 | 0.21014 | 0.21014 | [11 empty] | MM Taunton Energy LLC | 100 | FORTISTAR | 100
MM San Diego-Miramar | 55094_G_UNT1 | 55094 | G | UNT1 |  | Landfill Gas |  | WEC_SDGE | California | 6 | San Diego | 73 | 06073 | 1.6 | 10236 | 1997 | 9999 |  |  | Y | Landfill Gas | [13 empty] | 0.12909 | 0.12909 | 0.12909 | 0.12909 | [11 empty] | MM San Diego LLC | 100 | FORTISTAR | 100
MM San Diego-Miramar | 55094_G_UNT2 | 55094 | G | UNT2 |  | Landfill Gas |  | WEC_SDGE | California | 6 | San Diego | 73 | 06073 | 1.6 | 10236 | 1997 | 9999 |  |  | Y | Landfill Gas | [13 empty] | 0.12909 | 0.12909 | 0.12909 | 0.12909 | [11 empty] | MM San Diego LLC | 100 | FORTISTAR | 100
MM San Diego-Miramar | 55094_G_UNT3 | 55094 | G | UNT3 |  | Landfill Gas |  | WEC_SDGE | California | 6 | San Diego | 73 | 06073 | 1.6 | 10236 | 1997 | 9999 |  |  | Y | Landfill Gas | [13 empty] | 0.12909 | 0.12909 | 0.12909 | 0.12909 | [11 empty] | MM San Diego LLC | 100 | FORTISTAR | 100
MM San Diego-Miramar | 55094_G_UNT4 | 55094 | G | UNT4 |  | Landfill Gas |  | WEC_SDGE | California | 6 | San Diego | 73 | 06073 | 1.6 | 10236 | 1997 | 9999 |  |  | Y | Landfill Gas | [13 empty] | 0.12909 | 0.12909 | 0.12909 | 0.12909 | [11 empty] | MM San Diego LLC | 100 | FORTISTAR | 100
Portside Energy | 55096_B_HRSG1 | 55096 | B | HRSG1 |  | O/G Steam |  | MIS_INKY | Indiana | 18 | Porter | 127 | 18127 | 19 | 8300 | 1997 | 9999 |  |  | Y | Natural Gas | [13 empty] | 0.03922 | 0.03922 | 0.03922 | 0.03922 | [11 empty] | Portside Energy Corp | 100 | Atlantic Power Corp | 100
Portside Energy | 55096_G_GT | 55096 | G | GT | 9950 | Combustion Turbine |  | MIS_INKY | Indiana | 18 | Porter | 127 | 18127 | 34 | 8700 | 1997 | 9999 |  |  | Y | Natural Gas |  |  |  | DLNB | SCR | [8 empty] | 0.04177 | 0.04177 | 0.04177 | 0.04177 | [11 empty] | Portside Energy Corp | 100 | Atlantic Power Corp | 100
Lamar Power Project | 55097_G_CTG1 | 55097 | G | CTG1 | 3879 | Combined Cycle |  | ERC_REST | Texas | 48 | Lamar | 277 | 48277 | 161 | 7254 | 2000 | 9999 |  |  | N | Natural Gas |  |  |  | DLNB | [9 empty] | 0.032856 | 0.032856 | 0.032856 | 0.032856 | [11 empty] | La Frontera Holdings LLC | 100 | Vistra Energy | 100
Lamar Power Project | 55097_G_CTG2 | 55097 | G | CTG2 | 3880 | Combined Cycle |  | ERC_REST | Texas | 48 | Lamar | 277 | 48277 | 153 | 7254 | 2000 | 9999 |  |  | N | Natural Gas |  |  |  | DLNB | [9 empty] | 0.032856 | 0.032856 | 0.032856 | 0.032856 | [11 empty] | La Frontera Holdings LLC | 100 | Vistra Energy | 100
Lamar Power Project | 55097_G_CTG3 | 55097 | G | CTG3 | 3881 | Combined Cycle |  | ERC_REST | Texas | 48 | Lamar | 277 | 48277 | 153 | 7254 | 2000 | 9999 |  |  | N | Natural Gas |  |  |  | DLNB | [9 empty] | 0.031931 | 0.031931 | 0.031931 | 0.031931 | [11 empty] | La Frontera Holdings LLC | 100 | Vistra Energy | 100
Lamar Power Project | 55097_G_CTG4 | 55097 | G | CTG4 | 3882 | Combined Cycle |  | ERC_REST | Texas | 48 | Lamar | 277 | 48277 | 161 | 7254 | 2000 | 9999 |  |  | N | Natural Gas |  |  |  | DLNB | [9 empty] | 0.031931 | 0.031931 | 0.031931 | 0.031931 | [11 empty] | La Frontera Holdings LLC | 100 | Vistra Energy | 100
Lamar Power Project | 55097_G_STG1 | 55097 | G | STG1 | 3879 | Combined Cycle |  | ERC_REST | Texas | 48 | Lamar | 277 | 48277 | 204 | 7254 | 2000 | 9999 |  |  | N | Natural Gas |  |  |  | LNB | [9 empty] | 0.032856 | 0.032856 | 0.032856 | 0.032856 | [11 empty] | La Frontera Holdings LLC | 100 | Vistra Energy | 100
Lamar Power Project | 55097_G_STG2 | 55097 | G | STG2 | 3881 | Combined Cycle |  | ERC_REST | Texas | 48 | Lamar | 277 | 48277 | 204 | 7254 | 2000 | 9999 |  |  | N | Natural Gas |  |  |  | LNB | [9 empty] | 0.031931 | 0.031931 | 0.031931 | 0.031931 | [11 empty] | La Frontera Holdings LLC | 100 | Vistra Energy | 100
Rumford Power, Inc | 55100_G_UNT1 | 55100 | G | UNT1 | 3893 | Combined Cycle |  | NENG_ME | Maine | 23 | Oxford | 17 | 23017 | 164 | 7653 | 2000 | 9999 |  |  | N | Natural Gas |  |  |  |  | SCR | [8 empty] | 0.027162 | 0.027162 | 0.027162 | 0.027162 | [11 empty] | Rumford Power Inc | 100 | Carlyle Group (The) | 100
Rumford Power, Inc | 55100_G_UNT2 | 55100 | G | UNT2 | 3893 | Combined Cycle |  | NENG_ME | Maine | 23 | Oxford | 17 | 23017 | 90 | 7653 | 2000 | 9999 |  |  | N | Natural Gas |  |  |  |  | SCR | [8 empty] | 0.027162 | 0.027162 | 0.027162 | 0.027162 | [11 empty] | Rumford Power Inc | 100 | Carlyle Group (The) | 100
Kalamazoo River Generating Station | 55101_G_0001 | 55101 | G | 0001 | 3894 | Combustion Turbine |  | MIS_LMI | Michigan | 26 | Kalamazoo | 77 | 26077 | 72 | 13029 | 1999 | 9999 |  |  | N | Natural Gas |  |  |  | other | [8 empty] | 1.67 | 0.04981 | 0.04981 | 0.04981 | 0.04981 | [11 empty] | CMS Generation MI Power LLC | 100 | CMS Energy Corp | 100
Livingston Generating Station | 55102_G_001 | 55102 | G | 001 | 3895 | Combustion Turbine |  | MIS_LMI | Michigan | 26 | Otsego | 137 | 26137 | 33 | 15331 | 1999 | 9999 |  |  | N | Natural Gas |  |  |  | H2O | [8 empty] | 1.67 | 0.31337 | 0.31337 | 0.31337 | 0.31337 | [11 empty] | CMS Generation MI Power LLC | 100 | CMS Energy Corp | 100
Livingston Generating Station | 55102_G_002 | 55102 | G | 002 | 3896 | Combustion Turbine |  | MIS_LMI | Michigan | 26 | Otsego | 137 | 26137 | 33 | 15336 | 1999 | 9999 |  |  | N | Natural Gas |  |  |  | H2O | [8 empty] | 1.67 | 0.28302 | 0.28302 | 0.28302 | 0.28302 | [11 empty] | CMS Generation MI Power LLC | 100 | CMS Energy Corp | 100
Livingston Generating Station | 55102_G_003 | 55102 | G | 003 | 3897 | Combustion Turbine |  | MIS_LMI | Michigan | 26 | Otsego | 137 | 26137 | 33 | 15336 | 1999 | 9999 |  |  | N | Natural Gas |  |  |  | H2O | [8 empty] | 1.67 | 0.22715 | 0.22715 | 0.22715 | 0.22715 | [11 empty] | CMS Generation MI Power LLC | 100 | CMS Energy Corp | 100
Livingston Generating Station | 55102_G_004 | 55102 | G | 004 | 3898 | Combustion Turbine |  | MIS_LMI | Michigan | 26 | Otsego | 137 | 26137 | 33 | 15336 | 1999 | 9999 |  |  | N | Natural Gas |  |  |  | H2O | [8 empty] | 1.67 | 0.31537 | 0.31537 | 0.31537 | 0.31537 | [11 empty] | CMS Generation MI Power LLC | 100 | CMS Energy Corp | 100
Klamath Cogeneration Plant | 55103_G_CT1 | 55103 | G | CT1 | 3899 | Combined Cycle |  | WECC_PNW | Oregon | 41 | Klamath | 35 | 41035 | 155 | 7240 | 2001 | 9999 |  |  | Y | Natural Gas |  |  |  |  | SCR | [8 empty] | 0.015701 | 0.015701 | 0.015701 | 0.015701 | [11 empty] | Klamath Energy LLC | 100 | Iberdrola SA | 100
Klamath Cogeneration Plant | 55103_G_CT2 | 55103 | G | CT2 | 3900 | Combined Cycle |  | WECC_PNW | Oregon | 41 | Klamath | 35 | 41035 | 155 | 7240 | 2001 | 9999 |  |  | Y | Natural Gas |  |  |  |  | SCR | [8 empty] | 0.015701 | 0.015701 | 0.015701 | 0.015701 | [11 empty] | Klamath Energy LLC | 100 | Iberdrola SA | 100
Klamath Cogeneration Plant | 55103_G_ST1 | 55103 | G | ST1 | 3899 | Combined Cycle |  | WECC_PNW | Oregon | 41 | Klamath | 35 | 41035 | 180 | 7240 | 2001 | 9999 |  |  | Y | Natural Gas |  |  |  | LNB | SCR | [8 empty] | 0.015701 | 0.015701 | 0.015701 | 0.015701 | [11 empty] | Klamath Energy LLC | 100 | Iberdrola SA | 100
Rhode Island State Energy Center | 55107_G_CTG1 | 55107 | G | CTG1 | 3903 | Combined Cycle |  | NENGREST | Rhode Island | 44 | Providence | 7 | 44007 | 168 | 7098 | 2002 | 9999 |  |  | N | Natural Gas |  |  |  | DLNB | SCR | [8 empty] | 0.0069 | 0.0069 | 0.0069 | 0.0069 | [11 empty] | Rhode Island State Energy Center LP | 100 | Carlyle Group (The) | 100
Rhode Island State Energy Center | 55107_G_CTG2 | 55107 | G | CTG2 | 3904 | Combined Cycle |  | NENGREST | Rhode Island | 44 | Providence | 7 | 44007 | 168 | 7098 | 2002 | 9999 |  |  | N | Natural Gas |  |  |  | DLNB | SCR | [8 empty] | 0.0069 | 0.0069 | 0.0069 | 0.0069 | [11 empty] | Rhode Island State Energy Center LP | 100 | Carlyle Group (The) | 100
Rhode Island State Energy Center | 55107_G_STG1 | 55107 | G | STG1 | 3903 | Combined Cycle |  | NENGREST | Rhode Island | 44 | Providence | 7 | 44007 | 218 | 7098 | 2002 | 9999 |  |  | N | Natural Gas |  |  |  | DLNB | SCR | [8 empty] | 0.0069 | 0.0069 | 0.0069 | 0.0069 | [11 empty] | Rhode Island State Energy Center LP | 100 | Carlyle Group (The) | 100
Rocky Road Power LLC | 55109_G_TG1 | 55109 | G | TG1 | 3908 | Combustion Turbine |  | PJM_COMD | Illinois | 17 | Kane | 89 | 17089 | 102.2 | 12087 | 1999 | 2045 |  |  | N | Natural Gas |  |  |  | DLNB | [8 empty] | 1 | 0.09782 | 0.09782 | 0.09782 | 0.09782 | [11 empty] | Rocky Road Power LLC | 100 | Carlyle Group (The) | 100
Rocky Road Power LLC | 55109_G_TG2 | 55109 | G | TG2 | 3909 | Combustion Turbine |  | PJM_COMD | Illinois | 17 | Kane | 89 | 17089 | 103.6 | 12087 | 1999 | 2045 |  |  | N | Natural Gas |  |  |  | DLNB | [8 empty] | 1 | 0.08497 | 0.08497 | 0.08497 | 0.08497 | [11 empty] | Rocky Road Power LLC | 100 | Carlyle Group (The) | 100
Rocky Road Power LLC | 55109_G_TG3 | 55109 | G | TG3 | 3910 | Combustion Turbine |  | PJM_COMD | Illinois | 17 | Kane | 89 | 17089 | 28.2 | 12084 | 1999 | 2045 |  |  | N | Natural Gas |  |  |  | H2O | [8 empty] | 1 | 0.14459 | 0.14459 | 0.14459 | 0.14459 | [11 empty] | Rocky Road Power LLC | 100 | Carlyle Group (The) | 100
Rocky Road Power LLC | 55109_G_T4 | 55109 | G | T4 | 3911 | Combustion Turbine |  | PJM_COMD | Illinois | 17 | Kane | 89 | 17089 | 104 | 12090 | 2000 | 2045 |  |  | N | Natural Gas |  |  |  | DLNB | [8 empty] | 1 | 0.07227 | 0.07227 | 0.07227 | 0.07227 | [11 empty] | Rocky Road Power LLC | 100 | Carlyle Group (The) | 100
Madison | 55110_G_CT1 | 55110 | G | CT1 | 3912 | Combustion Turbine |  | PJM_West | Ohio | 39 | Butler | 17 | 39017 | 71 | 13489 | 2000 | 9999 |  |  | N | Natural Gas |  |  |  | DLNB | [8 empty] | 0.5 | 0.03318 | 0.03318 | 0.03318 | 0.03318 | [11 empty] | Duke Energy Indiana | 100 | Duke Energy Corp | 100
Madison | 55110_G_CT2 | 55110 | G | CT2 | 3913 | Combustion Turbine |  | PJM_West | Ohio | 39 | Butler | 17 | 39017 | 71 | 13489 | 2000 | 9999 |  |  | N | Natural Gas |  |  |  | DLNB | [8 empty] | 0.5 | 0.04018 | 0.04018 | 0.04018 | 0.04018 | [11 empty] | Duke Energy Indiana | 100 | Duke Energy Corp | 100
Madison | 55110_G_CT3 | 55110 | G | CT3 | 3914 | Combustion Turbine |  | PJM_West | Ohio | 39 | Butler | 17 | 39017 | 69 | 13488 | 2000 | 9999 |  |  | N | Natural Gas |  |  |  | DLNB | [8 empty] | 0.5 | 0.03823 | 0.03823 | 0.03823 | 0.03823 | [11 empty] | Duke Energy Indiana | 100 | Duke Energy Corp | 100
Madison | 55110_G_CT4 | 55110 | G | CT4 | 3915 | Combustion Turbine |  | PJM_West | Ohio | 39 | Butler | 17 | 39017 | 70 | 13488 | 2000 | 9999 |  |  | N | Natural Gas |  |  |  | DLNB | [8 empty] | 0.5 | 0.04029 | 0.04029 | 0.04029 | 0.04029 | [11 empty] | Duke Energy Indiana | 100 | Duke Energy Corp | 100
Madison | 55110_G_CT5 | 55110 | G | CT5 | 3916 | Combustion Turbine |  | PJM_West | Ohio | 39 | Butler | 17 | 39017 | 70 | 13488 | 2000 | 9999 |  |  | N | Natural Gas |  |  |  | DLNB | [8 empty] | 0.5 | 0.03672 | 0.03672 | 0.03672 | 0.03672 | [11 empty] | Duke Energy Indiana | 100 | Duke Energy Corp | 100
Madison | 55110_G_CT6 | 55110 | G | CT6 | 3917 | Combustion Turbine |  | PJM_West | Ohio | 39 | Butler | 17 | 39017 | 72 | 13489 | 2000 | 9999 |  |  | N | Natural Gas |  |  |  | DLNB | [8 empty] | 0.5 | 0.0366 | 0.0366 | 0.0366 | 0.0366 | [11 empty] | Duke Energy Indiana | 100 | Duke Energy Corp | 100
Madison | 55110_G_CT7 | 55110 | G | CT7 | 3918 | Combustion Turbine |  | PJM_West | Ohio | 39 | Butler | 17 | 39017 | 73 | 13489 | 2000 | 9999 |  |  | N | Natural Gas |  |  |  | DLNB | [8 empty] | 0.5 | 0.03335 | 0.03335 | 0.03335 | 0.03335 | [11 empty] | Duke Energy Indiana | 100 | Duke Energy Corp | 100
Madison | 55110_G_CT8 | 55110 | G | CT8 | 3919 | Combustion Turbine |  | PJM_West | Ohio | 39 | Butler | 17 | 39017 | 70 | 13488 | 2000 | 9999 |  |  | N | Natural Gas |  |  |  | DLNB | [8 empty] | 0.5 | 0.03458 | 0.03458 | 0.03458 | 0.03458 | [11 empty] | Duke Energy Indiana | 100 | Duke Energy Corp | 100
Vermillion Energy Facility | 55111_G_CT1 | 55111 | G | CT1 | 3920 | Combustion Turbine |  | MIS_INKY | Indiana | 18 | Vermillion | 165 | 18165 | 72 | 13654 | 2000 | 9999 |  |  | N | Natural Gas |  |  |  | DLNB | [8 empty] | 1.6 | 0.03632 | 0.03632 | 0.03632 | 0.03632 | [11 empty] | Duke Energy Indiana | 62.5 | Duke Energy Corp | 62.5
Vermillion Energy Facility | 55111_G_CT2 | 55111 | G | CT2 | 3921 | Combustion Turbine |  | MIS_INKY | Indiana | 18 | Vermillion | 165 | 18165 | 72 | 13654 | 2000 | 9999 |  |  | N | Natural Gas |  |  |  | DLNB | [8 empty] | 1.6 | 0.03496 | 0.03496 | 0.03496 | 0.03496 | [11 empty] | Duke Energy Indiana | 62.5 | Duke Energy Corp | 62.5
Vermillion Energy Facility | 55111_G_CT3 | 55111 | G | CT3 | 3922 | Combustion Turbine |  | MIS_INKY | Indiana | 18 | Vermillion | 165 | 18165 | 71 | 13659 | 2000 | 9999 |  |  | N | Natural Gas |  |  |  | DLNB | [8 empty] | 1.6 | 0.03614 | 0.03614 | 0.03614 | 0.03614 | [11 empty] | Duke Energy Indiana | 62.5 | Duke Energy Corp | 62.5
Vermillion Energy Facility | 55111_G_CT4 | 55111 | G | CT4 | 3923 | Combustion Turbine |  | MIS_INKY | Indiana | 18 | Vermillion | 165 | 18165 | 73 | 13650 | 2000 | 9999 |  |  | N | Natural Gas |  |  |  | DLNB | [8 empty] | 1.6 | 0.03277 | 0.03277 | 0.03277 | 0.03277 | [11 empty] | Duke Energy Indiana | 62.5 | Duke Energy Corp | 62.5
Vermillion Energy Facility | 55111_G_CT5 | 55111 | G | CT5 | 3924 | Combustion Turbine |  | MIS_INKY | Indiana | 18 | Vermillion | 165 | 18165 | 71 | 13659 | 2000 | 9999 |  |  | N | Natural Gas |  |  |  | DLNB | [8 empty] | 1.6 | 0.04284 | 0.04284 | 0.04284 | 0.04284 | [11 empty] | Duke Energy Indiana | 62.5 | Duke Energy Corp | 62.5
Vermillion Energy Facility | 55111_G_CT6 | 55111 | G | CT6 | 3925 | Combustion Turbine |  | MIS_INKY | Indiana | 18 | Vermillion | 165 | 18165 | 72 | 13654 | 2000 | 9999 |  |  | N | Natural Gas |  |  |  | DLNB | [8 empty] | 1.6 | 0.03748 | 0.03748 | 0.03748 | 0.03748 | [11 empty] | Duke Energy Indiana | 62.5 | Duke Energy Corp | 62.5
Vermillion Energy Facility | 55111_G_CT7 | 55111 | G | CT7 | 3926 | Combustion Turbine |  | MIS_INKY | Indiana | 18 | Vermillion | 165 | 18165 | 72 | 13654 | 2000 | 9999 |  |  | N | Natural Gas |  |  |  | DLNB | [8 empty] | 1.6 | 0.03202 | 0.03202 | 0.03202 | 0.03202 | [11 empty] | Duke Energy Indiana | 62.5 | Duke Energy Corp | 62.5
Vermillion Energy Facility | 55111_G_CT8 | 55111 | G | CT8 | 3927 | Combustion Turbine |  | MIS_INKY | Indiana | 18 | Vermillion | 165 | 18165 | 73 | 13650 | 2000 | 9999 |  |  | N | Natural Gas |  |  |  | DLNB | [8 empty] | 1.6 | 0.03312 | 0.03312 | 0.03312 | 0.03312 | [11 empty] | Duke Energy Indiana | 62.5 | Duke Energy Corp | 62.5
Sutter Energy Center | 55112_G_CT01 | 55112 | G | CT01 | 3928 | Combined Cycle |  | WEC_CALN | California | 6 | Sutter | 101 | 06101 | 175 | 7766 | 2001 | 9999 |  |  | N | Natural Gas |  |  |  | DLNB | SCR | [8 empty] | 0.062703 | 0.062703 | 0.062703 | 0.062703 | [11 empty] | CCFC Sutter Energy LLC | 100 | Energy Capital Partners | 100
Sutter Energy Center | 55112_G_CT02 | 55112 | G | CT02 | 3929 | Combined Cycle |  | WEC_CALN | California | 6 | Sutter | 101 | 06101 | 175 | 7766 | 2001 | 9999 |  |  | N | Natural Gas |  |  |  | DLNB | SCR | [8 empty] | 0.062703 | 0.062703 | 0.062703 | 0.062703 | [11 empty] | CCFC Sutter Energy LLC | 100 | Energy Capital Partners | 100
Sutter Energy Center | 55112_G_ST01 | 55112 | G | ST01 | 3928 | Combined Cycle |  | WEC_CALN | California | 6 | Sutter | 101 | 06101 | 180 | 7766 | 2001 | 9999 |  |  | N | Natural Gas |  |  |  | LNB | SCR | [8 empty] | 0.062703 | 0.062703 | 0.062703 | 0.062703 | [11 empty] | CCFC Sutter Energy LLC | 100 | Energy Capital Partners | 100
Rockingham County CT Station | 55116_G_CT1 | 55116 | G | CT1 | 3935 | Combustion Turbine |  | S_VACA | North Carolina | 37 | Rockingham | 157 | 37157 | 165 | 11013 | 2000 | 9999 |  |  | N | Natural Gas, Distillate Fuel Oil |  |  |  | DLNB + H2O | [8 empty] | 2.3 | 0.04847 | 0.04847 | 0.04847 | 0.04847 | [11 empty] | Duke Energy Carolinas | 100 | Duke Energy Corp | 100
Rockingham County CT Station | 55116_G_CT2 | 55116 | G | CT2 | 3936 | Combustion Turbine |  | S_VACA | North Carolina | 37 | Rockingham | 157 | 37157 | 165 | 11013 | 2000 | 9999 |  |  | N | Natural Gas, Distillate Fuel Oil |  |  |  | DLNB + H2O | [8 empty] | 2.3 | 0.04793 | 0.04793 | 0.04793 | 0.04793 | [11 empty] | Duke Energy Carolinas | 100 | Duke Energy Corp | 100
Rockingham County CT Station | 55116_G_CT3 | 55116 | G | CT3 | 3937 | Combustion Turbine |  | S_VACA | North Carolina | 37 | Rockingham | 157 | 37157 | 165 | 11013 | 2000 | 9999 |  |  | N | Natural Gas, Distillate Fuel Oil |  |  |  | DLNB + H2O | [8 empty] | 2.3 | 0.0493 | 0.0493 | 0.0493 | 0.0493 | [11 empty] | Duke Energy Carolinas | 100 | Duke Energy Corp | 100
Rockingham County CT Station | 55116_G_CT4 | 55116 | G | CT4 | 3938 | Combustion Turbine |  | S_VACA | North Carolina | 37 | Rockingham | 157 | 37157 | 165 | 11013 | 2000 | 9999 |  |  | N | Natural Gas, Distillate Fuel Oil |  |  |  | DLNB + H2O | [8 empty] | 2.3 | 0.04793 | 0.04793 | 0.04793 | 0.04793 | [11 empty] | Duke Energy Carolinas | 100 | Duke Energy Corp | 100
Rockingham County CT Station | 55116_G_CT5 | 55116 | G | CT5 | 3939 | Combustion Turbine |  | S_VACA | North Carolina | 37 | Rockingham | 157 | 37157 | 165 | 11013 | 2000 | 9999 |  |  | N | Natural Gas, Distillate Fuel Oil |  |  |  | DLNB + H2O | [8 empty] | 2.3 | 0.04877 | 0.04877 | 0.04877 | 0.04877 | [11 empty] | Duke Energy Carolinas | 100 | Duke Energy Corp | 100
RS Cogen | 55117_G_RS-4 | 55117 | G | RS-4 | 3940 | Combined Cycle |  | MIS_WOTA | Louisiana | 22 | Calcasieu | 19 | 22019 | 80 | 7092 | 2002 | 9999 |  |  | Y | Natural Gas |  |  |  | LNB | SCR | [8 empty] | 0.053655 | 0.053655 | 0.053655 | 0.053655 | [11 empty] | Eagle US 2 LLC | 50 | Eagle US 2 LLC | 50
RS Cogen | 55117_G_RS-5 | 55117 | G | RS-5 | 3940 | Combined Cycle |  | MIS_WOTA | Louisiana | 22 | Calcasieu | 19 | 22019 | 167.7 | 7092 | 2002 | 9999 |  |  | Y | Natural Gas |  |  |  | DLNB | SCR | [8 empty] | 0.053655 | 0.053655 | 0.053655 | 0.053655 | [11 empty] | Eagle US 2 LLC | 50 | Eagle US 2 LLC | 50
RS Cogen | 55117_G_RS-6 | 55117 | G | RS-6 | 3941 | Combined Cycle |  | MIS_WOTA | Louisiana | 22 | Calcasieu | 19 | 22019 | 167.7 | 7092 | 2002 | 9999 |  |  | Y | Natural Gas |  |  |  | DLNB | SCR | [8 empty] | 0.053655 | 0.053655 | 0.053655 | 0.053655 | [11 empty] | Eagle US 2 LLC | 50 | Eagle US 2 LLC | 50
NAFTA Region Olefins Complex Cogen Fac | 55122_G_UN1 | 55122 | G | UN1 |  | Combustion Turbine |  | MIS_WOTA | Texas | 48 | Jefferson | 245 | 48245 | 35 | 8700 | 2001 | 9999 |  |  | Y | Natural Gas | [12 empty] | 3 | 0.02741 | 0.02741 | 0.02741 | 0.02741 | [11 empty] | BASF Corp | 60 | BASF SE | 60
NAFTA Region Olefins Complex Cogen Fac | 55122_G_UN2 | 55122 | G | UN2 |  | Combustion Turbine |  | MIS_WOTA | Texas | 48 | Jefferson | 245 | 48245 | 35 | 8700 | 2001 | 9999 |  |  | Y | Natural Gas | [12 empty] | 3 | 0.03409 | 0.03409 | 0.03409 | 0.03409 | [11 empty] | BASF Corp | 60 | BASF SE | 60
Magic Valley Generating Station | 55123_G_CTG1 | 55123 | G | CTG1 | 3951 | Combined Cycle |  | ERC_REST | Texas | 48 | Hidalgo | 215 | 48215 | 221 | 7300 | 2002 | 9999 |  |  | N | Natural Gas |  |  |  |  | SCR | [8 empty] | 0.014375 | 0.014375 | 0.014375 | 0.014375 | [11 empty] | Calpine Corp Magic Valley | 100 | Energy Capital Partners | 100
Magic Valley Generating Station | 55123_G_CTG2 | 55123 | G | CTG2 | 3952 | Combined Cycle |  | ERC_REST | Texas | 48 | Hidalgo | 215 | 48215 | 221 | 7300 | 2002 | 9999 |  |  | N | Natural Gas |  |  |  |  | SCR | [8 empty] | 0.014375 | 0.014375 | 0.014375 | 0.014375 | [11 empty] | Calpine Corp Magic Valley | 100 | Energy Capital Partners | 100
Magic Valley Generating Station | 55123_G_STG | 55123 | G | STG | 3951 | Combined Cycle |  | ERC_REST | Texas | 48 | Hidalgo | 215 | 48215 | 240 | 7300 | 2002 | 9999 |  |  | N | Natural Gas |  |  |  |  | SCR | [8 empty] | 0.014375 | 0.014375 | 0.014375 | 0.014375 | [11 empty] | Calpine Corp Magic Valley | 100 | Energy Capital Partners | 100
Griffith Energy LLC | 55124_G_CTG1 | 55124 | G | CTG1 | 3953 | Combined Cycle |  | WECC_AZ | Arizona | 4 | Mohave | 15 | 04015 | 147 | 7359 | 2002 | 9999 |  |  | N | Natural Gas |  |  |  | DLNB | SCR | [8 empty] | 0.0096987 | 0.0096987 | 0.0096987 | 0.0096987 | [11 empty] | Griffith Energy LLC | 100 | ArcLight Capital Partners LLC | 100
Griffith Energy LLC | 55124_G_CTG2 | 55124 | G | CTG2 | 3954 | Combined Cycle |  | WECC_AZ | Arizona | 4 | Mohave | 15 | 04015 | 147 | 7359 | 2002 | 9999 |  |  | N | Natural Gas |  |  |  | DLNB | SCR | [8 empty] | 0.0096987 | 0.0096987 | 0.0096987 | 0.0096987 | [11 empty] | Griffith Energy LLC | 100 | ArcLight Capital Partners LLC | 100
Griffith Energy LLC | 55124_G_STG | 55124 | G | STG | 3953 | Combined Cycle |  | WECC_AZ | Arizona | 4 | Mohave | 15 | 04015 | 276 | 7359 | 2002 | 9999 |  |  | N | Natural Gas |  |  |  | DLNB | SCR | [8 empty] | 0.0096987 | 0.0096987 | 0.0096987 | 0.0096987 | [11 empty] | Griffith Energy LLC | 100 | ArcLight Capital Partners LLC | 100
Vansycle | 55125_G_WGNS | 55125 | G | WGNS |  | Onshore Wind |  | WECC_PNW | Oregon | 41 | Umatilla | 59 | 41059 | 25 | 0 | 1998 | 9999 |  |  | N | Wind | [13 empty] | 0 | 0 | 0 | 0 | [11 empty] | ESI Vansycle Partners LP | 100 | NextEra Energy Inc | 100
Milford Power Project | 55126_G_CA01 | 55126 | G | CA01 | 3956 | Combined Cycle |  | NENG_CT | Connecticut | 9 | New Haven | 9 | 09009 | 270.9 | 7328 | 2004 | 9999 |  |  | N | Natural Gas |  |  |  | H2O | SCR | [7 empty] | 0.052 | 0.0066569 | 0.0066569 | 0.0066569 | 0.0066569 | [11 empty] | Milford Power Co LLC | 100 | Vistra Energy | 100
Milford Power Project | 55126_G_CA02 | 55126 | G | CA02 | 3957 | Combined Cycle |  | NENG_CT | Connecticut | 9 | New Haven | 9 | 09009 | 266.7 | 7337 | 2004 | 9999 |  |  | N | Natural Gas |  |  |  | H2O | SCR | [7 empty] | 0.052 | 0.0062692 | 0.0062692 | 0.0062692 | 0.0062692 | [11 empty] | Milford Power Co LLC | 100 | Vistra Energy | 100
Manchief Electric Generating Station | 55127_G_UN1 | 55127 | G | UN1 | 3958 | Combustion Turbine |  | WECC_CO | Colorado | 8 | Morgan | 87 | 08087 | 132 | 10745 | 2000 | 9999 |  |  | N | Natural Gas |  |  |  | DLNB | [8 empty] | 0.8 | 0.05559 | 0.05559 | 0.05559 | 0.05559 | [11 empty] | Manchief Power Co LLC | 100 | I Squared Capital | 100
Manchief Electric Generating Station | 55127_G_UN2 | 55127 | G | UN2 | 3959 | Combustion Turbine |  | WECC_CO | Colorado | 8 | Morgan | 87 | 08087 | 132 | 10745 | 2000 | 9999 |  |  | N | Natural Gas |  |  |  | DLNB | [8 empty] | 0.8 | 0.05499 | 0.05499 | 0.05499 | 0.05499 | [11 empty] | Manchief Power Co LLC | 100 | I Squared Capital | 100
Walton County Power LLC | 55128_G_101G | 55128 | G | 101G | 3960 | Combustion Turbine |  | S_SOU | Georgia | 13 | Walton | 297 | 13297 | 151.5 | 10745 | 2001 | 9999 |  |  | N | Natural Gas |  |  |  | DLNB | [8 empty] | 0.33 | 0.05276 | 0.05276 | 0.05276 | 0.05276 | [11 empty] | Walton County Power LLC | 100 | Carlyle Group (The) | 100
Walton County Power LLC | 55128_G_102G | 55128 | G | 102G | 3961 | Combustion Turbine |  | S_SOU | Georgia | 13 | Walton | 297 | 13297 | 151.5 | 10745 | 2001 | 9999 |  |  | N | Natural Gas |  |  |  | DLNB | [8 empty] | 0.33 | 0.04974 | 0.04974 | 0.04974 | 0.04974 | [11 empty] | Walton County Power LLC | 100 | Carlyle Group (The) | 100
Walton County Power LLC | 55128_G_103G | 55128 | G | 103G | 3962 | Combustion Turbine |  | S_SOU | Georgia | 13 | Walton | 297 | 13297 | 151.5 | 10745 | 2001 | 9999 |  |  | N | Natural Gas |  |  |  | DLNB | [8 empty] | 0.33 | 0.04379 | 0.04379 | 0.04379 | 0.04379 | [11 empty] | Walton County Power LLC | 100 | Carlyle Group (The) | 100
Desert Basin | 55129_G_CTG1 | 55129 | G | CTG1 | 3964 | Combined Cycle |  | WECC_AZ | Arizona | 4 | Pinal | 21 | 04021 | 162 | 7402 | 2001 | 9999 |  |  | N | Natural Gas |  |  |  |  | SCR | [8 empty] | 0.010793 | 0.010793 | 0.010793 | 0.010793 | [11 empty] | Salt River Project | 100 | Salt River Project | 100
Desert Basin | 55129_G_CTG2 | 55129 | G | CTG2 | 3965 | Combined Cycle |  | WECC_AZ | Arizona | 4 | Pinal | 21 | 04021 | 162 | 7402 | 2001 | 9999 |  |  | N | Natural Gas |  |  |  |  | SCR | [8 empty] | 0.010793 | 0.010793 | 0.010793 | 0.010793 | [11 empty] | Salt River Project | 100 | Salt River Project | 100
Desert Basin | 55129_G_STG | 55129 | G | STG | 3964 | Combined Cycle |  | WECC_AZ | Arizona | 4 | Pinal | 21 | 04021 | 253 | 7402 | 2001 | 9999 |  |  | N | Natural Gas |  |  |  | LNB | SCR | [8 empty] | 0.010793 | 0.010793 | 0.010793 | 0.010793 | [11 empty] | Salt River Project | 100 | Salt River Project | 100
Kendall County Generation Facility | 55131_G_CTG1 | 55131 | G | CTG1 | 3966 | Combined Cycle |  | PJM_COMD | Illinois | 17 | Kendall | 93 | 17093 | 160 | 7532 | 2002 | 2045 |  |  | N | Natural Gas |  |  |  | DLNB + STM | SCR | [8 empty] | 0.011768 | 0.011768 | 0.011768 | 0.011768 | [11 empty] | Kendall Power Co LLC | 100 | Vistra Energy | 100
Kendall County Generation Facility | 55131_G_CTG2 | 55131 | G | CTG2 | 3967 | Combined Cycle |  | PJM_COMD | Illinois | 17 | Kendall | 93 | 17093 | 160 | 7532 | 2002 | 2045 |  |  | N | Natural Gas |  |  |  | DLNB + STM | SCR | [8 empty] | 0.012702 | 0.012702 | 0.012702 | 0.012702 | [11 empty] | Kendall Power Co LLC | 100 | Vistra Energy | 100
Kendall County Generation Facility | 55131_G_CTG3 | 55131 | G | CTG3 | 3968 | Combined Cycle |  | PJM_COMD | Illinois | 17 | Kendall | 93 | 17093 | 160 | 7532 | 2002 | 2045 |  |  | N | Natural Gas |  |  |  | DLNB + STM | SCR | [8 empty] | 0.013446 | 0.013446 | 0.013446 | 0.013446 | [11 empty] | Kendall Power Co LLC | 100 | Vistra Energy | 100
Kendall County Generation Facility | 55131_G_CTG4 | 55131 | G | CTG4 | 3969 | Combined Cycle |  | PJM_COMD | Illinois | 17 | Kendall | 93 | 17093 | 160 | 7532 | 2002 | 2045 |  |  | N | Natural Gas |  |  |  | DLNB + STM | SCR | [8 empty] | 0.013048 | 0.013048 | 0.013048 | 0.013048 | [11 empty] | Kendall Power Co LLC | 100 | Vistra Energy | 100
Kendall County Generation Facility | 55131_G_STG1 | 55131 | G | STG1 | 3966 | Combined Cycle |  | PJM_COMD | Illinois | 17 | Kendall | 93 | 17093 | 125 | 7532 | 2002 | 2045 |  |  | N | Natural Gas |  |  |  | DLNB + LNB + NH3 + STM | SCR | [8 empty] | 0.011768 | 0.011768 | 0.011768 | 0.011768 | [11 empty] | Kendall Power Co LLC | 100 | Vistra Energy | 100
Kendall County Generation Facility | 55131_G_STG2 | 55131 | G | STG2 | 3967 | Combined Cycle |  | PJM_COMD | Illinois | 17 | Kendall | 93 | 17093 | 125 | 7532 | 2002 | 2045 |  |  | N | Natural Gas |  |  |  | DLNB + LNB + NH3 + STM | SCR | [8 empty] | 0.012702 | 0.012702 | 0.012702 | 0.012702 | [11 empty] | Kendall Power Co LLC | 100 | Vistra Energy | 100
Kendall County Generation Facility | 55131_G_STG3 | 55131 | G | STG3 | 3968 | Combined Cycle |  | PJM_COMD | Illinois | 17 | Kendall | 93 | 17093 | 125 | 7532 | 2002 | 2045 |  |  | N | Natural Gas |  |  |  | DLNB + LNB + NH3 + STM | SCR | [8 empty] | 0.013446 | 0.013446 | 0.013446 | 0.013446 | [11 empty] | Kendall Power Co LLC | 100 | Vistra Energy | 100
Kendall County Generation Facility | 55131_G_STG4 | 55131 | G | STG4 | 3969 | Combined Cycle |  | PJM_COMD | Illinois | 17 | Kendall | 93 | 17093 | 125 | 7532 | 2002 | 2045 |  |  | N | Natural Gas |  |  |  | DLNB + LNB + NH3 + STM | SCR | [8 empty] | 0.013048 | 0.013048 | 0.013048 | 0.013048 | [11 empty] | Kendall Power Co LLC | 100 | Vistra Energy | 100
Tenaska Gateway Generating Station | 55132_G_GTG1 | 55132 | G | GTG1 | 3970 | Combined Cycle |  | ERC_GWAY | Texas | 48 | Rusk | 401 | 48401 | 146 | 7412 | 2001 | 9999 |  |  | N | Natural Gas, Distillate Fuel Oil |  |  |  | DLNB | [9 empty] | 0.034923 | 0.034923 | 0.034923 | 0.034923 | [11 empty] | Tenaska Gateway Partners Ltd | 100 | Tenaska Inc | 100
Tenaska Gateway Generating Station | 55132_G_GTG2 | 55132 | G | GTG2 | 3971 | Combined Cycle |  | ERC_GWAY | Texas | 48 | Rusk | 401 | 48401 | 149 | 7412 | 2001 | 9999 |  |  | N | Natural Gas, Distillate Fuel Oil |  |  |  | DLNB | [9 empty] | 0.034923 | 0.034923 | 0.034923 | 0.034923 | [11 empty] | Tenaska Gateway Partners Ltd | 100 | Tenaska Inc | 100
Tenaska Gateway Generating Station | 55132_G_GTG3 | 55132 | G | GTG3 | 3972 | Combined Cycle |  | ERC_GWAY | Texas | 48 | Rusk | 401 | 48401 | 148 | 7412 | 2001 | 9999 |  |  | N | Natural Gas, Distillate Fuel Oil |  |  |  | DLNB | [9 empty] | 0.034923 | 0.034923 | 0.034923 | 0.034923 | [11 empty] | Tenaska Gateway Partners Ltd | 100 | Tenaska Inc | 100
Tenaska Gateway Generating Station | 55132_G_STG1 | 55132 | G | STG1 | 3970 | Combined Cycle |  | ERC_GWAY | Texas | 48 | Rusk | 401 | 48401 | 402 | 7412 | 2001 | 9999 |  |  | N | Natural Gas, Distillate Fuel Oil |  |  |  | DLNB | [9 empty] | 0.034923 | 0.034923 | 0.034923 | 0.034923 | [11 empty] | Tenaska Gateway Partners Ltd | 100 | Tenaska Inc | 100
Thomson Reuters Campus Bldg A-D | 55133_G_3086 | 55133 | G | 3086 |  | Combustion Turbine | IC Engine | MIS_MNWI | Minnesota | 27 | Dakota | 37 | 27037 | 1.6 | 13469 | 1999 | 9999 |  |  | N | Distillate Fuel Oil | [13 empty] | 1.6498 | 1.6498 | 1.6498 | 1.6498 | [11 empty] | Thomson Corp (The) | 100 | Thomson Corp (The) | 100
Thomson Reuters Campus Bldg A-D | 55133_G_3087 | 55133 | G | 3087 |  | Combustion Turbine | IC Engine | MIS_MNWI | Minnesota | 27 | Dakota | 37 | 27037 | 1.6 | 13469 | 1999 | 9999 |  |  | N | Distillate Fuel Oil | [13 empty] | 1.6498 | 1.6498 | 1.6498 | 1.6498 | [11 empty] | Thomson Corp (The) | 100 | Thomson Corp (The) | 100
Thomson Reuters Campus Bldg A-D | 55133_G_3088 | 55133 | G | 3088 |  | Combustion Turbine | IC Engine | MIS_MNWI | Minnesota | 27 | Dakota | 37 | 27037 | 1.6 | 13469 | 1999 | 9999 |  |  | N | Distillate Fuel Oil | [13 empty] | 1.6498 | 1.6498 | 1.6498 | 1.6498 | [11 empty] | Thomson Corp (The) | 100 | Thomson Corp (The) | 100
Thomson Reuters Campus Bldg A-D | 55133_G_3089 | 55133 | G | 3089 |  | Combustion Turbine | IC Engine | MIS_MNWI | Minnesota | 27 | Dakota | 37 | 27037 | 1.6 | 13469 | 1999 | 9999 |  |  | N | Distillate Fuel Oil | [13 empty] | 1.6498 | 1.6498 | 1.6498 | 1.6498 | [11 empty] | Thomson Corp (The) | 100 | Thomson Corp (The) | 100
Thomson Reuters Campus Bldg A-D | 55133_G_3090 | 55133 | G | 3090 |  | Combustion Turbine | IC Engine | MIS_MNWI | Minnesota | 27 | Dakota | 37 | 27037 | 1.6 | 13469 | 1999 | 9999 |  |  | N | Distillate Fuel Oil | [13 empty] | 1.6498 | 1.6498 | 1.6498 | 1.6498 | [11 empty] | Thomson Corp (The) | 100 | Thomson Corp (The) | 100
Thomson Reuters Campus Bldg A-D | 55133_G_3091 | 55133 | G | 3091 |  | Combustion Turbine | IC Engine | MIS_MNWI | Minnesota | 27 | Dakota | 37 | 27037 | 1.6 | 13469 | 1999 | 9999 |  |  | N | Distillate Fuel Oil | [13 empty] | 1.6498 | 1.6498 | 1.6498 | 1.6498 | [11 empty] | Thomson Corp (The) | 100 | Thomson Corp (The) | 100
Thomson Reuters Campus Bldg A-D | 55133_G_3093 | 55133 | G | 3093 |  | Combustion Turbine | IC Engine | MIS_MNWI | Minnesota | 27 | Dakota | 37 | 27037 | 1.6 | 13469 | 1999 | 9999 |  |  | N | Distillate Fuel Oil | [13 empty] | 1.6498 | 1.6498 | 1.6498 | 1.6498 | [11 empty] | Thomson Corp (The) | 100 | Thomson Corp (The) | 100
Alliant Energy Neenah | 55135_G_CT01 | 55135 | G | CT01 | 3973 | Combustion Turbine |  | MIS_WUMS | Wisconsin | 55 | Winnebago | 139 | 55139 | 152.5 | 10839 | 2000 | 9999 |  |  | N | Natural Gas |  |  |  | DLNB + H2O | [9 empty] | 0.03684 | 0.03684 | 0.03684 | 0.03684 | [11 empty] | Wisconsin Power & Light Co | 100 | Alliant Energy Corp | 100
Alliant Energy Neenah | 55135_G_CT02 | 55135 | G | CT02 | 3974 | Combustion Turbine |  | MIS_WUMS | Wisconsin | 55 | Winnebago | 139 | 55139 | 148.4 | 10839 | 2000 | 9999 |  |  | N | Natural Gas |  |  |  | DLNB + H2O | [9 empty] | 0.03504 | 0.03504 | 0.03504 | 0.03504 | [11 empty] | Wisconsin Power & Light Co | 100 | Alliant Energy Corp | 100
Rio Nogales Power Project | 55137_G_CTG1 | 55137 | G | CTG1 | 3975 | Combined Cycle |  | ERC_REST | Texas | 48 | Guadalupe | 187 | 48187 | 165 | 7050 | 2002 | 9999 |  |  | N | Natural Gas |  |  |  | DLNB | [9 empty] | 0.027451 | 0.027451 | 0.027451 | 0.027451 | [11 empty] | Rio Nogales Power Project LP | 100 | CPS Energy | 100
Rio Nogales Power Project | 55137_G_CTG2 | 55137 | G | CTG2 | 3976 | Combined Cycle |  | ERC_REST | Texas | 48 | Guadalupe | 187 | 48187 | 169 | 7050 | 2002 | 9999 |  |  | N | Natural Gas |  |  |  | DLNB | [9 empty] | 0.027451 | 0.027451 | 0.027451 | 0.027451 | [11 empty] | Rio Nogales Power Project LP | 100 | CPS Energy | 100
Rio Nogales Power Project | 55137_G_CTG3 | 55137 | G | CTG3 | 3977 | Combined Cycle |  | ERC_REST | Texas | 48 | Guadalupe | 187 | 48187 | 169 | 7050 | 2002 | 9999 |  |  | N | Natural Gas |  |  |  | DLNB | [9 empty] | 0.027451 | 0.027451 | 0.027451 | 0.027451 | [11 empty] | Rio Nogales Power Project LP | 100 | CPS Energy | 100
Rio Nogales Power Project | 55137_G_STG1 | 55137 | G | STG1 | 3975 | Combined Cycle |  | ERC_REST | Texas | 48 | Guadalupe | 187 | 48187 | 323 | 7050 | 2002 | 9999 |  |  | N | Natural Gas |  |  |  | LNB | [9 empty] | 0.027451 | 0.027451 | 0.027451 | 0.027451 | [11 empty] | Rio Nogales Power Project LP | 100 | CPS Energy | 100
Walton Discover Power Facility | 55138_G_UN1 | 55138 | G | UN1 | 88304 | Combustion Turbine |  | S_SOU | Alabama | 1 | LEE | 81 | 01081 | 50 | 12001 | 1999 | 9999 |  |  | N | Natural Gas |  |  |  | H2O | [8 empty] | 4 | 0.34049 | 0.34049 | 0.34049 | 0.34049 | [11 empty] | South Eastern Electric Development Corp | 100 | South Eastern Electric Development Corp | 100
Walton Discover Power Facility | 55138_G_UN2 | 55138 | G | UN2 | 88306 | Combustion Turbine |  | S_SOU | Alabama | 1 | LEE | 81 | 01081 | 50 | 12002 | 1999 | 9999 |  |  | N | Natural Gas |  |  |  | H2O | [8 empty] | 4 | 0.44305 | 0.44305 | 0.44305 | 0.44305 | [11 empty] | South Eastern Electric Development Corp | 100 | South Eastern Electric Development Corp | 100
Wolf Hollow I LP | 55139_G_CTG1 | 55139 | G | CTG1 | 3981 | Combined Cycle |  | ERC_REST | Texas | 48 | Hood | 221 | 48221 | 212.5 | 8084 | 2003 | 9999 |  |  | N | Natural Gas |  |  |  |  | SCR | [8 empty] | 0.023241 | 0.023241 | 0.023241 | 0.023241 | [11 empty] | Wolf Hollow I Power LLC | 100 | TexGen Power LLC | 100
Wolf Hollow I LP | 55139_G_CTG2 | 55139 | G | CTG2 | 3982 | Combined Cycle |  | ERC_REST | Texas | 48 | Hood | 221 | 48221 | 212.5 | 8084 | 2003 | 9999 |  |  | N | Natural Gas |  |  |  |  | SCR | [8 empty] | 0.023241 | 0.023241 | 0.023241 | 0.023241 | [11 empty] | Wolf Hollow I Power LLC | 100 | TexGen Power LLC | 100
Wolf Hollow I LP | 55139_G_ST | 55139 | G | ST | 3981 | Combined Cycle |  | ERC_REST | Texas | 48 | Hood | 221 | 48221 | 280 | 8084 | 2003 | 9999 |  |  | N | Natural Gas |  |  |  | NH3 | SCR | [8 empty] | 0.023241 | 0.023241 | 0.023241 | 0.023241 | [11 empty] | Wolf Hollow I Power LLC | 100 | TexGen Power LLC | 100
Hawk Road Facility | 55141_G_CT1 | 55141 | G | CT1 | 3991 | Combustion Turbine |  | S_SOU | Georgia | 13 | Heard | 149 | 13149 | 153 | 10983 | 2001 | 9999 |  |  | N | Natural Gas |  |  |  | DLNB | [8 empty] | 0.006 | 0.04677 | 0.04677 | 0.04677 | 0.04677 | [11 empty] | Heard County Power LLC | 100 | Oglethorpe Power Corp | 100
Hawk Road Facility | 55141_G_CT2 | 55141 | G | CT2 | 3992 | Combustion Turbine |  | S_SOU | Georgia | 13 | Heard | 149 | 13149 | 150.3 | 10983 | 2001 | 9999 |  |  | N | Natural Gas |  |  |  | DLNB | [8 empty] | 0.006 | 0.04718 | 0.04718 | 0.04718 | 0.04718 | [11 empty] | Heard County Power LLC | 100 | Oglethorpe Power Corp | 100
Hawk Road Facility | 55141_G_CT3 | 55141 | G | CT3 | 3993 | Combustion Turbine |  | S_SOU | Georgia | 13 | Heard | 149 | 13149 | 153 | 10983 | 2001 | 9999 |  |  | N | Natural Gas |  |  |  | DLNB | [8 empty] | 0.006 | 0.04778 | 0.04778 | 0.04778 | 0.04778 | [11 empty] | Heard County Power LLC | 100 | Oglethorpe Power Corp | 100
Hays Energy Project | 55144_G_U1 | 55144 | G | U1 | 4002 | Combined Cycle |  | ERC_REST | Texas | 48 | Hays | 209 | 48209 | 210 | 7554 | 2002 | 9999 |  |  | N | Natural Gas |  |  |  |  | SCR | [8 empty] | 0.019112 | 0.019112 | 0.019112 | 0.019112 | [11 empty] | American National Power Inc | 100 | Vistra Energy | 100
Hays Energy Project | 55144_G_U2 | 55144 | G | U2 | 4003 | Combined Cycle |  | ERC_REST | Texas | 48 | Hays | 209 | 48209 | 211 | 7532 | 2002 | 9999 |  |  | N | Natural Gas |  |  |  |  | SCR | [8 empty] | 0.017159 | 0.017159 | 0.017159 | 0.017159 | [11 empty] | American National Power Inc | 100 | Vistra Energy | 100
Hays Energy Project | 55144_G_U3 | 55144 | G | U3 | 4004 | Combined Cycle |  | ERC_REST | Texas | 48 | Hays | 209 | 48209 | 210 | 7568 | 2002 | 9999 |  |  | N | Natural Gas |  |  |  |  | SCR | [8 empty] | 0.016719 | 0.016719 | 0.016719 | 0.016719 | [11 empty] | American National Power Inc | 100 | Vistra Energy | 100
Hays Energy Project | 55144_G_U4 | 55144 | G | U4 | 4005 | Combined Cycle |  | ERC_REST | Texas | 48 | Hays | 209 | 48209 | 213 | 7529 | 2002 | 9999 |  |  | N | Natural Gas |  |  |  |  | SCR | [8 empty] | 0.017935 | 0.017935 | 0.017935 | 0.017935 | [11 empty] | American National Power Inc | 100 | Vistra Energy | 100
Green Country Energy LLC | 55146_G_CTG1 | 55146 | G | CTG1 | 4006 | Combined Cycle |  | SPP_WEST | Oklahoma | 40 | Tulsa | 143 | 40143 | 155 | 7241 | 2002 | 9999 |  |  | N | Natural Gas |  |  |  | DLNB | SCR | [8 empty] | 0.025689 | 0.025689 | 0.025689 | 0.025689 | [11 empty] | Green Country Energy LLC | 100 | Electric Power Development Co Ltd (J Power) | 100
Green Country Energy LLC | 55146_G_CTG2 | 55146 | G | CTG2 | 4007 | Combined Cycle |  | SPP_WEST | Oklahoma | 40 | Tulsa | 143 | 40143 | 155 | 7241 | 2002 | 9999 |  |  | N | Natural Gas |  |  |  |  | SCR | [8 empty] | 0.023643 | 0.023643 | 0.023643 | 0.023643 | [11 empty] | Green Country Energy LLC | 100 | Electric Power Development Co Ltd (J Power) | 100
Green Country Energy LLC | 55146_G_CTG3 | 55146 | G | CTG3 | 4008 | Combined Cycle |  | SPP_WEST | Oklahoma | 40 | Tulsa | 143 | 40143 | 155 | 7241 | 2002 | 9999 |  |  | N | Natural Gas |  |  |  |  | SCR | [8 empty] | 0.024631 | 0.024631 | 0.024631 | 0.024631 | [11 empty] | Green Country Energy LLC | 100 | Electric Power Development Co Ltd (J Power) | 100
Green Country Energy LLC | 55146_G_STG1 | 55146 | G | STG1 | 4006 | Combined Cycle |  | SPP_WEST | Oklahoma | 40 | Tulsa | 143 | 40143 | 106 | 7241 | 2002 | 9999 |  |  | N | Natural Gas |  |  |  | LNB + NH3 | SCR | [8 empty] | 0.025689 | 0.025689 | 0.025689 | 0.025689 | [11 empty] | Green Country Energy LLC | 100 | Electric Power Development Co Ltd (J Power) | 100
Green Country Energy LLC | 55146_G_STG2 | 55146 | G | STG2 | 4007 | Combined Cycle |  | SPP_WEST | Oklahoma | 40 | Tulsa | 143 | 40143 | 106 | 7241 | 2002 | 9999 |  |  | N | Natural Gas |  |  |  | LNB + NH3 | SCR | [8 empty] | 0.023643 | 0.023643 | 0.023643 | 0.023643 | [11 empty] | Green Country Energy LLC | 100 | Electric Power Development Co Ltd (J Power) | 100
Green Country Energy LLC | 55146_G_STG3 | 55146 | G | STG3 | 4008 | Combined Cycle |  | SPP_WEST | Oklahoma | 40 | Tulsa | 143 | 40143 | 106 | 7241 | 2002 | 9999 |  |  | N | Natural Gas |  |  |  | LNB + NH3 | SCR | [8 empty] | 0.024631 | 0.024631 | 0.024631 | 0.024631 | [11 empty] | Green Country Energy LLC | 100 | Electric Power Development Co Ltd (J Power) | 100
Worthington Generation LLC | 55148_G_1 | 55148 | G | 1 | 4017 | Combustion Turbine |  | MIS_INKY | Indiana | 18 | Greene | 55 | 18055 | 41.5 | 11168 | 2000 | 9999 |  |  | N | Natural Gas |  |  |  | H2O | [8 empty] | 0.06 | 0.08186 | 0.08186 | 0.08186 | 0.08186 | [11 empty] | Hoosier Energy Rural Electric Coop Inc | 100 | Hoosier Energy Rural Electric Coop Inc | 100
Worthington Generation LLC | 55148_G_2 | 55148 | G | 2 | 4018 | Combustion Turbine |  | MIS_INKY | Indiana | 18 | Greene | 55 | 18055 | 41.5 | 11170 | 2000 | 9999 |  |  | N | Natural Gas |  |  |  | H2O | [8 empty] | 0.06 | 0.08558 | 0.08558 | 0.08558 | 0.08558 | [11 empty] | Hoosier Energy Rural Electric Coop Inc | 100 | Hoosier Energy Rural Electric Coop Inc | 100
Worthington Generation LLC | 55148_G_3 | 55148 | G | 3 | 4019 | Combustion Turbine |  | MIS_INKY | Indiana | 18 | Greene | 55 | 18055 | 41.5 | 11172 | 2000 | 9999 |  |  | N | Natural Gas |  |  |  | H2O | [8 empty] | 0.06 | 0.08162 | 0.08162 | 0.08162 | 0.08162 | [11 empty] | Hoosier Energy Rural Electric Coop Inc | 100 | Hoosier Energy Rural Electric Coop Inc | 100
Worthington Generation LLC | 55148_G_4 | 55148 | G | 4 | 4020 | Combustion Turbine |  | MIS_INKY | Indiana | 18 | Greene | 55 | 18055 | 41.5 | 11173 | 2000 | 9999 |  |  | N | Natural Gas |  |  |  | H2O | [8 empty] | 0.06 | 0.08827 | 0.08827 | 0.08827 | 0.08827 | [11 empty] | Hoosier Energy Rural Electric Coop Inc | 100 | Hoosier Energy Rural Electric Coop Inc | 100
Lake Road Generating Plant | 55149_G_U1 | 55149 | G | U1 | 4021 | Combined Cycle |  | NENG_CT | Connecticut | 9 | Windham | 15 | 09015 | 270.8 | 7412 | 2002 | 9999 |  |  | N | Natural Gas |  |  |  | DLNB + H2O | SCR | [7 empty] | 0.003 | 0.0061434 | 0.0061434 | 0.0061434 | 0.0061434 | [11 empty] | Lake Road Generating Co LP | 100 | Vistra Energy | 100
Lake Road Generating Plant | 55149_G_U2 | 55149 | G | U2 | 4022 | Combined Cycle |  | NENG_CT | Connecticut | 9 | Windham | 15 | 09015 | 275 | 7434 | 2002 | 9999 |  |  | N | Natural Gas |  |  |  | DLNB + H2O | SCR | [7 empty] | 0.003 | 0.0060936 | 0.0060936 | 0.0060936 | 0.0060936 | [11 empty] | Lake Road Generating Co LP | 100 | Vistra Energy | 100
Lake Road Generating Plant | 55149_G_U3 | 55149 | G | U3 | 4023 | Combined Cycle |  | NENG_CT | Connecticut | 9 | Windham | 15 | 09015 | 286.7 | 7408 | 2002 | 9999 |  |  | N | Natural Gas |  |  |  | DLNB + H2O | SCR | [7 empty] | 0.003 | 0.0051089 | 0.0051089 | 0.0051089 | 0.0051089 | [11 empty] | Lake Road Generating Co LP | 100 | Vistra Energy | 100
La Paloma Generating Plant | 55151_G_GEN1 | 55151 | G | GEN1 | 4024 | Combined Cycle |  | WEC_CALN | California | 6 | Kern | 29 | 06029 | 243.7 | 7322 | 2003 | 9999 |  |  | N | Natural Gas |  |  |  | DLNB | SCR | [8 empty] | 0.0081445 | 0.0081445 | 0.0081445 | 0.0081445 | [11 empty] | CXA La Paloma LLC | 100 | Beal Bank USA | 100
La Paloma Generating Plant | 55151_G_GEN2 | 55151 | G | GEN2 | 4025 | Combined Cycle |  | WEC_CALN | California | 6 | Kern | 29 | 06029 | 241.6 | 7290 | 2003 | 9999 |  |  | N | Natural Gas |  |  |  | DLNB | SCR | [8 empty] | 0.0092945 | 0.0092945 | 0.0092945 | 0.0092945 | [11 empty] | CXA La Paloma LLC | 100 | Beal Bank USA | 100
La Paloma Generating Plant | 55151_G_GEN3 | 55151 | G | GEN3 | 4026 | Combined Cycle |  | WEC_CALN | California | 6 | Kern | 29 | 06029 | 237.4 | 7338 | 2003 | 9999 |  |  | N | Natural Gas |  |  |  | DLNB | SCR | [8 empty] | 0.0086626 | 0.0086626 | 0.0086626 | 0.0086626 | [11 empty] | CXA La Paloma LLC | 100 | Beal Bank USA | 100
La Paloma Generating Plant | 55151_G_GEN4 | 55151 | G | GEN4 | 4027 | Combined Cycle |  | WEC_CALN | California | 6 | Kern | 29 | 06029 | 242.7 | 7247 | 2003 | 9999 |  |  | N | Natural Gas |  |  |  | DLNB | SCR | [8 empty] | 0.0085794 | 0.0085794 | 0.0085794 | 0.0085794 | [11 empty] | CXA La Paloma LLC | 100 | Beal Bank USA | 100
Guadalupe Generating Station | 55153_G_CTG1 | 55153 | G | CTG1 | 4028 | Combined Cycle |  | ERC_REST | Texas | 48 | Guadalupe | 187 | 48187 | 148 | 7178 | 2000 | 9999 |  |  | N | Natural Gas |  |  |  | DLNB | [9 empty] | 0.032007 | 0.032007 | 0.032007 | 0.032007 | [11 empty] | Guadalupe Power Partners LP | 100 | Energy Capital Partners | 100
Guadalupe Generating Station | 55153_G_CTG2 | 55153 | G | CTG2 | 4029 | Combined Cycle |  | ERC_REST | Texas | 48 | Guadalupe | 187 | 48187 | 148 | 7178 | 2000 | 9999 |  |  | N | Natural Gas |  |  |  | DLNB | [9 empty] | 0.032007 | 0.032007 | 0.032007 | 0.032007 | [11 empty] | Guadalupe Power Partners LP | 100 | Energy Capital Partners | 100
Guadalupe Generating Station | 55153_G_CTG3 | 55153 | G | CTG3 | 4030 | Combined Cycle |  | ERC_REST | Texas | 48 | Guadalupe | 187 | 48187 | 148 | 7178 | 2000 | 9999 |  |  | N | Natural Gas |  |  |  | DLNB | [9 empty] | 0.030885 | 0.030885 | 0.030885 | 0.030885 | [11 empty] | Guadalupe Power Partners LP | 100 | Energy Capital Partners | 100
Guadalupe Generating Station | 55153_G_CTG4 | 55153 | G | CTG4 | 4031 | Combined Cycle |  | ERC_REST | Texas | 48 | Guadalupe | 187 | 48187 | 148 | 7178 | 2000 | 9999 |  |  | N | Natural Gas |  |  |  | DLNB | [9 empty] | 0.030885 | 0.030885 | 0.030885 | 0.030885 | [11 empty] | Guadalupe Power Partners LP | 100 | Energy Capital Partners | 100
Guadalupe Generating Station | 55153_G_STG1 | 55153 | G | STG1 | 4028 | Combined Cycle |  | ERC_REST | Texas | 48 | Guadalupe | 187 | 48187 | 197 | 7178 | 2000 | 9999 |  |  | N | Natural Gas |  |  |  | LNB | [9 empty] | 0.032007 | 0.032007 | 0.032007 | 0.032007 | [11 empty] | Guadalupe Power Partners LP | 100 | Energy Capital Partners | 100
Guadalupe Generating Station | 55153_G_STG2 | 55153 | G | STG2 | 4030 | Combined Cycle |  | ERC_REST | Texas | 48 | Guadalupe | 187 | 48187 | 197 | 7178 | 2000 | 9999 |  |  | N | Natural Gas |  |  |  | LNB | [9 empty] | 0.030885 | 0.030885 | 0.030885 | 0.030885 | [11 empty] | Guadalupe Power Partners LP | 100 | Energy Capital Partners | 100
Lost Pines 1 Power Project | 55154_G_CTA | 55154 | G | CTA | 4032 | Combined Cycle |  | ERC_REST | Texas | 48 | Bastrop | 21 | 48021 | 169 | 7286 | 2001 | 9999 |  |  | N | Natural Gas |  |  |  |  | SCR | [8 empty] | 0.018815 | 0.018815 | 0.018815 | 0.018815 | [11 empty] | GenTex Power Corp | 100 | Lower Colorado River Authority | 100
Lost Pines 1 Power Project | 55154_G_CTB | 55154 | G | CTB | 4033 | Combined Cycle |  | ERC_REST | Texas | 48 | Bastrop | 21 | 48021 | 169 | 7286 | 2001 | 9999 |  |  | N | Natural Gas |  |  |  |  | SCR | [8 empty] | 0.018815 | 0.018815 | 0.018815 | 0.018815 | [11 empty] | GenTex Power Corp | 100 | Lower Colorado River Authority | 100
Lost Pines 1 Power Project | 55154_G_ST | 55154 | G | ST | 4032 | Combined Cycle |  | ERC_REST | Texas | 48 | Bastrop | 21 | 48021 | 172 | 7286 | 2001 | 9999 |  |  | N | Natural Gas |  |  |  |  | SCR | [8 empty] | 0.018815 | 0.018815 | 0.018815 | 0.018815 | [11 empty] | GenTex Power Corp | 100 | Lower Colorado River Authority | 100
MM Albany Energy | 55155_G_UNT1 | 55155 | G | UNT1 |  | Landfill Gas |  | NY_Z_F | New York | 36 | Albany | 1 | 36001 | 0.9 | 13500 | 1998 | 9999 |  |  | N | Landfill Gas | [13 empty] | 0.24082 | 0.24082 | 0.24082 | 0.24082 | [11 empty] | Albany Energy LLC | 100 | FORTISTAR | 100
MM Albany Energy | 55155_G_UNT2 | 55155 | G | UNT2 |  | Landfill Gas |  | NY_Z_F | New York | 36 | Albany | 1 | 36001 | 0.9 | 13500 | 1998 | 9999 |  |  | N | Landfill Gas | [13 empty] | 0.24082 | 0.24082 | 0.24082 | 0.24082 | [11 empty] | Albany Energy LLC | 100 | FORTISTAR | 100
MM Albany Energy | 55155_G_UNT3 | 55155 | G | UNT3 |  | Landfill Gas |  | NY_Z_F | New York | 36 | Albany | 1 | 36001 | 0.9 | 13500 | 2008 | 9999 |  |  | N | Landfill Gas | [13 empty] | 0.24082 | 0.24082 | 0.24082 | 0.24082 | [11 empty] | Albany Energy LLC | 100 | FORTISTAR | 100
MM Albany Energy | 55155_G_UNT4 | 55155 | G | UNT4 |  | Landfill Gas |  | NY_Z_F | New York | 36 | Albany | 1 | 36001 | 1.6 | 13500 | 2012 | 9999 |  |  | N | Landfill Gas | [13 empty] | 0.24082 | 0.24082 | 0.24082 | 0.24082 | [11 empty] | Albany Energy LLC | 100 | FORTISTAR | 100
MM Albany Energy | 55155_G_UNT5 | 55155 | G | UNT5 |  | Landfill Gas |  | NY_Z_F | New York | 36 | Albany | 1 | 36001 | 1.6 | 13500 | 2012 | 9999 |  |  | N | Landfill Gas | [13 empty] | 0.24082 | 0.24082 | 0.24082 | 0.24082 | [11 empty] | Albany Energy LLC | 100 | FORTISTAR | 100
MM Prince William Energy | 55156_G_UNT1 | 55156 | G | UNT1 |  | Landfill Gas |  | PJM_Dom | Virginia | 51 | Prince William | 153 | 51153 | 0.9 | 13500 | 1998 | 9999 |  |  | N | Landfill Gas | [13 empty] | 0.6 | 0.6 | 0.6 | 0.6 | [11 empty] | MM Prince William Energy LLC | 100 | FORTISTAR | 100
MM Prince William Energy | 55156_G_UNT2 | 55156 | G | UNT2 |  | Landfill Gas |  | PJM_Dom | Virginia | 51 | Prince William | 153 | 51153 | 0.9 | 13500 | 1998 | 9999 |  |  | N | Landfill Gas | [13 empty] | 0.6 | 0.6 | 0.6 | 0.6 | [11 empty] | MM Prince William Energy LLC | 100 | FORTISTAR | 100
MM Prince William Energy | 55156_G_UNT3 | 55156 | G | UNT3 |  | Landfill Gas |  | PJM_Dom | Virginia | 51 | Prince William | 153 | 51153 | 1.6 | 13500 | 2013 | 9999 |  |  | N | Landfill Gas | [13 empty] | 0.58809 | 0.58809 | 0.58809 | 0.58809 | [11 empty] | MM Prince William Energy LLC | 100 | FORTISTAR | 100
MM Prince William Energy | 55156_G_UNT4 | 55156 | G | UNT4 |  | Landfill Gas |  | PJM_Dom | Virginia | 51 | Prince William | 153 | 51153 | 1.6 | 13500 | 2013 | 9999 |  |  | N | Landfill Gas | [13 empty] | 0.58809 | 0.58809 | 0.58809 | 0.58809 | [11 empty] | MM Prince William Energy LLC | 100 | FORTISTAR | 100
MM Prince William Energy | 55156_G_UNT5 | 55156 | G | UNT5 |  | Landfill Gas |  | PJM_Dom | Virginia | 51 | Prince William | 153 | 51153 | 1.6 | 13500 | 2013 | 9999 |  |  | N | Landfill Gas | [13 empty] | 0.58809 | 0.58809 | 0.58809 | 0.58809 | [11 empty] | MM Prince William Energy LLC | 100 | FORTISTAR | 100
MM Tulare Energy | 55160_G_UNT1 | 55160 | G | UNT1 |  | Landfill Gas |  | WECC_SCE | California | 6 | Tulare | 107 | 06107 | 0.8 | 14103 | 1998 | 9999 |  |  | N | Landfill Gas | [13 empty] | 0.22117 | 0.22117 | 0.22117 | 0.22117 | [11 empty] | MM Tulare Energy LLC | 100 | FORTISTAR | 100
MM Tulare Energy | 55160_G_UNT2 | 55160 | G | UNT2 |  | Landfill Gas |  | WECC_SCE | California | 6 | Tulare | 107 | 06107 | 0.8 | 14103 | 1998 | 9999 |  |  | N | Landfill Gas | [13 empty] | 0.22117 | 0.22117 | 0.22117 | 0.22117 | [11 empty] | MM Tulare Energy LLC | 100 | FORTISTAR | 100
MM Lopez Energy | 55161_G_UNT1 | 55161 | G | UNT1 |  | Landfill Gas |  | WECC_SCE | California | 6 | Los Angeles | 37 | 06037 | 2.7 | 13500 | 1998 | 9999 |  |  | N | Landfill Gas | [13 empty] | 0.11349 | 0.11349 | 0.11349 | 0.11349 | [11 empty] | MM Lopez Energy LLC | 100 | FORTISTAR | 100
Bluegrass Generating Station | 55164_G_CT1 | 55164 | G | CT1 | 4034 | Combustion Turbine |  | PJM_West | Kentucky | 21 | Oldham | 185 | 21185 | 167 | 11093 | 2002 | 9999 |  |  | N | Natural Gas |  |  |  | DLNB | [9 empty] | 0.064016 | 0.064016 | 0.064016 | 0.064016 | [11 empty] | Bluegrass Generation Co LLC | 100 | East Kentucky Power Coop | 100
Bluegrass Generating Station | 55164_G_CT2 | 55164 | G | CT2 | 4035 | Combustion Turbine |  | PJM_West | Kentucky | 21 | Oldham | 185 | 21185 | 167 | 11093 | 2002 | 9999 |  |  | N | Natural Gas |  |  |  | DLNB | [9 empty] | 0.06393 | 0.06393 | 0.06393 | 0.06393 | [11 empty] | Bluegrass Generation Co LLC | 100 | East Kentucky Power Coop | 100
Bluegrass Generating Station | 55164_G_CT3 | 55164 | G | CT3 | 8446 | Combustion Turbine |  | PJM_West | Kentucky | 21 | Oldham | 185 | 21185 | 167 | 11093 | 2002 | 9999 |  |  | N | Natural Gas |  |  |  | DLNB | [9 empty] | 0.07267 | 0.07267 | 0.07267 | 0.07267 | [11 empty] | Bluegrass Generation Co LLC | 100 | East Kentucky Power Coop | 100
Calcasieu | 55165_G_G101 | 55165 | G | G101 | 4036 | Combustion Turbine |  | MIS_WOTA | Louisiana | 22 | Calcasieu | 19 | 22019 | 143.6 | 11091 | 2000 | 9999 |  |  | N | Natural Gas |  |  |  | DLNB | [8 empty] | 5.261 | 0.09178 | 0.09178 | 0.09178 | 0.09178 | [11 empty] | Entergy Louisiana LLC | 100 | Entergy Corp | 100
Calcasieu | 55165_G_G102 | 55165 | G | G102 | 4037 | Combustion Turbine |  | MIS_WOTA | Louisiana | 22 | Calcasieu | 19 | 22019 | 159.4 | 11091 | 2001 | 9999 |  |  | N | Natural Gas |  |  |  | DLNB | [8 empty] | 5.261 | 0.07933 | 0.07933 | 0.07933 | 0.07933 | [11 empty] | Entergy Louisiana LLC | 100 | Entergy Corp | 100
Broad River Energy Center | 55166_G_CT01 | 55166 | G | CT01 | 4041 | Combustion Turbine |  | S_VACA | South Carolina | 45 | Cherokee | 21 | 45021 | 172.2 | 10745 | 2000 | 9999 |  |  | N | Natural Gas, Distillate Fuel Oil |  |  |  | DLNB | [8 empty] | 3.5 | 0.04274 | 0.04274 | 0.04274 | 0.04274 | [11 empty] | Broad River Energy LLC | 100 | Energy Capital Partners | 100
Broad River Energy Center | 55166_G_CT02 | 55166 | G | CT02 | 4042 | Combustion Turbine |  | S_VACA | South Carolina | 45 | Cherokee | 21 | 45021 | 169.2 | 10745 | 2000 | 9999 |  |  | N | Natural Gas, Distillate Fuel Oil |  |  |  | DLNB | [8 empty] | 3.5 | 0.03628 | 0.03628 | 0.03628 | 0.03628 | [11 empty] | Broad River Energy LLC | 100 | Energy Capital Partners | 100
Broad River Energy Center | 55166_G_CT03 | 55166 | G | CT03 | 4043 | Combustion Turbine |  | S_VACA | South Carolina | 45 | Cherokee | 21 | 45021 | 169.5 | 10745 | 2000 | 9999 |  |  | N | Natural Gas, Distillate Fuel Oil |  |  |  | DLNB | [8 empty] | 3.5 | 0.03871 | 0.03871 | 0.03871 | 0.03871 | [11 empty] | Broad River Energy LLC | 100 | Energy Capital Partners | 100
Broad River Energy Center | 55166_G_CT04 | 55166 | G | CT04 | 8448 | Combustion Turbine |  | S_VACA | South Carolina | 45 | Cherokee | 21 | 45021 | 173.3 | 10745 | 2001 | 9999 |  |  | N | Natural Gas, Distillate Fuel Oil |  |  |  | DLNB | [8 empty] | 3.5 | 0.03496 | 0.03496 | 0.03496 | 0.03496 | [11 empty] | Broad River Energy LLC | 100 | Energy Capital Partners | 100
Broad River Energy Center | 55166_G_CT05 | 55166 | G | CT05 | 8450 | Combustion Turbine |  | S_VACA | South Carolina | 45 | Cherokee | 21 | 45021 | 173.6 | 10745 | 2001 | 9999 |  |  | N | Natural Gas, Distillate Fuel Oil |  |  |  | DLNB | [8 empty] | 3.5 | 0.0375 | 0.0375 | 0.0375 | 0.0375 | [11 empty] | Broad River Energy LLC | 100 | Energy Capital Partners | 100
Bastrop Energy Center | 55168_G_0001 | 55168 | G | 0001 | 4046 | Combined Cycle |  | ERC_REST | Texas | 48 | Bastrop | 21 | 48021 | 149 | 7896 | 2002 | 9999 |  |  | N | Natural Gas |  |  |  | DLNB | [9 empty] | 0.027404 | 0.027404 | 0.027404 | 0.027404 | [11 empty] | Bastrop Energy Partners LP | 100 | Blackstone Group (The) | 100
Bastrop Energy Center | 55168_G_0002 | 55168 | G | 0002 | 4047 | Combined Cycle |  | ERC_REST | Texas | 48 | Bastrop | 21 | 48021 | 149 | 7896 | 2002 | 9999 |  |  | N | Natural Gas |  |  |  | DLNB | [9 empty] | 0.027404 | 0.027404 | 0.027404 | 0.027404 | [11 empty] | Bastrop Energy Partners LP | 100 | Blackstone Group (The) | 100
Bastrop Energy Center | 55168_G_0003 | 55168 | G | 0003 | 4046 | Combined Cycle |  | ERC_REST | Texas | 48 | Bastrop | 21 | 48021 | 227 | 7896 | 2002 | 9999 |  |  | N | Natural Gas |  |  |  | LNB | [9 empty] | 0.027404 | 0.027404 | 0.027404 | 0.027404 | [11 empty] | Bastrop Energy Partners LP | 100 | Blackstone Group (The) | 100
Granite Ridge | 55170_G_CT11 | 55170 | G | CT11 | 4048 | Combined Cycle |  | NENGREST | New Hampshire | 33 | Rockingham | 15 | 33015 | 222 | 7348 | 2003 | 9999 |  |  | N | Natural Gas |  |  |  | DLNB | SCR | [7 empty] | 0.002 | 0.0087067 | 0.0087067 | 0.0087067 | 0.0087067 | [11 empty] | Calpine Corp | 100 | Energy Capital Partners | 100
Granite Ridge | 55170_G_CT12 | 55170 | G | CT12 | 4049 | Combined Cycle |  | NENGREST | New Hampshire | 33 | Rockingham | 15 | 33015 | 222 | 7348 | 2003 | 9999 |  |  | N | Natural Gas |  |  |  | DLNB | SCR | [7 empty] | 0.002 | 0.0087067 | 0.0087067 | 0.0087067 | 0.0087067 | [11 empty] | Calpine Corp | 100 | Energy Capital Partners | 100
Granite Ridge | 55170_G_STG | 55170 | G | STG | 4048 | Combined Cycle |  | NENGREST | New Hampshire | 33 | Rockingham | 15 | 33015 | 234 | 7348 | 2003 | 9999 |  |  | N | Natural Gas |  |  |  | DLNB + NH3 | SCR | [7 empty] | 0.002 | 0.0087067 | 0.0087067 | 0.0087067 | 0.0087067 | [11 empty] | Calpine Corp | 100 | Energy Capital Partners | 100
Bosque County Peaking | 55172_G_GT-1 | 55172 | G | GT-1 | 4054 | Combined Cycle |  | ERC_REST | Texas | 48 | Bosque | 35 | 48035 | 154 | 7054 | 2000 | 9999 |  |  | N | Natural Gas |  |  |  | DLNB | SCR | [8 empty] | 0.25198 | 0.019999 | 0.25198 | 0.019999 | [11 empty] | Calpine Bosque Energy Center LLC | 100 | Energy Capital Partners | 100
Bosque County Peaking | 55172_G_GT-2 | 55172 | G | GT-2 | 4055 | Combined Cycle |  | ERC_REST | Texas | 48 | Bosque | 35 | 48035 | 154 | 7054 | 2000 | 9999 |  |  | N | Natural Gas |  |  |  | DLNB | SCR | [8 empty] | 0.25198 | 0.019999 | 0.25198 | 0.019999 | [11 empty] | Calpine Bosque Energy Center LLC | 100 | Energy Capital Partners | 100
Bosque County Peaking | 55172_G_GT-3 | 55172 | G | GT-3 | 4056 | Combined Cycle |  | ERC_REST | Texas | 48 | Bosque | 35 | 48035 | 154 | 7054 | 2001 | 9999 |  |  | N | Natural Gas |  |  |  | DLNB | SCR | [8 empty] | 0.25198 | 0.019999 | 0.25198 | 0.019999 | [11 empty] | Calpine Bosque Energy Center LLC | 100 | Energy Capital Partners | 100
Bosque County Peaking | 55172_G_ST-4 | 55172 | G | ST-4 | 4056 | Combined Cycle |  | ERC_REST | Texas | 48 | Bosque | 35 | 48035 | 86 | 7054 | 2001 | 9999 | other |  | N | Natural Gas |  |  |  | LNB | SCR | [8 empty] | 0.25198 | 0.019999 | 0.25198 | 0.019999 | [11 empty] | Calpine Bosque Energy Center LLC | 100 | Energy Capital Partners | 100
Bosque County Peaking | 55172_G_ST-5 | 55172 | G | ST-5 | 4054 | Combined Cycle |  | ERC_REST | Texas | 48 | Bosque | 35 | 48035 | 200 | 7054 | 2010 | 9999 |  |  | N | Natural Gas |  |  |  | LNB | SCR | [8 empty] | 0.25198 | 0.019999 | 0.25198 | 0.019999 | [11 empty] | Calpine Bosque Energy Center LLC | 100 | Energy Capital Partners | 100
Acadia Energy Center | 55173_G_CT11 | 55173 | G | CT11 | 4054 | Combined Cycle |  | MIS_LA | Louisiana | 22 | Acadia | 1 | 22001 | 164.7 | 7343 | 2002 | 9999 |  |  | N | Natural Gas |  |  |  | DLNB | SCR | [8 empty] | 0.0097886 | 0.0097886 | 0.0097886 | 0.0097886 | [11 empty] | CLECO Power LLC | 100 | Cleco Corp | 100
Acadia Energy Center | 55173_G_CT12 | 55173 | G | CT12 | 4059 | Combined Cycle |  | MIS_LA | Louisiana | 22 | Acadia | 1 | 22001 | 169 | 7343 | 2002 | 9999 |  |  | N | Natural Gas |  |  |  |  | SCR | [8 empty] | 0.0097886 | 0.0097886 | 0.0097886 | 0.0097886 | [11 empty] | CLECO Power LLC | 100 | Cleco Corp | 100
Acadia Energy Center | 55173_G_CT24 | 55173 | G | CT24 | 4060 | Combined Cycle |  | MIS_LA | Louisiana | 22 | Acadia | 1 | 22001 | 146.2 | 7343 | 2002 | 9999 |  |  | N | Natural Gas |  |  |  |  | SCR | [8 empty] | 0.0091722 | 0.0091722 | 0.0091722 | 0.0091722 | [11 empty] | Entergy Louisiana LLC | 100 | Entergy Corp | 100
Acadia Energy Center | 55173_G_CT25 | 55173 | G | CT25 | 4061 | Combined Cycle |  | MIS_LA | Louisiana | 22 | Acadia | 1 | 22001 | 145.6 | 7343 | 2002 | 9999 |  |  | N | Natural Gas |  |  |  |  | SCR | [8 empty] | 0.0091722 | 0.0091722 | 0.0091722 | 0.0091722 | [11 empty] | Entergy Louisiana LLC | 100 | Entergy Corp | 100
Acadia Energy Center | 55173_G_ST13 | 55173 | G | ST13 | 4058 | Combined Cycle |  | MIS_LA | Louisiana | 22 | Acadia | 1 | 22001 | 221.3 | 7343 | 2002 | 9999 |  |  | N | Natural Gas |  |  |  | LNB | SCR | [8 empty] | 0.0097886 | 0.0097886 | 0.0097886 | 0.0097886 | [11 empty] | CLECO Power LLC | 100 | Cleco Corp | 100
Acadia Energy Center | 55173_G_ST26 | 55173 | G | ST26 | 4060 | Combined Cycle |  | MIS_LA | Louisiana | 22 | Acadia | 1 | 22001 | 241.1 | 7343 | 2002 | 9999 |  |  | N | Natural Gas |  |  |  | LNB | SCR | [8 empty] | 0.0091722 | 0.0091722 | 0.0091722 | 0.0091722 | [11 empty] | Entergy Louisiana LLC | 100 | Entergy Corp | 100
Eastman Cogeneration Facility | 55176_G_GEN1 | 55176 | G | GEN1 | 4065 | Combined Cycle |  | SPP_WEST | Texas | 48 | Harrison | 203 | 48203 | 153.7 | 5673 | 2001 | 9999 |  |  | Y | Natural Gas |  |  |  | DLNB | [9 empty] | 0.026229 | 0.026229 | 0.026229 | 0.026229 | [11 empty] | Eastman Cogeneration LP | 100 | Eastman Chemical Co | 100
Eastman Cogeneration Facility | 55176_G_GEN2 | 55176 | G | GEN2 | 4066 | Combined Cycle |  | SPP_WEST | Texas | 48 | Harrison | 203 | 48203 | 153.7 | 5673 | 2001 | 9999 |  |  | Y | Natural Gas |  |  |  | DLNB | [9 empty] | 0.026229 | 0.026229 | 0.026229 | 0.026229 | [11 empty] | Eastman Cogeneration LP | 100 | Eastman Chemical Co | 100
Eastman Cogeneration Facility | 55176_G_GEN3 | 55176 | G | GEN3 | 4065 | Combined Cycle |  | SPP_WEST | Texas | 48 | Harrison | 203 | 48203 | 109.8 | 5673 | 2001 | 9999 |  |  | Y | Natural Gas |  |  |  | LNB | [9 empty] | 0.026229 | 0.026229 | 0.026229 | 0.026229 | [11 empty] | Eastman Cogeneration LP | 100 | Eastman Chemical Co | 100
South Point Energy Center | 55177_G_A | 55177 | G | A | 4067 | Combined Cycle |  | WECC_AZ | Arizona | 4 | Mohave | 15 | 04015 | 180 | 7949 | 2001 | 9999 |  |  | N | Natural Gas |  |  |  | DLNB | SCR | [8 empty] | 0.011045 | 0.011045 | 0.011045 | 0.011045 | [11 empty] | South Point Energy Center LLC | 100 | Energy Capital Partners | 100
South Point Energy Center | 55177_G_B | 55177 | G | B | 4068 | Combined Cycle |  | WECC_AZ | Arizona | 4 | Mohave | 15 | 04015 | 180 | 7949 | 2001 | 9999 |  |  | N | Natural Gas |  |  |  | DLNB | SCR | [8 empty] | 0.011045 | 0.011045 | 0.011045 | 0.011045 | [11 empty] | South Point Energy Center LLC | 100 | Energy Capital Partners | 100
South Point Energy Center | 55177_G_ST1 | 55177 | G | ST1 | 4067 | Combined Cycle |  | WECC_AZ | Arizona | 4 | Mohave | 15 | 04015 | 190 | 7949 | 2001 | 9999 |  |  | N | Natural Gas |  |  |  | DLNB | SCR | [8 empty] | 0.011045 | 0.011045 | 0.011045 | 0.011045 | [11 empty] | South Point Energy Center LLC | 100 | Energy Capital Partners | 100
Dogwood Energy Facility | 55178_G_CT-1 | 55178 | G | CT-1 | 4069 | Combined Cycle |  | SPP_N | Missouri | 29 | Cass | 37 | 29037 | 180.2 | 7852 | 2001 | 9999 |  |  | N | Natural Gas |  |  |  |  | SCR | [8 empty] | 0.015275 | 0.015275 | 0.015275 | 0.015275 | [11 empty] | Dogwood Energy LLC | 55.5 | Monarch Holdings | 55.5
Dogwood Energy Facility | 55178_G_CT-2 | 55178 | G | CT-2 | 4070 | Combined Cycle |  | SPP_N | Missouri | 29 | Cass | 37 | 29037 | 177.7 | 7852 | 2001 | 9999 |  |  | N | Natural Gas |  |  |  |  | SCR | [8 empty] | 0.015275 | 0.015275 | 0.015275 | 0.015275 | [11 empty] | Dogwood Energy LLC | 55.5 | Monarch Holdings | 55.5
Dogwood Energy Facility | 55178_G_ST-1 | 55178 | G | ST-1 | 4069 | Combined Cycle |  | SPP_N | Missouri | 29 | Cass | 37 | 29037 | 254.5 | 7852 | 2002 | 9999 |  |  | N | Natural Gas |  |  |  | NH3 | SCR | [8 empty] | 0.015275 | 0.015275 | 0.015275 | 0.015275 | [11 empty] | Dogwood Energy LLC | 55.5 | Monarch Holdings | 55.5
Rathdrum Power LLC | 55179_G_CTG1 | 55179 | G | CTG1 | 4071 | Combined Cycle |  | WECC_PNW | Idaho | 16 | Kootenai | 55 | 16055 | 150 | 7078 | 2001 | 9999 |  |  | N | Natural Gas |  |  |  | DLNB | SCR | [7 empty] | 1.75 | 0.012118 | 0.012118 | 0.012118 | 0.012118 | [11 empty] | Rathdrum Power LLC | 100 | Ares Management LP | 100
Rathdrum Power LLC | 55179_G_STG1 | 55179 | G | STG1 | 4071 | Combined Cycle |  | WECC_PNW | Idaho | 16 | Kootenai | 55 | 16055 | 98 | 7078 | 2001 | 9999 |  |  | N | Natural Gas |  |  |  | LNB + NH3 | SCR | [7 empty] | 1.75 | 0.012118 | 0.012118 | 0.012118 | 0.012118 | [11 empty] | Rathdrum Power LLC | 100 | Ares Management LP | 100
Sunrise Power LLC | 55182_G_X718 | 55182 | G | X718 | 8458 | Combined Cycle |  | WEC_CALN | California | 6 | Kern | 29 | 06029 | 150 | 7069 | 2001 | 9999 |  |  | N | Natural Gas |  |  |  | DLNB | SCR | [8 empty] | 0.0050333 | 0.0050333 | 0.0050333 | 0.0050333 | [11 empty] | Sunrise Power Co LLC | 100 | ArcLight Capital Partners LLC | 100
Sunrise Power LLC | 55182_G_X719 | 55182 | G | X719 | 8460 | Combined Cycle |  | WEC_CALN | California | 6 | Kern | 29 | 06029 | 150 | 7069 | 2001 | 9999 |  |  | N | Natural Gas |  |  |  | DLNB | SCR | [8 empty] | 0.0050333 | 0.0050333 | 0.0050333 | 0.0050333 | [11 empty] | Sunrise Power Co LLC | 100 | ArcLight Capital Partners LLC | 100
Sunrise Power LLC | 55182_G_STG | 55182 | G | STG | 8458 | Combined Cycle |  | WEC_CALN | California | 6 | Kern | 29 | 06029 | 245 | 7069 | 2003 | 9999 |  |  | N | Natural Gas |  |  |  | LNB | SCR | [8 empty] | 0.0050333 | 0.0050333 | 0.0050333 | 0.0050333 | [11 empty] | Sunrise Power Co LLC | 100 | ArcLight Capital Partners LLC | 100
Nelson Energy Center | 55183_G_CT1 | 55183 | G | CT1 | 4073 | Combined Cycle |  | PJM_COMD | Illinois | 17 | Lee | 103 | 17103 | 168 | 7332 | 2015 | 2045 |  |  | N | Natural Gas |  |  |  | DLNB | SCR | [8 empty] | 0.016794 | 0.016794 | 0.016794 | 0.016794 | [11 empty] | Invenergy Nelson LLC | 100 | Invenergy LLC | 100
Nelson Energy Center | 55183_G_CT2 | 55183 | G | CT2 | 4074 | Combined Cycle |  | PJM_COMD | Illinois | 17 | Lee | 103 | 17103 | 168 | 7332 | 2015 | 2045 |  |  | N | Natural Gas |  |  |  | DLNB | SCR | [8 empty] | 0.016794 | 0.016794 | 0.016794 | 0.016794 | [11 empty] | Invenergy Nelson LLC | 100 | Invenergy LLC | 100
Nelson Energy Center | 55183_G_ST1 | 55183 | G | ST1 | 4073 | Combined Cycle |  | PJM_COMD | Illinois | 17 | Lee | 103 | 17103 | 125 | 7332 | 2015 | 2045 |  |  | N | Natural Gas |  |  |  | DLNB | SCR | [8 empty] | 0.016794 | 0.016794 | 0.016794 | 0.016794 | [11 empty] | Invenergy Nelson LLC | 100 | Invenergy LLC | 100
Nelson Energy Center | 55183_G_ST2 | 55183 | G | ST2 | 4074 | Combined Cycle |  | PJM_COMD | Illinois | 17 | Lee | 103 | 17103 | 125 | 7332 | 2015 | 2045 |  |  | N | Natural Gas |  |  |  | DLNB | SCR | [8 empty] | 0.016794 | 0.016794 | 0.016794 | 0.016794 | [11 empty] | Invenergy Nelson LLC | 100 | Invenergy LLC | 100
Channelview Cogeneration Plant | 55187_G_GT4 | 55187 | G | GT4 | 4080 | Combined Cycle |  | ERC_REST | Texas | 48 | Harris | 201 | 48201 | 159 | 6131 | 2001 | 9999 |  |  | Y | Natural Gas |  |  |  |  | SCR | [7 empty] | 0.001 | 0.011092 | 0.011092 | 0.011092 | 0.011092 | [11 empty] | EIF Channelview Cogeneration LLC | 100 | Ares Management LP | 100
Channelview Cogeneration Plant | 55187_G_GT1 | 55187 | G | GT1 | 4077 | Combined Cycle |  | ERC_REST | Texas | 48 | Harris | 201 | 48201 | 163 | 6131 | 2002 | 9999 |  |  | Y | Natural Gas |  |  |  |  | SCR | [7 empty] | 0.001 | 0.011092 | 0.011092 | 0.011092 | 0.011092 | [11 empty] | EIF Channelview Cogeneration LLC | 100 | Ares Management LP | 100
Channelview Cogeneration Plant | 55187_G_GT2 | 55187 | G | GT2 | 4078 | Combined Cycle |  | ERC_REST | Texas | 48 | Harris | 201 | 48201 | 161 | 6131 | 2002 | 9999 |  |  | Y | Natural Gas |  |  |  |  | SCR | [7 empty] | 0.001 | 0.011092 | 0.011092 | 0.011092 | 0.011092 | [11 empty] | EIF Channelview Cogeneration LLC | 100 | Ares Management LP | 100
Channelview Cogeneration Plant | 55187_G_GT3 | 55187 | G | GT3 | 4079 | Combined Cycle |  | ERC_REST | Texas | 48 | Harris | 201 | 48201 | 165 | 6131 | 2002 | 9999 |  |  | Y | Natural Gas |  |  |  |  | SCR | [7 empty] | 0.001 | 0.011092 | 0.011092 | 0.011092 | 0.011092 | [11 empty] | EIF Channelview Cogeneration LLC | 100 | Ares Management LP | 100
Channelview Cogeneration Plant | 55187_G_ST1 | 55187 | G | ST1 | 4077 | Combined Cycle |  | ERC_REST | Texas | 48 | Harris | 201 | 48201 | 143 | 6131 | 2002 | 9999 |  |  | Y | Natural Gas |  |  |  |  | SCR | [7 empty] | 0.001 | 0.011092 | 0.011092 | 0.011092 | 0.011092 | [11 empty] | EIF Channelview Cogeneration LLC | 100 | Ares Management LP | 100
Cordova Energy | 55188_G_PT11 | 55188 | G | PT11 | 4081 | Combined Cycle |  | PJM_COMD | Illinois | 17 | Rock Island | 161 | 17161 | 165 | 7335 | 2001 | 2045 |  |  | N | Natural Gas |  |  |  | DLNB | SCR | [8 empty] | 0.0097117 | 0.0097117 | 0.0097117 | 0.0097117 | [11 empty] | Cordova Energy Co LLC | 100 | Berkshire Hathaway Inc | 100
Cordova Energy | 55188_G_PT21 | 55188 | G | PT21 | 4082 | Combined Cycle |  | PJM_COMD | Illinois | 17 | Rock Island | 161 | 17161 | 165 | 7335 | 2001 | 2045 |  |  | N | Natural Gas |  |  |  | DLNB | SCR | [8 empty] | 0.0097117 | 0.0097117 | 0.0097117 | 0.0097117 | [11 empty] | Cordova Energy Co LLC | 100 | Berkshire Hathaway Inc | 100
Cordova Energy | 55188_G_PT31 | 55188 | G | PT31 | 4081 | Combined Cycle |  | PJM_COMD | Illinois | 17 | Rock Island | 161 | 17161 | 191.2 | 7335 | 2001 | 2045 |  |  | N | Natural Gas |  |  |  | DLNB | SCR | [8 empty] | 0.0097117 | 0.0097117 | 0.0097117 | 0.0097117 | [11 empty] | Cordova Energy Co LLC | 100 | Berkshire Hathaway Inc | 100
Ontelaunee Energy Center | 55193_G_CTG1 | 55193 | G | CTG1 | 4089 | Combined Cycle |  | PJM_WMAC | Pennsylvania | 42 | Berks | 11 | 42011 | 184 | 7333 | 2002 | 9999 |  |  | N | Natural Gas |  |  |  | DLNB | SCR | [8 empty] | 0.0064974 | 0.0064974 | 0.0064974 | 0.0064974 | [11 empty] | Ontelaunee Power Operating Co LLC | 100 | Vistra Energy | 100
Ontelaunee Energy Center | 55193_G_CTG2 | 55193 | G | CTG2 | 4090 | Combined Cycle |  | PJM_WMAC | Pennsylvania | 42 | Berks | 11 | 42011 | 184 | 7333 | 2002 | 9999 |  |  | N | Natural Gas |  |  |  | DLNB | SCR | [8 empty] | 0.0064974 | 0.0064974 | 0.0064974 | 0.0064974 | [11 empty] | Ontelaunee Power Operating Co LLC | 100 | Vistra Energy | 100
Ontelaunee Energy Center | 55193_G_STG | 55193 | G | STG | 4089 | Combined Cycle |  | PJM_WMAC | Pennsylvania | 42 | Berks | 11 | 42011 | 187.1 | 7333 | 2002 | 9999 |  |  | N | Natural Gas |  |  |  | DLNB | SCR | [8 empty] | 0.0064974 | 0.0064974 | 0.0064974 | 0.0064974 | [11 empty] | Ontelaunee Power Operating Co LLC | 100 | Vistra Energy | 100
Springdale 1 & 2 | 55196_G_UNT1 | 55196 | G | UNT1 | 4100 | Combustion Turbine |  | PJM_AP | Pennsylvania | 42 | Allegheny | 3 | 42003 | 44 | 10745 | 1999 | 9999 |  |  | N | Natural Gas |  |  |  | H2O | [8 empty] | 0.053 | 0.0709 | 0.0709 | 0.0709 | 0.0709 | [11 empty] | Springdale Energy LLC | 100 | LS Power Group | 100
Springdale 1 & 2 | 55196_G_UNT2 | 55196 | G | UNT2 | 4101 | Combustion Turbine |  | PJM_AP | Pennsylvania | 42 | Allegheny | 3 | 42003 | 44 | 10745 | 1999 | 9999 |  |  | N | Natural Gas |  |  |  | H2O | [8 empty] | 0.053 | 0.07483 | 0.07483 | 0.07483 | 0.07483 | [11 empty] | Springdale Energy LLC | 100 | LS Power Group | 100
Caledonia | 55197_G_CTG1 | 55197 | G | CTG1 | 4102 | Combined Cycle |  | S_C_TVA | Mississippi | 28 | Lowndes | 87 | 28087 | 157 | 7182 | 2003 | 9999 |  |  | N | Natural Gas |  |  |  | DLNB | SCR | [8 empty] | 0.010865 | 0.010865 | 0.010865 | 0.010865 | [11 empty] | Tennessee Valley Authority | 100 | Tennessee Valley Authority | 100
Caledonia | 55197_G_CTG2 | 55197 | G | CTG2 | 4103 | Combined Cycle |  | S_C_TVA | Mississippi | 28 | Lowndes | 87 | 28087 | 157 | 7182 | 2003 | 9999 |  |  | N | Natural Gas |  |  |  | DLNB | SCR | [8 empty] | 0.01111 | 0.01111 | 0.01111 | 0.01111 | [11 empty] | Tennessee Valley Authority | 100 | Tennessee Valley Authority | 100
Caledonia | 55197_G_CTG3 | 55197 | G | CTG3 | 4104 | Combined Cycle |  | S_C_TVA | Mississippi | 28 | Lowndes | 87 | 28087 | 157 | 7182 | 2003 | 9999 |  |  | N | Natural Gas |  |  |  | DLNB | SCR | [8 empty] | 0.011706 | 0.011706 | 0.011706 | 0.011706 | [11 empty] | Tennessee Valley Authority | 100 | Tennessee Valley Authority | 100
Caledonia | 55197_G_STG1 | 55197 | G | STG1 | 4102 | Combined Cycle |  | S_C_TVA | Mississippi | 28 | Lowndes | 87 | 28087 | 98 | 7182 | 2003 | 9999 |  |  | N | Natural Gas |  |  |  | DLNB | SCR | [8 empty] | 0.010865 | 0.010865 | 0.010865 | 0.010865 | [11 empty] | Tennessee Valley Authority | 100 | Tennessee Valley Authority | 100
Caledonia | 55197_G_STG2 | 55197 | G | STG2 | 4103 | Combined Cycle |  | S_C_TVA | Mississippi | 28 | Lowndes | 87 | 28087 | 98 | 7182 | 2003 | 9999 |  |  | N | Natural Gas |  |  |  | DLNB | SCR | [8 empty] | 0.01111 | 0.01111 | 0.01111 | 0.01111 | [11 empty] | Tennessee Valley Authority | 100 | Tennessee Valley Authority | 100
Caledonia | 55197_G_STG3 | 55197 | G | STG3 | 4104 | Combined Cycle |  | S_C_TVA | Mississippi | 28 | Lowndes | 87 | 28087 | 98 | 7182 | 2003 | 9999 |  |  | N | Natural Gas |  |  |  | DLNB | SCR | [8 empty] | 0.011706 | 0.011706 | 0.011706 | 0.011706 | [11 empty] | Tennessee Valley Authority | 100 | Tennessee Valley Authority | 100
Riverside Generating LLC | 55198_G_GTG1 | 55198 | G | GTG1 | 4105 | Combustion Turbine |  | PJM_West | Kentucky | 21 | Lawrence | 127 | 21127 | 165 | 11408 | 2001 | 9999 |  |  | N | Natural Gas |  |  |  | DLNB | [8 empty] | 4 | 0.05909 | 0.05909 | 0.05909 | 0.05909 | [11 empty] | Riverside Generating Co LLC | 100 | DTE Energy Co | 100
Riverside Generating LLC | 55198_G_GTG2 | 55198 | G | GTG2 | 4106 | Combustion Turbine |  | PJM_West | Kentucky | 21 | Lawrence | 127 | 21127 | 165 | 11408 | 2001 | 9999 |  |  | N | Natural Gas |  |  |  | DLNB | [8 empty] | 4 | 0.05421 | 0.05421 | 0.05421 | 0.05421 | [11 empty] | Riverside Generating Co LLC | 100 | DTE Energy Co | 100
Riverside Generating LLC | 55198_G_GTG3 | 55198 | G | GTG3 | 4107 | Combustion Turbine |  | PJM_West | Kentucky | 21 | Lawrence | 127 | 21127 | 165 | 11408 | 2001 | 9999 |  |  | N | Natural Gas |  |  |  | DLNB | [8 empty] | 4 | 0.06315 | 0.06315 | 0.06315 | 0.06315 | [11 empty] | Riverside Generating Co LLC | 100 | DTE Energy Co | 100
Riverside Generating LLC | 55198_G_GTG4 | 55198 | G | GTG4 | 4108 | Combustion Turbine |  | PJM_West | Kentucky | 21 | Lawrence | 127 | 21127 | 165 | 11408 | 2002 | 9999 |  |  | N | Natural Gas |  |  |  | DLNB + H2O | [8 empty] | 4 | 0.05573 | 0.05573 | 0.05573 | 0.05573 | [11 empty] | Foothills Generating Co LLC | 100 | LS Power Group | 100
Riverside Generating LLC | 55198_G_GTG5 | 55198 | G | GTG5 | 4109 | Combustion Turbine |  | PJM_West | Kentucky | 21 | Lawrence | 127 | 21127 | 165 | 11408 | 2002 | 9999 |  |  | N | Natural Gas |  |  |  | DLNB + H2O | [8 empty] | 4 | 0.052836 | 0.052836 | 0.052836 | 0.052836 | [11 empty] | Foothills Generating Co LLC | 100 | LS Power Group | 100
Elwood Energy LLC | 55199_G_GT1 | 55199 | G | GT1 | 4110 | Combustion Turbine |  | PJM_COMD | Illinois | 17 | Will | 197 | 17197 | 150 | 11361 | 1999 | 2045 |  |  | N | Natural Gas |  |  |  | DLNB | [8 empty] | 1 | 0.05258 | 0.05258 | 0.05258 | 0.05258 | [11 empty] | Elwood Energy LLC | 100 | Electric Power Development Co Ltd (J Power) | 100
Elwood Energy LLC | 55199_G_GT2 | 55199 | G | GT2 | 4116 | Combustion Turbine |  | PJM_COMD | Illinois | 17 | Will | 197 | 17197 | 150 | 11361 | 1999 | 2045 |  |  | N | Natural Gas |  |  |  | DLNB | [8 empty] | 1 | 0.04936 | 0.04936 | 0.04936 | 0.04936 | [11 empty] | Elwood Energy LLC | 100 | Electric Power Development Co Ltd (J Power) | 100
Elwood Energy LLC | 55199_G_GT3 | 55199 | G | GT3 | 4117 | Combustion Turbine |  | PJM_COMD | Illinois | 17 | Will | 197 | 17197 | 150 | 11361 | 1999 | 2045 |  |  | N | Natural Gas |  |  |  | DLNB | [8 empty] | 1 | 0.05352 | 0.05352 | 0.05352 | 0.05352 | [11 empty] | Elwood Energy LLC | 100 | Electric Power Development Co Ltd (J Power) | 100
Elwood Energy LLC | 55199_G_GT4 | 55199 | G | GT4 | 4118 | Combustion Turbine |  | PJM_COMD | Illinois | 17 | Will | 197 | 17197 | 150 | 11361 | 1999 | 2045 |  |  | N | Natural Gas |  |  |  | DLNB | [8 empty] | 1 | 0.04293 | 0.04293 | 0.04293 | 0.04293 | [11 empty] | Elwood Energy LLC | 100 | Electric Power Development Co Ltd (J Power) | 100
Elwood Energy LLC | 55199_G_GT5 | 55199 | G | GT5 | 4119 | Combustion Turbine |  | PJM_COMD | Illinois | 17 | Will | 197 | 17197 | 150 | 11361 | 2001 | 2045 |  |  | N | Natural Gas |  |  |  | DLNB | [8 empty] | 1 | 0.03907 | 0.03907 | 0.03907 | 0.03907 | [11 empty] | Elwood Energy LLC | 100 | Electric Power Development Co Ltd (J Power) | 100
Elwood Energy LLC | 55199_G_GT6 | 55199 | G | GT6 | 4120 | Combustion Turbine |  | PJM_COMD | Illinois | 17 | Will | 197 | 17197 | 150 | 11361 | 2001 | 2045 |  |  | N | Natural Gas |  |  |  | DLNB | [8 empty] | 1 | 0.03684 | 0.03684 | 0.03684 | 0.03684 | [11 empty] | Elwood Energy LLC | 100 | Electric Power Development Co Ltd (J Power) | 100
Elwood Energy LLC | 55199_G_GT7 | 55199 | G | GT7 | 4121 | Combustion Turbine |  | PJM_COMD | Illinois | 17 | Will | 197 | 17197 | 150 | 11361 | 2001 | 2045 |  |  | N | Natural Gas |  |  |  | DLNB | [8 empty] | 1 | 0.03902 | 0.03902 | 0.03902 | 0.03902 | [11 empty] | Elwood Energy LLC | 100 | Electric Power Development Co Ltd (J Power) | 100
Elwood Energy LLC | 55199_G_GT8 | 55199 | G | GT8 | 4122 | Combustion Turbine |  | PJM_COMD | Illinois | 17 | Will | 197 | 17197 | 150 | 11361 | 2001 | 2045 |  |  | N | Natural Gas |  |  |  | DLNB | [8 empty] | 1 | 0.03672 | 0.03672 | 0.03672 | 0.03672 | [11 empty] | Elwood Energy LLC | 100 | Electric Power Development Co Ltd (J Power) | 100
Elwood Energy LLC | 55199_G_GT9 | 55199 | G | GT9 | 4123 | Combustion Turbine |  | PJM_COMD | Illinois | 17 | Will | 197 | 17197 | 150 | 11361 | 2001 | 2045 |  |  | N | Natural Gas |  |  |  | DLNB | [8 empty] | 1 | 0.03762 | 0.03762 | 0.03762 | 0.03762 | [11 empty] | Elwood Energy LLC | 100 | Electric Power Development Co Ltd (J Power) | 100
Arapahoe Combustion Turbine Project | 55200_G_UN5 | 55200 | G | UN5 | 4124 | Combined Cycle |  | WECC_CO | Colorado | 8 | Denver | 31 | 08031 | 39 | 9121 | 2000 | 9999 |  |  | N | Natural Gas |  |  |  |  | SCR | [8 empty] | 0.024661 | 0.024661 | 0.024661 | 0.024661 | [11 empty] | SWG Arapahoe LLC | 100 | JPMorgan Chase & Co | 100
Arapahoe Combustion Turbine Project | 55200_G_UN6 | 55200 | G | UN6 | 4125 | Combined Cycle |  | WECC_CO | Colorado | 8 | Denver | 31 | 08031 | 39 | 9121 | 2000 | 9999 |  |  | N | Natural Gas |  |  |  |  | SCR | [8 empty] | 0.024661 | 0.024661 | 0.024661 | 0.024661 | [11 empty] | SWG Arapahoe LLC | 100 | JPMorgan Chase & Co | 100
Arapahoe Combustion Turbine Project | 55200_G_UN7 | 55200 | G | UN7 | 4124 | Combined Cycle |  | WECC_CO | Colorado | 8 | Denver | 31 | 08031 | 44.5 | 9121 | 2002 | 9999 |  |  | N | Natural Gas |  |  |  |  | SCR | [8 empty] | 0.024661 | 0.024661 | 0.024661 | 0.024661 | [11 empty] | SWG Arapahoe LLC | 100 | JPMorgan Chase & Co | 100
Gibson City Energy Center LLC | 55201_G_1 | 55201 | G | 1 | 4126 | Combustion Turbine |  | MIS_IL | Illinois | 17 | Ford | 53 | 17053 | 114 | 12178 | 2000 | 2045 |  |  | N | Natural Gas, Distillate Fuel Oil |  |  |  | DLNB + H2O | [8 empty] | 0.28 | 0.0698 | 0.0698 | 0.0698 | 0.0698 | [11 empty] | Gibson City Energy Center LLC | 100 | Rockland Capital | 100
Gibson City Energy Center LLC | 55201_G_2 | 55201 | G | 2 | 4127 | Combustion Turbine |  | MIS_IL | Illinois | 17 | Ford | 53 | 17053 | 114 | 12179 | 2000 | 2045 |  |  | N | Natural Gas, Distillate Fuel Oil |  |  |  | DLNB + H2O | [8 empty] | 0.28 | 0.079 | 0.079 | 0.079 | 0.079 | [11 empty] | Gibson City Energy Center LLC | 100 | Rockland Capital | 100
Pinckneyville | 55202_G_1 | 55202 | G | 1 | 4128 | Combustion Turbine |  | MIS_IL | Illinois | 17 | Perry | 145 | 17145 | 44 | 10745 | 2000 | 2045 |  |  | N | Natural Gas |  |  |  | H2O | [8 empty] | 0.001 | 0.09514 | 0.09514 | 0.09514 | 0.09514 | [11 empty] | Ameren Missouri | 100 | Ameren Corp | 100
Pinckneyville | 55202_G_2 | 55202 | G | 2 | 4129 | Combustion Turbine |  | MIS_IL | Illinois | 17 | Perry | 145 | 17145 | 44 | 10745 | 2000 | 2045 |  |  | N | Natural Gas |  |  |  | H2O | [8 empty] | 0.001 | 0.09658 | 0.09658 | 0.09658 | 0.09658 | [11 empty] | Ameren Missouri | 100 | Ameren Corp | 100
Pinckneyville | 55202_G_3 | 55202 | G | 3 | 4130 | Combustion Turbine |  | MIS_IL | Illinois | 17 | Perry | 145 | 17145 | 44 | 10745 | 2000 | 2045 |  |  | N | Natural Gas |  |  |  | H2O | [8 empty] | 0.001 | 0.09502 | 0.09502 | 0.09502 | 0.09502 | [11 empty] | Ameren Missouri | 100 | Ameren Corp | 100
Pinckneyville | 55202_G_4 | 55202 | G | 4 | 4131 | Combustion Turbine |  | MIS_IL | Illinois | 17 | Perry | 145 | 17145 | 44 | 10745 | 2000 | 2045 |  |  | N | Natural Gas |  |  |  | H2O | [8 empty] | 0.001 | 0.09316 | 0.09316 | 0.09316 | 0.09316 | [11 empty] | Ameren Missouri | 100 | Ameren Corp | 100
Pinckneyville | 55202_G_5 | 55202 | G | 5 | 4132 | Combustion Turbine |  | MIS_IL | Illinois | 17 | Perry | 145 | 17145 | 35 | 10745 | 2001 | 2045 |  |  | N | Natural Gas |  |  |  | DLNB | [8 empty] | 0.001 | 0.02188 | 0.02188 | 0.02188 | 0.02188 | [11 empty] | Ameren Missouri | 100 | Ameren Corp | 100
Pinckneyville | 55202_G_6 | 55202 | G | 6 | 4133 | Combustion Turbine |  | MIS_IL | Illinois | 17 | Perry | 145 | 17145 | 35 | 10745 | 2001 | 2045 |  |  | N | Natural Gas |  |  |  | DLNB | [8 empty] | 0.001 | 0.0342 | 0.0342 | 0.0342 | 0.0342 | [11 empty] | Ameren Missouri | 100 | Ameren Corp | 100
Pinckneyville | 55202_G_7 | 55202 | G | 7 | 4134 | Combustion Turbine |  | MIS_IL | Illinois | 17 | Perry | 145 | 17145 | 35 | 10745 | 2001 | 2045 |  |  | N | Natural Gas |  |  |  | DLNB | [8 empty] | 0.001 | 0.02858 | 0.02858 | 0.02858 | 0.02858 | [11 empty] | Ameren Missouri | 100 | Ameren Corp | 100
Pinckneyville | 55202_G_8 | 55202 | G | 8 | 4135 | Combustion Turbine |  | MIS_IL | Illinois | 17 | Perry | 145 | 17145 | 35 | 10745 | 2001 | 2045 |  |  | N | Natural Gas |  |  |  | DLNB | [8 empty] | 0.001 | 0.03448 | 0.03448 | 0.03448 | 0.03448 | [11 empty] | Ameren Missouri | 100 | Ameren Corp | 100
Kinmundy | 55204_G_1 | 55204 | G | 1 | 4136 | Combustion Turbine |  | MIS_IL | Illinois | 17 | Marion | 121 | 17121 | 103 | 14721 | 2001 | 2045 |  |  | N | Natural Gas, Distillate Fuel Oil |  |  |  | DLNB + H2O | [8 empty] | 0.28 | 0.07116 | 0.07116 | 0.07116 | 0.07116 | [11 empty] | Ameren Missouri | 100 | Ameren Corp | 100
Kinmundy | 55204_G_2 | 55204 | G | 2 | 4137 | Combustion Turbine |  | MIS_IL | Illinois | 17 | Marion | 121 | 17121 | 103 | 14724 | 2001 | 2045 |  |  | N | Natural Gas, Distillate Fuel Oil |  |  |  | DLNB + H2O | [8 empty] | 0.28 | 0.06824 | 0.06824 | 0.06824 | 0.06824 | [11 empty] | Ameren Missouri | 100 | Ameren Corp | 100
Corpus Christi Energy Center | 55206_G_CT1 | 55206 | G | CT1 | 4138 | Combined Cycle |  | ERC_REST | Texas | 48 | Nueces | 355 | 48355 | 152 | 5595 | 2002 | 9999 |  |  | Y | Natural Gas |  |  |  | DLNB | [9 empty] | 0.034611 | 0.034611 | 0.034611 | 0.034611 | [11 empty] | Calpine Corp | 100 | Energy Capital Partners | 100
Corpus Christi Energy Center | 55206_G_CT2 | 55206 | G | CT2 | 4139 | Combined Cycle |  | ERC_REST | Texas | 48 | Nueces | 355 | 48355 | 152 | 5595 | 2002 | 9999 |  |  | Y | Natural Gas |  |  |  | DLNB | [9 empty] | 0.034611 | 0.034611 | 0.034611 | 0.034611 | [11 empty] | Calpine Corp | 100 | Energy Capital Partners | 100
Corpus Christi Energy Center | 55206_G_ST1 | 55206 | G | ST1 | 4138 | Combined Cycle |  | ERC_REST | Texas | 48 | Nueces | 355 | 48355 | 165 | 5595 | 2002 | 9999 |  |  | Y | Natural Gas |  |  |  | LNB | [9 empty] | 0.034611 | 0.034611 | 0.034611 | 0.034611 | [11 empty] | Calpine Corp | 100 | Energy Capital Partners | 100
Valmont Combustion Turbine Project | 55207_G_UN7 | 55207 | G | UN7 |  | Combustion Turbine |  | WECC_CO | Colorado | 8 | Boulder | 13 | 08013 | 39.9 | 11608 | 2000 | 9999 |  |  | N | Natural Gas |  |  |  | H2O | [8 empty] | 1.2 | 0.09915 | 0.09915 | 0.09915 | 0.09915 | [11 empty] | Public Service Co of Colorado | 100 | Xcel Energy Inc | 100
Valmont Combustion Turbine Project | 55207_G_UN8 | 55207 | G | UN8 |  | Combustion Turbine |  | WECC_CO | Colorado | 8 | Boulder | 13 | 08013 | 39.9 | 11633 | 2001 | 9999 |  |  | N | Natural Gas |  |  |  | H2O | [8 empty] | 1.2 | 0.11519 | 0.11519 | 0.11519 | 0.11519 | [11 empty] | Public Service Co of Colorado | 100 | Xcel Energy Inc | 100
Lake Benton I | 55208_G_EXIS | 55208 | G | EXIS |  | Onshore Wind |  | MIS_MNWI | Minnesota | 27 | Lincoln | 81 | 27081 | 104.5 | 0 | 1998 | 9999 |  |  | N | Wind | [13 empty] | 0 | 0 | 0 | 0 | [11 empty] | Lake Benton Power Partners LLC | 100 | ALLETE Inc | 100
Afton Generating Station | 55210_G_0001 | 55210 | G | 0001 | 4144 | Combined Cycle |  | WECC_NM | New Mexico | 35 | Dona Ana | 13 | 35013 | 141 | 8460 | 2002 | 9999 |  |  | N | Natural Gas |  |  |  | DLNB + H2O | SCR | [7 empty] | 0.001 | 0.024097 | 0.024097 | 0.024097 | 0.024097 | [11 empty] | Public Service Co of New Mexico | 100 | PNM Resources Inc | 100
Afton Generating Station | 55210_G_0002 | 55210 | G | 0002 | 4144 | Combined Cycle |  | WECC_NM | New Mexico | 35 | Dona Ana | 13 | 35013 | 94.6 | 8460 | 2007 | 9999 |  |  | N | Natural Gas |  |  |  | NH3 | SCR | [7 empty] | 0.001 | 0.024097 | 0.024097 | 0.024097 | 0.024097 | [11 empty] | Public Service Co of New Mexico | 100 | PNM Resources Inc | 100
ANP Bellingham Energy Project | 55211_G_U1 | 55211 | G | U1 | 4145 | Combined Cycle |  | NENGREST | Massachusetts | 25 | Norfolk | 21 | 25021 | 266.8 | 7737 | 2002 | 9999 |  |  | N | Natural Gas |  |  |  | DLNB | SCR | [7 empty] | 0.002 | 0.016654 | 0.016654 | 0.016654 | 0.016654 | [11 empty] | Bellingham Power Generation LLC | 100 | Vistra Energy | 100
ANP Bellingham Energy Project | 55211_G_U2 | 55211 | G | U2 | 4146 | Combined Cycle |  | NENGREST | Massachusetts | 25 | Norfolk | 21 | 25021 | 267.7 | 7697 | 2002 | 9999 |  |  | N | Natural Gas |  |  |  | DLNB | SCR | [7 empty] | 0.002 | 0.015969 | 0.015969 | 0.015969 | 0.015969 | [11 empty] | Bellingham Power Generation LLC | 100 | Vistra Energy | 100
ANP Blackstone Energy Project | 55212_G_U1 | 55212 | G | U1 | 4147 | Combined Cycle |  | NENGREST | Massachusetts | 25 | Worcester | 27 | 25027 | 247.8 | 7763 | 2001 | 9999 |  |  | N | Natural Gas |  |  |  | DLNB | SCR | [8 empty] | 0.014068 | 0.014068 | 0.014068 | 0.014068 | [11 empty] | Blackstone Power Generation LLC | 100 | Vistra Energy | 100
ANP Blackstone Energy Project | 55212_G_U2 | 55212 | G | U2 | 4148 | Combined Cycle |  | NENGREST | Massachusetts | 25 | Worcester | 27 | 25027 | 248.7 | 7762 | 2001 | 9999 |  |  | N | Natural Gas |  |  |  | DLNB | SCR | [8 empty] | 0.012343 | 0.012343 | 0.012343 | 0.012343 | [11 empty] | Blackstone Power Generation LLC | 100 | Vistra Energy | 100
Odessa-Ector Power Plant | 55215_G_CTG1 | 55215 | G | CTG1 | 4149 | Combined Cycle |  | ERC_WEST | Texas | 48 | Ector | 135 | 48135 | 162 | 7207 | 2001 | 9999 |  |  | N | Natural Gas |  |  |  | DLNB | [9 empty] | 0.029035 | 0.029035 | 0.029035 | 0.029035 | [11 empty] | Odessa Ector Power Partners LP | 100 | Koch Industries Inc | 100
Odessa-Ector Power Plant | 55215_G_CTG2 | 55215 | G | CTG2 | 4150 | Combined Cycle |  | ERC_WEST | Texas | 48 | Ector | 135 | 48135 | 153.5 | 7207 | 2001 | 9999 |  |  | N | Natural Gas |  |  |  | DLNB | [9 empty] | 0.029035 | 0.029035 | 0.029035 | 0.029035 | [11 empty] | Odessa Ector Power Partners LP | 100 | Koch Industries Inc | 100
Odessa-Ector Power Plant | 55215_G_CTG3 | 55215 | G | CTG3 | 4151 | Combined Cycle |  | ERC_WEST | Texas | 48 | Ector | 135 | 48135 | 153.5 | 7207 | 2001 | 9999 |  |  | N | Natural Gas |  |  |  | DLNB | [9 empty] | 0.030328 | 0.030328 | 0.030328 | 0.030328 | [11 empty] | Odessa Ector Power Partners LP | 100 | Koch Industries Inc | 100
Odessa-Ector Power Plant | 55215_G_CTG4 | 55215 | G | CTG4 | 4152 | Combined Cycle |  | ERC_WEST | Texas | 48 | Ector | 135 | 48135 | 162 | 7207 | 2001 | 9999 |  |  | N | Natural Gas |  |  |  | DLNB | [9 empty] | 0.030328 | 0.030328 | 0.030328 | 0.030328 | [11 empty] | Odessa Ector Power Partners LP | 100 | Koch Industries Inc | 100
Odessa-Ector Power Plant | 55215_G_STG1 | 55215 | G | STG1 | 4149 | Combined Cycle |  | ERC_WEST | Texas | 48 | Ector | 135 | 48135 | 206 | 7207 | 2001 | 9999 |  |  | N | Natural Gas |  |  |  | DLNB | [9 empty] | 0.029035 | 0.029035 | 0.029035 | 0.029035 | [11 empty] | Odessa Ector Power Partners LP | 100 | Koch Industries Inc | 100
Odessa-Ector Power Plant | 55215_G_STG2 | 55215 | G | STG2 | 4151 | Combined Cycle |  | ERC_WEST | Texas | 48 | Ector | 135 | 48135 | 206 | 7207 | 2001 | 9999 |  |  | N | Natural Gas |  |  |  | DLNB | [9 empty] | 0.030328 | 0.030328 | 0.030328 | 0.030328 | [11 empty] | Odessa Ector Power Partners LP | 100 | Koch Industries Inc | 100
Morris Cogeneration LLC | 55216_G_UNT1 | 55216 | G | UNT1 | 89477 | Combined Cycle |  | PJM_COMD | Illinois | 17 | Grundy | 63 | 17063 | 44 | 7083 | 1998 | 2045 |  |  | Y | Natural Gas |  |  |  | DLNB | [9 empty] | 0.048883 | 0.048883 | 0.048883 | 0.048883 | [11 empty] | Morris Cogeneration LLC | 100 | I Squared Capital | 100
Morris Cogeneration LLC | 55216_G_UNT2 | 55216 | G | UNT2 | 89478 | Combined Cycle |  | PJM_COMD | Illinois | 17 | Grundy | 63 | 17063 | 44 | 7083 | 1998 | 2045 |  |  | Y | Natural Gas |  |  |  | DLNB | [9 empty] | 0.048883 | 0.048883 | 0.048883 | 0.048883 | [11 empty] | Morris Cogeneration LLC | 100 | I Squared Capital | 100
Morris Cogeneration LLC | 55216_G_UNT3 | 55216 | G | UNT3 | 89479 | Combined Cycle |  | PJM_COMD | Illinois | 17 | Grundy | 63 | 17063 | 44 | 7083 | 1998 | 2045 |  |  | Y | Natural Gas |  |  |  | DLNB | [9 empty] | 0.048883 | 0.048883 | 0.048883 | 0.048883 | [11 empty] | Morris Cogeneration LLC | 100 | I Squared Capital | 100
Morris Cogeneration LLC | 55216_G_STG1 | 55216 | G | STG1 | 89477 | Combined Cycle |  | PJM_COMD | Illinois | 17 | Grundy | 63 | 17063 | 62 | 7083 | 2000 | 2045 |  |  | Y | Natural Gas |  |  |  | LNB | [9 empty] | 0.048883 | 0.048883 | 0.048883 | 0.048883 | [11 empty] | Morris Cogeneration LLC | 100 | I Squared Capital | 100
Los Medanos Energy Center | 55217_G_CTG1 | 55217 | G | CTG1 | 4153 | Combined Cycle |  | WEC_CALN | California | 6 | Contra Costa | 13 | 06013 | 165 | 6677 | 2001 | 9999 |  |  | Y | Natural Gas |  |  |  |  | SCR | [8 empty] | 0.099485 | 0.0076372 | 0.099485 | 0.0076372 | [11 empty] | Los Medanos Energy Center LLC | 100 | Energy Capital Partners | 100
Los Medanos Energy Center | 55217_G_CTG2 | 55217 | G | CTG2 | 4154 | Combined Cycle |  | WEC_CALN | California | 6 | Contra Costa | 13 | 06013 | 165 | 6677 | 2001 | 9999 |  |  | Y | Natural Gas |  |  |  |  | SCR | [8 empty] | 0.099485 | 0.0076372 | 0.099485 | 0.0076372 | [11 empty] | Los Medanos Energy Center LLC | 100 | Energy Capital Partners | 100
Los Medanos Energy Center | 55217_G_STG3 | 55217 | G | STG3 | 4153 | Combined Cycle |  | WEC_CALN | California | 6 | Contra Costa | 13 | 06013 | 237 | 6677 | 2001 | 9999 |  |  | Y | Natural Gas |  |  |  | NH3 | SCR | [8 empty] | 0.099485 | 0.0076372 | 0.099485 | 0.0076372 | [11 empty] | Los Medanos Energy Center LLC | 100 | Energy Capital Partners | 100
Hinds Energy Facility | 55218_G_H01 | 55218 | G | H01 | 4155 | Combined Cycle |  | MIS_MS | Mississippi | 28 | Hinds | 49 | 28049 | 145.6 | 7143 | 2001 | 9999 |  |  | N | Natural Gas |  |  |  | DLNB | SCR | [8 empty] | 0.010677 | 0.010677 | 0.010677 | 0.010677 | [11 empty] | Entergy Mississippi LLC | 100 | Entergy Corp | 100
Hinds Energy Facility | 55218_G_H02 | 55218 | G | H02 | 4156 | Combined Cycle |  | MIS_MS | Mississippi | 28 | Hinds | 49 | 28049 | 145.6 | 7143 | 2001 | 9999 |  |  | N | Natural Gas |  |  |  | DLNB | SCR | [8 empty] | 0.010677 | 0.010677 | 0.010677 | 0.010677 | [11 empty] | Entergy Mississippi LLC | 100 | Entergy Corp | 100
Hinds Energy Facility | 55218_G_H03 | 55218 | G | H03 | 4155 | Combined Cycle |  | MIS_MS | Mississippi | 28 | Hinds | 49 | 28049 | 163.4 | 7143 | 2001 | 9999 |  |  | N | Natural Gas |  |  |  | DLNB | SCR | [8 empty] | 0.010677 | 0.010677 | 0.010677 | 0.010677 | [11 empty] | Entergy Mississippi LLC | 100 | Entergy Corp | 100
Hinds Energy Facility | 55218_G_H04BS | 55218 | G | H04BS |  | Combustion Turbine |  | MIS_MS | Mississippi | 28 | Hinds | 49 | 28049 | 36.4 | 10745 | 2019 | 9999 |  |  | N | Natural Gas | [13 empty] | 0.011 | 0.011 | 0.011 | 0.011 | [11 empty] | Entergy Mississippi LLC | 100 | Entergy Corp | 100
Attala | 55220_G_A01 | 55220 | G | A01 | 4165 | Combined Cycle |  | MIS_MS | Mississippi | 28 | Attala | 7 | 28007 | 145.8 | 7141 | 2001 | 9999 |  |  | N | Natural Gas |  |  |  | DLNB | SCR | [8 empty] | 0.011697 | 0.011697 | 0.011697 | 0.011697 | [11 empty] | Entergy Mississippi LLC | 100 | Entergy Corp | 100
Attala | 55220_G_A02 | 55220 | G | A02 | 4166 | Combined Cycle |  | MIS_MS | Mississippi | 28 | Attala | 7 | 28007 | 145.8 | 7141 | 2001 | 9999 |  |  | N | Natural Gas |  |  |  | DLNB | SCR | [8 empty] | 0.011697 | 0.011697 | 0.011697 | 0.011697 | [11 empty] | Entergy Mississippi LLC | 100 | Entergy Corp | 100
Attala | 55220_G_A03 | 55220 | G | A03 | 4165 | Combined Cycle |  | MIS_MS | Mississippi | 28 | Attala | 7 | 28007 | 163.6 | 7141 | 2001 | 9999 |  |  | N | Natural Gas |  |  |  | DLNB | SCR | [8 empty] | 0.011697 | 0.011697 | 0.011697 | 0.011697 | [11 empty] | Entergy Mississippi LLC | 100 | Entergy Corp | 100
Harry L. Oswald | 55221_G_G1 | 55221 | G | G1 | 4167 | Combined Cycle |  | MIS_AR | Arkansas | 5 | Pulaski | 119 | 05119 | 47 | 8508 | 2002 | 9999 |  |  | N | Natural Gas |  |  |  | STM | [9 empty] | 0.11459 | 0.11459 | 0.11459 | 0.11459 | [11 empty] | Wrightsville Power Facility LLC | 100 | Arkansas Electric Coop Corp | 100
Harry L. Oswald | 55221_G_G2 | 55221 | G | G2 | 4168 | Combined Cycle |  | MIS_AR | Arkansas | 5 | Pulaski | 119 | 05119 | 47 | 8508 | 2002 | 9999 |  |  | N | Natural Gas |  |  |  | STM | [9 empty] | 0.11459 | 0.11459 | 0.11459 | 0.11459 | [11 empty] | Wrightsville Power Facility LLC | 100 | Arkansas Electric Coop Corp | 100
Harry L. Oswald | 55221_G_G3 | 55221 | G | G3 | 4169 | Combined Cycle |  | MIS_AR | Arkansas | 5 | Pulaski | 119 | 05119 | 47 | 8508 | 2002 | 9999 |  |  | N | Natural Gas |  |  |  | STM | [9 empty] | 0.11967 | 0.11967 | 0.11967 | 0.11967 | [11 empty] | Wrightsville Power Facility LLC | 100 | Arkansas Electric Coop Corp | 100
Harry L. Oswald | 55221_G_G4 | 55221 | G | G4 | 4170 | Combined Cycle |  | MIS_AR | Arkansas | 5 | Pulaski | 119 | 05119 | 47 | 8508 | 2002 | 9999 |  |  | N | Natural Gas |  |  |  | STM | [9 empty] | 0.11967 | 0.11967 | 0.11967 | 0.11967 | [11 empty] | Wrightsville Power Facility LLC | 100 | Arkansas Electric Coop Corp | 100
Harry L. Oswald | 55221_G_G5 | 55221 | G | G5 | 4171 | Combined Cycle |  | MIS_AR | Arkansas | 5 | Pulaski | 119 | 05119 | 47 | 8508 | 2002 | 9999 |  |  | N | Natural Gas |  |  |  | STM | [9 empty] | 0.13436 | 0.13436 | 0.13436 | 0.13436 | [11 empty] | Wrightsville Power Facility LLC | 100 | Arkansas Electric Coop Corp | 100
Harry L. Oswald | 55221_G_G6 | 55221 | G | G6 | 4172 | Combined Cycle |  | MIS_AR | Arkansas | 5 | Pulaski | 119 | 05119 | 47 | 8508 | 2002 | 9999 |  |  | N | Natural Gas |  |  |  | STM | [9 empty] | 0.13436 | 0.13436 | 0.13436 | 0.13436 | [11 empty] | Wrightsville Power Facility LLC | 100 | Arkansas Electric Coop Corp | 100
Harry L. Oswald | 55221_G_G7 | 55221 | G | G7 | 4173 | Combined Cycle |  | MIS_AR | Arkansas | 5 | Pulaski | 119 | 05119 | 76 | 8508 | 2002 | 9999 |  |  | N | Natural Gas |  |  |  | DLNB | [9 empty] | 0.11459 | 0.11459 | 0.11459 | 0.11459 | [11 empty] | Wrightsville Power Facility LLC | 100 | Arkansas Electric Coop Corp | 100
Harry L. Oswald | 55221_G_G8 | 55221 | G | G8 | 4167 | Combined Cycle |  | MIS_AR | Arkansas | 5 | Pulaski | 119 | 05119 | 95 | 8508 | 2002 | 9999 |  |  | N | Natural Gas |  |  |  | AA | [9 empty] | 0.11967 | 0.11967 | 0.11967 | 0.11967 | [11 empty] | Wrightsville Power Facility LLC | 100 | Arkansas Electric Coop Corp | 100
Harry L. Oswald | 55221_G_G9 | 55221 | G | G9 | 4167 | Combined Cycle |  | MIS_AR | Arkansas | 5 | Pulaski | 119 | 05119 | 95 | 8508 | 2002 | 9999 |  |  | N | Natural Gas |  |  |  | AA | [9 empty] | 0.13436 | 0.13436 | 0.13436 | 0.13436 | [11 empty] | Wrightsville Power Facility LLC | 100 | Arkansas Electric Coop Corp | 100
Lincoln Generating Facility | 55222_G_CTG1 | 55222 | G | CTG1 | 4174 | Combustion Turbine |  | PJM_COMD | Illinois | 17 | Will | 197 | 17197 | 77.5 | 12857 | 2000 | 2045 |  |  | N | Natural Gas |  |  |  | DLNB | [8 empty] | 1 | 0.02501 | 0.02501 | 0.02501 | 0.02501 | [11 empty] | Lincoln Generating Facility LLC | 100 | ArcLight Capital Partners LLC | 100
Lincoln Generating Facility | 55222_G_CTG2 | 55222 | G | CTG2 | 4175 | Combustion Turbine |  | PJM_COMD | Illinois | 17 | Will | 197 | 17197 | 77.8 | 12857 | 2000 | 2045 |  |  | N | Natural Gas |  |  |  | DLNB | [8 empty] | 1 | 0.02737 | 0.02737 | 0.02737 | 0.02737 | [11 empty] | Lincoln Generating Facility LLC | 100 | ArcLight Capital Partners LLC | 100
Lincoln Generating Facility | 55222_G_CTG3 | 55222 | G | CTG3 | 4176 | Combustion Turbine |  | PJM_COMD | Illinois | 17 | Will | 197 | 17197 | 78 | 12857 | 2000 | 2045 |  |  | N | Natural Gas |  |  |  | DLNB | [8 empty] | 1 | 0.02454 | 0.02454 | 0.02454 | 0.02454 | [11 empty] | Lincoln Generating Facility LLC | 100 | ArcLight Capital Partners LLC | 100
Lincoln Generating Facility | 55222_G_CTG4 | 55222 | G | CTG4 | 4177 | Combustion Turbine |  | PJM_COMD | Illinois | 17 | Will | 197 | 17197 | 78 | 12857 | 2000 | 2045 |  |  | N | Natural Gas |  |  |  | DLNB | [8 empty] | 1 | 0.02338 | 0.02338 | 0.02338 | 0.02338 | [11 empty] | Lincoln Generating Facility LLC | 100 | ArcLight Capital Partners LLC | 100
Lincoln Generating Facility | 55222_G_CTG5 | 55222 | G | CTG5 | 4178 | Combustion Turbine |  | PJM_COMD | Illinois | 17 | Will | 197 | 17197 | 77.5 | 12857 | 2000 | 2045 |  |  | N | Natural Gas |  |  |  | DLNB | [8 empty] | 1 | 0.02384 | 0.02384 | 0.02384 | 0.02384 | [11 empty] | Lincoln Generating Facility LLC | 100 | ArcLight Capital Partners LLC | 100
Lincoln Generating Facility | 55222_G_CTG6 | 55222 | G | CTG6 | 4179 | Combustion Turbine |  | PJM_COMD | Illinois | 17 | Will | 197 | 17197 | 77.3 | 12857 | 2000 | 2045 |  |  | N | Natural Gas |  |  |  | DLNB | [8 empty] | 1 | 0.02052 | 0.02052 | 0.02052 | 0.02052 | [11 empty] | Lincoln Generating Facility LLC | 100 | ArcLight Capital Partners LLC | 100
Lincoln Generating Facility | 55222_G_CTG7 | 55222 | G | CTG7 | 4180 | Combustion Turbine |  | PJM_COMD | Illinois | 17 | Will | 197 | 17197 | 78.2 | 12857 | 2000 | 2045 |  |  | N | Natural Gas |  |  |  | DLNB | [8 empty] | 1 | 0.02318 | 0.02318 | 0.02318 | 0.02318 | [11 empty] | Lincoln Generating Facility LLC | 100 | ArcLight Capital Partners LLC | 100
Lincoln Generating Facility | 55222_G_CTG8 | 55222 | G | CTG8 | 4181 | Combustion Turbine |  | PJM_COMD | Illinois | 17 | Will | 197 | 17197 | 78.6 | 12857 | 2000 | 2045 |  |  | N | Natural Gas |  |  |  | DLNB | [8 empty] | 1 | 0.0247 | 0.0247 | 0.0247 | 0.0247 | [11 empty] | Lincoln Generating Facility LLC | 100 | ArcLight Capital Partners LLC | 100
Ennis Power Company LLC | 55223_G_GT1 | 55223 | G | GT1 | 4182 | Combined Cycle |  | ERC_REST | Texas | 48 | Ellis | 139 | 48139 | 245.1 | 7319 | 2002 | 9999 |  |  | N | Natural Gas |  |  |  |  | SCR | [8 empty] | 0.02814 | 0.02814 | 0.02814 | 0.02814 | [11 empty] | Ennis Tractebel Power Co LP | 100 | Vistra Energy | 100
Ennis Power Company LLC | 55223_G_ST1 | 55223 | G | ST1 | 4182 | Combined Cycle |  | ERC_REST | Texas | 48 | Ellis | 139 | 48139 | 114.4 | 7319 | 2002 | 9999 |  |  | N | Natural Gas |  |  |  |  | SCR | [8 empty] | 0.02814 | 0.02814 | 0.02814 | 0.02814 | [11 empty] | Ennis Tractebel Power Co LP | 100 | Vistra Energy | 100
Wheatland Generating Facility | 55224_G_CTG1 | 55224 | G | CTG1 | 4183 | Combustion Turbine |  | MIS_INKY | Indiana | 18 | Knox | 83 | 18083 | 111 | 13727 | 2000 | 9999 |  |  | N | Natural Gas |  |  |  | H2O | [8 empty] | 1.6 | 0.19191 | 0.19191 | 0.19191 | 0.19191 | [11 empty] | Duke Energy Indiana | 100 | Duke Energy Corp | 100
Wheatland Generating Facility | 55224_G_CTG2 | 55224 | G | CTG2 | 4184 | Combustion Turbine |  | MIS_INKY | Indiana | 18 | Knox | 83 | 18083 | 114 | 13721 | 2000 | 9999 |  |  | N | Natural Gas |  |  |  | H2O | [8 empty] | 1.6 | 0.15123 | 0.15123 | 0.15123 | 0.15123 | [11 empty] | Duke Energy Indiana | 100 | Duke Energy Corp | 100
Wheatland Generating Facility | 55224_G_CTG3 | 55224 | G | CTG3 | 4185 | Combustion Turbine |  | MIS_INKY | Indiana | 18 | Knox | 83 | 18083 | 114 | 13721 | 2000 | 9999 |  |  | N | Natural Gas |  |  |  | H2O | [8 empty] | 1.6 | 0.18192 | 0.18192 | 0.18192 | 0.18192 | [11 empty] | Duke Energy Indiana | 100 | Duke Energy Corp | 100
Wheatland Generating Facility | 55224_G_CTG4 | 55224 | G | CTG4 | 4186 | Combustion Turbine |  | MIS_INKY | Indiana | 18 | Knox | 83 | 18083 | 111 | 13727 | 2000 | 9999 |  |  | N | Natural Gas |  |  |  | H2O | [8 empty] | 1.6 | 0.13063 | 0.13063 | 0.13063 | 0.13063 | [11 empty] | Duke Energy Indiana | 100 | Duke Energy Corp | 100
Oneta Energy Center | 55225_G_CTG1 | 55225 | G | CTG1 | 4187 | Combined Cycle |  | SPP_WEST | Oklahoma | 40 | Wagoner | 145 | 40145 | 149.3 | 7287 | 2002 | 9999 |  |  | N | Natural Gas |  |  |  | DLNB | [9 empty] | 0.032676 | 0.032676 | 0.032676 | 0.032676 | [11 empty] | Oneta Power LLC | 100 | LS Power Group | 100
Oneta Energy Center | 55225_G_CTG2 | 55225 | G | CTG2 | 4188 | Combined Cycle |  | SPP_WEST | Oklahoma | 40 | Wagoner | 145 | 40145 | 149.3 | 7287 | 2002 | 9999 |  |  | N | Natural Gas |  |  |  | DLNB | [9 empty] | 0.032676 | 0.032676 | 0.032676 | 0.032676 | [11 empty] | Oneta Power LLC | 100 | LS Power Group | 100
Oneta Energy Center | 55225_G_STG1 | 55225 | G | STG1 | 4187 | Combined Cycle |  | SPP_WEST | Oklahoma | 40 | Wagoner | 145 | 40145 | 244.6 | 7287 | 2002 | 9999 |  |  | N | Natural Gas |  |  |  | LNB | [9 empty] | 0.032676 | 0.032676 | 0.032676 | 0.032676 | [11 empty] | Oneta Power LLC | 100 | LS Power Group | 100
Oneta Energy Center | 55225_G_CTG3 | 55225 | G | CTG3 | 4189 | Combined Cycle |  | SPP_WEST | Oklahoma | 40 | Wagoner | 145 | 40145 | 149.3 | 7287 | 2003 | 9999 |  |  | N | Natural Gas |  |  |  | DLNB | [9 empty] | 0.032669 | 0.032669 | 0.032669 | 0.032669 | [11 empty] | Oneta Power LLC | 100 | LS Power Group | 100
Oneta Energy Center | 55225_G_CTG4 | 55225 | G | CTG4 | 4190 | Combined Cycle |  | SPP_WEST | Oklahoma | 40 | Wagoner | 145 | 40145 | 149.3 | 7287 | 2003 | 9999 |  |  | N | Natural Gas |  |  |  | DLNB | [9 empty] | 0.032669 | 0.032669 | 0.032669 | 0.032669 | [11 empty] | Oneta Power LLC | 100 | LS Power Group | 100
Oneta Energy Center | 55225_G_STG2 | 55225 | G | STG2 | 4189 | Combined Cycle |  | SPP_WEST | Oklahoma | 40 | Wagoner | 145 | 40145 | 244.6 | 7287 | 2003 | 9999 |  |  | N | Natural Gas |  |  |  | LNB | [9 empty] | 0.032669 | 0.032669 | 0.032669 | 0.032669 | [11 empty] | Oneta Power LLC | 100 | LS Power Group | 100
Freestone Energy Center | 55226_G_GT1 | 55226 | G | GT1 | 4192 | Combined Cycle |  | ERC_REST | Texas | 48 | Freestone | 161 | 48161 | 153 | 7242 | 2002 | 9999 |  |  | N | Natural Gas |  |  |  | DLNB | [9 empty] | 0.03076 | 0.03076 | 0.03076 | 0.03076 | [11 empty] | Freestone Power Generation LP | 100 | Energy Capital Partners | 100
Freestone Energy Center | 55226_G_GT2 | 55226 | G | GT2 | 4193 | Combined Cycle |  | ERC_REST | Texas | 48 | Freestone | 161 | 48161 | 153 | 7242 | 2002 | 9999 |  |  | N | Natural Gas |  |  |  | DLNB | [9 empty] | 0.03076 | 0.03076 | 0.03076 | 0.03076 | [11 empty] | Freestone Power Generation LP | 100 | Energy Capital Partners | 100
Freestone Energy Center | 55226_G_GT3 | 55226 | G | GT3 | 4194 | Combined Cycle |  | ERC_REST | Texas | 48 | Freestone | 161 | 48161 | 149 | 7242 | 2002 | 9999 |  |  | N | Natural Gas |  |  |  | DLNB | [9 empty] | 0.031353 | 0.031353 | 0.031353 | 0.031353 | [11 empty] | Freestone Power Generation LP | 100 | Energy Capital Partners | 100
Freestone Energy Center | 55226_G_GT4 | 55226 | G | GT4 | 4195 | Combined Cycle |  | ERC_REST | Texas | 48 | Freestone | 161 | 48161 | 149 | 7242 | 2002 | 9999 |  |  | N | Natural Gas |  |  |  | DLNB | [9 empty] | 0.031353 | 0.031353 | 0.031353 | 0.031353 | [11 empty] | Freestone Power Generation LP | 100 | Energy Capital Partners | 100
Freestone Energy Center | 55226_G_ST3 | 55226 | G | ST3 | 4192 | Combined Cycle |  | ERC_REST | Texas | 48 | Freestone | 161 | 48161 | 177 | 7242 | 2002 | 9999 |  |  | N | Natural Gas |  |  |  | DLNB | [9 empty] | 0.03076 | 0.03076 | 0.03076 | 0.03076 | [11 empty] | Freestone Power Generation LP | 100 | Energy Capital Partners | 100
Freestone Energy Center | 55226_G_ST6 | 55226 | G | ST6 | 4194 | Combined Cycle |  | ERC_REST | Texas | 48 | Freestone | 161 | 48161 | 172 | 7242 | 2002 | 9999 |  |  | N | Natural Gas |  |  |  | DLNB | [9 empty] | 0.031353 | 0.031353 | 0.031353 | 0.031353 | [11 empty] | Freestone Power Generation LP | 100 | Energy Capital Partners | 100
Greenville Electric Generating Station | 55228_G_GT1 | 55228 | G | GT1 | 4212 | Combustion Turbine |  | PJM_West | Ohio | 39 | Darke | 37 | 39037 | 49 | 10745 | 2000 | 9999 |  |  | N | Natural Gas, Distillate Fuel Oil |  |  |  | H2O | [8 empty] | 0.5 | 0.11291 | 0.11291 | 0.11291 | 0.11291 | [11 empty] | Buckeye Power Inc | 100 | Buckeye Power Inc | 100
Greenville Electric Generating Station | 55228_G_GT2 | 55228 | G | GT2 | 4214 | Combustion Turbine |  | PJM_West | Ohio | 39 | Darke | 37 | 39037 | 49 | 10745 | 2000 | 9999 |  |  | N | Natural Gas, Distillate Fuel Oil |  |  |  | H2O | [8 empty] | 0.5 | 0.10577 | 0.10577 | 0.10577 | 0.10577 | [11 empty] | Buckeye Power Inc | 100 | Buckeye Power Inc | 100
Greenville Electric Generating Station | 55228_G_GT3 | 55228 | G | GT3 | 4216 | Combustion Turbine |  | PJM_West | Ohio | 39 | Darke | 37 | 39037 | 49 | 10745 | 2000 | 9999 |  |  | N | Natural Gas, Distillate Fuel Oil |  |  |  | H2O | [8 empty] | 0.5 | 0.09895 | 0.09895 | 0.09895 | 0.09895 | [11 empty] | Buckeye Power Inc | 100 | Buckeye Power Inc | 100
Greenville Electric Generating Station | 55228_G_GT4 | 55228 | G | GT4 | 4218 | Combustion Turbine |  | PJM_West | Ohio | 39 | Darke | 37 | 39037 | 49 | 10745 | 2000 | 9999 |  |  | N | Natural Gas, Distillate Fuel Oil |  |  |  | H2O | [8 empty] | 0.5 | 0.10607 | 0.10607 | 0.10607 | 0.10607 | [11 empty] | Buckeye Power Inc | 100 | Buckeye Power Inc | 100
Montpelier Electric Generating Station | 55229_G_GT1 | 55229 | G | GT1 | 4220 | Combustion Turbine |  | MIS_INKY | Indiana | 18 | Wells | 179 | 18179 | 59 | 11138 | 2001 | 9999 |  |  | N | Natural Gas |  |  |  | H2O | [8 empty] | 1.6 | 0.15639 | 0.15639 | 0.15639 | 0.15639 | [11 empty] | Montpelier Generating Station LLC | 100 | Rockland Capital | 100
Montpelier Electric Generating Station | 55229_G_GT2 | 55229 | G | GT2 | 4222 | Combustion Turbine |  | MIS_INKY | Indiana | 18 | Wells | 179 | 18179 | 59 | 11139 | 2001 | 9999 |  |  | N | Natural Gas |  |  |  | H2O | [8 empty] | 1.6 | 0.16437 | 0.16437 | 0.16437 | 0.16437 | [11 empty] | Montpelier Generating Station LLC | 100 | Rockland Capital | 100
Montpelier Electric Generating Station | 55229_G_GT3 | 55229 | G | GT3 | 4224 | Combustion Turbine |  | MIS_INKY | Indiana | 18 | Wells | 179 | 18179 | 59 | 11139 | 2001 | 9999 |  |  | N | Natural Gas |  |  |  | H2O | [8 empty] | 1.6 | 0.17423 | 0.17423 | 0.17423 | 0.17423 | [11 empty] | Montpelier Generating Station LLC | 100 | Rockland Capital | 100
Montpelier Electric Generating Station | 55229_G_GT4 | 55229 | G | GT4 | 4226 | Combustion Turbine |  | MIS_INKY | Indiana | 18 | Wells | 179 | 18179 | 59 | 11139 | 2001 | 9999 |  |  | N | Natural Gas |  |  |  | H2O | [8 empty] | 1.6 | 0.15311 | 0.15311 | 0.15311 | 0.15311 | [11 empty] | Montpelier Generating Station LLC | 100 | Rockland Capital | 100
Jack County | 55230_G_CT1 | 55230 | G | CT1 | 4236 | Combined Cycle |  | ERC_REST | Texas | 48 | Wise | 497 | 48497 | 165 | 7298 | 2006 | 9999 |  |  | N | Natural Gas |  |  |  | DLNB + NH3 | SCR | [8 empty] | 0.019256 | 0.019256 | 0.019256 | 0.019256 | [11 empty] | Brazos Electric Power Coop | 100 | Brazos Electric Power Coop | 100
Jack County | 55230_G_CT2 | 55230 | G | CT2 | 4237 | Combined Cycle |  | ERC_REST | Texas | 48 | Wise | 497 | 48497 | 165 | 7298 | 2006 | 9999 |  |  | N | Natural Gas |  |  |  | DLNB + NH3 | SCR | [8 empty] | 0.019256 | 0.019256 | 0.019256 | 0.019256 | [11 empty] | Brazos Electric Power Coop | 100 | Brazos Electric Power Coop | 100
Jack County | 55230_G_ST1 | 55230 | G | ST1 | 4236 | Combined Cycle |  | ERC_REST | Texas | 48 | Wise | 497 | 48497 | 290.5 | 7298 | 2006 | 9999 |  |  | N | Natural Gas |  |  |  | DLNB + NH3 | SCR | [8 empty] | 0.019256 | 0.019256 | 0.019256 | 0.019256 | [11 empty] | Brazos Electric Power Coop | 100 | Brazos Electric Power Coop | 100
Jack County | 55230_G_CT3 | 55230 | G | CT3 | 90582 | Combined Cycle |  | ERC_REST | Texas | 48 | Wise | 497 | 48497 | 165 | 7298 | 2011 | 9999 |  |  | N | Natural Gas |  |  |  | DLNB + NH3 | SCR | [8 empty] | 0.0086837 | 0.0086837 | 0.0086837 | 0.0086837 | [11 empty] | Brazos Electric Power Coop | 100 | Brazos Electric Power Coop | 100
Jack County | 55230_G_CT4 | 55230 | G | CT4 | 90583 | Combined Cycle |  | ERC_REST | Texas | 48 | Wise | 497 | 48497 | 165 | 7298 | 2011 | 9999 |  |  | N | Natural Gas |  |  |  | DLNB + NH3 | SCR | [8 empty] | 0.0086837 | 0.0086837 | 0.0086837 | 0.0086837 | [11 empty] | Brazos Electric Power Coop | 100 | Brazos Electric Power Coop | 100
Jack County | 55230_G_ST2 | 55230 | G | ST2 | 90582 | Combined Cycle |  | ERC_REST | Texas | 48 | Wise | 497 | 48497 | 290.5 | 7298 | 2011 | 9999 |  |  | N | Natural Gas |  |  |  | DLNB + NH3 | SCR | [8 empty] | 0.0086837 | 0.0086837 | 0.0086837 | 0.0086837 | [11 empty] | Brazos Electric Power Coop | 100 | Brazos Electric Power Coop | 100
Liberty Electric Power Plant | 55231_G_GTG1 | 55231 | G | GTG1 | 4238 | Combined Cycle |  | PJM_EMAC | Pennsylvania | 42 | Delaware | 45 | 42045 | 169.1 | 7241 | 2002 | 9999 |  |  | N | Natural Gas |  |  |  | DLNB | SCR | [8 empty] | 0.0109 | 0.0109 | 0.0109 | 0.0109 | [11 empty] | Liberty Electric Power LLC | 100 | Vistra Energy | 100
Liberty Electric Power Plant | 55231_G_GTG2 | 55231 | G | GTG2 | 4239 | Combined Cycle |  | PJM_EMAC | Pennsylvania | 42 | Delaware | 45 | 42045 | 169.1 | 7241 | 2002 | 9999 |  |  | N | Natural Gas |  |  |  | DLNB | SCR | [8 empty] | 0.0109 | 0.0109 | 0.0109 | 0.0109 | [11 empty] | Liberty Electric Power LLC | 100 | Vistra Energy | 100
Liberty Electric Power Plant | 55231_G_STG | 55231 | G | STG | 4238 | Combined Cycle |  | PJM_EMAC | Pennsylvania | 42 | Delaware | 45 | 42045 | 223.8 | 7241 | 2002 | 9999 |  |  | N | Natural Gas |  |  |  | LNB + NH3 | SCR | [8 empty] | 0.0109 | 0.0109 | 0.0109 | 0.0109 | [11 empty] | Liberty Electric Power LLC | 100 | Vistra Energy | 100
Marshall Energy Facility | 55232_G_CT1 | 55232 | G | CT1 | 4240 | Combustion Turbine |  | S_C_TVA | Kentucky | 21 | Marshall | 157 | 21157 | 72.7 | 11593 | 2002 | 9999 |  |  | N | Natural Gas, Distillate Fuel Oil |  |  |  | DLNB + H2O | [9 empty] | 0.03662 | 0.03662 | 0.03662 | 0.03662 | [11 empty] | Tennessee Valley Authority | 100 | Tennessee Valley Authority | 100
Marshall Energy Facility | 55232_G_CT2 | 55232 | G | CT2 | 4241 | Combustion Turbine |  | S_C_TVA | Kentucky | 21 | Marshall | 157 | 21157 | 72.7 | 11593 | 2002 | 9999 |  |  | N | Natural Gas, Distillate Fuel Oil |  |  |  | DLNB + H2O | [9 empty] | 0.04167 | 0.04167 | 0.04167 | 0.04167 | [11 empty] | Tennessee Valley Authority | 100 | Tennessee Valley Authority | 100
Marshall Energy Facility | 55232_G_CT3 | 55232 | G | CT3 | 4242 | Combustion Turbine |  | S_C_TVA | Kentucky | 21 | Marshall | 157 | 21157 | 72.7 | 11593 | 2002 | 9999 |  |  | N | Natural Gas, Distillate Fuel Oil |  |  |  | DLNB + H2O | [9 empty] | 0.02817 | 0.02817 | 0.02817 | 0.02817 | [11 empty] | Tennessee Valley Authority | 100 | Tennessee Valley Authority | 100
Marshall Energy Facility | 55232_G_CT4 | 55232 | G | CT4 | 4243 | Combustion Turbine |  | S_C_TVA | Kentucky | 21 | Marshall | 157 | 21157 | 72.7 | 24624 | 2002 | 9999 |  |  | N | Natural Gas, Distillate Fuel Oil |  |  |  | DLNB + H2O | [9 empty] | 0.03227 | 0.03227 | 0.03227 | 0.03227 | [11 empty] | Tennessee Valley Authority | 100 | Tennessee Valley Authority | 100
Marshall Energy Facility | 55232_G_CT5 | 55232 | G | CT5 | 4244 | Combustion Turbine |  | S_C_TVA | Kentucky | 21 | Marshall | 157 | 21157 | 72.7 | 24624 | 2002 | 9999 |  |  | N | Natural Gas, Distillate Fuel Oil |  |  |  | DLNB + H2O | [9 empty] | 0.0308 | 0.0308 | 0.0308 | 0.0308 | [11 empty] | Tennessee Valley Authority | 100 | Tennessee Valley Authority | 100
Marshall Energy Facility | 55232_G_CT6 | 55232 | G | CT6 | 4245 | Combustion Turbine |  | S_C_TVA | Kentucky | 21 | Marshall | 157 | 21157 | 72.7 | 24624 | 2002 | 9999 |  |  | N | Natural Gas, Distillate Fuel Oil |  |  |  | DLNB + H2O | [9 empty] | 0.02807 | 0.02807 | 0.02807 | 0.02807 | [11 empty] | Tennessee Valley Authority | 100 | Tennessee Valley Authority | 100
Marshall Energy Facility | 55232_G_CT7 | 55232 | G | CT7 | 4246 | Combustion Turbine |  | S_C_TVA | Kentucky | 21 | Marshall | 157 | 21157 | 72.7 | 24624 | 2002 | 9999 |  |  | N | Natural Gas, Distillate Fuel Oil |  |  |  | DLNB + H2O | [9 empty] | 0.03111 | 0.03111 | 0.03111 | 0.03111 | [11 empty] | Tennessee Valley Authority | 100 | Tennessee Valley Authority | 100
Marshall Energy Facility | 55232_G_CT8 | 55232 | G | CT8 | 4247 | Combustion Turbine |  | S_C_TVA | Kentucky | 21 | Marshall | 157 | 21157 | 72.7 | 24624 | 2002 | 9999 |  |  | N | Natural Gas, Distillate Fuel Oil |  |  |  | DLNB + H2O | [9 empty] | 0.03088 | 0.03088 | 0.03088 | 0.03088 | [11 empty] | Tennessee Valley Authority | 100 | Tennessee Valley Authority | 100
Handsome Lake Energy LLC | 55233_G_GT01 | 55233 | G | GT01 | 4248 | Combustion Turbine |  | PJM_PENE | Pennsylvania | 42 | Venango | 121 | 42121 | 53.5 | 11407 | 2001 | 9999 |  |  | N | Natural Gas |  |  |  | H2O | [8 empty] | 0.001 | 0.40842 | 0.40842 | 0.40842 | 0.40842 | [11 empty] | Handsome Lake Energy LLC | 100 | Exelon Corp | 100
Handsome Lake Energy LLC | 55233_G_GT02 | 55233 | G | GT02 | 4250 | Combustion Turbine |  | PJM_PENE | Pennsylvania | 42 | Venango | 121 | 42121 | 53.5 | 11407 | 2001 | 9999 |  |  | N | Natural Gas |  |  |  | H2O | [8 empty] | 0.001 | 0.55427 | 0.55427 | 0.55427 | 0.55427 | [11 empty] | Handsome Lake Energy LLC | 100 | Exelon Corp | 100
Handsome Lake Energy LLC | 55233_G_GT03 | 55233 | G | GT03 | 4252 | Combustion Turbine |  | PJM_PENE | Pennsylvania | 42 | Venango | 121 | 42121 | 53.5 | 11407 | 2001 | 9999 |  |  | N | Natural Gas |  |  |  | H2O | [8 empty] | 3.7 | 0.37001 | 0.37001 | 0.37001 | 0.37001 | [11 empty] | Handsome Lake Energy LLC | 100 | Exelon Corp | 100
Handsome Lake Energy LLC | 55233_G_GT04 | 55233 | G | GT04 | 4254 | Combustion Turbine |  | PJM_PENE | Pennsylvania | 42 | Venango | 121 | 42121 | 53.5 | 11407 | 2001 | 9999 |  |  | N | Natural Gas |  |  |  | H2O | [8 empty] | 3.7 | 0.37696 | 0.37696 | 0.37696 | 0.37696 | [11 empty] | Handsome Lake Energy LLC | 100 | Exelon Corp | 100
Handsome Lake Energy LLC | 55233_G_GT05 | 55233 | G | GT05 | 4256 | Combustion Turbine |  | PJM_PENE | Pennsylvania | 42 | Venango | 121 | 42121 | 53.5 | 11407 | 2001 | 9999 |  |  | N | Natural Gas |  |  |  | H2O | [8 empty] | 3.7 | 0.49338 | 0.49338 | 0.49338 | 0.49338 | [11 empty] | Handsome Lake Energy LLC | 100 | Exelon Corp | 100
Audrain Generating Station | 55234_G_GT1 | 55234 | G | GT1 | 4258 | Combustion Turbine |  | MIS_MO | Missouri | 29 | Audrain | 7 | 29007 | 75 | 11927 | 2001 | 9999 |  |  | N | Natural Gas |  |  |  | DLNB | [8 empty] | 0.001 | 0.02518 | 0.02518 | 0.02518 | 0.02518 | [11 empty] | Ameren Missouri | 100 | Ameren Corp | 100
Audrain Generating Station | 55234_G_GT2 | 55234 | G | GT2 | 4259 | Combustion Turbine |  | MIS_MO | Missouri | 29 | Audrain | 7 | 29007 | 75 | 11924 | 2001 | 9999 |  |  | N | Natural Gas |  |  |  | DLNB | [8 empty] | 0.001 | 0.0256 | 0.0256 | 0.0256 | 0.0256 | [11 empty] | Ameren Missouri | 100 | Ameren Corp | 100
Audrain Generating Station | 55234_G_GT3 | 55234 | G | GT3 | 4260 | Combustion Turbine |  | MIS_MO | Missouri | 29 | Audrain | 7 | 29007 | 75 | 11924 | 2001 | 9999 |  |  | N | Natural Gas |  |  |  | DLNB | [8 empty] | 0.001 | 0.02396 | 0.02396 | 0.02396 | 0.02396 | [11 empty] | Ameren Missouri | 100 | Ameren Corp | 100
Audrain Generating Station | 55234_G_GT4 | 55234 | G | GT4 | 4261 | Combustion Turbine |  | MIS_MO | Missouri | 29 | Audrain | 7 | 29007 | 75 | 11924 | 2001 | 9999 |  |  | N | Natural Gas |  |  |  | DLNB | [8 empty] | 0.001 | 0.0215 | 0.0215 | 0.0215 | 0.0215 | [11 empty] | Ameren Missouri | 100 | Ameren Corp | 100
Audrain Generating Station | 55234_G_GT5 | 55234 | G | GT5 | 4262 | Combustion Turbine |  | MIS_MO | Missouri | 29 | Audrain | 7 | 29007 | 75 | 11924 | 2001 | 9999 |  |  | N | Natural Gas |  |  |  | DLNB | [8 empty] | 0.001 | 0.0229 | 0.0229 | 0.0229 | 0.0229 | [11 empty] | Ameren Missouri | 100 | Ameren Corp | 100
Audrain Generating Station | 55234_G_GT6 | 55234 | G | GT6 | 4263 | Combustion Turbine |  | MIS_MO | Missouri | 29 | Audrain | 7 | 29007 | 75 | 11924 | 2001 | 9999 |  |  | N | Natural Gas |  |  |  | DLNB | [8 empty] | 0.001 | 0.02656 | 0.02656 | 0.02656 | 0.02656 | [11 empty] | Ameren Missouri | 100 | Ameren Corp | 100
Audrain Generating Station | 55234_G_GT7 | 55234 | G | GT7 | 4264 | Combustion Turbine |  | MIS_MO | Missouri | 29 | Audrain | 7 | 29007 | 75 | 11924 | 2001 | 9999 |  |  | N | Natural Gas |  |  |  | DLNB | [8 empty] | 0.001 | 0.02861 | 0.02861 | 0.02861 | 0.02861 | [11 empty] | Ameren Missouri | 100 | Ameren Corp | 100
Audrain Generating Station | 55234_G_GT8 | 55234 | G | GT8 | 4265 | Combustion Turbine |  | MIS_MO | Missouri | 29 | Audrain | 7 | 29007 | 75 | 11924 | 2001 | 9999 |  |  | N | Natural Gas |  |  |  | DLNB | [8 empty] | 0.001 | 0.02462 | 0.02462 | 0.02462 | 0.02462 | [11 empty] | Ameren Missouri | 100 | Ameren Corp | 100
Lee Energy Facility | 55236_G_CT1 | 55236 | G | CT1 | 4266 | Combustion Turbine |  | PJM_COMD | Illinois | 17 | Lee | 103 | 17103 | 84.9 | 12699 | 2001 | 2045 |  |  | N | Natural Gas |  |  |  | DLNB | [8 empty] | 1 | 0.03062 | 0.03062 | 0.03062 | 0.03062 | [11 empty] | Lee County Generating Station LLC | 100 | Rockland Capital | 100
Lee Energy Facility | 55236_G_CT2 | 55236 | G | CT2 | 4267 | Combustion Turbine |  | PJM_COMD | Illinois | 17 | Lee | 103 | 17103 | 84.9 | 12699 | 2001 | 2045 |  |  | N | Natural Gas |  |  |  | DLNB | [8 empty] | 1 | 0.03054 | 0.03054 | 0.03054 | 0.03054 | [11 empty] | Lee County Generating Station LLC | 100 | Rockland Capital | 100
Lee Energy Facility | 55236_G_CT3 | 55236 | G | CT3 | 4268 | Combustion Turbine |  | PJM_COMD | Illinois | 17 | Lee | 103 | 17103 | 84.9 | 12699 | 2001 | 2045 |  |  | N | Natural Gas |  |  |  | DLNB | [8 empty] | 1 | 0.03238 | 0.03238 | 0.03238 | 0.03238 | [11 empty] | Lee County Generating Station LLC | 100 | Rockland Capital | 100
Lee Energy Facility | 55236_G_CT4 | 55236 | G | CT4 | 4269 | Combustion Turbine |  | PJM_COMD | Illinois | 17 | Lee | 103 | 17103 | 84.1 | 12698 | 2001 | 2045 |  |  | N | Natural Gas |  |  |  | DLNB | [8 empty] | 1 | 0.03288 | 0.03288 | 0.03288 | 0.03288 | [11 empty] | Lee County Generating Station LLC | 100 | Rockland Capital | 100
Lee Energy Facility | 55236_G_CT5 | 55236 | G | CT5 | 4270 | Combustion Turbine |  | PJM_COMD | Illinois | 17 | Lee | 103 | 17103 | 85.1 | 12699 | 2001 | 2045 |  |  | N | Natural Gas |  |  |  | DLNB | [8 empty] | 1 | 0.02695 | 0.02695 | 0.02695 | 0.02695 | [11 empty] | Lee County Generating Station LLC | 100 | Rockland Capital | 100
Lee Energy Facility | 55236_G_CT6 | 55236 | G | CT6 | 4271 | Combustion Turbine |  | PJM_COMD | Illinois | 17 | Lee | 103 | 17103 | 85.1 | 12699 | 2001 | 2045 |  |  | N | Natural Gas |  |  |  | DLNB | [8 empty] | 1 | 0.02737 | 0.02737 | 0.02737 | 0.02737 | [11 empty] | Lee County Generating Station LLC | 100 | Rockland Capital | 100
Lee Energy Facility | 55236_G_CT7 | 55236 | G | CT7 | 4272 | Combustion Turbine |  | PJM_COMD | Illinois | 17 | Lee | 103 | 17103 | 83.9 | 12698 | 2001 | 2045 |  |  | N | Natural Gas |  |  |  | DLNB | [8 empty] | 1 | 0.0311 | 0.0311 | 0.0311 | 0.0311 | [11 empty] | Lee County Generating Station LLC | 100 | Rockland Capital | 100
Lee Energy Facility | 55236_G_CT8 | 55236 | G | CT8 | 4273 | Combustion Turbine |  | PJM_COMD | Illinois | 17 | Lee | 103 | 17103 | 83.9 | 12698 | 2001 | 2045 |  |  | N | Natural Gas |  |  |  | DLNB | [8 empty] | 1 | 0.02972 | 0.02972 | 0.02972 | 0.02972 | [11 empty] | Lee County Generating Station LLC | 100 | Rockland Capital | 100
Energy Shelby County | 55237_G_CTG1 | 55237 | G | CTG1 | 4274 | Combustion Turbine |  | MIS_IL | Illinois | 17 | Shelby | 173 | 17173 | 42 | 10745 | 2000 | 2045 |  |  | N | Natural Gas |  |  |  | H2O | [8 empty] | 0.001 | 0.08091 | 0.08091 | 0.08091 | 0.08091 | [11 empty] | Shelby County Energy Center LLC | 100 | Rockland Capital | 100
Energy Shelby County | 55237_G_CTG2 | 55237 | G | CTG2 | 4275 | Combustion Turbine |  | MIS_IL | Illinois | 17 | Shelby | 173 | 17173 | 42 | 10745 | 2000 | 2045 |  |  | N | Natural Gas |  |  |  | H2O | [8 empty] | 0.001 | 0.0839 | 0.0839 | 0.0839 | 0.0839 | [11 empty] | Shelby County Energy Center LLC | 100 | Rockland Capital | 100
Energy Shelby County | 55237_G_CTG3 | 55237 | G | CTG3 | 4276 | Combustion Turbine |  | MIS_IL | Illinois | 17 | Shelby | 173 | 17173 | 42 | 10745 | 2000 | 2045 |  |  | N | Natural Gas |  |  |  | H2O | [8 empty] | 0.001 | 0.08135 | 0.08135 | 0.08135 | 0.08135 | [11 empty] | Shelby County Energy Center LLC | 100 | Rockland Capital | 100
Energy Shelby County | 55237_G_CTG4 | 55237 | G | CTG4 | 4277 | Combustion Turbine |  | MIS_IL | Illinois | 17 | Shelby | 173 | 17173 | 42 | 10745 | 2000 | 2045 |  |  | N | Natural Gas |  |  |  | H2O | [8 empty] | 0.001 | 0.08245 | 0.08245 | 0.08245 | 0.08245 | [11 empty] | Shelby County Energy Center LLC | 100 | Rockland Capital | 100
Energy Shelby County | 55237_G_CTG5 | 55237 | G | CTG5 | 4278 | Combustion Turbine |  | MIS_IL | Illinois | 17 | Shelby | 173 | 17173 | 42 | 10745 | 2000 | 2045 |  |  | N | Natural Gas |  |  |  | H2O | [8 empty] | 0.001 | 0.08291 | 0.08291 | 0.08291 | 0.08291 | [11 empty] | Shelby County Energy Center LLC | 100 | Rockland Capital | 100
Energy Shelby County | 55237_G_CTG6 | 55237 | G | CTG6 | 4279 | Combustion Turbine |  | MIS_IL | Illinois | 17 | Shelby | 173 | 17173 | 42 | 10745 | 2000 | 2045 |  |  | N | Natural Gas |  |  |  | H2O | [8 empty] | 0.001 | 0.08437 | 0.08437 | 0.08437 | 0.08437 | [11 empty] | Shelby County Energy Center LLC | 100 | Rockland Capital | 100
Energy Shelby County | 55237_G_CTG7 | 55237 | G | CTG7 | 4280 | Combustion Turbine |  | MIS_IL | Illinois | 17 | Shelby | 173 | 17173 | 42 | 10745 | 2001 | 2045 |  |  | N | Natural Gas |  |  |  | H2O | [8 empty] | 0.001 | 0.08381 | 0.08381 | 0.08381 | 0.08381 | [11 empty] | Shelby County Energy Center LLC | 100 | Rockland Capital | 100
Energy Shelby County | 55237_G_CTG8 | 55237 | G | CTG8 | 4281 | Combustion Turbine |  | MIS_IL | Illinois | 17 | Shelby | 173 | 17173 | 42 | 10745 | 2001 | 2045 |  |  | N | Natural Gas |  |  |  | H2O | [8 empty] | 0.001 | 0.08459 | 0.08459 | 0.08459 | 0.08459 | [11 empty] | Shelby County Energy Center LLC | 100 | Rockland Capital | 100
NRG Rockford I | 55238_G_0001 | 55238 | G | 0001 | 4282 | Combustion Turbine |  | PJM_COMD | Illinois | 17 | Winnebago | 201 | 17201 | 151 | 10984 | 2000 | 2045 |  |  | N | Natural Gas |  |  |  | DLNB | [8 empty] | 0.001 | 0.05255 | 0.05255 | 0.05255 | 0.05255 | [11 empty] | Rockford Power LLC | 100 | LS Power Group | 100
NRG Rockford I | 55238_G_0002 | 55238 | G | 0002 | 4283 | Combustion Turbine |  | PJM_COMD | Illinois | 17 | Winnebago | 201 | 17201 | 149.1 | 10985 | 2000 | 2045 |  |  | N | Natural Gas |  |  |  | DLNB | [8 empty] | 0.001 | 0.04999 | 0.04999 | 0.04999 | 0.04999 | [11 empty] | Rockford Power LLC | 100 | LS Power Group | 100
Red Oak Power LLC | 55239_G_0001 | 55239 | G | 0001 | 8480 | Combined Cycle |  | PJM_EMAC | New Jersey | 34 | Middlesex | 23 | 34023 | 165.3 | 7203 | 2002 | 9999 |  |  | N | Natural Gas |  |  |  | DLNB + NH3 | SCR | [7 empty] | 0.004 | 0.010367 | 0.010367 | 0.010367 | 0.010367 | [11 empty] | Red Oak Power LLC | 100 | Carlyle Group (The) | 100
Red Oak Power LLC | 55239_G_0002 | 55239 | G | 0002 | 8482 | Combined Cycle |  | PJM_EMAC | New Jersey | 34 | Middlesex | 23 | 34023 | 165.3 | 7203 | 2002 | 9999 |  |  | N | Natural Gas |  |  |  | DLNB + NH3 | SCR | [7 empty] | 0.004 | 0.010367 | 0.010367 | 0.010367 | 0.010367 | [11 empty] | Red Oak Power LLC | 100 | Carlyle Group (The) | 100
Red Oak Power LLC | 55239_G_0003 | 55239 | G | 0003 | 8484 | Combined Cycle |  | PJM_EMAC | New Jersey | 34 | Middlesex | 23 | 34023 | 165.3 | 7203 | 2002 | 9999 |  |  | N | Natural Gas |  |  |  | DLNB + NH3 | SCR | [7 empty] | 0.004 | 0.010367 | 0.010367 | 0.010367 | 0.010367 | [11 empty] | Red Oak Power LLC | 100 | Carlyle Group (The) | 100
Red Oak Power LLC | 55239_G_0004 | 55239 | G | 0004 | 8480 | Combined Cycle |  | PJM_EMAC | New Jersey | 34 | Middlesex | 23 | 34023 | 270 | 7203 | 2002 | 9999 |  |  | N | Natural Gas |  |  |  | DLNB + NH3 | SCR | [7 empty] | 0.004 | 0.010367 | 0.010367 | 0.010367 | 0.010367 | [11 empty] | Red Oak Power LLC | 100 | Carlyle Group (The) | 100
Hog Bayou Energy Center | 55241_G_CT01 | 55241 | G | CT01 | 4286 | Combined Cycle |  | S_SOU | Alabama | 1 | Mobile | 97 | 01097 | 155 | 7511 | 2001 | 9999 |  |  | N | Natural Gas |  |  |  | DLNB + H2O | SCR | [8 empty] | 0.010247 | 0.010247 | 0.010247 | 0.010247 | [11 empty] | Mobile Energy LLC | 100 | arGO LP | 100
Hog Bayou Energy Center | 55241_G_ST01 | 55241 | G | ST01 | 4286 | Combined Cycle |  | S_SOU | Alabama | 1 | Mobile | 97 | 01097 | 75 | 7511 | 2001 | 9999 |  |  | N | Natural Gas |  |  |  | DLNB + H2O | SCR | [8 empty] | 0.010247 | 0.010247 | 0.010247 | 0.010247 | [11 empty] | Mobile Energy LLC | 100 | arGO LP | 100
Santa Rosa Energy Center | 55242_G_CT01 | 55242 | G | CT01 | 4287 | Combined Cycle |  | S_SOU | Florida | 12 | Santa Rosa | 113 | 12113 | 161.4 | 7686 | 2003 | 9999 |  |  | N | Natural Gas |  |  |  | DLNB | [9 empty] | 0.031238 | 0.031238 | 0.031238 | 0.031238 | [11 empty] | Santa Rosa Energy Center LLC | 100 | LS Power Group | 100
Santa Rosa Energy Center | 55242_G_ST01 | 55242 | G | ST01 | 4287 | Combined Cycle |  | S_SOU | Florida | 12 | Santa Rosa | 113 | 12113 | 74.5 | 7686 | 2003 | 9999 |  |  | N | Natural Gas |  |  |  | DLNB | [9 empty] | 0.031238 | 0.031238 | 0.031238 | 0.031238 | [11 empty] | Santa Rosa Energy Center LLC | 100 | LS Power Group | 100
Doyle Energy Facility | 55244_G_CTG1 | 55244 | G | CTG1 | 4308 | Combustion Turbine |  | S_SOU | Georgia | 13 | Walton | 297 | 13297 | 56 | 12425 | 2000 | 9999 |  |  | N | Natural Gas |  |  |  | DLNB | [8 empty] | 0.006 | 0.09802 | 0.09802 | 0.09802 | 0.09802 | [11 empty] | Doyle I LLC | 100 | Walton EMC (The) | 100
Doyle Energy Facility | 55244_G_CTG2 | 55244 | G | CTG2 | 4309 | Combustion Turbine |  | S_SOU | Georgia | 13 | Walton | 297 | 13297 | 56 | 12411 | 2000 | 9999 |  |  | N | Natural Gas |  |  |  | DLNB | [8 empty] | 0.006 | 0.10012 | 0.10012 | 0.10012 | 0.10012 | [11 empty] | Doyle I LLC | 100 | Walton EMC (The) | 100
Doyle Energy Facility | 55244_G_CTG3 | 55244 | G | CTG3 | 4310 | Combustion Turbine |  | S_SOU | Georgia | 13 | Walton | 297 | 13297 | 58 | 12406 | 2000 | 9999 |  |  | N | Natural Gas |  |  |  | DLNB | [8 empty] | 0.006 | 0.09785 | 0.09785 | 0.09785 | 0.09785 | [11 empty] | Doyle I LLC | 100 | Walton EMC (The) | 100
Doyle Energy Facility | 55244_G_CTG4 | 55244 | G | CTG4 | 4311 | Combustion Turbine |  | S_SOU | Georgia | 13 | Walton | 297 | 13297 | 75 | 12392 | 2000 | 9999 |  |  | N | Natural Gas |  |  |  | DLNB | [8 empty] | 0.006 | 0.02894 | 0.02894 | 0.02894 | 0.02894 | [11 empty] | Doyle I LLC | 100 | Walton EMC (The) | 100
Doyle Energy Facility | 55244_G_CTG5 | 55244 | G | CTG5 | 4312 | Combustion Turbine |  | S_SOU | Georgia | 13 | Walton | 297 | 13297 | 75 | 12393 | 2000 | 9999 |  |  | N | Natural Gas | [12 empty] | 0.006 | 0.02713 | 0.02713 | 0.02713 | 0.02713 | [11 empty] | Doyle I LLC | 100 | Walton EMC (The) | 100
Darby Power, LLC | 55247_G_GT1 | 55247 | G | GT1 | 4313 | Combustion Turbine |  | PJM_West | Ohio | 39 | Pickaway | 129 | 39129 | 72.5 | 16296 | 2001 | 9999 |  |  | N | Natural Gas, Distillate Fuel Oil |  |  |  | DLNB | [8 empty] | 0.5 | 0.11599 | 0.11599 | 0.11599 | 0.11599 | [11 empty] | Darby Power LLC | 100 | ArcLight Capital Partners LLC | 100
Darby Power, LLC | 55247_G_GT2 | 55247 | G | GT2 | 4314 | Combustion Turbine |  | PJM_West | Ohio | 39 | Pickaway | 129 | 39129 | 72.5 | 16297 | 2001 | 9999 |  |  | N | Natural Gas, Distillate Fuel Oil |  |  |  | DLNB | [8 empty] | 0.5 | 0.11511 | 0.11511 | 0.11511 | 0.11511 | [11 empty] | Darby Power LLC | 100 | ArcLight Capital Partners LLC | 100
Darby Power, LLC | 55247_G_GT3 | 55247 | G | GT3 | 4315 | Combustion Turbine |  | PJM_West | Ohio | 39 | Pickaway | 129 | 39129 | 72.5 | 16297 | 2001 | 9999 |  |  | N | Natural Gas, Distillate Fuel Oil |  |  |  | DLNB | [8 empty] | 0.5 | 0.10384 | 0.10384 | 0.10384 | 0.10384 | [11 empty] | Darby Power LLC | 100 | ArcLight Capital Partners LLC | 100
Darby Power, LLC | 55247_G_GT4 | 55247 | G | GT4 | 4316 | Combustion Turbine |  | PJM_West | Ohio | 39 | Pickaway | 129 | 39129 | 72.5 | 16297 | 2001 | 9999 |  |  | N | Natural Gas, Distillate Fuel Oil |  |  |  | DLNB | [8 empty] | 0.5 | 0.1095 | 0.1095 | 0.1095 | 0.1095 | [11 empty] | Darby Power LLC | 100 | ArcLight Capital Partners LLC | 100
Darby Power, LLC | 55247_G_GT5 | 55247 | G | GT5 | 4317 | Combustion Turbine |  | PJM_West | Ohio | 39 | Pickaway | 129 | 39129 | 72.5 | 16297 | 2002 | 9999 |  |  | N | Natural Gas, Distillate Fuel Oil |  |  |  | DLNB | [8 empty] | 0.5 | 0.11562 | 0.11562 | 0.11562 | 0.11562 | [11 empty] | Darby Power LLC | 100 | ArcLight Capital Partners LLC | 100
Darby Power, LLC | 55247_G_GT6 | 55247 | G | GT6 | 4318 | Combustion Turbine |  | PJM_West | Ohio | 39 | Pickaway | 129 | 39129 | 72.5 | 16297 | 2002 | 9999 |  |  | N | Natural Gas, Distillate Fuel Oil |  |  |  | DLNB | [8 empty] | 0.5 | 0.1224 | 0.1224 | 0.1224 | 0.1224 | [11 empty] | Darby Power LLC | 100 | ArcLight Capital Partners LLC | 100
Tait Electric Generating Station | 55248_G_GT4 | 55248 | G | GT4 | 4319 | Combustion Turbine |  | PJM_West | Ohio | 39 | Montgomery | 113 | 39113 | 85 | 12725 | 2002 | 9999 |  |  | N | Natural Gas |  |  |  | DLNB | [8 empty] | 0.5 | 0.06434 | 0.06434 | 0.06434 | 0.06434 | [11 empty] | Tait Electric Generating Station LLC | 100 | Rockland Capital | 100
Tait Electric Generating Station | 55248_G_GT5 | 55248 | G | GT5 | 4320 | Combustion Turbine |  | PJM_West | Ohio | 39 | Montgomery | 113 | 39113 | 85 | 12725 | 2002 | 9999 |  |  | N | Natural Gas |  |  |  | DLNB | [8 empty] | 0.5 | 0.07132 | 0.07132 | 0.07132 | 0.07132 | [11 empty] | Tait Electric Generating Station LLC | 100 | Rockland Capital | 100
Tait Electric Generating Station | 55248_G_GT6 | 55248 | G | GT6 | 4321 | Combustion Turbine |  | PJM_West | Ohio | 39 | Montgomery | 113 | 39113 | 85 | 12725 | 2002 | 9999 |  |  | N | Natural Gas |  |  |  | DLNB | [8 empty] | 0.5 | 0.07269 | 0.07269 | 0.07269 | 0.07269 | [11 empty] | Tait Electric Generating Station LLC | 100 | Rockland Capital | 100
Tait Electric Generating Station | 55248_G_GT7 | 55248 | G | GT7 | 4322 | Combustion Turbine |  | PJM_West | Ohio | 39 | Montgomery | 113 | 39113 | 85 | 12725 | 2002 | 9999 |  |  | N | Natural Gas |  |  |  | DLNB | [8 empty] | 0.5 | 0.07463 | 0.07463 | 0.07463 | 0.07463 | [11 empty] | Tait Electric Generating Station LLC | 100 | Rockland Capital | 100
University Park South | 55250_G_UPG1 | 55250 | G | UPG1 | 4323 | Combustion Turbine |  | PJM_COMD | Illinois | 17 | Will | 197 | 17197 | 50 | 11823 | 2001 | 2045 |  |  | N | Natural Gas |  |  |  | H2O | [8 empty] | 1 | 0.21419 | 0.21419 | 0.21419 | 0.21419 | [11 empty] | University Park Energy LLC | 100 | LS Power Group | 100
University Park South | 55250_G_UPG2 | 55250 | G | UPG2 | 4327 | Combustion Turbine |  | PJM_COMD | Illinois | 17 | Will | 197 | 17197 | 50 | 11824 | 2001 | 2045 |  |  | N | Natural Gas |  |  |  | H2O | [8 empty] | 1 | 0.17311 | 0.17311 | 0.17311 | 0.17311 | [11 empty] | University Park Energy LLC | 100 | LS Power Group | 100
University Park South | 55250_G_UPG3 | 55250 | G | UPG3 | 4328 | Combustion Turbine |  | PJM_COMD | Illinois | 17 | Will | 197 | 17197 | 50 | 11824 | 2001 | 2045 |  |  | N | Natural Gas |  |  |  | H2O | [8 empty] | 1 | 0.16981 | 0.16981 | 0.16981 | 0.16981 | [11 empty] | University Park Energy LLC | 100 | LS Power Group | 100
University Park South | 55250_G_UPG4 | 55250 | G | UPG4 | 4324 | Combustion Turbine |  | PJM_COMD | Illinois | 17 | Will | 197 | 17197 | 50 | 11824 | 2001 | 2045 |  |  | N | Natural Gas |  |  |  | H2O | [8 empty] | 1 | 0.16402 | 0.16402 | 0.16402 | 0.16402 | [11 empty] | University Park Energy LLC | 100 | LS Power Group | 100
University Park South | 55250_G_UPG5 | 55250 | G | UPG5 | 4325 | Combustion Turbine |  | PJM_COMD | Illinois | 17 | Will | 197 | 17197 | 50 | 11824 | 2001 | 2045 |  |  | N | Natural Gas |  |  |  | H2O | [8 empty] | 1 | 0.16578 | 0.16578 | 0.16578 | 0.16578 | [11 empty] | University Park Energy LLC | 100 | LS Power Group | 100
University Park South | 55250_G_UPG6 | 55250 | G | UPG6 | 4326 | Combustion Turbine |  | PJM_COMD | Illinois | 17 | Will | 197 | 17197 | 50 | 11824 | 2001 | 2045 |  |  | N | Natural Gas |  |  |  | H2O | [8 empty] | 1 | 0.21024 | 0.21024 | 0.21024 | 0.21024 | [11 empty] | University Park Energy LLC | 100 | LS Power Group | 100
Gleason Generating Facility | 55251_G_CTG1 | 55251 | G | CTG1 | 4335 | Combustion Turbine |  | S_C_TVA | Tennessee | 47 | Weakley | 183 | 47183 | 120 | 11154 | 2000 | 9999 |  |  | N | Natural Gas |  |  |  | DLNB | [8 empty] | 5 | 0.07617 | 0.07617 | 0.07617 | 0.07617 | [11 empty] | Tennessee Valley Authority | 100 | Tennessee Valley Authority | 100
Gleason Generating Facility | 55251_G_CTG2 | 55251 | G | CTG2 | 4336 | Combustion Turbine |  | S_C_TVA | Tennessee | 47 | Weakley | 183 | 47183 | 100 | 11154 | 2000 | 9999 |  |  | N | Natural Gas |  |  |  | DLNB | [8 empty] | 5 | 0.06817 | 0.06817 | 0.06817 | 0.06817 | [11 empty] | Tennessee Valley Authority | 100 | Tennessee Valley Authority | 100
Gleason Generating Facility | 55251_G_CTG3 | 55251 | G | CTG3 | 4337 | Combustion Turbine |  | S_C_TVA | Tennessee | 47 | Weakley | 183 | 47183 | 140 | 11154 | 2000 | 9999 |  |  | N | Natural Gas |  |  |  | DLNB | [8 empty] | 5 | 0.06936 | 0.06936 | 0.06936 | 0.06936 | [11 empty] | Tennessee Valley Authority | 100 | Tennessee Valley Authority | 100
Crete Energy Venture LLC | 55253_G_GT1 | 55253 | G | GT1 | 4339 | Combustion Turbine |  | PJM_COMD | Illinois | 17 | Will | 197 | 17197 | 75 | 13065 | 2002 | 2045 |  |  | N | Natural Gas |  |  |  | DLNB | [8 empty] | 1 | 0.02813 | 0.02813 | 0.02813 | 0.02813 | [11 empty] | Crete Energy Venture LLC | 100 | ArcLight Capital Partners LLC | 100
Crete Energy Venture LLC | 55253_G_GT2 | 55253 | G | GT2 | 4340 | Combustion Turbine |  | PJM_COMD | Illinois | 17 | Will | 197 | 17197 | 75 | 13065 | 2002 | 2045 |  |  | N | Natural Gas |  |  |  | DLNB | [8 empty] | 1 | 0.02534 | 0.02534 | 0.02534 | 0.02534 | [11 empty] | Crete Energy Venture LLC | 100 | ArcLight Capital Partners LLC | 100
Crete Energy Venture LLC | 55253_G_GT3 | 55253 | G | GT3 | 4341 | Combustion Turbine |  | PJM_COMD | Illinois | 17 | Will | 197 | 17197 | 75 | 13065 | 2002 | 2045 |  |  | N | Natural Gas |  |  |  | DLNB | [8 empty] | 1 | 0.02698 | 0.02698 | 0.02698 | 0.02698 | [11 empty] | Crete Energy Venture LLC | 100 | ArcLight Capital Partners LLC | 100
Crete Energy Venture LLC | 55253_G_GT4 | 55253 | G | GT4 | 4342 | Combustion Turbine |  | PJM_COMD | Illinois | 17 | Will | 197 | 17197 | 75 | 13065 | 2002 | 2045 |  |  | N | Natural Gas |  |  |  | DLNB | [8 empty] | 1 | 0.02594 | 0.02594 | 0.02594 | 0.02594 | [11 empty] | Crete Energy Venture LLC | 100 | ArcLight Capital Partners LLC | 100
Whiting Clean Energy | 55259_G_CT1 | 55259 | G | CT1 | 4357 | Combined Cycle |  | MIS_INKY | Indiana | 18 | Lake | 89 | 18089 | 150 | 7985 | 2002 | 9999 |  |  | Y | Natural Gas |  |  |  | DLNB | SCR | [8 empty] | 0.0081333 | 0.0081333 | 0.0081333 | 0.0081333 | [11 empty] | Whiting Clean Energy Inc | 100 | BP plc | 100
Whiting Clean Energy | 55259_G_CT2 | 55259 | G | CT2 | 4358 | Combined Cycle |  | MIS_INKY | Indiana | 18 | Lake | 89 | 18089 | 150 | 7985 | 2002 | 9999 |  |  | Y | Natural Gas |  |  |  | DLNB | SCR | [8 empty] | 0.0081333 | 0.0081333 | 0.0081333 | 0.0081333 | [11 empty] | Whiting Clean Energy Inc | 100 | BP plc | 100
Whiting Clean Energy | 55259_G_ST1 | 55259 | G | ST1 | 4357 | Combined Cycle |  | MIS_INKY | Indiana | 18 | Lake | 89 | 18089 | 213 | 7985 | 2002 | 9999 |  |  | Y | Natural Gas |  |  |  | NH3 | SCR | [8 empty] | 0.0081333 | 0.0081333 | 0.0081333 | 0.0081333 | [11 empty] | Whiting Clean Energy Inc | 100 | BP plc | 100
Bowling Green Generating Station | 55262_G_CT1 | 55262 | G | CT1 | 4361 | Combustion Turbine |  | PJM_ATSI | Ohio | 39 | Wood | 173 | 39173 | 26 | 15090 | 2000 | 9999 |  |  | N | Natural Gas |  |  |  |  | SCR | [7 empty] | 0.5 | 0.14994 | 0.14994 | 0.14994 | 0.14994 | [11 empty] | American Municipal Power Inc | 100 | American Municipal Power Inc | 100
Bowling Green Generating Station | 55262_G_CT2 | 55262 | G | CT2 | 4361 | Combustion Turbine |  | PJM_ATSI | Ohio | 39 | Wood | 173 | 39173 | 12 | 15088 | 2000 | 9999 |  |  | N | Natural Gas |  |  |  |  | SCR | [7 empty] | 0.5 | 0.14994 | 0.14994 | 0.14994 | 0.14994 | [11 empty] | American Municipal Power Inc | 100 | American Municipal Power Inc | 100
Galion Generating Station | 55263_G_CT1 | 55263 | G | CT1 | 4363 | Combustion Turbine |  | PJM_ATSI | Ohio | 39 | Crawford | 33 | 39033 | 26 | 15421 | 2000 | 9999 |  |  | N | Natural Gas |  |  |  |  | SCR | [7 empty] | 0.5 | 0.14988 | 0.14986 | 0.14988 | 0.14986 | [11 empty] | American Municipal Power Inc | 100 | American Municipal Power Inc | 100
Galion Generating Station | 55263_G_CT2 | 55263 | G | CT2 | 4363 | Combustion Turbine |  | PJM_ATSI | Ohio | 39 | Crawford | 33 | 39033 | 12 | 15420 | 2000 | 9999 |  |  | N | Natural Gas |  |  |  |  | SCR | [7 empty] | 0.5 | 0.14988 | 0.14988 | 0.14988 | 0.14988 | [11 empty] | American Municipal Power Inc | 100 | American Municipal Power Inc | 100
Napoleon Peaking Station | 55264_G_CT1 | 55264 | G | CT1 | 4365 | Combustion Turbine |  | PJM_ATSI | Ohio | 39 | Henry | 69 | 39069 | 26 | 16430 | 2000 | 9999 |  |  | N | Natural Gas |  |  |  |  | SCR | [7 empty] | 0.5 | 0.15014 | 0.1501 | 0.15014 | 0.1501 | [11 empty] | American Municipal Power Inc | 100 | American Municipal Power Inc | 100
Napoleon Peaking Station | 55264_G_CT2 | 55264 | G | CT2 | 4365 | Combustion Turbine |  | PJM_ATSI | Ohio | 39 | Henry | 69 | 39069 | 12 | 16431 | 2000 | 9999 |  |  | N | Natural Gas |  |  |  |  | SCR | [7 empty] | 0.5 | 0.15014 | 0.15014 | 0.15014 | 0.15014 | [11 empty] | American Municipal Power Inc | 100 | American Municipal Power Inc | 100
Lake Benton II | 55265_G_EXIS | 55265 | G | EXIS |  | Onshore Wind |  | MIS_MNWI | Minnesota | 27 | Pipestone | 117 | 27117 | 103.5 | 0 | 1999 | 9999 |  |  | N | Wind | [13 empty] | 0 | 0 | 0 | 0 | [11 empty] | Lake Benton Power Partners II LLC | 100 | Xcel Energy Inc | 100
Edward L. Addison Generating Plant | 55267_G_712 | 55267 | G | 712 | 4369 | Combustion Turbine |  | S_SOU | Georgia | 13 | Upson | 293 | 13293 | 148.5 | 11114 | 2000 | 9999 |  |  | N | Natural Gas, Distillate Fuel Oil |  |  |  | DLNB + H2O | [8 empty] | 0.052 | 0.04841 | 0.04841 | 0.04841 | 0.04841 | [11 empty] | West Georgia Power Co LLC | 100 | Southern Co | 100
Edward L. Addison Generating Plant | 55267_G_713 | 55267 | G | 713 | 4370 | Combustion Turbine |  | S_SOU | Georgia | 13 | Upson | 293 | 13293 | 149 | 11113 | 2000 | 9999 |  |  | N | Natural Gas, Distillate Fuel Oil |  |  |  | DLNB + H2O | [8 empty] | 0.052 | 0.03477 | 0.03477 | 0.03477 | 0.03477 | [11 empty] | West Georgia Power Co LLC | 100 | Southern Co | 100
Edward L. Addison Generating Plant | 55267_G_714 | 55267 | G | 714 | 4371 | Combustion Turbine |  | S_SOU | Georgia | 13 | Upson | 293 | 13293 | 148.5 | 11114 | 2000 | 9999 |  |  | N | Natural Gas, Distillate Fuel Oil |  |  |  | DLNB + H2O | [8 empty] | 0.052 | 0.04795 | 0.04795 | 0.04795 | 0.04795 | [11 empty] | West Georgia Power Co LLC | 100 | Southern Co | 100
Edward L. Addison Generating Plant | 55267_G_715 | 55267 | G | 715 | 4372 | Combustion Turbine |  | S_SOU | Georgia | 13 | Upson | 293 | 13293 | 145.7 | 11114 | 2000 | 9999 |  |  | N | Natural Gas, Distillate Fuel Oil |  |  |  | DLNB + H2O | [8 empty] | 0.052 | 0.03343 | 0.03343 | 0.03343 | 0.03343 | [11 empty] | West Georgia Power Co LLC | 100 | Southern Co | 100
TVA Southaven Combined Cycle | 55269_G_CTG1 | 55269 | G | CTG1 | 4373 | Combined Cycle |  | S_C_TVA | Mississippi | 28 | Desoto | 33 | 28033 | 157 | 7234 | 2003 | 9999 |  |  | N | Natural Gas |  |  |  | DLNB | SCR | [8 empty] | 0.011698 | 0.011698 | 0.011698 | 0.011698 | [11 empty] | Tennessee Valley Authority | 100 | Tennessee Valley Authority | 100
TVA Southaven Combined Cycle | 55269_G_CTG2 | 55269 | G | CTG2 | 4374 | Combined Cycle |  | S_C_TVA | Mississippi | 28 | Desoto | 33 | 28033 | 157 | 7234 | 2003 | 9999 |  |  | N | Natural Gas |  |  |  | DLNB | SCR | [8 empty] | 0.01132 | 0.01132 | 0.01132 | 0.01132 | [11 empty] | Tennessee Valley Authority | 100 | Tennessee Valley Authority | 100
TVA Southaven Combined Cycle | 55269_G_CTG3 | 55269 | G | CTG3 | 4375 | Combined Cycle |  | S_C_TVA | Mississippi | 28 | Desoto | 33 | 28033 | 157 | 7234 | 2003 | 9999 |  |  | N | Natural Gas |  |  |  | DLNB | SCR | [8 empty] | 0.012316 | 0.012316 | 0.012316 | 0.012316 | [11 empty] | Tennessee Valley Authority | 100 | Tennessee Valley Authority | 100
TVA Southaven Combined Cycle | 55269_G_STG1 | 55269 | G | STG1 | 4373 | Combined Cycle |  | S_C_TVA | Mississippi | 28 | Desoto | 33 | 28033 | 103 | 7234 | 2003 | 9999 |  |  | N | Natural Gas |  |  |  | LNB | SCR | [8 empty] | 0.011698 | 0.011698 | 0.011698 | 0.011698 | [11 empty] | Tennessee Valley Authority | 100 | Tennessee Valley Authority | 100
TVA Southaven Combined Cycle | 55269_G_STG2 | 55269 | G | STG2 | 4374 | Combined Cycle |  | S_C_TVA | Mississippi | 28 | Desoto | 33 | 28033 | 103 | 7234 | 2003 | 9999 |  |  | N | Natural Gas |  |  |  | DLNB | SCR | [8 empty] | 0.01132 | 0.01132 | 0.01132 | 0.01132 | [11 empty] | Tennessee Valley Authority | 100 | Tennessee Valley Authority | 100
TVA Southaven Combined Cycle | 55269_G_STG3 | 55269 | G | STG3 | 4375 | Combined Cycle |  | S_C_TVA | Mississippi | 28 | Desoto | 33 | 28033 | 103 | 7234 | 2003 | 9999 |  |  | N | Natural Gas |  |  |  | DLNB | SCR | [8 empty] | 0.012316 | 0.012316 | 0.012316 | 0.012316 | [11 empty] | Tennessee Valley Authority | 100 | Tennessee Valley Authority | 100
Jackson Generating Station | 55270_G_7EA | 55270 | G | 7EA | 4376 | Combined Cycle |  | MIS_LMI | Michigan | 26 | Jackson | 75 | 26075 | 73.2 | 8213 | 2002 | 9999 |  |  | N | Natural Gas |  |  |  | DLNB | [9 empty] | 0.055855 | 0.055855 | 0.055855 | 0.055855 | [11 empty] | Consumers Energy Co | 100 | CMS Energy Corp | 100
Jackson Generating Station | 55270_G_LM1 | 55270 | G | LM1 | 4377 | Combined Cycle |  | MIS_LMI | Michigan | 26 | Jackson | 75 | 26075 | 46.7 | 8213 | 2002 | 9999 |  |  | N | Natural Gas |  |  |  | STM | [9 empty] | 0.078417 | 0.078417 | 0.078417 | 0.078417 | [11 empty] | Consumers Energy Co | 100 | CMS Energy Corp | 100
Jackson Generating Station | 55270_G_LM2 | 55270 | G | LM2 | 4378 | Combined Cycle |  | MIS_LMI | Michigan | 26 | Jackson | 75 | 26075 | 45.4 | 8213 | 2002 | 9999 |  |  | N | Natural Gas |  |  |  | STM | [9 empty] | 0.078417 | 0.078417 | 0.078417 | 0.078417 | [11 empty] | Consumers Energy Co | 100 | CMS Energy Corp | 100
Jackson Generating Station | 55270_G_LM3 | 55270 | G | LM3 | 4379 | Combined Cycle |  | MIS_LMI | Michigan | 26 | Jackson | 75 | 26075 | 44.7 | 8213 | 2002 | 9999 |  |  | N | Natural Gas |  |  |  | STM | [9 empty] | 0.078417 | 0.078417 | 0.078417 | 0.078417 | [11 empty] | Consumers Energy Co | 100 | CMS Energy Corp | 100
Jackson Generating Station | 55270_G_LM4 | 55270 | G | LM4 | 4380 | Combined Cycle |  | MIS_LMI | Michigan | 26 | Jackson | 75 | 26075 | 44.8 | 8213 | 2002 | 9999 |  |  | N | Natural Gas |  |  |  | STM | [9 empty] | 0.078417 | 0.078417 | 0.078417 | 0.078417 | [11 empty] | Consumers Energy Co | 100 | CMS Energy Corp | 100
Jackson Generating Station | 55270_G_LM5 | 55270 | G | LM5 | 4381 | Combined Cycle |  | MIS_LMI | Michigan | 26 | Jackson | 75 | 26075 | 43.3 | 8213 | 2002 | 9999 |  |  | N | Natural Gas |  |  |  | STM | [9 empty] | 0.055855 | 0.055855 | 0.055855 | 0.055855 | [11 empty] | Consumers Energy Co | 100 | CMS Energy Corp | 100
Jackson Generating Station | 55270_G_LM6 | 55270 | G | LM6 | 4382 | Combined Cycle |  | MIS_LMI | Michigan | 26 | Jackson | 75 | 26075 | 45 | 8213 | 2002 | 9999 |  |  | N | Natural Gas |  |  |  | STM | [9 empty] | 0.055855 | 0.055855 | 0.055855 | 0.055855 | [11 empty] | Consumers Energy Co | 100 | CMS Energy Corp | 100
Jackson Generating Station | 55270_G_ST1 | 55270 | G | ST1 | 4376 | Combined Cycle |  | MIS_LMI | Michigan | 26 | Jackson | 75 | 26075 | 101.6 | 8213 | 2002 | 9999 |  |  | N | Natural Gas |  |  |  | STM | [9 empty] | 0.078417 | 0.078417 | 0.078417 | 0.078417 | [11 empty] | Consumers Energy Co | 100 | CMS Energy Corp | 100
Jackson Generating Station | 55270_G_ST2 | 55270 | G | ST2 | 4380 | Combined Cycle |  | MIS_LMI | Michigan | 26 | Jackson | 75 | 26075 | 98.3 | 8213 | 2002 | 9999 |  |  | N | Natural Gas |  |  |  | STM | [9 empty] | 0.055855 | 0.055855 | 0.055855 | 0.055855 | [11 empty] | Consumers Energy Co | 100 | CMS Energy Corp | 100
Tenaska Lindsay Hill Generating Station | 55271_G_GTG1 | 55271 | G | GTG1 | 4383 | Combined Cycle |  | S_SOU | Alabama | 1 | Autauga | 1 | 01001 | 152 | 7325 | 2002 | 9999 |  |  | N | Natural Gas, Distillate Fuel Oil |  |  |  | DLNB + H2O | SCR | [8 empty] | 0.0079135 | 0.0079135 | 0.0079135 | 0.0079135 | [11 empty] | Tenaska Alabama Partners LP | 100 | Tenaska Inc | 100
Tenaska Lindsay Hill Generating Station | 55271_G_GTG2 | 55271 | G | GTG2 | 4384 | Combined Cycle |  | S_SOU | Alabama | 1 | Autauga | 1 | 01001 | 152 | 7325 | 2002 | 9999 |  |  | N | Natural Gas, Distillate Fuel Oil |  |  |  | DLNB + H2O | SCR | [8 empty] | 0.0079135 | 0.0079135 | 0.0079135 | 0.0079135 | [11 empty] | Tenaska Alabama Partners LP | 100 | Tenaska Inc | 100
Tenaska Lindsay Hill Generating Station | 55271_G_GTG3 | 55271 | G | GTG3 | 4385 | Combined Cycle |  | S_SOU | Alabama | 1 | Autauga | 1 | 01001 | 152 | 7325 | 2002 | 9999 |  |  | N | Natural Gas, Distillate Fuel Oil |  |  |  | DLNB + H2O | SCR | [8 empty] | 0.0079135 | 0.0079135 | 0.0079135 | 0.0079135 | [11 empty] | Tenaska Alabama Partners LP | 100 | Tenaska Inc | 100
Tenaska Lindsay Hill Generating Station | 55271_G_STG1 | 55271 | G | STG1 | 4383 | Combined Cycle |  | S_SOU | Alabama | 1 | Autauga | 1 | 01001 | 392 | 7325 | 2002 | 9999 |  |  | N | Natural Gas, Distillate Fuel Oil |  |  |  | DLNB + H2O | SCR | [8 empty] | 0.0079135 | 0.0079135 | 0.0079135 | 0.0079135 | [11 empty] | Tenaska Alabama Partners LP | 100 | Tenaska Inc | 100
Ceredo Generating Station | 55276_G_01 | 55276 | G | 01 | 4397 | Combustion Turbine |  | PJM_West | West Virginia | 54 | Wayne | 99 | 54099 | 75 | 12011 | 2001 | 9999 |  |  | N | Natural Gas |  |  |  | CM | [8 empty] | 2.7 | 0.03149 | 0.03149 | 0.03149 | 0.03149 | [11 empty] | Appalachian Power Co | 100 | American Electric Power Co Inc | 100
Ceredo Generating Station | 55276_G_02 | 55276 | G | 02 | 4398 | Combustion Turbine |  | PJM_West | West Virginia | 54 | Wayne | 99 | 54099 | 75 | 12011 | 2001 | 9999 |  |  | N | Natural Gas |  |  |  | CM | [8 empty] | 2.7 | 0.03139 | 0.03139 | 0.03139 | 0.03139 | [11 empty] | Appalachian Power Co | 100 | American Electric Power Co Inc | 100
Ceredo Generating Station | 55276_G_03 | 55276 | G | 03 | 4399 | Combustion Turbine |  | PJM_West | West Virginia | 54 | Wayne | 99 | 54099 | 75 | 12011 | 2001 | 9999 |  |  | N | Natural Gas |  |  |  | CM | [8 empty] | 2.7 | 0.03262 | 0.03262 | 0.03262 | 0.03262 | [11 empty] | Appalachian Power Co | 100 | American Electric Power Co Inc | 100
Ceredo Generating Station | 55276_G_04 | 55276 | G | 04 | 4400 | Combustion Turbine |  | PJM_West | West Virginia | 54 | Wayne | 99 | 54099 | 75 | 12011 | 2001 | 9999 |  |  | N | Natural Gas |  |  |  | CM | [8 empty] | 2.7 | 0.03335 | 0.03335 | 0.03335 | 0.03335 | [11 empty] | Appalachian Power Co | 100 | American Electric Power Co Inc | 100
Ceredo Generating Station | 55276_G_05 | 55276 | G | 05 | 4401 | Combustion Turbine |  | PJM_West | West Virginia | 54 | Wayne | 99 | 54099 | 75 | 12011 | 2001 | 9999 |  |  | N | Natural Gas |  |  |  | CM | [8 empty] | 2.7 | 0.03195 | 0.03195 | 0.03195 | 0.03195 | [11 empty] | Appalachian Power Co | 100 | American Electric Power Co Inc | 100
Ceredo Generating Station | 55276_G_06 | 55276 | G | 06 | 4402 | Combustion Turbine |  | PJM_West | West Virginia | 54 | Wayne | 99 | 54099 | 75 | 12011 | 2001 | 9999 |  |  | N | Natural Gas |  |  |  | CM | [8 empty] | 2.7 | 0.03175 | 0.03175 | 0.03175 | 0.03175 | [11 empty] | Appalachian Power Co | 100 | American Electric Power Co Inc | 100
Beaver Creek Gas Plant | 55278_G_1 | 55278 | G | 1 |  | Combustion Turbine |  | WECC_WY | Wyoming | 56 | Fremont | 13 | 56013 | 1.8 | 8700 | 1983 | 9999 |  |  | Y | Natural Gas | [13 empty] | 0.47388 | 0.47388 | 0.47388 | 0.47388 | [11 empty] | Devon Energy Corp | 100 | Devon Energy Corp | 100
Beaver Creek Gas Plant | 55278_G_2 | 55278 | G | 2 |  | Combustion Turbine |  | WECC_WY | Wyoming | 56 | Fremont | 13 | 56013 | 1.8 | 8700 | 1992 | 9999 |  |  | Y | Natural Gas | [13 empty] | 0.23894 | 0.23894 | 0.23894 | 0.23894 | [11 empty] | Devon Energy Corp | 100 | Devon Energy Corp | 100
Beaver Creek Gas Plant | 55278_G_STG-1 | 55278 | G | STG-1 |  | Non-Fossil Waste |  | WECC_WY | Wyoming | 56 | Fremont | 13 | 56013 | 0.9 | 11084 | 2018 | 9999 |  |  | N | Non-Fossil Waste | [13 empty] | 0 | 0 | 0 | 0 | [11 empty] | Devon Energy Corp | 100 | Devon Energy Corp | 100
Aurora | 55279_G_CTG10 | 55279 | G | CTG10 | 4408 | Combustion Turbine |  | PJM_COMD | Illinois | 17 | DuPage | 43 | 17043 | 49 | 10766 | 2001 | 2045 |  |  | N | Natural Gas |  |  |  | H2O | [9 empty] | 0.08261 | 0.08261 | 0.08261 | 0.08261 | [11 empty] | Aurora Generation LLC | 100 | LS Power Group | 100
Aurora | 55279_G_CTG2 | 55279 | G | CTG2 | 4409 | Combustion Turbine |  | PJM_COMD | Illinois | 17 | DuPage | 43 | 17043 | 166 | 10796 | 2001 | 2045 |  |  | N | Natural Gas |  |  |  | DLNB | [8 empty] | 0.001 | 0.03783 | 0.03783 | 0.03783 | 0.03783 | [11 empty] | Aurora Generation LLC | 100 | LS Power Group | 100
Aurora | 55279_G_CTG3 | 55279 | G | CTG3 | 4410 | Combustion Turbine |  | PJM_COMD | Illinois | 17 | DuPage | 43 | 17043 | 163.9 | 10798 | 2001 | 2045 |  |  | N | Natural Gas |  |  |  | DLNB | [8 empty] | 0.001 | 0.03913 | 0.03913 | 0.03913 | 0.03913 | [11 empty] | Aurora Generation LLC | 100 | LS Power Group | 100
Aurora | 55279_G_CTG4 | 55279 | G | CTG4 | 4411 | Combustion Turbine |  | PJM_COMD | Illinois | 17 | DuPage | 43 | 17043 | 163.9 | 10798 | 2001 | 2045 |  |  | N | Natural Gas |  |  |  | DLNB | [8 empty] | 0.001 | 0.03485 | 0.03485 | 0.03485 | 0.03485 | [11 empty] | Aurora Generation LLC | 100 | LS Power Group | 100
Aurora | 55279_G_CTG5 | 55279 | G | CTG5 | 4412 | Combustion Turbine |  | PJM_COMD | Illinois | 17 | DuPage | 43 | 17043 | 49 | 10801 | 2001 | 2045 |  |  | N | Natural Gas |  |  |  | H2O | [8 empty] | 0.001 | 0.09094 | 0.09094 | 0.09094 | 0.09094 | [11 empty] | Aurora Generation LLC | 100 | LS Power Group | 100
Aurora | 55279_G_CTG6 | 55279 | G | CTG6 | 4413 | Combustion Turbine |  | PJM_COMD | Illinois | 17 | DuPage | 43 | 17043 | 49 | 10797 | 2001 | 2045 |  |  | N | Natural Gas |  |  |  | H2O | [8 empty] | 0.001 | 0.09015 | 0.09015 | 0.09015 | 0.09015 | [11 empty] | Aurora Generation LLC | 100 | LS Power Group | 100
Aurora | 55279_G_CTG7 | 55279 | G | CTG7 | 4414 | Combustion Turbine |  | PJM_COMD | Illinois | 17 | DuPage | 43 | 17043 | 49 | 10799 | 2001 | 2045 |  |  | N | Natural Gas |  |  |  | H2O | [8 empty] | 0.001 | 0.08891 | 0.08891 | 0.08891 | 0.08891 | [11 empty] | Aurora Generation LLC | 100 | LS Power Group | 100
Aurora | 55279_G_CTG8 | 55279 | G | CTG8 | 4415 | Combustion Turbine |  | PJM_COMD | Illinois | 17 | DuPage | 43 | 17043 | 49 | 10801 | 2001 | 2045 |  |  | N | Natural Gas |  |  |  | H2O | [8 empty] | 0.001 | 0.09172 | 0.09172 | 0.09172 | 0.09172 | [11 empty] | Aurora Generation LLC | 100 | LS Power Group | 100
Aurora | 55279_G_CTG9 | 55279 | G | CTG9 | 4416 | Combustion Turbine |  | PJM_COMD | Illinois | 17 | DuPage | 43 | 17043 | 49 | 10763 | 2001 | 2045 |  |  | N | Natural Gas |  |  |  | H2O | [8 empty] | 0.001 | 0.08577 | 0.08577 | 0.08577 | 0.08577 | [11 empty] | Aurora Generation LLC | 100 | LS Power Group | 100
Aurora | 55279_G_CTG1 | 55279 | G | CTG1 | 4407 | Combustion Turbine |  | PJM_COMD | Illinois | 17 | DuPage | 43 | 17043 | 168.2 | 10796 | 2002 | 2045 |  |  | N | Natural Gas |  |  |  | DLNB | [8 empty] | 0.001 | 0.04324 | 0.04324 | 0.04324 | 0.04324 | [11 empty] | Aurora Generation LLC | 100 | LS Power Group | 100
Southeast Chicago Energy Project | 55281_G_GT05 | 55281 | G | GT05 | 8494 | Combustion Turbine |  | PJM_COMD | Illinois | 17 | Cook | 31 | 17031 | 37 | 12452 | 2002 | 2045 |  |  | N | Natural Gas |  |  |  | DLNB | [8 empty] | 1 | 0.14116 | 0.14116 | 0.14116 | 0.14116 | [11 empty] | Southeast Chicago Energy Project LLC | 100 | Exelon Corp | 100
Southeast Chicago Energy Project | 55281_G_GT06 | 55281 | G | GT06 | 8496 | Combustion Turbine |  | PJM_COMD | Illinois | 17 | Cook | 31 | 17031 | 37 | 12454 | 2002 | 2045 |  |  | N | Natural Gas |  |  |  | DLNB | [8 empty] | 1 | 0.17043 | 0.17043 | 0.17043 | 0.17043 | [11 empty] | Southeast Chicago Energy Project LLC | 100 | Exelon Corp | 100
Southeast Chicago Energy Project | 55281_G_GT07 | 55281 | G | GT07 | 8498 | Combustion Turbine |  | PJM_COMD | Illinois | 17 | Cook | 31 | 17031 | 37 | 12454 | 2002 | 2045 |  |  | N | Natural Gas |  |  |  | DLNB | [8 empty] | 1 | 0.13912 | 0.13912 | 0.13912 | 0.13912 | [11 empty] | Southeast Chicago Energy Project LLC | 100 | Exelon Corp | 100
Southeast Chicago Energy Project | 55281_G_GT08 | 55281 | G | GT08 | 8500 | Combustion Turbine |  | PJM_COMD | Illinois | 17 | Cook | 31 | 17031 | 37 | 12454 | 2002 | 2045 |  |  | N | Natural Gas |  |  |  | DLNB | [8 empty] | 1 | 0.15506 | 0.15506 | 0.15506 | 0.15506 | [11 empty] | Southeast Chicago Energy Project LLC | 100 | Exelon Corp | 100
Southeast Chicago Energy Project | 55281_G_GT09 | 55281 | G | GT09 | 8502 | Combustion Turbine |  | PJM_COMD | Illinois | 17 | Cook | 31 | 17031 | 37 | 12454 | 2002 | 2045 |  |  | N | Natural Gas |  |  |  | DLNB | [8 empty] | 1 | 0.14257 | 0.14257 | 0.14257 | 0.14257 | [11 empty] | Southeast Chicago Energy Project LLC | 100 | Exelon Corp | 100
Southeast Chicago Energy Project | 55281_G_GT10 | 55281 | G | GT10 | 8488 | Combustion Turbine |  | PJM_COMD | Illinois | 17 | Cook | 31 | 17031 | 37 | 12454 | 2002 | 2045 |  |  | N | Natural Gas |  |  |  | DLNB | [8 empty] | 1 | 0.14511 | 0.14511 | 0.14511 | 0.14511 | [11 empty] | Southeast Chicago Energy Project LLC | 100 | Exelon Corp | 100
Southeast Chicago Energy Project | 55281_G_GT11 | 55281 | G | GT11 | 8490 | Combustion Turbine |  | PJM_COMD | Illinois | 17 | Cook | 31 | 17031 | 37 | 12454 | 2002 | 2045 |  |  | N | Natural Gas |  |  |  | DLNB | [8 empty] | 1 | 0.15025 | 0.15025 | 0.15025 | 0.15025 | [11 empty] | Southeast Chicago Energy Project LLC | 100 | Exelon Corp | 100
Southeast Chicago Energy Project | 55281_G_GT12 | 55281 | G | GT12 | 8492 | Combustion Turbine |  | PJM_COMD | Illinois | 17 | Cook | 31 | 17031 | 37 | 12454 | 2002 | 2045 |  |  | N | Natural Gas |  |  |  | DLNB | [8 empty] | 1 | 0.14543 | 0.14543 | 0.14543 | 0.14543 | [11 empty] | Southeast Chicago Energy Project LLC | 100 | Exelon Corp | 100
Arlington Valley Energy Facility | 55282_G_CTG1 | 55282 | G | CTG1 | 4420 | Combined Cycle |  | WECC_AZ | Arizona | 4 | Maricopa | 13 | 04013 | 162 | 7393 | 2002 | 9999 |  |  | N | Natural Gas |  |  |  | DLNB | SCR | [8 empty] | 0.0076034 | 0.0076034 | 0.0076034 | 0.0076034 | [11 empty] | Arlington Valley LLC | 100 | AltaGas Ltd | 100
Arlington Valley Energy Facility | 55282_G_CTG2 | 55282 | G | CTG2 | 4421 | Combined Cycle |  | WECC_AZ | Arizona | 4 | Maricopa | 13 | 04013 | 163 | 7393 | 2002 | 9999 |  |  | N | Natural Gas |  |  |  | DLNB | SCR | [8 empty] | 0.0076034 | 0.0076034 | 0.0076034 | 0.0076034 | [11 empty] | Arlington Valley LLC | 100 | AltaGas Ltd | 100
Arlington Valley Energy Facility | 55282_G_STG1 | 55282 | G | STG1 | 4420 | Combined Cycle |  | WECC_AZ | Arizona | 4 | Maricopa | 13 | 04013 | 255 | 7393 | 2002 | 9999 |  |  | N | Natural Gas |  |  |  | DLNB | SCR | [8 empty] | 0.0076034 | 0.0076034 | 0.0076034 | 0.0076034 | [11 empty] | Arlington Valley LLC | 100 | AltaGas Ltd | 100
Front Range Power Plant | 55283_G_1 | 55283 | G | 1 | 4422 | Combined Cycle |  | WECC_CO | Colorado | 8 | El Paso | 41 | 08041 | 135 | 7573 | 2003 | 9999 |  |  | N | Natural Gas |  |  |  | DLNB | [9 empty] | 0.034151 | 0.034151 | 0.034151 | 0.034151 | [11 empty] | Front Range Power Co LLC | 100 | Colorado Springs Utilities | 100
Front Range Power Plant | 55283_G_2 | 55283 | G | 2 | 4423 | Combined Cycle |  | WECC_CO | Colorado | 8 | El Paso | 41 | 08041 | 135 | 7573 | 2003 | 9999 |  |  | N | Natural Gas |  |  |  | DLNB | [9 empty] | 0.034151 | 0.034151 | 0.034151 | 0.034151 | [11 empty] | Front Range Power Co LLC | 100 | Colorado Springs Utilities | 100
Front Range Power Plant | 55283_G_3 | 55283 | G | 3 | 4422 | Combined Cycle |  | WECC_CO | Colorado | 8 | El Paso | 41 | 08041 | 190 | 7573 | 2003 | 9999 |  |  | N | Natural Gas |  |  |  | LNB | [9 empty] | 0.034151 | 0.034151 | 0.034151 | 0.034151 | [11 empty] | Front Range Power Co LLC | 100 | Colorado Springs Utilities | 100
Big Sandy Peaker Plant | 55284_G_BSG1 | 55284 | G | BSG1 | 4424 | Combustion Turbine |  | PJM_West | West Virginia | 54 | Wayne | 99 | 54099 | 50 | 11141 | 2001 | 9999 |  |  | N | Natural Gas |  |  |  | H2O | [8 empty] | 2.7 | 0.21821 | 0.21821 | 0.21821 | 0.21821 | [11 empty] | Big Sandy Peaker Plant LLC | 100 | Middle River Power II LLC | 100
Big Sandy Peaker Plant | 55284_G_BSG2 | 55284 | G | BSG2 | 4425 | Combustion Turbine |  | PJM_West | West Virginia | 54 | Wayne | 99 | 54099 | 50 | 11141 | 2001 | 9999 |  |  | N | Natural Gas |  |  |  | H2O | [8 empty] | 2.7 | 0.19436 | 0.19436 | 0.19436 | 0.19436 | [11 empty] | Big Sandy Peaker Plant LLC | 100 | Middle River Power II LLC | 100
Big Sandy Peaker Plant | 55284_G_BSG3 | 55284 | G | BSG3 | 4426 | Combustion Turbine |  | PJM_West | West Virginia | 54 | Wayne | 99 | 54099 | 50 | 11141 | 2001 | 9999 |  |  | N | Natural Gas |  |  |  | H2O | [8 empty] | 2.7 | 0.20598 | 0.20598 | 0.20598 | 0.20598 | [11 empty] | Big Sandy Peaker Plant LLC | 100 | Middle River Power II LLC | 100
Big Sandy Peaker Plant | 55284_G_BSG4 | 55284 | G | BSG4 | 4427 | Combustion Turbine |  | PJM_West | West Virginia | 54 | Wayne | 99 | 54099 | 50 | 11141 | 2001 | 9999 |  |  | N | Natural Gas |  |  |  | H2O | [8 empty] | 2.7 | 0.18171 | 0.18171 | 0.18171 | 0.18171 | [11 empty] | Big Sandy Peaker Plant LLC | 100 | Middle River Power II LLC | 100
Big Sandy Peaker Plant | 55284_G_BSG5 | 55284 | G | BSG5 | 4428 | Combustion Turbine |  | PJM_West | West Virginia | 54 | Wayne | 99 | 54099 | 50 | 11141 | 2001 | 9999 |  |  | N | Natural Gas |  |  |  | H2O | [8 empty] | 2.7 | 0.18822 | 0.18822 | 0.18822 | 0.18822 | [11 empty] | Big Sandy Peaker Plant LLC | 100 | Middle River Power II LLC | 100
Big Sandy Peaker Plant | 55284_G_BSG6 | 55284 | G | BSG6 | 4429 | Combustion Turbine |  | PJM_West | West Virginia | 54 | Wayne | 99 | 54099 | 50 | 11141 | 2001 | 9999 |  |  | N | Natural Gas |  |  |  | H2O | [8 empty] | 2.7 | 0.18481 | 0.18481 | 0.18481 | 0.18481 | [11 empty] | Big Sandy Peaker Plant LLC | 100 | Middle River Power II LLC | 100
Wolf Hills Energy | 55285_G_WHG1 | 55285 | G | WHG1 | 4436 | Combustion Turbine |  | PJM_West | Virginia | 51 | Washington | 191 | 51191 | 50 | 11120 | 2001 | 9999 |  |  | N | Natural Gas |  |  |  | H2O | [8 empty] | 2.64 | 0.23 | 0.23 | 0.23 | 0.23 | [11 empty] | Wolf Hills Energy LLC (Middle River) | 100 | Middle River Power II LLC | 100
Wolf Hills Energy | 55285_G_WHG2 | 55285 | G | WHG2 | 4437 | Combustion Turbine |  | PJM_West | Virginia | 51 | Washington | 191 | 51191 | 50 | 11120 | 2001 | 9999 |  |  | N | Natural Gas |  |  |  | H2O | [8 empty] | 2.64 | 0.22846 | 0.22846 | 0.22846 | 0.22846 | [11 empty] | Wolf Hills Energy LLC (Middle River) | 100 | Middle River Power II LLC | 100
Wolf Hills Energy | 55285_G_WHG3 | 55285 | G | WHG3 | 4438 | Combustion Turbine |  | PJM_West | Virginia | 51 | Washington | 191 | 51191 | 50 | 11120 | 2001 | 9999 |  |  | N | Natural Gas |  |  |  | H2O | [8 empty] | 2.64 | 0.23405 | 0.23405 | 0.23405 | 0.23405 | [11 empty] | Wolf Hills Energy LLC (Middle River) | 100 | Middle River Power II LLC | 100
Wolf Hills Energy | 55285_G_WHG4 | 55285 | G | WHG4 | 4439 | Combustion Turbine |  | PJM_West | Virginia | 51 | Washington | 191 | 51191 | 50 | 11120 | 2001 | 9999 |  |  | N | Natural Gas |  |  |  | H2O | [8 empty] | 2.64 | 0.24124 | 0.24124 | 0.24124 | 0.24124 | [11 empty] | Wolf Hills Energy LLC (Middle River) | 100 | Middle River Power II LLC | 100
Wolf Hills Energy | 55285_G_WHG5 | 55285 | G | WHG5 | 4440 | Combustion Turbine |  | PJM_West | Virginia | 51 | Washington | 191 | 51191 | 50 | 11120 | 2001 | 9999 |  |  | N | Natural Gas |  |  |  | H2O | [8 empty] | 2.64 | 0.24057 | 0.24057 | 0.24057 | 0.24057 | [11 empty] | Wolf Hills Energy LLC (Middle River) | 100 | Middle River Power II LLC | 100
Oleander Power Project LP | 55286_G_OG1 | 55286 | G | OG1 | 4446 | Combustion Turbine |  | FRCC | Florida | 12 | Brevard | 9 | 12009 | 155 | 10954 | 2002 | 9999 |  |  | N | Natural Gas, Distillate Fuel Oil |  |  |  | DLNB + H2O | [8 empty] | 0.001 | 0.03014 | 0.03014 | 0.03014 | 0.03014 | [11 empty] | Oleander Power Project LP | 100 | NextEra Energy Inc | 100
Oleander Power Project LP | 55286_G_OG2 | 55286 | G | OG2 | 4447 | Combustion Turbine |  | FRCC | Florida | 12 | Brevard | 9 | 12009 | 155 | 10958 | 2002 | 9999 |  |  | N | Natural Gas, Distillate Fuel Oil |  |  |  | DLNB + H2O | [8 empty] | 0.001 | 0.03615 | 0.03615 | 0.03615 | 0.03615 | [11 empty] | Oleander Power Project LP | 100 | NextEra Energy Inc | 100
Oleander Power Project LP | 55286_G_OG3 | 55286 | G | OG3 | 4448 | Combustion Turbine |  | FRCC | Florida | 12 | Brevard | 9 | 12009 | 155 | 10958 | 2002 | 9999 |  |  | N | Natural Gas, Distillate Fuel Oil |  |  |  | DLNB + H2O | [8 empty] | 0.001 | 0.03542 | 0.03542 | 0.03542 | 0.03542 | [11 empty] | Oleander Power Project LP | 100 | NextEra Energy Inc | 100
Oleander Power Project LP | 55286_G_OG4 | 55286 | G | OG4 | 4449 | Combustion Turbine |  | FRCC | Florida | 12 | Brevard | 9 | 12009 | 156 | 10958 | 2002 | 9999 |  |  | N | Natural Gas, Distillate Fuel Oil |  |  |  | DLNB + H2O | [8 empty] | 0.001 | 0.03527 | 0.03527 | 0.03527 | 0.03527 | [11 empty] | Oleander Power Project LP | 100 | NextEra Energy Inc | 100
Oleander Power Project LP | 55286_G_OG5 | 55286 | G | OG5 | 4450 | Combustion Turbine |  | FRCC | Florida | 12 | Brevard | 9 | 12009 | 157 | 10957 | 2007 | 9999 |  |  | N | Natural Gas, Distillate Fuel Oil |  |  |  | DLNB + H2O | [8 empty] | 0.001 | 0.03403 | 0.03403 | 0.03403 | 0.03403 | [11 empty] | Oleander Power Project LP | 100 | NextEra Energy Inc | 100
Storm Lake II | 55287_G_EXIS | 55287 | G | EXIS |  | Onshore Wind |  | MIS_IA | Iowa | 19 | Buena Vista | 21 | 19021 | 76.5 | 0 | 1999 | 9999 |  |  | N | Wind | [13 empty] | 0 | 0 | 0 | 0 | [11 empty] | Storm Lake Power Partners II LLC | 100 | ALLETE Inc | 100
Medway Hydro | 55288_G_MW01 | 55288 | G | MW01 |  | Hydro |  | NENG_ME | Maine | 23 | Penobscot | 19 | 23019 | 0.7 | 0 | 1923 | 9999 |  |  | N | Hydro | [13 empty] | 0 | 0 | 0 | 0 | [11 empty] | Black Bear Hydro Partners LLC | 100 | Brookfield Asset Management Inc | 100
Medway Hydro | 55288_G_MW02 | 55288 | G | MW02 |  | Hydro |  | NENG_ME | Maine | 23 | Penobscot | 19 | 23019 | 0.7 | 0 | 1923 | 9999 |  |  | N | Hydro | [13 empty] | 0 | 0 | 0 | 0 | [11 empty] | Black Bear Hydro Partners LLC | 100 | Brookfield Asset Management Inc | 100
Medway Hydro | 55288_G_MW03 | 55288 | G | MW03 |  | Hydro |  | NENG_ME | Maine | 23 | Penobscot | 19 | 23019 | 0.7 | 0 | 1923 | 9999 |  |  | N | Hydro | [13 empty] | 0 | 0 | 0 | 0 | [11 empty] | Black Bear Hydro Partners LLC | 100 | Brookfield Asset Management Inc | 100
Medway Hydro | 55288_G_MW04 | 55288 | G | MW04 |  | Hydro |  | NENG_ME | Maine | 23 | Penobscot | 19 | 23019 | 0.9 | 0 | 1925 | 9999 |  |  | N | Hydro | [13 empty] | 0 | 0 | 0 | 0 | [11 empty] | Black Bear Hydro Partners LLC | 100 | Brookfield Asset Management Inc | 100
Medway Hydro | 55288_G_MW05 | 55288 | G | MW05 |  | Hydro |  | NENG_ME | Maine | 23 | Penobscot | 19 | 23019 | 0.9 | 0 | 1925 | 9999 |  |  | N | Hydro | [13 empty] | 0 | 0 | 0 | 0 | [11 empty] | Black Bear Hydro Partners LLC | 100 | Brookfield Asset Management Inc | 100
Decatur Energy Center | 55292_G_CTG1 | 55292 | G | CTG1 | 4459 | Combined Cycle |  | S_C_TVA | Alabama | 1 | Morgan | 103 | 01103 | 155 | 7886 | 2002 | 9999 |  |  | N | Natural Gas |  |  |  | DLNB | SCR | [8 empty] | 0.0097419 | 0.0097419 | 0.0097419 | 0.0097419 | [11 empty] | Decatur Energy Center LLC | 100 | Capital Power Corp | 100
Decatur Energy Center | 55292_G_CTG2 | 55292 | G | CTG2 | 4460 | Combined Cycle |  | S_C_TVA | Alabama | 1 | Morgan | 103 | 01103 | 155 | 7886 | 2002 | 9999 |  |  | N | Natural Gas |  |  |  | DLNB | SCR | [8 empty] | 0.0097419 | 0.0097419 | 0.0097419 | 0.0097419 | [11 empty] | Decatur Energy Center LLC | 100 | Capital Power Corp | 100
Decatur Energy Center | 55292_G_STG1 | 55292 | G | STG1 | 4459 | Combined Cycle |  | S_C_TVA | Alabama | 1 | Morgan | 103 | 01103 | 260 | 7886 | 2002 | 9999 |  |  | N | Natural Gas |  |  |  | NH3 | SCR | [8 empty] | 0.0097419 | 0.0097419 | 0.0097419 | 0.0097419 | [11 empty] | Decatur Energy Center LLC | 100 | Capital Power Corp | 100
Decatur Energy Center | 55292_G_CTG3 | 55292 | G | CTG3 | 4461 | Combined Cycle |  | S_C_TVA | Alabama | 1 | Morgan | 103 | 01103 | 155 | 7886 | 2003 | 9999 |  |  | N | Natural Gas |  |  |  | DLNB | SCR | [8 empty] | 0.0097419 | 0.0097419 | 0.0097419 | 0.0097419 | [11 empty] | Decatur Energy Center LLC | 100 | Capital Power Corp | 100
Morgan Energy Center | 55293_G_CTG2 | 55293 | G | CTG2 | 4463 | Combined Cycle |  | S_C_TVA | Alabama | 1 | Morgan | 103 | 01103 | 161 | 7062 | 2003 | 9999 |  |  | Y | Natural Gas |  |  |  | DLNB | SCR | [8 empty] | 0.0079759 | 0.0079759 | 0.0079759 | 0.0079759 | [11 empty] | Morgan Energy Center LLC | 100 | Energy Capital Partners | 100
Morgan Energy Center | 55293_G_CTG3 | 55293 | G | CTG3 | 4464 | Combined Cycle |  | S_C_TVA | Alabama | 1 | Morgan | 103 | 01103 | 161 | 7062 | 2003 | 9999 |  |  | Y | Natural Gas |  |  |  | DLNB | SCR | [8 empty] | 0.0079759 | 0.0079759 | 0.0079759 | 0.0079759 | [11 empty] | Morgan Energy Center LLC | 100 | Energy Capital Partners | 100
Morgan Energy Center | 55293_G_STG1 | 55293 | G | STG1 | 4462 | Combined Cycle |  | S_C_TVA | Alabama | 1 | Morgan | 103 | 01103 | 266 | 7062 | 2003 | 9999 |  |  | Y | Natural Gas |  |  |  | DLNB | SCR | [8 empty] | 0.0079759 | 0.0079759 | 0.0079759 | 0.0079759 | [11 empty] | Morgan Energy Center LLC | 100 | Energy Capital Partners | 100
Morgan Energy Center | 55293_G_CTG1 | 55293 | G | CTG1 | 4462 | Combined Cycle |  | S_C_TVA | Alabama | 1 | Morgan | 103 | 01103 | 161 | 7062 | 2004 | 9999 |  |  | Y | Natural Gas |  |  |  | DLNB | SCR | [8 empty] | 0.0079759 | 0.0079759 | 0.0079759 | 0.0079759 | [11 empty] | Morgan Energy Center LLC | 100 | Energy Capital Partners | 100
Westbrook Energy Center Power Plant | 55294_G_GTG1 | 55294 | G | GTG1 | 4465 | Combined Cycle |  | NENG_ME | Maine | 23 | Cumberland | 5 | 23005 | 174.8 | 7183 | 2001 | 9999 |  |  | N | Natural Gas |  |  |  |  | SCR | [8 empty] | 0.019359 | 0.019359 | 0.019359 | 0.019359 | [11 empty] | Westbrook Energy Center LLC | 100 | Energy Capital Partners | 100
Westbrook Energy Center Power Plant | 55294_G_GTG2 | 55294 | G | GTG2 | 4466 | Combined Cycle |  | NENG_ME | Maine | 23 | Cumberland | 5 | 23005 | 173.9 | 7183 | 2001 | 9999 |  |  | N | Natural Gas |  |  |  |  | SCR | [8 empty] | 0.019359 | 0.019359 | 0.019359 | 0.019359 | [11 empty] | Westbrook Energy Center LLC | 100 | Energy Capital Partners | 100
Westbrook Energy Center Power Plant | 55294_G_STG3 | 55294 | G | STG3 | 4465 | Combined Cycle |  | NENG_ME | Maine | 23 | Cumberland | 5 | 23005 | 191.6 | 7183 | 2001 | 9999 |  |  | N | Natural Gas |  |  |  |  | SCR | [8 empty] | 0.019359 | 0.019359 | 0.019359 | 0.019359 | [11 empty] | Westbrook Energy Center LLC | 100 | Energy Capital Partners | 100
Blythe Energy Inc | 55295_G_CT1 | 55295 | G | CT1 | 4467 | Combined Cycle |  | WECC_SCE | California | 6 | Riverside | 65 | 06065 | 156.5 | 7354 | 2003 | 9999 |  |  | N | Natural Gas |  |  |  |  | SCR | [8 empty] | 0.0082394 | 0.0082394 | 0.0082394 | 0.0082394 | [11 empty] | Blythe Energy Inc | 100 | AltaGas Ltd | 100
Blythe Energy Inc | 55295_G_CT2 | 55295 | G | CT2 | 4468 | Combined Cycle |  | WECC_SCE | California | 6 | Riverside | 65 | 06065 | 156.5 | 7354 | 2003 | 9999 |  |  | N | Natural Gas |  |  |  |  | SCR | [8 empty] | 0.0082394 | 0.0082394 | 0.0082394 | 0.0082394 | [11 empty] | Blythe Energy Inc | 100 | AltaGas Ltd | 100
Blythe Energy Inc | 55295_G_ST1 | 55295 | G | ST1 | 4467 | Combined Cycle |  | WECC_SCE | California | 6 | Riverside | 65 | 06065 | 201 | 7354 | 2003 | 9999 |  |  | N | Natural Gas |  |  |  |  | SCR | [8 empty] | 0.0082394 | 0.0082394 | 0.0082394 | 0.0082394 | [11 empty] | Blythe Energy Inc | 100 | AltaGas Ltd | 100
Calumet Energy Team LLC | 55296_G_CT11 | 55296 | G | CT11 | 4469 | Combustion Turbine |  | PJM_COMD | Illinois | 17 | Cook | 31 | 17031 | 157.2 | 10745 | 2002 | 2045 |  |  | N | Natural Gas |  |  |  | DLNB | [8 empty] | 1 | 0.09406 | 0.09406 | 0.09406 | 0.09406 | [11 empty] | J Calumet Energy Team LLC | 100 | Vistra Energy | 100
Calumet Energy Team LLC | 55296_G_CT12 | 55296 | G | CT12 | 4470 | Combustion Turbine |  | PJM_COMD | Illinois | 17 | Cook | 31 | 17031 | 162.5 | 10745 | 2002 | 2045 |  |  | N | Natural Gas |  |  |  | DLNB | [8 empty] | 1 | 0.08097 | 0.08097 | 0.08097 | 0.08097 | [11 empty] | J Calumet Energy Team LLC | 100 | Vistra Energy | 100
New Covert Generating Facility | 55297_G_1 | 55297 | G | 1 | 4471 | Combined Cycle |  | MIS_LMI | Michigan | 26 | Van Buren | 159 | 26159 | 220.5 | 7131 | 2004 | 9999 |  |  | N | Natural Gas |  |  |  | DLNB | SCR | [8 empty] | 0.0075951 | 0.0075951 | 0.0075951 | 0.0075951 | [11 empty] | New Covert Generating Co LLC | 100 | ArcLight Capital Partners LLC | 100
New Covert Generating Facility | 55297_G_1A | 55297 | G | 1A | 4471 | Combined Cycle |  | MIS_LMI | Michigan | 26 | Van Buren | 159 | 26159 | 134 | 7131 | 2004 | 9999 |  |  | N | Natural Gas |  |  |  | LNB | SCR | [8 empty] | 0.0075951 | 0.0075951 | 0.0075951 | 0.0075951 | [11 empty] | New Covert Generating Co LLC | 100 | ArcLight Capital Partners LLC | 100
New Covert Generating Facility | 55297_G_2 | 55297 | G | 2 | 4472 | Combined Cycle |  | MIS_LMI | Michigan | 26 | Van Buren | 159 | 26159 | 218.2 | 7131 | 2004 | 9999 |  |  | N | Natural Gas |  |  |  | DLNB | SCR | [8 empty] | 0.0073027 | 0.0073027 | 0.0073027 | 0.0073027 | [11 empty] | New Covert Generating Co LLC | 100 | ArcLight Capital Partners LLC | 100
New Covert Generating Facility | 55297_G_2A | 55297 | G | 2A | 4472 | Combined Cycle |  | MIS_LMI | Michigan | 26 | Van Buren | 159 | 26159 | 134 | 7131 | 2004 | 9999 |  |  | N | Natural Gas |  |  |  | LNB | SCR | [8 empty] | 0.0073027 | 0.0073027 | 0.0073027 | 0.0073027 | [11 empty] | New Covert Generating Co LLC | 100 | ArcLight Capital Partners LLC | 100
New Covert Generating Facility | 55297_G_3 | 55297 | G | 3 | 4473 | Combined Cycle |  | MIS_LMI | Michigan | 26 | Van Buren | 159 | 26159 | 214.8 | 7131 | 2004 | 9999 |  |  | N | Natural Gas |  |  |  | DLNB | SCR | [8 empty] | 0.0081725 | 0.0081725 | 0.0081725 | 0.0081725 | [11 empty] | New Covert Generating Co LLC | 100 | ArcLight Capital Partners LLC | 100
New Covert Generating Facility | 55297_G_3A | 55297 | G | 3A | 4473 | Combined Cycle |  | MIS_LMI | Michigan | 26 | Van Buren | 159 | 26159 | 134 | 7131 | 2004 | 9999 |  |  | N | Natural Gas |  |  |  | LNB | SCR | [8 empty] | 0.0081725 | 0.0081725 | 0.0081725 | 0.0081725 | [11 empty] | New Covert Generating Co LLC | 100 | ArcLight Capital Partners LLC | 100
Fairless Energy Center | 55298_G_CT1A | 55298 | G | CT1A | 4475 | Combined Cycle |  | PJM_EMAC | Pennsylvania | 42 | Bucks | 17 | 42017 | 183 | 7184 | 2004 | 9999 |  |  | N | Natural Gas |  |  |  | DLNB | SCR | [8 empty] | 0.0067752 | 0.0067752 | 0.0067752 | 0.0067752 | [11 empty] | Fairless Energy LLC | 100 | Starwood Capital Group Global LLC | 100
Fairless Energy Center | 55298_G_CT1B | 55298 | G | CT1B | 4476 | Combined Cycle |  | PJM_EMAC | Pennsylvania | 42 | Bucks | 17 | 42017 | 191 | 7184 | 2004 | 9999 |  |  | N | Natural Gas |  |  |  | DLNB | SCR | [8 empty] | 0.0067752 | 0.0067752 | 0.0067752 | 0.0067752 | [11 empty] | Fairless Energy LLC | 100 | Starwood Capital Group Global LLC | 100
Fairless Energy Center | 55298_G_CT2A | 55298 | G | CT2A | 88254 | Combined Cycle |  | PJM_EMAC | Pennsylvania | 42 | Bucks | 17 | 42017 | 198 | 7184 | 2004 | 9999 |  |  | N | Natural Gas |  |  |  | DLNB | SCR | [8 empty] | 0.0072691 | 0.0072691 | 0.0072691 | 0.0072691 | [11 empty] | Fairless Energy LLC | 100 | Starwood Capital Group Global LLC | 100
Fairless Energy Center | 55298_G_CT2B | 55298 | G | CT2B | 88255 | Combined Cycle |  | PJM_EMAC | Pennsylvania | 42 | Bucks | 17 | 42017 | 198 | 7184 | 2004 | 9999 |  |  | N | Natural Gas |  |  |  | DLNB | SCR | [8 empty] | 0.0072691 | 0.0072691 | 0.0072691 | 0.0072691 | [11 empty] | Fairless Energy LLC | 100 | Starwood Capital Group Global LLC | 100
Fairless Energy Center | 55298_G_ST1 | 55298 | G | ST1 | 4475 | Combined Cycle |  | PJM_EMAC | Pennsylvania | 42 | Bucks | 17 | 42017 | 258 | 7184 | 2004 | 9999 |  |  | N | Natural Gas |  |  |  | LNB | SCR | [8 empty] | 0.0067752 | 0.0067752 | 0.0067752 | 0.0067752 | [11 empty] | Fairless Energy LLC | 100 | Starwood Capital Group Global LLC | 100
Fairless Energy Center | 55298_G_ST2 | 55298 | G | ST2 | 88254 | Combined Cycle |  | PJM_EMAC | Pennsylvania | 42 | Bucks | 17 | 42017 | 258 | 7184 | 2004 | 9999 |  |  | N | Natural Gas |  |  |  | LNB | SCR | [8 empty] | 0.0072691 | 0.0072691 | 0.0072691 | 0.0072691 | [11 empty] | Fairless Energy LLC | 100 | Starwood Capital Group Global LLC | 100
Channel Energy Center LLC | 55299_G_CTG1 | 55299 | G | CTG1 | 4477 | Combined Cycle |  | ERC_REST | Texas | 48 | Harris | 201 | 48201 | 185 | 5500 | 2001 | 9999 |  |  | Y | Natural Gas |  |  |  |  | SCR | [8 empty] | 0.0096651 | 0.0096651 | 0.0096651 | 0.0096651 | [11 empty] | Channel Energy Center | 100 | Energy Capital Partners | 100
Channel Energy Center LLC | 55299_G_CTG2 | 55299 | G | CTG2 | 4478 | Combined Cycle |  | ERC_REST | Texas | 48 | Harris | 201 | 48201 | 185 | 5500 | 2002 | 9999 |  |  | Y | Natural Gas |  |  |  |  | SCR | [8 empty] | 0.0096651 | 0.0096651 | 0.0096651 | 0.0096651 | [11 empty] | Channel Energy Center | 100 | Energy Capital Partners | 100
Channel Energy Center LLC | 55299_G_ST-1 | 55299 | G | ST-1 | 4477 | Combined Cycle |  | ERC_REST | Texas | 48 | Harris | 201 | 48201 | 215 | 5500 | 2002 | 9999 |  |  | Y | Natural Gas |  |  |  | NH3 | SCR | [8 empty] | 0.0096651 | 0.0096651 | 0.0096651 | 0.0096651 | [11 empty] | Channel Energy Center | 100 | Energy Capital Partners | 100
Channel Energy Center LLC | 55299_G_CTG3 | 55299 | G | CTG3 | 4479 | Combined Cycle |  | ERC_REST | Texas | 48 | Harris | 201 | 48201 | 183 | 5500 | 2014 | 9999 |  |  | Y | Natural Gas |  |  |  |  | SCR | [8 empty] | 0.0096651 | 0.0096651 | 0.0096651 | 0.0096651 | [11 empty] | Channel Energy Center | 100 | Energy Capital Partners | 100
Baconton Power Plant | 55304_G_CT1 | 55304 | G | CT1 | 4484 | Combustion Turbine |  | S_SOU | Georgia | 13 | Mitchell | 205 | 13205 | 49 | 10745 | 2000 | 9999 |  |  | N | Natural Gas, Distillate Fuel Oil |  |  |  | H2O | [8 empty] | 0.515 | 0.09878 | 0.09878 | 0.09878 | 0.09878 | [11 empty] | Baconton Power LLC | 100 | Royal Dutch Shell plc | 100
Baconton Power Plant | 55304_G_CT4 | 55304 | G | CT4 | 4485 | Combustion Turbine |  | S_SOU | Georgia | 13 | Mitchell | 205 | 13205 | 49 | 10745 | 2000 | 9999 |  |  | N | Natural Gas, Distillate Fuel Oil |  |  |  | H2O | [8 empty] | 0.515 | 0.09582 | 0.09582 | 0.09582 | 0.09582 | [11 empty] | Baconton Power LLC | 100 | Royal Dutch Shell plc | 100
Baconton Power Plant | 55304_G_CT5 | 55304 | G | CT5 | 4486 | Combustion Turbine |  | S_SOU | Georgia | 13 | Mitchell | 205 | 13205 | 49 | 10745 | 2000 | 9999 |  |  | N | Natural Gas, Distillate Fuel Oil |  |  |  | H2O | [8 empty] | 0.515 | 0.10205 | 0.10205 | 0.10205 | 0.10205 | [11 empty] | Baconton Power LLC | 100 | Royal Dutch Shell plc | 100
Baconton Power Plant | 55304_G_CT6 | 55304 | G | CT6 | 4487 | Combustion Turbine |  | S_SOU | Georgia | 13 | Mitchell | 205 | 13205 | 49 | 10745 | 2000 | 9999 |  |  | N | Natural Gas, Distillate Fuel Oil |  |  |  | H2O | [8 empty] | 0.515 | 0.09797 | 0.09797 | 0.09797 | 0.09797 | [11 empty] | Baconton Power LLC | 100 | Royal Dutch Shell plc | 100
Gila River Power Block 4 | 55306_G_CTG7 | 55306 | G | CTG7 | 8520 | Combined Cycle |  | WECC_AZ | Arizona | 4 | Maricopa | 13 | 04013 | 146 | 7534 | 2003 | 9999 |  |  | N | Natural Gas |  |  |  | DLNB | SCR | [8 empty] | 0.011868 | 0.011868 | 0.011868 | 0.011868 | [11 empty] | Gila River Energy Supply LLC | 100 | Entegra Power Group LLC | 100
Gila River Power Block 4 | 55306_G_CTG8 | 55306 | G | CTG8 | 8522 | Combined Cycle |  | WECC_AZ | Arizona | 4 | Maricopa | 13 | 04013 | 146 | 7534 | 2003 | 9999 |  |  | N | Natural Gas |  |  |  | DLNB | SCR | [8 empty] | 0.011868 | 0.011868 | 0.011868 | 0.011868 | [11 empty] | Gila River Energy Supply LLC | 100 | Entegra Power Group LLC | 100
Gila River Power Block 4 | 55306_G_ST12 | 55306 | G | ST12 | 8520 | Combined Cycle |  | WECC_AZ | Arizona | 4 | Maricopa | 13 | 04013 | 223 | 7534 | 2003 | 9999 |  |  | N | Natural Gas |  |  |  | LNB | SCR | [8 empty] | 0.011868 | 0.011868 | 0.011868 | 0.011868 | [11 empty] | Gila River Energy Supply LLC | 100 | Entegra Power Group LLC | 100
Calvert City | 55308_G_GEN1 | 55308 | G | GEN1 | 88083 | Combustion Turbine |  | S_C_TVA | Kentucky | 21 | Marshall | 157 | 21157 | 23 | 8700 | 2000 | 9999 |  |  | Y | Natural Gas | [12 empty] | 4 | 0.07824 | 0.07824 | 0.07824 | 0.07824 | [11 empty] | DTE Calvert City LLC | 100 | DTE Energy Co | 100
Air Products Port Arthur | 55309_G_GEN1 | 55309 | G | GEN1 |  | Combustion Turbine |  | MIS_WOTA | Texas | 48 | Jefferson | 245 | 48245 | 33.2 | 8700 | 2000 | 9999 |  |  | Y | Natural Gas | [12 empty] | 1.09 | 0.0047 | 0.0047 | 0.0047 | 0.0047 | [11 empty] | Air Products & Chemicals Inc | 100 | Air Products & Chemicals Inc | 100
Air Products Port Arthur | 55309_G_GEN4 | 55309 | G | GEN4 |  | Combustion Turbine |  | MIS_WOTA | Texas | 48 | Jefferson | 245 | 48245 | 72.4 | 8700 | 2006 | 9999 |  |  | Y | Natural Gas |  |  |  |  | SCR | [8 empty] | 0.01916 | 0.01916 | 0.01916 | 0.01916 | [11 empty] | Air Products & Chemicals Inc | 100 | Air Products & Chemicals Inc | 100
Air Products Port Arthur | 55309_B_HRSG | 55309 | B | HRSG |  | Fossil Waste |  | MIS_WOTA | Texas | 48 | Jefferson | 245 | 48245 | 20.5 | 6690 | 2007 | 9999 |  |  | Y | Fossil Waste |  |  |  | NH3 | SCR | [8 empty] | 0.05352 | 0.05352 | 0.05352 | 0.05352 | [11 empty] | Air Products & Chemicals Inc | 100 | Air Products & Chemicals Inc | 100
Air Products Port Arthur | 55309_G_GEN 5 | 55309 | G | GEN 5 |  | Combustion Turbine |  | MIS_WOTA | Texas | 48 | Jefferson | 245 | 48245 | 32.8 | 8700 | 2012 | 9999 |  |  | Y | Natural Gas |  |  |  |  | SCR | [8 empty] | 0.00523 | 0.00523 | 0.00523 | 0.00523 | [11 empty] | Air Products & Chemicals Inc | 100 | Air Products & Chemicals Inc | 100
Ingleside Cogeneration | 55313_G_CTG1 | 55313 | G | CTG1 |  | Combined Cycle |  | ERC_REST | Texas | 48 | San Patricio | 409 | 48409 | 155 | 5500 | 1999 | 9999 |  |  | Y | Natural Gas | [13 empty] | 0.02355 | 0.02355 | 0.02355 | 0.02355 | [11 empty] | Ingleside Cogeneration LP | 98 | ConocoPhillips | 98
Ingleside Cogeneration | 55313_G_CTG2 | 55313 | G | CTG2 |  | Combined Cycle |  | ERC_REST | Texas | 48 | San Patricio | 409 | 48409 | 155 | 5500 | 1999 | 9999 |  |  | Y | Natural Gas | [13 empty] | 0.02355 | 0.02355 | 0.02355 | 0.02355 | [11 empty] | Ingleside Cogeneration LP | 98 | ConocoPhillips | 98
Ingleside Cogeneration | 55313_G_STG | 55313 | G | STG |  | Fossil Waste |  | ERC_REST | Texas | 48 | San Patricio | 409 | 48409 | 150 | 5022 | 1999 | 9999 |  |  | Y | Fossil Waste | [13 empty] | 0.05352 | 0.05352 | 0.05352 | 0.05352 | [11 empty] | Ingleside Cogeneration LP | 98 | ConocoPhillips | 98
Fore River Generating Station | 55317_G_GT11 | 55317 | G | GT11 | 4488 | Combined Cycle |  | NENGREST | Massachusetts | 25 | Norfolk | 21 | 25021 | 228.8 | 7470 | 2003 | 9999 |  |  | N | Natural Gas, Distillate Fuel Oil |  |  |  | DLNB + H2O | SCR | [8 empty] | 0.0065281 | 0.0065281 | 0.0065281 | 0.0065281 | [11 empty] | Calpine Corp | 100 | Energy Capital Partners | 100
Fore River Generating Station | 55317_G_GT12 | 55317 | G | GT12 | 4489 | Combined Cycle |  | NENGREST | Massachusetts | 25 | Norfolk | 21 | 25021 | 228.1 | 7470 | 2003 | 9999 |  |  | N | Natural Gas, Distillate Fuel Oil |  |  |  | DLNB + H2O | SCR | [8 empty] | 0.0065281 | 0.0065281 | 0.0065281 | 0.0065281 | [11 empty] | Calpine Corp | 100 | Energy Capital Partners | 100
Fore River Generating Station | 55317_G_ST15 | 55317 | G | ST15 | 4488 | Combined Cycle |  | NENGREST | Massachusetts | 25 | Norfolk | 21 | 25021 | 269.1 | 7470 | 2003 | 9999 |  |  | N | Natural Gas, Distillate Fuel Oil |  |  |  | LNB | SCR | [8 empty] | 0.0065281 | 0.0065281 | 0.0065281 | 0.0065281 | [11 empty] | Calpine Corp | 100 | Energy Capital Partners | 100
Wise County Power LLC | 55320_G_GT1 | 55320 | G | GT1 | 8524 | Combined Cycle |  | ERC_REST | Texas | 48 | Wise | 497 | 48497 | 225 | 7281 | 2004 | 9999 |  |  | N | Natural Gas |  |  |  | DLNB | SCR | [8 empty] | 0.019442 | 0.019442 | 0.019442 | 0.019442 | [11 empty] | Wise County Power Co LP | 100 | ENGIE SA | 100
Wise County Power LLC | 55320_G_GT2 | 55320 | G | GT2 | 8526 | Combined Cycle |  | ERC_REST | Texas | 48 | Wise | 497 | 48497 | 225 | 7281 | 2004 | 9999 |  |  | N | Natural Gas |  |  |  | DLNB | SCR | [8 empty] | 0.019442 | 0.019442 | 0.019442 | 0.019442 | [11 empty] | Wise County Power Co LP | 100 | ENGIE SA | 100
Wise County Power LLC | 55320_G_ST1 | 55320 | G | ST1 | 8524 | Combined Cycle |  | ERC_REST | Texas | 48 | Wise | 497 | 48497 | 230 | 7281 | 2004 | 9999 |  |  | N | Natural Gas |  |  |  | LNB + NH3 | SCR | [8 empty] | 0.019442 | 0.019442 | 0.019442 | 0.019442 | [11 empty] | Wise County Power Co LP | 100 | ENGIE SA | 100
Chuck Lenzie Generating Station | 55322_G_CTG1 | 55322 | G | CTG1 | 9006 | Combined Cycle |  | WECC_SNV | Nevada | 32 | Clark | 3 | 32003 | 165 | 7244 | 2006 | 9999 |  |  | N | Natural Gas |  |  |  | DLNB | SCR | [8 empty] | 0.010179 | 0.010179 | 0.010179 | 0.010179 | [11 empty] | Nevada Power Co | 100 | Berkshire Hathaway Inc | 100
Chuck Lenzie Generating Station | 55322_G_CTG2 | 55322 | G | CTG2 | 9007 | Combined Cycle |  | WECC_SNV | Nevada | 32 | Clark | 3 | 32003 | 165 | 7244 | 2006 | 9999 |  |  | N | Natural Gas |  |  |  | DLNB | SCR | [8 empty] | 0.010179 | 0.010179 | 0.010179 | 0.010179 | [11 empty] | Nevada Power Co | 100 | Berkshire Hathaway Inc | 100
Chuck Lenzie Generating Station | 55322_G_CTG3 | 55322 | G | CTG3 | 9008 | Combined Cycle |  | WECC_SNV | Nevada | 32 | Clark | 3 | 32003 | 165 | 7244 | 2006 | 9999 |  |  | N | Natural Gas |  |  |  | DLNB | SCR | [8 empty] | 0.010218 | 0.010218 | 0.010218 | 0.010218 | [11 empty] | Nevada Power Co | 100 | Berkshire Hathaway Inc | 100
Chuck Lenzie Generating Station | 55322_G_CTG4 | 55322 | G | CTG4 | 9009 | Combined Cycle |  | WECC_SNV | Nevada | 32 | Clark | 3 | 32003 | 165 | 7244 | 2006 | 9999 |  |  | N | Natural Gas |  |  |  | DLNB | SCR | [8 empty] | 0.010218 | 0.010218 | 0.010218 | 0.010218 | [11 empty] | Nevada Power Co | 100 | Berkshire Hathaway Inc | 100
Chuck Lenzie Generating Station | 55322_G_ST1 | 55322 | G | ST1 | 9006 | Combined Cycle |  | WECC_SNV | Nevada | 32 | Clark | 3 | 32003 | 255 | 7244 | 2006 | 9999 |  |  | N | Natural Gas |  |  |  | DLNB | SCR | [8 empty] | 0.010179 | 0.010179 | 0.010179 | 0.010179 | [11 empty] | Nevada Power Co | 100 | Berkshire Hathaway Inc | 100
Chuck Lenzie Generating Station | 55322_G_ST2 | 55322 | G | ST2 | 9008 | Combined Cycle |  | WECC_SNV | Nevada | 32 | Clark | 3 | 32003 | 255 | 7244 | 2006 | 9999 |  |  | N | Natural Gas |  |  |  | DLNB | SCR | [8 empty] | 0.010218 | 0.010218 | 0.010218 | 0.010218 | [11 empty] | Nevada Power Co | 100 | Berkshire Hathaway Inc | 100
Baytown Energy Center | 55327_G_CTG1 | 55327 | G | CTG1 | 4097 | Combined Cycle |  | ERC_REST | Texas | 48 | Chambers | 71 | 48071 | 165 | 6658 | 2002 | 9999 |  |  | Y | Natural Gas |  |  |  |  | SCR | [8 empty] | 0.01004 | 0.01004 | 0.01004 | 0.01004 | [11 empty] | Calpine Central LP | 100 | Energy Capital Partners | 100
Baytown Energy Center | 55327_G_CTG2 | 55327 | G | CTG2 | 4098 | Combined Cycle |  | ERC_REST | Texas | 48 | Chambers | 71 | 48071 | 165 | 6658 | 2002 | 9999 |  |  | Y | Natural Gas |  |  |  |  | SCR | [8 empty] | 0.01004 | 0.01004 | 0.01004 | 0.01004 | [11 empty] | Calpine Central LP | 100 | Energy Capital Partners | 100
Baytown Energy Center | 55327_G_CTG3 | 55327 | G | CTG3 | 4099 | Combined Cycle |  | ERC_REST | Texas | 48 | Chambers | 71 | 48071 | 165 | 6658 | 2002 | 9999 |  |  | Y | Natural Gas |  |  |  |  | SCR | [8 empty] | 0.01004 | 0.01004 | 0.01004 | 0.01004 | [11 empty] | Calpine Central LP | 100 | Energy Capital Partners | 100
Baytown Energy Center | 55327_G_STG1 | 55327 | G | STG1 | 4097 | Combined Cycle |  | ERC_REST | Texas | 48 | Chambers | 71 | 48071 | 275 | 6658 | 2002 | 9999 |  |  | Y | Natural Gas |  |  |  |  | SCR | [8 empty] | 0.01004 | 0.01004 | 0.01004 | 0.01004 | [11 empty] | Calpine Central LP | 100 | Energy Capital Partners | 100
Hermiston Power Partnership | 55328_G_CTG1 | 55328 | G | CTG1 | 4493 | Combined Cycle |  | WECC_PNW | Oregon | 41 | Umatilla | 59 | 41059 | 184 | 7165 | 2002 | 9999 |  |  | N | Natural Gas |  |  |  | DLNB | SCR | [8 empty] | 0.015261 | 0.015261 | 0.015261 | 0.015261 | [11 empty] | Hermiston Power Partnership | 100 | Energy Capital Partners | 100
Hermiston Power Partnership | 55328_G_CTG2 | 55328 | G | CTG2 | 4494 | Combined Cycle |  | WECC_PNW | Oregon | 41 | Umatilla | 59 | 41059 | 184 | 7165 | 2002 | 9999 |  |  | N | Natural Gas |  |  |  | DLNB | SCR | [8 empty] | 0.015261 | 0.015261 | 0.015261 | 0.015261 | [11 empty] | Hermiston Power Partnership | 100 | Energy Capital Partners | 100
Hermiston Power Partnership | 55328_G_STG1 | 55328 | G | STG1 | 4493 | Combined Cycle |  | WECC_PNW | Oregon | 41 | Umatilla | 59 | 41059 | 247 | 7165 | 2002 | 9999 |  |  | N | Natural Gas |  |  |  | LNB | SCR | [8 empty] | 0.015261 | 0.015261 | 0.015261 | 0.015261 | [11 empty] | Hermiston Power Partnership | 100 | Energy Capital Partners | 100
Washington County Power LLC | 55332_G_1 | 55332 | G | 1 | 4503 | Combustion Turbine |  | S_SOU | Georgia | 13 | Washington | 303 | 13303 | 151 | 10745 | 2003 | 9999 |  |  | N | Natural Gas |  |  |  | DLNB | [8 empty] | 0.33 | 0.03397 | 0.03397 | 0.03397 | 0.03397 | [11 empty] | Washington County Power LLC | 100 | Carlyle Group (The) | 100
Washington County Power LLC | 55332_G_2 | 55332 | G | 2 | 4504 | Combustion Turbine |  | S_SOU | Georgia | 13 | Washington | 303 | 13303 | 157.9 | 10745 | 2003 | 9999 |  |  | N | Natural Gas |  |  |  | DLNB | [8 empty] | 0.33 | 0.04458 | 0.04458 | 0.04458 | 0.04458 | [11 empty] | Washington County Power LLC | 100 | Carlyle Group (The) | 100
Washington County Power LLC | 55332_G_3 | 55332 | G | 3 | 4505 | Combustion Turbine |  | S_SOU | Georgia | 13 | Washington | 303 | 13303 | 150 | 10745 | 2003 | 9999 |  |  | N | Natural Gas |  |  |  | DLNB | [8 empty] | 0.33 | 0.04214 | 0.04214 | 0.04214 | 0.04214 | [11 empty] | Washington County Power LLC | 100 | Carlyle Group (The) | 100
Washington County Power LLC | 55332_G_4 | 55332 | G | 4 | 4506 | Combustion Turbine |  | S_SOU | Georgia | 13 | Washington | 303 | 13303 | 156.6 | 10745 | 2003 | 9999 |  |  | N | Natural Gas |  |  |  | DLNB | [8 empty] | 0.33 | 0.02651 | 0.02651 | 0.02651 | 0.02651 | [11 empty] | Washington County Power LLC | 100 | Carlyle Group (The) | 100
Delta Energy Center | 55333_G_CTG1 | 55333 | G | CTG1 | 3739 | Combined Cycle |  | WEC_CALN | California | 6 | Contra Costa | 13 | 06013 | 176 | 7482 | 2002 | 9999 |  |  | N | Natural Gas |  |  |  | NH3 | SCR | [8 empty] | 0.0086053 | 0.0086053 | 0.0086053 | 0.0086053 | [11 empty] | Delta Energy Center LLC | 100 | Energy Capital Partners | 100
Delta Energy Center | 55333_G_CTG2 | 55333 | G | CTG2 | 3740 | Combined Cycle |  | WEC_CALN | California | 6 | Contra Costa | 13 | 06013 | 165 | 7482 | 2002 | 9999 |  |  | N | Natural Gas |  |  |  | NH3 | SCR | [8 empty] | 0.0086053 | 0.0086053 | 0.0086053 | 0.0086053 | [11 empty] | Delta Energy Center LLC | 100 | Energy Capital Partners | 100
Delta Energy Center | 55333_G_CTG3 | 55333 | G | CTG3 | 3741 | Combined Cycle |  | WEC_CALN | California | 6 | Contra Costa | 13 | 06013 | 165 | 7482 | 2002 | 9999 |  |  | N | Natural Gas |  |  |  | NH3 | SCR | [8 empty] | 0.0086053 | 0.0086053 | 0.0086053 | 0.0086053 | [11 empty] | Delta Energy Center LLC | 100 | Energy Capital Partners | 100
Delta Energy Center | 55333_G_STG1 | 55333 | G | STG1 | 3739 | Combined Cycle |  | WEC_CALN | California | 6 | Contra Costa | 13 | 06013 | 263.1 | 7482 | 2002 | 9999 |  |  | N | Natural Gas |  |  |  | LNB + NH3 | SCR | [8 empty] | 0.0086053 | 0.0086053 | 0.0086053 | 0.0086053 | [11 empty] | Delta Energy Center LLC | 100 | Energy Capital Partners | 100
Holland Energy Facility | 55334_G_CTG1 | 55334 | G | CTG1 | 4508 | Combined Cycle |  | MIS_IL | Illinois | 17 | Shelby | 173 | 17173 | 151.7 | 7684 | 2002 | 2045 |  |  | N | Natural Gas |  |  |  | DLNB | SCR | [7 empty] | 0.001 | 0.014859 | 0.014859 | 0.014859 | 0.014859 | [11 empty] | Holland Energy LLC (HERE Coop) | 100 | Hoosier Energy Rural Electric Coop Inc | 100
Holland Energy Facility | 55334_G_CTG2 | 55334 | G | CTG2 | 4509 | Combined Cycle |  | MIS_IL | Illinois | 17 | Shelby | 173 | 17173 | 146.2 | 7684 | 2002 | 2045 |  |  | N | Natural Gas |  |  |  | DLNB | SCR | [7 empty] | 0.001 | 0.014859 | 0.014859 | 0.014859 | 0.014859 | [11 empty] | Holland Energy LLC (HERE Coop) | 100 | Hoosier Energy Rural Electric Coop Inc | 100
Holland Energy Facility | 55334_G_STG1 | 55334 | G | STG1 | 4508 | Combined Cycle |  | MIS_IL | Illinois | 17 | Shelby | 173 | 17173 | 326.4 | 7684 | 2002 | 2045 |  |  | N | Natural Gas |  |  |  | LNB + NH3 | SCR | [8 empty] | 0.014859 | 0.014859 | 0.014859 | 0.014859 | [11 empty] | Holland Energy LLC (HERE Coop) | 100 | Hoosier Energy Rural Electric Coop Inc | 100
Ironwood LLC | 55337_G_CT1 | 55337 | G | CT1 | 88084 | Combined Cycle |  | PJM_WMAC | Pennsylvania | 42 | Lebanon | 75 | 42075 | 238.7 | 7260 | 2001 | 9999 |  |  | N | Natural Gas |  |  |  | DLNB + NH3 | [9 empty] | 0.013435 | 0.013435 | 0.013435 | 0.013435 | [11 empty] | Helix Ironwood LLC | 100 | LS Power Group | 100
Ironwood LLC | 55337_G_CT2 | 55337 | G | CT2 | 88085 | Combined Cycle |  | PJM_WMAC | Pennsylvania | 42 | Lebanon | 75 | 42075 | 241.7 | 7260 | 2001 | 9999 |  |  | N | Natural Gas |  |  |  | DLNB + NH3 | [9 empty] | 0.013435 | 0.013435 | 0.013435 | 0.013435 | [11 empty] | Helix Ironwood LLC | 100 | LS Power Group | 100
Ironwood LLC | 55337_G_ST4 | 55337 | G | ST4 | 88084 | Combined Cycle |  | PJM_WMAC | Pennsylvania | 42 | Lebanon | 75 | 42075 | 219.7 | 7260 | 2001 | 9999 |  |  | N | Natural Gas |  |  |  | DLNB + NH3 | [9 empty] | 0.013435 | 0.013435 | 0.013435 | 0.013435 | [11 empty] | Helix Ironwood LLC | 100 | LS Power Group | 100
Dell Power Station | 55340_G_CTG1 | 55340 | G | CTG1 | 4517 | Combined Cycle |  | S_D_AECI | Arkansas | 5 | Mississippi | 93 | 05093 | 147 | 7567 | 2007 | 9999 |  |  | N | Natural Gas, Distillate Fuel Oil |  |  |  | DLNB | SCR | [8 empty] | 0.0072927 | 0.0072927 | 0.0072927 | 0.0072927 | [11 empty] | Associated Electric Coop Inc | 100 | Associated Electric Coop Inc | 100
Dell Power Station | 55340_G_CTG2 | 55340 | G | CTG2 | 4518 | Combined Cycle |  | S_D_AECI | Arkansas | 5 | Mississippi | 93 | 05093 | 148 | 7567 | 2007 | 9999 |  |  | N | Natural Gas, Distillate Fuel Oil |  |  |  | DLNB | SCR | [8 empty] | 0.0072927 | 0.0072927 | 0.0072927 | 0.0072927 | [11 empty] | Associated Electric Coop Inc | 100 | Associated Electric Coop Inc | 100
Dell Power Station | 55340_G_STG | 55340 | G | STG | 4517 | Combined Cycle |  | S_D_AECI | Arkansas | 5 | Mississippi | 93 | 05093 | 151 | 7567 | 2007 | 9999 |  |  | N | Natural Gas, Distillate Fuel Oil |  |  |  | LNB | SCR | [8 empty] | 0.0072927 | 0.0072927 | 0.0072927 | 0.0072927 | [11 empty] | Associated Electric Coop Inc | 100 | Associated Electric Coop Inc | 100
Woodstock Windfarm | 55342_G_WIND | 55342 | G | WIND |  | Onshore Wind |  | MIS_MNWI | Minnesota | 27 | Pipestone | 117 | 27117 | 10.2 | 0 | 1999 | 9999 |  |  | N | Wind | [13 empty] | 0 | 0 | 0 | 0 | [11 empty] | Woodstock Hills LLC | 100 | Juhl Wind Inc | 100
Luna Energy Facility | 55343_G_CTG1 | 55343 | G | CTG1 | 4521 | Combined Cycle |  | WECC_NM | New Mexico | 35 | Luna | 29 | 35029 | 150.5 | 7809 | 2006 | 9999 |  |  | N | Natural Gas |  |  |  | DLNB | SCR | [7 empty] | 0.001 | 0.01085 | 0.01085 | 0.01085 | 0.01085 | [11 empty] | Public Service Co of New Mexico | 33.34 | PNM Resources Inc | 33.34
Luna Energy Facility | 55343_G_CTG2 | 55343 | G | CTG2 | 4522 | Combined Cycle |  | WECC_NM | New Mexico | 35 | Luna | 29 | 35029 | 150.5 | 7809 | 2006 | 9999 |  |  | N | Natural Gas |  |  |  | DLNB | SCR | [7 empty] | 0.001 | 0.01085 | 0.01085 | 0.01085 | 0.01085 | [11 empty] | Public Service Co of New Mexico | 33.34 | PNM Resources Inc | 33.34
Luna Energy Facility | 55343_G_STG1 | 55343 | G | STG1 | 4521 | Combined Cycle |  | WECC_NM | New Mexico | 35 | Luna | 29 | 35029 | 258 | 7809 | 2006 | 9999 |  |  | N | Natural Gas |  |  |  | NH3 | SCR | [7 empty] | 0.001 | 0.01085 | 0.01085 | 0.01085 | 0.01085 | [11 empty] | Public Service Co of New Mexico | 33.34 | PNM Resources Inc | 33.34
Otay Mesa Generating Project | 55345_G_1-01 | 55345 | G | 1-01 | 4523 | Combined Cycle |  | WEC_SDGE | California | 6 | San Diego | 73 | 06073 | 152.8 | 7217 | 2009 | 9999 |  |  | N | Natural Gas |  |  |  | DLNB | SCR | [8 empty] | 0.0068084 | 0.0068084 | 0.0068084 | 0.0068084 | [11 empty] | Otay Mesa Generating Co LLC | 100 | Energy Capital Partners | 100
Otay Mesa Generating Project | 55345_G_1-02 | 55345 | G | 1-02 | 4524 | Combined Cycle |  | WEC_SDGE | California | 6 | San Diego | 73 | 06073 | 152.8 | 7217 | 2009 | 9999 |  |  | N | Natural Gas |  |  |  | DLNB | SCR | [8 empty] | 0.0068084 | 0.0068084 | 0.0068084 | 0.0068084 | [11 empty] | Otay Mesa Generating Co LLC | 100 | Energy Capital Partners | 100
Otay Mesa Generating Project | 55345_G_1-03 | 55345 | G | 1-03 | 4523 | Combined Cycle |  | WEC_SDGE | California | 6 | San Diego | 73 | 06073 | 265.4 | 7217 | 2009 | 9999 |  |  | N | Natural Gas |  |  |  | NH3 | SCR | [8 empty] | 0.0068084 | 0.0068084 | 0.0068084 | 0.0068084 | [11 empty] | Otay Mesa Generating Co LLC | 100 | Energy Capital Partners | 100
Armstrong | 55347_G_1 | 55347 | G | 1 | 4531 | Combustion Turbine |  | PJM_AP | Pennsylvania | 42 | Armstrong | 5 | 42005 | 168.4 | 10745 | 2002 | 9999 |  |  | N | Natural Gas, Distillate Fuel Oil |  |  |  | DLNB + H2O | [8 empty] | 3.7 | 0.03071 | 0.03071 | 0.03071 | 0.03071 | [11 empty] | Armstrong Power LLC | 100 | LS Power Group | 100
Armstrong | 55347_G_2 | 55347 | G | 2 | 4532 | Combustion Turbine |  | PJM_AP | Pennsylvania | 42 | Armstrong | 5 | 42005 | 163.6 | 10745 | 2002 | 9999 |  |  | N | Natural Gas, Distillate Fuel Oil |  |  |  | DLNB + H2O | [8 empty] | 3.7 | 0.03029 | 0.03029 | 0.03029 | 0.03029 | [11 empty] | Armstrong Power LLC | 100 | LS Power Group | 100
Armstrong | 55347_G_3 | 55347 | G | 3 | 4533 | Combustion Turbine |  | PJM_AP | Pennsylvania | 42 | Armstrong | 5 | 42005 | 169 | 10745 | 2002 | 9999 |  |  | N | Natural Gas, Distillate Fuel Oil |  |  |  | DLNB + H2O | [8 empty] | 3.7 | 0.03156 | 0.03156 | 0.03156 | 0.03156 | [11 empty] | Armstrong Power LLC | 100 | LS Power Group | 100
Armstrong | 55347_G_4 | 55347 | G | 4 | 4534 | Combustion Turbine |  | PJM_AP | Pennsylvania | 42 | Armstrong | 5 | 42005 | 169.7 | 10745 | 2002 | 9999 |  |  | N | Natural Gas, Distillate Fuel Oil |  |  |  | DLNB + H2O | [8 empty] | 3.7 | 0.03288 | 0.03288 | 0.03288 | 0.03288 | [11 empty] | Armstrong Power LLC | 100 | LS Power Group | 100
Troy Energy LLC | 55348_G_1 | 55348 | G | 1 | 4535 | Combustion Turbine |  | PJM_ATSI | Ohio | 39 | Wood | 173 | 39173 | 178.5 | 10745 | 2002 | 9999 |  |  | N | Natural Gas, Distillate Fuel Oil |  |  |  | DLNB + H2O | [8 empty] | 0.5 | 0.03434 | 0.03434 | 0.03434 | 0.03434 | [11 empty] | Troy Energy LLC | 100 | LS Power Group | 100
Troy Energy LLC | 55348_G_2 | 55348 | G | 2 | 4536 | Combustion Turbine |  | PJM_ATSI | Ohio | 39 | Wood | 173 | 39173 | 173.1 | 10745 | 2002 | 9999 |  |  | N | Natural Gas, Distillate Fuel Oil |  |  |  | DLNB + H2O | [8 empty] | 0.5 | 0.03678 | 0.03678 | 0.03678 | 0.03678 | [11 empty] | Troy Energy LLC | 100 | LS Power Group | 100
Troy Energy LLC | 55348_G_3 | 55348 | G | 3 | 4537 | Combustion Turbine |  | PJM_ATSI | Ohio | 39 | Wood | 173 | 39173 | 173.4 | 10745 | 2002 | 9999 |  |  | N | Natural Gas, Distillate Fuel Oil |  |  |  | DLNB + H2O | [8 empty] | 0.5 | 0.03767 | 0.03767 | 0.03767 | 0.03767 | [11 empty] | Troy Energy LLC | 100 | LS Power Group | 100
Troy Energy LLC | 55348_G_4 | 55348 | G | 4 | 4538 | Combustion Turbine |  | PJM_ATSI | Ohio | 39 | Wood | 173 | 39173 | 176.1 | 10745 | 2002 | 9999 |  |  | N | Natural Gas, Distillate Fuel Oil |  |  |  | DLNB + H2O | [8 empty] | 0.5 | 0.03558 | 0.03558 | 0.03558 | 0.03558 | [11 empty] | Troy Energy LLC | 100 | LS Power Group | 100
Pleasants Energy LLC | 55349_G_1 | 55349 | G | 1 | 4539 | Combustion Turbine |  | PJM_AP | West Virginia | 54 | Pleasants | 73 | 54073 | 171.7 | 10745 | 2002 | 9999 |  |  | N | Natural Gas, Distillate Fuel Oil |  |  |  | DLNB + H2O | [8 empty] | 2.7 | 0.03115 | 0.03115 | 0.03115 | 0.03115 | [11 empty] | Pleasants Energy LLC | 100 | Vistra Energy | 100
Pleasants Energy LLC | 55349_G_2 | 55349 | G | 2 | 4540 | Combustion Turbine |  | PJM_AP | West Virginia | 54 | Pleasants | 73 | 54073 | 171.7 | 10745 | 2002 | 9999 |  |  | N | Natural Gas, Distillate Fuel Oil |  |  |  | DLNB + H2O | [8 empty] | 2.7 | 0.03193 | 0.03193 | 0.03193 | 0.03193 | [11 empty] | Pleasants Energy LLC | 100 | Vistra Energy | 100
Dresden Energy Facility | 55350_G_1 | 55350 | G | 1 | 8528 | Combined Cycle |  | PJM_West | Ohio | 39 | Muskingum | 119 | 39119 | 158.3 | 7050 | 2012 | 9999 |  |  | N | Natural Gas |  |  |  | LNB | SCR | [8 empty] | 0.010995 | 0.010995 | 0.010995 | 0.010995 | [11 empty] | Appalachian Power Co | 100 | American Electric Power Co Inc | 100
Dresden Energy Facility | 55350_G_2 | 55350 | G | 2 | 8528 | Combined Cycle |  | PJM_West | Ohio | 39 | Muskingum | 119 | 39119 | 158.3 | 7050 | 2012 | 9999 |  |  | N | Natural Gas |  |  |  | LNB | SCR | [8 empty] | 0.010995 | 0.010995 | 0.010995 | 0.010995 | [11 empty] | Appalachian Power Co | 100 | American Electric Power Co Inc | 100
Dresden Energy Facility | 55350_G_3 | 55350 | G | 3 | 8528 | Combined Cycle |  | PJM_West | Ohio | 39 | Muskingum | 119 | 39119 | 223.4 | 7050 | 2012 | 9999 |  |  | N | Natural Gas |  |  |  | LNB | SCR | [8 empty] | 0.010995 | 0.010995 | 0.010995 | 0.010995 | [11 empty] | Appalachian Power Co | 100 | American Electric Power Co Inc | 100
Lakota Ridge LLC | 55353_G_NMO1 | 55353 | G | NMO1 |  | Onshore Wind |  | MIS_MNWI | Minnesota | 27 | Lincoln | 81 | 27081 | 11.2 | 0 | 1999 | 9999 |  |  | N | Wind | [13 empty] | 0 | 0 | 0 | 0 | [11 empty] | Lakota Ridge LLC | 100 | CRT Wind LLC | 100
Shaokatan Hills LLC | 55354_G_6150 | 55354 | G | 6150 |  | Onshore Wind |  | MIS_MNWI | Minnesota | 27 | Lincoln | 81 | 27081 | 11.8 | 0 | 1999 | 9999 |  |  | N | Wind | [13 empty] | 0 | 0 | 0 | 0 | [11 empty] | Shaokatan Hills LLC | 100 | CRT Wind LLC | 100
Jack Fusco Energy Center | 55357_G_CTG1 | 55357 | G | CTG1 | 4543 | Combined Cycle |  | ERC_REST | Texas | 48 | Fort Bend | 157 | 48157 | 166 | 7443 | 2003 | 9999 |  |  | N | Natural Gas |  |  |  | DLNB | SCR | [8 empty] | 0.013463 | 0.013463 | 0.013463 | 0.013463 | [11 empty] | Brazos Valley Energy | 100 | Energy Capital Partners | 100
Jack Fusco Energy Center | 55357_G_CTG2 | 55357 | G | CTG2 | 4544 | Combined Cycle |  | ERC_REST | Texas | 48 | Fort Bend | 157 | 48157 | 166 | 7443 | 2003 | 9999 |  |  | N | Natural Gas |  |  |  | DLNB | SCR | [8 empty] | 0.013463 | 0.013463 | 0.013463 | 0.013463 | [11 empty] | Brazos Valley Energy | 100 | Energy Capital Partners | 100
Jack Fusco Energy Center | 55357_G_STG1 | 55357 | G | STG1 | 4543 | Combined Cycle |  | ERC_REST | Texas | 48 | Fort Bend | 157 | 48157 | 193 | 7443 | 2003 | 9999 | Cell | wet | N | Natural Gas |  |  |  | DLNB | SCR | [8 empty] | 0.013463 | 0.013463 | 0.013463 | 0.013463 | [11 empty] | Brazos Valley Energy | 100 | Energy Capital Partners | 100
Cottonwood Energy Project | 55358_G_CT1 | 55358 | G | CT1 | 4545 | Combined Cycle |  | MIS_WOTA | Texas | 48 | Newton | 351 | 48351 | 163.7 | 7336 | 2003 | 9999 |  |  | N | Natural Gas |  |  |  | DLNB | SCR | [8 empty] | 0.010607 | 0.010607 | 0.010607 | 0.010607 | [11 empty] | Cottonwood Energy Co LP | 100 | Cleco Corp | 100
Cottonwood Energy Project | 55358_G_CT2 | 55358 | G | CT2 | 4546 | Combined Cycle |  | MIS_WOTA | Texas | 48 | Newton | 351 | 48351 | 163.7 | 7336 | 2003 | 9999 |  |  | N | Natural Gas |  |  |  | DLNB | SCR | [8 empty] | 0.010496 | 0.010496 | 0.010496 | 0.010496 | [11 empty] | Cottonwood Energy Co LP | 100 | Cleco Corp | 100
Cottonwood Energy Project | 55358_G_CT3 | 55358 | G | CT3 | 4547 | Combined Cycle |  | MIS_WOTA | Texas | 48 | Newton | 351 | 48351 | 163.7 | 7336 | 2003 | 9999 |  |  | N | Natural Gas |  |  |  | DLNB | SCR | [8 empty] | 0.011222 | 0.011222 | 0.011222 | 0.011222 | [11 empty] | Cottonwood Energy Co LP | 100 | Cleco Corp | 100
Cottonwood Energy Project | 55358_G_CT4 | 55358 | G | CT4 | 4548 | Combined Cycle |  | MIS_WOTA | Texas | 48 | Newton | 351 | 48351 | 163.7 | 7336 | 2003 | 9999 |  |  | N | Natural Gas |  |  |  | DLNB | SCR | [8 empty] | 0.011252 | 0.011252 | 0.011252 | 0.011252 | [11 empty] | Cottonwood Energy Co LP | 100 | Cleco Corp | 100
Cottonwood Energy Project | 55358_G_ST1 | 55358 | G | ST1 | 4545 | Combined Cycle |  | MIS_WOTA | Texas | 48 | Newton | 351 | 48351 | 131.3 | 7336 | 2003 | 9999 |  |  | N | Natural Gas |  |  |  | LNB | SCR | [8 empty] | 0.010607 | 0.010607 | 0.010607 | 0.010607 | [11 empty] | Cottonwood Energy Co LP | 100 | Cleco Corp | 100
Cottonwood Energy Project | 55358_G_ST2 | 55358 | G | ST2 | 4546 | Combined Cycle |  | MIS_WOTA | Texas | 48 | Newton | 351 | 48351 | 131.3 | 7336 | 2003 | 9999 |  |  | N | Natural Gas |  |  |  | DLNB | SCR | [8 empty] | 0.010496 | 0.010496 | 0.010496 | 0.010496 | [11 empty] | Cottonwood Energy Co LP | 100 | Cleco Corp | 100
Cottonwood Energy Project | 55358_G_ST3 | 55358 | G | ST3 | 4547 | Combined Cycle |  | MIS_WOTA | Texas | 48 | Newton | 351 | 48351 | 131.3 | 7336 | 2003 | 9999 |  |  | N | Natural Gas |  |  |  | DLNB | SCR | [8 empty] | 0.011222 | 0.011222 | 0.011222 | 0.011222 | [11 empty] | Cottonwood Energy Co LP | 100 | Cleco Corp | 100
Cottonwood Energy Project | 55358_G_ST4 | 55358 | G | ST4 | 4548 | Combined Cycle |  | MIS_WOTA | Texas | 48 | Newton | 351 | 48351 | 131.3 | 7336 | 2003 | 9999 |  |  | N | Natural Gas |  |  |  | DLNB | SCR | [8 empty] | 0.011252 | 0.011252 | 0.011252 | 0.011252 | [11 empty] | Cottonwood Energy Co LP | 100 | Cleco Corp | 100
Sugar Creek Power | 55364_G_CT01 | 55364 | G | CT01 | 4555 | Combined Cycle |  | MIS_INKY | Indiana | 18 | Vigo | 167 | 18167 | 164.4 | 7050 | 2002 | 9999 |  |  | N | Natural Gas |  |  |  | DLNB | SCR | [8 empty] | 0.0087988 | 0.0087988 | 0.0087988 | 0.0087988 | [11 empty] | Northern Indiana Public Service Co LLC | 100 | NiSource Inc | 100
Sugar Creek Power | 55364_G_CT02 | 55364 | G | CT02 | 4556 | Combined Cycle |  | MIS_INKY | Indiana | 18 | Vigo | 167 | 18167 | 166.6 | 7050 | 2002 | 9999 |  |  | N | Natural Gas |  |  |  | DLNB | SCR | [8 empty] | 0.0087988 | 0.0087988 | 0.0087988 | 0.0087988 | [11 empty] | Northern Indiana Public Service Co LLC | 100 | NiSource Inc | 100
Sugar Creek Power | 55364_G_ST1 | 55364 | G | ST1 | 4555 | Combined Cycle |  | MIS_INKY | Indiana | 18 | Vigo | 167 | 18167 | 218 | 7050 | 2003 | 9999 |  |  | N | Natural Gas |  |  |  | NH3 | SCR | [8 empty] | 0.0087988 | 0.0087988 | 0.0087988 | 0.0087988 | [11 empty] | Northern Indiana Public Service Co LLC | 100 | NiSource Inc | 100
Exelon LaPorte Generating Station | 55365_G_GT1 | 55365 | G | GT1 | 4559 | Combustion Turbine |  | ERC_REST | Texas | 48 | Harris | 201 | 48201 | 38 | 12926 | 2001 | 9999 |  |  | N | Natural Gas |  |  |  | DLNB | [8 empty] | 3 | 0.1744 | 0.1744 | 0.1744 | 0.1744 | [11 empty] | Exelon Generating Co LLC Extexlaporte | 100 | TexGen Power LLC | 100
Exelon LaPorte Generating Station | 55365_G_GT2 | 55365 | G | GT2 | 4560 | Combustion Turbine |  | ERC_REST | Texas | 48 | Harris | 201 | 48201 | 38 | 12927 | 2001 | 9999 |  |  | N | Natural Gas |  |  |  | DLNB | [8 empty] | 3 | 0.16361 | 0.16361 | 0.16361 | 0.16361 | [11 empty] | Exelon Generating Co LLC Extexlaporte | 100 | TexGen Power LLC | 100
Exelon LaPorte Generating Station | 55365_G_GT3 | 55365 | G | GT3 | 4561 | Combustion Turbine |  | ERC_REST | Texas | 48 | Harris | 201 | 48201 | 38 | 12927 | 2001 | 9999 |  |  | N | Natural Gas |  |  |  | DLNB | [8 empty] | 3 | 0.18165 | 0.18165 | 0.18165 | 0.18165 | [11 empty] | Exelon Generating Co LLC Extexlaporte | 100 | TexGen Power LLC | 100
Exelon LaPorte Generating Station | 55365_G_GT4 | 55365 | G | GT4 | 4562 | Combustion Turbine |  | ERC_REST | Texas | 48 | Harris | 201 | 48201 | 38 | 12927 | 2001 | 9999 |  |  | N | Natural Gas |  |  |  | DLNB | [8 empty] | 3 | 0.17718 | 0.17718 | 0.17718 | 0.17718 | [11 empty] | Exelon Generating Co LLC Extexlaporte | 100 | TexGen Power LLC | 100
Wethersfield Wind Farm | 55368_G_V47 | 55368 | G | V47 |  | Onshore Wind |  | NY_Z_C&E | New York | 36 | Wyoming | 121 | 36121 | 6.6 | 0 | 2000 | 9999 |  |  | N | Wind | [13 empty] | 0 | 0 | 0 | 0 | [11 empty] | Western New York Wind Corp | 100 | Enel SpA | 100
Green Mountain Storage, LLC | 55370_G_BGM | 55370 | G | BGM |  | Energy Storage |  | PJM_PENE | Pennsylvania | 42 | Somerset | 111 | 42111 | 10.4 | 0 | 2016 | 9999 |  |  | N | Energy Storage | [13 empty] | 0 | 0 | 0 | 0 | [11 empty] | Green Mountain Storage LLC | 100 | NextEra Energy Inc | 100
Harquahala Generating Project | 55372_G_CTG1 | 55372 | G | CTG1 | 8536 | Combined Cycle |  | WECC_AZ | Arizona | 4 | Maricopa | 13 | 04013 | 239.9 | 7090 | 2004 | 9999 |  |  | N | Natural Gas |  |  |  | DLNB | SCR | [8 empty] | 0.036073 | 0.036073 | 0.036073 | 0.036073 | [11 empty] | New Harquahala Generating Co LLC | 100 | Beal Bank USA | 100
Harquahala Generating Project | 55372_G_CTG2 | 55372 | G | CTG2 | 8538 | Combined Cycle |  | WECC_AZ | Arizona | 4 | Maricopa | 13 | 04013 | 226.6 | 7090 | 2004 | 9999 |  |  | N | Natural Gas |  |  |  | DLNB | SCR | [8 empty] | 0.17166 | 0.039375 | 0.17166 | 0.039375 | [11 empty] | New Harquahala Generating Co LLC | 100 | Beal Bank USA | 100
Harquahala Generating Project | 55372_G_CTG3 | 55372 | G | CTG3 | 8540 | Combined Cycle |  | WECC_AZ | Arizona | 4 | Maricopa | 13 | 04013 | 226.2 | 7090 | 2004 | 9999 |  |  | N | Natural Gas |  |  |  | DLNB | SCR | [8 empty] | 0.14762 | 0.084275 | 0.14762 | 0.084275 | [11 empty] | New Harquahala Generating Co LLC | 100 | Beal Bank USA | 100
Harquahala Generating Project | 55372_G_STG1 | 55372 | G | STG1 | 8536 | Combined Cycle |  | WECC_AZ | Arizona | 4 | Maricopa | 13 | 04013 | 119.8 | 7090 | 2004 | 9999 |  |  | N | Natural Gas |  |  |  | DLNB | SCR | [8 empty] | 0.036073 | 0.036073 | 0.036073 | 0.036073 | [11 empty] | New Harquahala Generating Co LLC | 100 | Beal Bank USA | 100
Harquahala Generating Project | 55372_G_STG2 | 55372 | G | STG2 | 8538 | Combined Cycle |  | WECC_AZ | Arizona | 4 | Maricopa | 13 | 04013 | 114.9 | 7090 | 2004 | 9999 |  |  | N | Natural Gas |  |  |  | DLNB | SCR | [8 empty] | 0.17166 | 0.039375 | 0.17166 | 0.039375 | [11 empty] | New Harquahala Generating Co LLC | 100 | Beal Bank USA | 100
Harquahala Generating Project | 55372_G_STG3 | 55372 | G | STG3 | 8540 | Combined Cycle |  | WECC_AZ | Arizona | 4 | Maricopa | 13 | 04013 | 115.5 | 7090 | 2004 | 9999 |  |  | N | Natural Gas |  |  |  | DLNB | SCR | [8 empty] | 0.14762 | 0.084275 | 0.14762 | 0.084275 | [11 empty] | New Harquahala Generating Co LLC | 100 | Beal Bank USA | 100
Astoria Energy | 55375_G_CT1 | 55375 | G | CT1 | 4581 | Combined Cycle |  | NY_Z_J | New York | 36 | Queens | 81 | 36081 | 156 | 7307 | 2006 | 9999 |  |  | N | Natural Gas, Distillate Fuel Oil |  |  |  | DLNB + H2O | SCR | [8 empty] | 0.0061213 | 0.0061213 | 0.0061213 | 0.0061213 | [11 empty] | Astoria Energy LLC | 100 | Mitsui & Co Ltd | 100
Astoria Energy | 55375_G_CT2 | 55375 | G | CT2 | 4582 | Combined Cycle |  | NY_Z_J | New York | 36 | Queens | 81 | 36081 | 156 | 7307 | 2006 | 9999 |  |  | N | Natural Gas, Distillate Fuel Oil |  |  |  | DLNB + H2O | SCR | [8 empty] | 0.0061213 | 0.0061213 | 0.0061213 | 0.0061213 | [11 empty] | Astoria Energy II LLC | 100 | Harbert Management Corp | 100
Astoria Energy | 55375_G_ST1 | 55375 | G | ST1 | 4581 | Combined Cycle |  | NY_Z_J | New York | 36 | Queens | 81 | 36081 | 228 | 7307 | 2006 | 9999 |  |  | N | Natural Gas, Distillate Fuel Oil |  |  |  | DLNB + H2O | SCR | [8 empty] | 0.0061213 | 0.0061213 | 0.0061213 | 0.0061213 | [11 empty] | Astoria Energy LLC | 50 | Mitsui & Co Ltd | 50
Gans | 55377_G_UNT8 | 55377 | G | UNT8 | 4585 | Combustion Turbine |  | PJM_AP | Pennsylvania | 42 | FAYETTE | 51 | 42051 | 44 | 10745 | 2000 | 9999 |  |  | N | Natural Gas |  |  |  | H2O | [8 empty] | 0.006 | 0.07698 | 0.07698 | 0.07698 | 0.07698 | [11 empty] | Gans Energy LLC | 100 | LS Power Group | 100
Gans | 55377_G_UNT9 | 55377 | G | UNT9 | 4586 | Combustion Turbine |  | PJM_AP | Pennsylvania | 42 | FAYETTE | 51 | 42051 | 44 | 10745 | 2000 | 9999 |  |  | N | Natural Gas |  |  |  | H2O | [8 empty] | 0.006 | 0.06844 | 0.06844 | 0.06844 | 0.06844 | [11 empty] | Gans Energy LLC | 100 | LS Power Group | 100
Union Power Station | 55380_G_CTG1 | 55380 | G | CTG1 | 4590 | Combined Cycle |  | MIS_AR | Arkansas | 5 | Union | 139 | 05139 | 147.1 | 7359 | 2003 | 9999 |  |  | N | Natural Gas |  |  |  | DLNB | SCR | [8 empty] | 0.011931 | 0.011931 | 0.011931 | 0.011931 | [11 empty] | Entergy Arkansas LLC | 100 | Entergy Corp | 100
Union Power Station | 55380_G_CTG2 | 55380 | G | CTG2 | 4592 | Combined Cycle |  | MIS_AR | Arkansas | 5 | Union | 139 | 05139 | 147.1 | 7359 | 2003 | 9999 |  |  | N | Natural Gas |  |  |  | DLNB | SCR | [8 empty] | 0.011931 | 0.011931 | 0.011931 | 0.011931 | [11 empty] | Entergy Arkansas LLC | 100 | Entergy Corp | 100
Union Power Station | 55380_G_CTG3 | 55380 | G | CTG3 | 4593 | Combined Cycle |  | MIS_AR | Arkansas | 5 | Union | 139 | 05139 | 144.5 | 7359 | 2003 | 9999 |  |  | N | Natural Gas |  |  |  | DLNB | SCR | [8 empty] | 0.012463 | 0.012463 | 0.012463 | 0.012463 | [11 empty] | Entergy New Orleans Inc | 100 | Entergy Corp | 100
Union Power Station | 55380_G_CTG4 | 55380 | G | CTG4 | 4594 | Combined Cycle |  | MIS_AR | Arkansas | 5 | Union | 139 | 05139 | 144.5 | 7359 | 2003 | 9999 |  |  | N | Natural Gas |  |  |  | DLNB | SCR | [8 empty] | 0.012463 | 0.012463 | 0.012463 | 0.012463 | [11 empty] | Entergy New Orleans Inc | 100 | Entergy Corp | 100
Union Power Station | 55380_G_CTG5 | 55380 | G | CTG5 | 4595 | Combined Cycle |  | MIS_AR | Arkansas | 5 | Union | 139 | 05139 | 145.7 | 7359 | 2003 | 9999 |  |  | N | Natural Gas |  |  |  | DLNB | SCR | [8 empty] | 0.01244 | 0.01244 | 0.01244 | 0.01244 | [11 empty] | Entergy Louisiana LLC | 100 | Entergy Corp | 100
Union Power Station | 55380_G_CTG6 | 55380 | G | CTG6 | 4596 | Combined Cycle |  | MIS_AR | Arkansas | 5 | Union | 139 | 05139 | 145.7 | 7359 | 2003 | 9999 |  |  | N | Natural Gas |  |  |  | DLNB | SCR | [8 empty] | 0.01244 | 0.01244 | 0.01244 | 0.01244 | [11 empty] | Entergy Louisiana LLC | 100 | Entergy Corp | 100
Union Power Station | 55380_G_CTG7 | 55380 | G | CTG7 | 4597 | Combined Cycle |  | MIS_AR | Arkansas | 5 | Union | 139 | 05139 | 145.1 | 7359 | 2003 | 9999 |  |  | N | Natural Gas |  |  |  | DLNB | SCR | [8 empty] | 0.012077 | 0.012077 | 0.012077 | 0.012077 | [11 empty] | Entergy Louisiana LLC | 100 | Entergy Corp | 100
Union Power Station | 55380_G_CTG8 | 55380 | G | CTG8 | 4598 | Combined Cycle |  | MIS_AR | Arkansas | 5 | Union | 139 | 05139 | 145.1 | 7359 | 2003 | 9999 |  |  | N | Natural Gas |  |  |  | DLNB | SCR | [8 empty] | 0.012077 | 0.012077 | 0.012077 | 0.012077 | [11 empty] | Entergy Louisiana LLC | 100 | Entergy Corp | 100
Union Power Station | 55380_G_STG1 | 55380 | G | STG1 | 4590 | Combined Cycle |  | MIS_AR | Arkansas | 5 | Union | 139 | 05139 | 213.1 | 7359 | 2003 | 9999 |  |  | N | Natural Gas |  |  |  | DLNB | SCR | [8 empty] | 0.011931 | 0.011931 | 0.011931 | 0.011931 | [11 empty] | Entergy Arkansas LLC | 100 | Entergy Corp | 100
Union Power Station | 55380_G_STG2 | 55380 | G | STG2 | 4593 | Combined Cycle |  | MIS_AR | Arkansas | 5 | Union | 139 | 05139 | 209.4 | 7359 | 2003 | 9999 |  |  | N | Natural Gas |  |  |  | DLNB | SCR | [8 empty] | 0.012463 | 0.012463 | 0.012463 | 0.012463 | [11 empty] | Entergy New Orleans Inc | 100 | Entergy Corp | 100
Union Power Station | 55380_G_STG3 | 55380 | G | STG3 | 4595 | Combined Cycle |  | MIS_AR | Arkansas | 5 | Union | 139 | 05139 | 211.1 | 7359 | 2003 | 9999 |  |  | N | Natural Gas |  |  |  | DLNB | SCR | [8 empty] | 0.01244 | 0.01244 | 0.01244 | 0.01244 | [11 empty] | Entergy Louisiana LLC | 100 | Entergy Corp | 100
Union Power Station | 55380_G_STG4 | 55380 | G | STG4 | 4597 | Combined Cycle |  | MIS_AR | Arkansas | 5 | Union | 139 | 05139 | 210.3 | 7359 | 2003 | 9999 |  |  | N | Natural Gas |  |  |  | DLNB | SCR | [8 empty] | 0.012077 | 0.012077 | 0.012077 | 0.012077 | [11 empty] | Entergy Louisiana LLC | 100 | Entergy Corp | 100
Commonwealth Chesapeake | 55381_G_UNT1 | 55381 | G | UNT1 | 4600 | Combustion Turbine |  | PJM_EMAC | Virginia | 51 | Accomack | 1 | 51001 | 46.3 | 10745 | 2000 | 9999 |  |  | N | Distillate Fuel Oil |  |  |  | H2O | [8 empty] | 0.8 | 0.11951 | 0.11951 | 0.11951 | 0.11951 | [11 empty] | Commonwealth Chesapeake Co LLC | 100 | ITOCHU Corp | 100
Commonwealth Chesapeake | 55381_G_UNT2 | 55381 | G | UNT2 | 4601 | Combustion Turbine |  | PJM_EMAC | Virginia | 51 | Accomack | 1 | 51001 | 46.8 | 10745 | 2000 | 9999 |  |  | N | Distillate Fuel Oil |  |  |  | H2O | [8 empty] | 0.8 | 0.1135 | 0.1135 | 0.1135 | 0.1135 | [11 empty] | Commonwealth Chesapeake Co LLC | 100 | ITOCHU Corp | 100
Commonwealth Chesapeake | 55381_G_UNT3 | 55381 | G | UNT3 | 4602 | Combustion Turbine |  | PJM_EMAC | Virginia | 51 | Accomack | 1 | 51001 | 46 | 10745 | 2000 | 9999 |  |  | N | Distillate Fuel Oil |  |  |  | H2O | [8 empty] | 0.8 | 0.11808 | 0.11808 | 0.11808 | 0.11808 | [11 empty] | Commonwealth Chesapeake Co LLC | 100 | ITOCHU Corp | 100
Commonwealth Chesapeake | 55381_G_UNT4 | 55381 | G | UNT4 | 4603 | Combustion Turbine |  | PJM_EMAC | Virginia | 51 | Accomack | 1 | 51001 | 44.6 | 10745 | 2001 | 9999 |  |  | N | Distillate Fuel Oil |  |  |  | H2O | [8 empty] | 0.8 | 0.11685 | 0.11685 | 0.11685 | 0.11685 | [11 empty] | Commonwealth Chesapeake Co LLC | 100 | ITOCHU Corp | 100
Commonwealth Chesapeake | 55381_G_UNT5 | 55381 | G | UNT5 | 4604 | Combustion Turbine |  | PJM_EMAC | Virginia | 51 | Accomack | 1 | 51001 | 46.1 | 10745 | 2001 | 9999 |  |  | N | Distillate Fuel Oil |  |  |  | H2O | [8 empty] | 0.8 | 0.09946 | 0.09946 | 0.09946 | 0.09946 | [11 empty] | Commonwealth Chesapeake Co LLC | 100 | ITOCHU Corp | 100
Commonwealth Chesapeake | 55381_G_UNT6 | 55381 | G | UNT6 | 4605 | Combustion Turbine |  | PJM_EMAC | Virginia | 51 | Accomack | 1 | 51001 | 45 | 10745 | 2001 | 9999 |  |  | N | Distillate Fuel Oil |  |  |  | H2O | [8 empty] | 0.8 | 0.11195 | 0.11195 | 0.11195 | 0.11195 | [11 empty] | Commonwealth Chesapeake Co LLC | 100 | ITOCHU Corp | 100
Commonwealth Chesapeake | 55381_G_UNT7 | 55381 | G | UNT7 | 4606 | Combustion Turbine |  | PJM_EMAC | Virginia | 51 | Accomack | 1 | 51001 | 45.7 | 10745 | 2001 | 9999 |  |  | N | Distillate Fuel Oil |  |  |  | H2O | [8 empty] | 0.8 | 0.10378 | 0.10378 | 0.10378 | 0.10378 | [11 empty] | Commonwealth Chesapeake Co LLC | 100 | ITOCHU Corp | 100
Thomas A Smith Energy Facility | 55382_G_1GT1 | 55382 | G | 1GT1 | 4607 | Combined Cycle |  | S_SOU | Georgia | 13 | Murray | 213 | 13213 | 210 | 7403 | 2002 | 9999 |  |  | N | Natural Gas |  |  |  | DLNB | SCR | [8 empty] | 0.0087948 | 0.0087948 | 0.0087948 | 0.0087948 | [11 empty] | Oglethorpe Power Corp | 100 | Oglethorpe Power Corp | 100
Thomas A Smith Energy Facility | 55382_G_1GT2 | 55382 | G | 1GT2 | 4608 | Combined Cycle |  | S_SOU | Georgia | 13 | Murray | 213 | 13213 | 210 | 7403 | 2002 | 9999 |  |  | N | Natural Gas |  |  |  | DLNB | SCR | [8 empty] | 0.0087948 | 0.0087948 | 0.0087948 | 0.0087948 | [11 empty] | Oglethorpe Power Corp | 100 | Oglethorpe Power Corp | 100
Thomas A Smith Energy Facility | 55382_G_1STG | 55382 | G | 1STG | 4607 | Combined Cycle |  | S_SOU | Georgia | 13 | Murray | 213 | 13213 | 210 | 7403 | 2002 | 9999 |  |  | N | Natural Gas |  |  |  | DLNB | SCR | [8 empty] | 0.0087948 | 0.0087948 | 0.0087948 | 0.0087948 | [11 empty] | Oglethorpe Power Corp | 100 | Oglethorpe Power Corp | 100
Thomas A Smith Energy Facility | 55382_G_2GT1 | 55382 | G | 2GT1 | 4609 | Combined Cycle |  | S_SOU | Georgia | 13 | Murray | 213 | 13213 | 210 | 7403 | 2002 | 9999 |  |  | N | Natural Gas |  |  |  | DLNB | SCR | [8 empty] | 0.0081055 | 0.0081055 | 0.0081055 | 0.0081055 | [11 empty] | Oglethorpe Power Corp | 100 | Oglethorpe Power Corp | 100
Thomas A Smith Energy Facility | 55382_G_2GT2 | 55382 | G | 2GT2 | 4610 | Combined Cycle |  | S_SOU | Georgia | 13 | Murray | 213 | 13213 | 210 | 7403 | 2002 | 9999 |  |  | N | Natural Gas |  |  |  | DLNB | SCR | [8 empty] | 0.0081055 | 0.0081055 | 0.0081055 | 0.0081055 | [11 empty] | Oglethorpe Power Corp | 100 | Oglethorpe Power Corp | 100
Thomas A Smith Energy Facility | 55382_G_2STG | 55382 | G | 2STG | 4609 | Combined Cycle |  | S_SOU | Georgia | 13 | Murray | 213 | 13213 | 210 | 7403 | 2002 | 9999 |  |  | N | Natural Gas |  |  |  | DLNB | SCR | [8 empty] | 0.0081055 | 0.0081055 | 0.0081055 | 0.0081055 | [11 empty] | Oglethorpe Power Corp | 100 | Oglethorpe Power Corp | 100
Columbia Energy Center (SC) | 55386_G_CT1 | 55386 | G | CT1 | 4636 | Combined Cycle |  | S_VACA | South Carolina | 45 | Calhoun | 17 | 45017 | 151.5 | 5757 | 2004 | 9999 |  |  | Y | Natural Gas, Distillate Fuel Oil |  |  |  | DLNB + H2O | SCR | [8 empty] | 0.01959 | 0.01959 | 0.01959 | 0.01959 | [11 empty] | Columbia Energy LLC | 100 | LS Power Group | 100
Columbia Energy Center (SC) | 55386_G_CT2 | 55386 | G | CT2 | 4637 | Combined Cycle |  | S_VACA | South Carolina | 45 | Calhoun | 17 | 45017 | 151.5 | 5757 | 2004 | 9999 |  |  | Y | Natural Gas, Distillate Fuel Oil |  |  |  | DLNB + H2O | SCR | [8 empty] | 0.01959 | 0.01959 | 0.01959 | 0.01959 | [11 empty] | Columbia Energy LLC | 100 | LS Power Group | 100
Columbia Energy Center (SC) | 55386_G_ST1 | 55386 | G | ST1 | 4636 | Combined Cycle |  | S_VACA | South Carolina | 45 | Calhoun | 17 | 45017 | 240 | 5757 | 2004 | 9999 |  |  | Y | Natural Gas, Distillate Fuel Oil |  |  |  | LNB + NH3 | SCR | [8 empty] | 0.01959 | 0.01959 | 0.01959 | 0.01959 | [11 empty] | Columbia Energy LLC | 100 | LS Power Group | 100
RockGen Energy Center | 55391_G_01 | 55391 | G | 01 | 4652 | Combustion Turbine |  | MIS_WUMS | Wisconsin | 55 | Dane | 25 | 55025 | 163 | 11096 | 2001 | 9999 |  |  | N | Natural Gas, Distillate Fuel Oil |  |  |  | DLNB + H2O | [9 empty] | 0.04378 | 0.04378 | 0.04378 | 0.04378 | [11 empty] | Rockgen Energy LLC | 100 | Starwood Capital Group Global LLC | 100
RockGen Energy Center | 55391_G_02 | 55391 | G | 02 | 4653 | Combustion Turbine |  | MIS_WUMS | Wisconsin | 55 | Dane | 25 | 55025 | 163 | 11096 | 2001 | 9999 |  |  | N | Natural Gas, Distillate Fuel Oil |  |  |  | DLNB + H2O | [9 empty] | 0.03665 | 0.03665 | 0.03665 | 0.03665 | [11 empty] | Rockgen Energy LLC | 100 | Starwood Capital Group Global LLC | 100
RockGen Energy Center | 55391_G_03 | 55391 | G | 03 | 4654 | Combustion Turbine |  | MIS_WUMS | Wisconsin | 55 | Dane | 25 | 55025 | 163 | 11096 | 2001 | 9999 |  |  | N | Natural Gas, Distillate Fuel Oil |  |  |  | DLNB + H2O | [9 empty] | 0.03698 | 0.03698 | 0.03698 | 0.03698 | [11 empty] | Rockgen Energy LLC | 100 | Starwood Capital Group Global LLC | 100
Zion Energy Center | 55392_G_CTG1 | 55392 | G | CTG1 | 4660 | Combustion Turbine |  | PJM_COMD | Illinois | 17 | Lake | 97 | 17097 | 152 | 11286 | 2002 | 2045 |  |  | N | Natural Gas, Distillate Fuel Oil |  |  |  | DLNB + H2O | [8 empty] | 1 | 0.03365 | 0.03365 | 0.03365 | 0.03365 | [11 empty] | Calpine Corp | 100 | Energy Capital Partners | 100
Zion Energy Center | 55392_G_CTG2 | 55392 | G | CTG2 | 4661 | Combustion Turbine |  | PJM_COMD | Illinois | 17 | Lake | 97 | 17097 | 152 | 11286 | 2002 | 2045 |  |  | N | Natural Gas, Distillate Fuel Oil |  |  |  | DLNB + H2O | [8 empty] | 1 | 0.03262 | 0.03262 | 0.03262 | 0.03262 | [11 empty] | Calpine Corp | 100 | Energy Capital Partners | 100
Zion Energy Center | 55392_G_CTG3 | 55392 | G | CTG3 | 4662 | Combustion Turbine |  | PJM_COMD | Illinois | 17 | Lake | 97 | 17097 | 152 | 11286 | 2003 | 2045 |  |  | N | Natural Gas, Distillate Fuel Oil |  |  |  | DLNB + H2O | [8 empty] | 1 | 0.03521 | 0.03521 | 0.03521 | 0.03521 | [11 empty] | Calpine Corp | 100 | Energy Capital Partners | 100
Metcalf Energy Center | 55393_G_CTG1 | 55393 | G | CTG1 | 4665 | Combined Cycle |  | WEC_CALN | California | 6 | Santa Clara | 85 | 06085 | 172 | 7518 | 2005 | 9999 |  |  | N | Natural Gas |  |  |  | DLNB | SCR | [8 empty] | 0.0073461 | 0.0073461 | 0.0073461 | 0.0073461 | [11 empty] | Metcalf Energy Center LLC | 100 | Energy Capital Partners | 100
Metcalf Energy Center | 55393_G_CTG2 | 55393 | G | CTG2 | 4666 | Combined Cycle |  | WEC_CALN | California | 6 | Santa Clara | 85 | 06085 | 172 | 7518 | 2005 | 9999 |  |  | N | Natural Gas |  |  |  | DLNB | SCR | [8 empty] | 0.0073461 | 0.0073461 | 0.0073461 | 0.0073461 | [11 empty] | Metcalf Energy Center LLC | 100 | Energy Capital Partners | 100
Metcalf Energy Center | 55393_G_STG1 | 55393 | G | STG1 | 4665 | Combined Cycle |  | WEC_CALN | California | 6 | Santa Clara | 85 | 06085 | 202.1 | 7518 | 2005 | 9999 |  |  | N | Natural Gas |  |  |  | DLNB | SCR | [8 empty] | 0.0073461 | 0.0073461 | 0.0073461 | 0.0073461 | [11 empty] | Metcalf Energy Center LLC | 100 | Energy Capital Partners | 100
Crossroads Energy Center | 55395_G_CT01 | 55395 | G | CT01 | 9056 | Combustion Turbine |  | MIS_MS | Mississippi | 28 | Coahoma | 27 | 28027 | 77 | 12888 | 2002 | 9999 |  |  | N | Natural Gas |  |  |  | DLNB | [8 empty] | 4.8 | 0.03017 | 0.03017 | 0.03017 | 0.03017 | [11 empty] | Clarksdale Water & Light Dept | 100 | Clarksdale Water & Light Dept | 100
Crossroads Energy Center | 55395_G_CT02 | 55395 | G | CT02 | 9057 | Combustion Turbine |  | MIS_MS | Mississippi | 28 | Coahoma | 27 | 28027 | 77 | 12889 | 2002 | 9999 |  |  | N | Natural Gas |  |  |  | DLNB | [8 empty] | 4.8 | 0.02864 | 0.02864 | 0.02864 | 0.02864 | [11 empty] | Clarksdale Water & Light Dept | 100 | Clarksdale Water & Light Dept | 100
Crossroads Energy Center | 55395_G_CT03 | 55395 | G | CT03 | 9058 | Combustion Turbine |  | MIS_MS | Mississippi | 28 | Coahoma | 27 | 28027 | 77 | 12889 | 2002 | 9999 |  |  | N | Natural Gas |  |  |  | DLNB | [8 empty] | 4.8 | 0.02893 | 0.02893 | 0.02893 | 0.02893 | [11 empty] | Clarksdale Water & Light Dept | 100 | Clarksdale Water & Light Dept | 100
Crossroads Energy Center | 55395_G_CT04 | 55395 | G | CT04 | 9059 | Combustion Turbine |  | MIS_MS | Mississippi | 28 | Coahoma | 27 | 28027 | 77 | 12889 | 2002 | 9999 |  |  | N | Natural Gas |  |  |  | DLNB | [8 empty] | 4.8 | 0.02929 | 0.02929 | 0.02929 | 0.02929 | [11 empty] | Clarksdale Water & Light Dept | 100 | Clarksdale Water & Light Dept | 100
Green Power I | 55396_G_WGNS | 55396 | G | WGNS |  | Onshore Wind |  | WECC_SCE | California | 6 | Riverside | 65 | 06065 | 16.5 | 0 | 1975 | 9999 |  |  | N | Wind | [13 empty] | 0 | 0 | 0 | 0 | [11 empty] | FPL Energy Green Power Wind LLC | 100 | NextEra Energy Inc | 100
Washington Energy Facility | 55397_G_CT1 | 55397 | G | CT1 | 9212 | Combined Cycle |  | PJM_West | Ohio | 39 | Washington | 167 | 39167 | 179 | 7257 | 2002 | 9999 |  |  | N | Natural Gas |  |  |  | DLNB | SCR | [8 empty] | 0.010032 | 0.010032 | 0.010032 | 0.010032 | [11 empty] | Washington Power Generation LLC | 100 | Vistra Energy | 100
Washington Energy Facility | 55397_G_CT2 | 55397 | G | CT2 | 9213 | Combined Cycle |  | PJM_West | Ohio | 39 | Washington | 167 | 39167 | 179 | 7257 | 2002 | 9999 |  |  | N | Natural Gas |  |  |  | DLNB | SCR | [8 empty] | 0.010032 | 0.010032 | 0.010032 | 0.010032 | [11 empty] | Washington Power Generation LLC | 100 | Vistra Energy | 100
Washington Energy Facility | 55397_G_ST1 | 55397 | G | ST1 | 9212 | Combined Cycle |  | PJM_West | Ohio | 39 | Washington | 167 | 39167 | 303 | 7257 | 2002 | 9999 |  |  | N | Natural Gas |  |  |  | NH3 | SCR | [8 empty] | 0.010032 | 0.010032 | 0.010032 | 0.010032 | [11 empty] | Washington Power Generation LLC | 100 | Vistra Energy | 100
Elk Hills Power LLC | 55400_G_CTG1 | 55400 | G | CTG1 | 88308 | Combined Cycle |  | WEC_CALN | California | 6 | Kern | 29 | 06029 | 156 | 6524 | 2003 | 9999 |  |  | Y | Natural Gas |  |  |  |  | SCR | [8 empty] | 0.0052277 | 0.0052277 | 0.0052277 | 0.0052277 | [11 empty] | Elk Hills Power LLC | 100 | Occidental Petroleum Corp | 100
Elk Hills Power LLC | 55400_G_CTG2 | 55400 | G | CTG2 | 88309 | Combined Cycle |  | WEC_CALN | California | 6 | Kern | 29 | 06029 | 156 | 6524 | 2003 | 9999 |  |  | Y | Natural Gas |  |  |  |  | SCR | [8 empty] | 0.0052277 | 0.0052277 | 0.0052277 | 0.0052277 | [11 empty] | Elk Hills Power LLC | 100 | Occidental Petroleum Corp | 100
Elk Hills Power LLC | 55400_G_STG | 55400 | G | STG | 88308 | Combined Cycle |  | WEC_CALN | California | 6 | Kern | 29 | 06029 | 213 | 6524 | 2003 | 9999 |  |  | Y | Natural Gas |  |  |  | LNB + NH3 | SCR | [8 empty] | 0.0052277 | 0.0052277 | 0.0052277 | 0.0052277 | [11 empty] | Elk Hills Power LLC | 100 | Occidental Petroleum Corp | 100
Rolling Hills Generating | 55401_G_CT1 | 55401 | G | CT1 | 4669 | Combustion Turbine |  | PJM_West | Ohio | 39 | Vinton | 163 | 39163 | 166.5 | 11014 | 2003 | 9999 |  |  | N | Natural Gas |  |  |  | DLNB + H2O | SCR | [7 empty] | 0.5 | 0.04642 | 0.04356 | 0.04642 | 0.04356 | [11 empty] | Rolling Hills Generating LLC | 100 | ArcLight Capital Partners LLC | 100
Rolling Hills Generating | 55401_G_CT2 | 55401 | G | CT2 | 4670 | Combustion Turbine |  | PJM_West | Ohio | 39 | Vinton | 163 | 39163 | 165.6 | 11014 | 2003 | 9999 |  |  | N | Natural Gas |  |  |  | DLNB + H2O | SCR | [7 empty] | 0.5 | 0.04507 | 0.04292 | 0.04507 | 0.04292 | [11 empty] | Rolling Hills Generating LLC | 100 | ArcLight Capital Partners LLC | 100
Rolling Hills Generating | 55401_G_CT3 | 55401 | G | CT3 | 4671 | Combustion Turbine |  | PJM_West | Ohio | 39 | Vinton | 163 | 39163 | 169.6 | 11013 | 2003 | 9999 |  |  | N | Natural Gas |  |  |  | DLNB + H2O | [8 empty] | 0.5 | 0.0476 | 0.0476 | 0.0476 | 0.0476 | [11 empty] | Rolling Hills Generating LLC | 100 | ArcLight Capital Partners LLC | 100
Rolling Hills Generating | 55401_G_CT4 | 55401 | G | CT4 | 4672 | Combustion Turbine |  | PJM_West | Ohio | 39 | Vinton | 163 | 39163 | 165.5 | 11014 | 2003 | 9999 |  |  | N | Natural Gas |  |  |  | DLNB + H2O | [8 empty] | 0.5 | 0.04548 | 0.04548 | 0.04548 | 0.04548 | [11 empty] | Rolling Hills Generating LLC | 100 | ArcLight Capital Partners LLC | 100
Rolling Hills Generating | 55401_G_CT5 | 55401 | G | CT5 | 4673 | Combustion Turbine |  | PJM_West | Ohio | 39 | Vinton | 163 | 39163 | 168.2 | 11013 | 2003 | 9999 |  |  | N | Natural Gas |  |  |  | DLNB + H2O | [8 empty] | 0.5 | 0.04509 | 0.04509 | 0.04509 | 0.04509 | [11 empty] | Rolling Hills Generating LLC | 100 | ArcLight Capital Partners LLC | 100
Renaissance Power Plant | 55402_G_CT1 | 55402 | G | CT1 | 4674 | Combustion Turbine |  | MIS_LMI | Michigan | 26 | Montcalm | 117 | 26117 | 163 | 11042 | 2002 | 9999 |  |  | N | Natural Gas |  |  |  | DLNB | [8 empty] | 1.67 | 0.04957 | 0.04957 | 0.04957 | 0.04957 | [11 empty] | Renaissance Power LLC | 100 | DTE Energy Co | 100
Renaissance Power Plant | 55402_G_CT2 | 55402 | G | CT2 | 4675 | Combustion Turbine |  | MIS_LMI | Michigan | 26 | Montcalm | 117 | 26117 | 163 | 11042 | 2002 | 9999 |  |  | N | Natural Gas |  |  |  | DLNB | [8 empty] | 1.67 | 0.04965 | 0.04965 | 0.04965 | 0.04965 | [11 empty] | Renaissance Power LLC | 100 | DTE Energy Co | 100
Renaissance Power Plant | 55402_G_CT3 | 55402 | G | CT3 | 4676 | Combustion Turbine |  | MIS_LMI | Michigan | 26 | Montcalm | 117 | 26117 | 163 | 11042 | 2002 | 9999 |  |  | N | Natural Gas |  |  |  | DLNB | [8 empty] | 1.67 | 0.04867 | 0.04867 | 0.04867 | 0.04867 | [11 empty] | Renaissance Power LLC | 100 | DTE Energy Co | 100
Renaissance Power Plant | 55402_G_CT4 | 55402 | G | CT4 | 4677 | Combustion Turbine |  | MIS_LMI | Michigan | 26 | Montcalm | 117 | 26117 | 163 | 11042 | 2002 | 9999 |  |  | N | Natural Gas |  |  |  | DLNB | [8 empty] | 1.67 | 0.04979 | 0.04979 | 0.04979 | 0.04979 | [11 empty] | Renaissance Power LLC | 100 | DTE Energy Co | 100
Carville Energy LLC | 55404_G_CTG1 | 55404 | G | CTG1 | 4678 | Combined Cycle |  | MIS_LA | Louisiana | 22 | Iberville | 47 | 22047 | 170 | 6553 | 2003 | 9999 |  |  | Y | Natural Gas |  |  |  | DLNB | [9 empty] | 0.032062 | 0.032062 | 0.032062 | 0.032062 | [11 empty] | Carville Energy LLC | 100 | LS Power Group | 100
Carville Energy LLC | 55404_G_CTG2 | 55404 | G | CTG2 | 4679 | Combined Cycle |  | MIS_LA | Louisiana | 22 | Iberville | 47 | 22047 | 170 | 6553 | 2003 | 9999 |  |  | Y | Natural Gas |  |  |  | DLNB | [9 empty] | 0.032062 | 0.032062 | 0.032062 | 0.032062 | [11 empty] | Carville Energy LLC | 100 | LS Power Group | 100
Carville Energy LLC | 55404_G_STG | 55404 | G | STG | 4678 | Combined Cycle |  | MIS_LA | Louisiana | 22 | Iberville | 47 | 22047 | 181 | 6553 | 2003 | 9999 |  |  | Y | Natural Gas |  |  |  | LNB | [9 empty] | 0.032062 | 0.032062 | 0.032062 | 0.032062 | [11 empty] | Carville Energy LLC | 100 | LS Power Group | 100
Athens Generating Plant | 55405_G_CT3 | 55405 | G | CT3 | 8546 | Combined Cycle |  | NY_Z_F | New York | 36 | Greene | 39 | 36039 | 222.7 | 7281 | 2003 | 9999 |  |  | N | Natural Gas |  |  |  | DLNB + H2O | SCR | [8 empty] | 0.0085767 | 0.0085767 | 0.0085767 | 0.0085767 | [11 empty] | New Athens Generating Co LLC | 100 | Riverstone Holdings LLC | 100
Athens Generating Plant | 55405_G_CT1 | 55405 | G | CT1 | 8542 | Combined Cycle |  | NY_Z_F | New York | 36 | Greene | 39 | 36039 | 224.1 | 7281 | 2004 | 9999 |  |  | N | Natural Gas |  |  |  | DLNB + H2O | SCR | [8 empty] | 0.0075752 | 0.0075752 | 0.0075752 | 0.0075752 | [11 empty] | New Athens Generating Co LLC | 100 | Riverstone Holdings LLC | 100
Athens Generating Plant | 55405_G_CT2 | 55405 | G | CT2 | 8544 | Combined Cycle |  | NY_Z_F | New York | 36 | Greene | 39 | 36039 | 222.6 | 7281 | 2004 | 9999 |  |  | N | Natural Gas |  |  |  | DLNB + H2O | SCR | [8 empty] | 0.0095934 | 0.0095934 | 0.0095934 | 0.0095934 | [11 empty] | New Athens Generating Co LLC | 100 | Riverstone Holdings LLC | 100
Athens Generating Plant | 55405_G_ST1 | 55405 | G | ST1 | 8542 | Combined Cycle |  | NY_Z_F | New York | 36 | Greene | 39 | 36039 | 106.9 | 7281 | 2004 | 9999 |  |  | N | Natural Gas |  |  |  | DLNB + H2O | SCR | [8 empty] | 0.0075752 | 0.0075752 | 0.0075752 | 0.0075752 | [11 empty] | New Athens Generating Co LLC | 100 | Riverstone Holdings LLC | 100
Athens Generating Plant | 55405_G_ST2 | 55405 | G | ST2 | 8544 | Combined Cycle |  | NY_Z_F | New York | 36 | Greene | 39 | 36039 | 106.2 | 7281 | 2004 | 9999 |  |  | N | Natural Gas |  |  |  | DLNB + H2O | SCR | [8 empty] | 0.0095934 | 0.0095934 | 0.0095934 | 0.0095934 | [11 empty] | New Athens Generating Co LLC | 100 | Riverstone Holdings LLC | 100
Athens Generating Plant | 55405_G_ST3 | 55405 | G | ST3 | 8546 | Combined Cycle |  | NY_Z_F | New York | 36 | Greene | 39 | 36039 | 106.3 | 7281 | 2004 | 9999 |  |  | N | Natural Gas |  |  |  | DLNB + H2O | SCR | [8 empty] | 0.0085767 | 0.0085767 | 0.0085767 | 0.0085767 | [11 empty] | New Athens Generating Co LLC | 100 | Riverstone Holdings LLC | 100
Effingham County Power Project | 55406_G_STG | 55406 | G | STG | 4680 | Combined Cycle |  | S_SOU | Georgia | 13 | Effingham | 103 | 13103 | 176 | 7197 | 2003 | 9999 |  |  | N | Natural Gas |  |  |  | DLNB | SCR | [8 empty] | 0.0091414 | 0.0091414 | 0.0091414 | 0.0091414 | [11 empty] | Effingham County Power LLC | 100 | Oglethorpe Power Corp | 100
Effingham County Power Project | 55406_G_UNT1 | 55406 | G | UNT1 | 4680 | Combined Cycle |  | S_SOU | Georgia | 13 | Effingham | 103 | 13103 | 169 | 7197 | 2003 | 9999 |  |  | N | Natural Gas |  |  |  | DLNB | SCR | [8 empty] | 0.0091414 | 0.0091414 | 0.0091414 | 0.0091414 | [11 empty] | Effingham County Power LLC | 100 | Oglethorpe Power Corp | 100
Effingham County Power Project | 55406_G_UNT2 | 55406 | G | UNT2 | 4681 | Combined Cycle |  | S_SOU | Georgia | 13 | Effingham | 103 | 13103 | 164 | 7197 | 2003 | 9999 |  |  | N | Natural Gas |  |  |  | DLNB | SCR | [8 empty] | 0.0091414 | 0.0091414 | 0.0091414 | 0.0091414 | [11 empty] | Effingham County Power LLC | 100 | Oglethorpe Power Corp | 100
Calhoun Energy Center | 55409_G_CAL1 | 55409 | G | CAL1 | 4688 | Combustion Turbine |  | S_SOU | Alabama | 1 | Calhoun | 15 | 01015 | 158 | 10808 | 2003 | 9999 |  |  | N | Natural Gas, Distillate Fuel Oil |  |  |  | DLNB + H2O | [8 empty] | 4 | 0.03698 | 0.03698 | 0.03698 | 0.03698 | [11 empty] | Calhoun Power Co LLC | 100 | Harbert Management Corp | 100
Calhoun Energy Center | 55409_G_CAL2 | 55409 | G | CAL2 | 4689 | Combustion Turbine |  | S_SOU | Alabama | 1 | Calhoun | 15 | 01015 | 158 | 10808 | 2003 | 9999 |  |  | N | Natural Gas, Distillate Fuel Oil |  |  |  | DLNB + H2O | [8 empty] | 4 | 0.03322 | 0.03322 | 0.03322 | 0.03322 | [11 empty] | Calhoun Power Co LLC | 100 | Harbert Management Corp | 100
Calhoun Energy Center | 55409_G_CAL3 | 55409 | G | CAL3 | 4690 | Combustion Turbine |  | S_SOU | Alabama | 1 | Calhoun | 15 | 01015 | 158 | 10808 | 2003 | 9999 |  |  | N | Natural Gas, Distillate Fuel Oil |  |  |  | DLNB + H2O | [8 empty] | 4 | 0.03307 | 0.03307 | 0.03307 | 0.03307 | [11 empty] | Calhoun Power Co LLC | 100 | Harbert Management Corp | 100
Calhoun Energy Center | 55409_G_CAL4 | 55409 | G | CAL4 | 4691 | Combustion Turbine |  | S_SOU | Alabama | 1 | Calhoun | 15 | 01015 | 158 | 10808 | 2003 | 9999 |  |  | N | Natural Gas, Distillate Fuel Oil |  |  |  | DLNB + H2O | [8 empty] | 4 | 0.03302 | 0.03302 | 0.03302 | 0.03302 | [11 empty] | Calhoun Power Co LLC | 100 | Harbert Management Corp | 100
Hillabee Energy Center | 55411_G_HEC1 | 55411 | G | HEC1 | 4695 | Combined Cycle |  | S_SOU | Alabama | 1 | Tallapoosa | 123 | 01123 | 234.4 | 7050 | 2010 | 9999 |  |  | N | Natural Gas |  |  |  | DLNB | SCR | [8 empty] | 0.0076945 | 0.0076945 | 0.0076945 | 0.0076945 | [11 empty] | CER Generation LLC | 100 | Exelon Corp | 100
Hillabee Energy Center | 55411_G_HEC2 | 55411 | G | HEC2 | 4696 | Combined Cycle |  | S_SOU | Alabama | 1 | Tallapoosa | 123 | 01123 | 234.4 | 7050 | 2010 | 9999 |  |  | N | Natural Gas |  |  |  | DLNB | SCR | [8 empty] | 0.0076945 | 0.0076945 | 0.0076945 | 0.0076945 | [11 empty] | CER Generation LLC | 100 | Exelon Corp | 100
Hillabee Energy Center | 55411_G_HECS | 55411 | G | HECS | 4695 | Combined Cycle |  | S_SOU | Alabama | 1 | Tallapoosa | 123 | 01123 | 283.9 | 7050 | 2010 | 9999 |  |  | N | Natural Gas |  |  |  | DLNB | SCR | [8 empty] | 0.0076945 | 0.0076945 | 0.0076945 | 0.0076945 | [11 empty] | CER Generation LLC | 100 | Exelon Corp | 100
Osprey Energy Center Power Plant | 55412_G_OEC1 | 55412 | G | OEC1 | 8548 | Combined Cycle |  | FRCC | Florida | 12 | Polk | 105 | 12105 | 171 | 7384 | 2004 | 9999 |  |  | N | Natural Gas |  |  |  | DLNB | SCR | [8 empty] | 0.011317 | 0.011317 | 0.011317 | 0.011317 | [11 empty] | Osprey Energy Center LLC | 100 | Duke Energy Corp | 100
Osprey Energy Center Power Plant | 55412_G_OEC2 | 55412 | G | OEC2 | 8550 | Combined Cycle |  | FRCC | Florida | 12 | Polk | 105 | 12105 | 180 | 7384 | 2004 | 9999 |  |  | N | Natural Gas |  |  |  | DLNB | SCR | [8 empty] | 0.011317 | 0.011317 | 0.011317 | 0.011317 | [11 empty] | Osprey Energy Center LLC | 100 | Duke Energy Corp | 100
Osprey Energy Center Power Plant | 55412_G_OECS | 55412 | G | OECS | 8548 | Combined Cycle |  | FRCC | Florida | 12 | Polk | 105 | 12105 | 231 | 7384 | 2004 | 9999 |  |  | N | Natural Gas |  |  |  | LNB | SCR | [8 empty] | 0.011317 | 0.011317 | 0.011317 | 0.011317 | [11 empty] | Osprey Energy Center LLC | 100 | Duke Energy Corp | 100
Shady Hills Generating Station | 55414_G_G101 | 55414 | G | G101 | 4697 | Combustion Turbine |  | FRCC | Florida | 12 | Pasco | 101 | 12101 | 154.4 | 10882 | 2002 | 9999 |  |  | N | Natural Gas, Distillate Fuel Oil |  |  |  | DLNB + H2O | [8 empty] | 0.8 | 0.03273 | 0.03273 | 0.03273 | 0.03273 | [11 empty] | Shady Hills Power Co LLC | 100 | General Electric Co | 100
Shady Hills Generating Station | 55414_G_G201 | 55414 | G | G201 | 4698 | Combustion Turbine |  | FRCC | Florida | 12 | Pasco | 101 | 12101 | 154.4 | 10882 | 2002 | 9999 |  |  | N | Natural Gas, Distillate Fuel Oil |  |  |  | DLNB + H2O | [8 empty] | 0.8 | 0.03386 | 0.03386 | 0.03386 | 0.03386 | [11 empty] | Shady Hills Power Co LLC | 100 | General Electric Co | 100
Shady Hills Generating Station | 55414_G_G301 | 55414 | G | G301 | 4699 | Combustion Turbine |  | FRCC | Florida | 12 | Pasco | 101 | 12101 | 154.4 | 10882 | 2002 | 9999 |  |  | N | Natural Gas, Distillate Fuel Oil |  |  |  | DLNB + H2O | [8 empty] | 0.8 | 0.03335 | 0.03335 | 0.03335 | 0.03335 | [11 empty] | Shady Hills Power Co LLC | 100 | General Electric Co | 100
Vandolah Power Station | 55415_G_G101 | 55415 | G | G101 | 4700 | Combustion Turbine |  | FRCC | Florida | 12 | Hardee | 49 | 12049 | 165.5 | 10745 | 2002 | 9999 |  |  | N | Natural Gas, Distillate Fuel Oil |  |  |  | DLNB + H2O | [8 empty] | 0.8 | 0.03246 | 0.03246 | 0.03246 | 0.03246 | [11 empty] | Vandolah Power Co LLC | 100 | UBS AG | 100
Vandolah Power Station | 55415_G_G201 | 55415 | G | G201 | 4701 | Combustion Turbine |  | FRCC | Florida | 12 | Hardee | 49 | 12049 | 165.5 | 10745 | 2002 | 9999 |  |  | N | Natural Gas, Distillate Fuel Oil |  |  |  | DLNB + H2O | [8 empty] | 0.8 | 0.03299 | 0.03299 | 0.03299 | 0.03299 | [11 empty] | Vandolah Power Co LLC | 100 | UBS AG | 100
Vandolah Power Station | 55415_G_G301 | 55415 | G | G301 | 4702 | Combustion Turbine |  | FRCC | Florida | 12 | Hardee | 49 | 12049 | 165.5 | 10745 | 2002 | 9999 |  |  | N | Natural Gas, Distillate Fuel Oil |  |  |  | DLNB + H2O | [8 empty] | 0.8 | 0.06059 | 0.06059 | 0.06059 | 0.06059 | [11 empty] | Vandolah Power Co LLC | 100 | UBS AG | 100
Vandolah Power Station | 55415_G_G401 | 55415 | G | G401 | 4703 | Combustion Turbine |  | FRCC | Florida | 12 | Hardee | 49 | 12049 | 165.5 | 10745 | 2002 | 9999 |  |  | N | Natural Gas, Distillate Fuel Oil |  |  |  | DLNB + H2O | [8 empty] | 0.8 | 0.03448 | 0.03448 | 0.03448 | 0.03448 | [11 empty] | Vandolah Power Co LLC | 100 | UBS AG | 100
Raccoon Creek Energy Center | 55417_G_CT01 | 55417 | G | CT01 | 9216 | Combustion Turbine |  | MIS_IL | Illinois | 17 | Clay | 25 | 17025 | 75 | 13551 | 2002 | 2045 |  |  | N | Natural Gas |  |  |  | DLNB | [8 empty] | 0.001 | 0.0241 | 0.0241 | 0.0241 | 0.0241 | [11 empty] | MEP Flora Power LLC | 100 | Ameren Corp | 100
Raccoon Creek Energy Center | 55417_G_CT02 | 55417 | G | CT02 | 9217 | Combustion Turbine |  | MIS_IL | Illinois | 17 | Clay | 25 | 17025 | 75 | 13554 | 2002 | 2045 |  |  | N | Natural Gas |  |  |  | DLNB | [8 empty] | 0.001 | 0.0235 | 0.0235 | 0.0235 | 0.0235 | [11 empty] | MEP Flora Power LLC | 100 | Ameren Corp | 100
Raccoon Creek Energy Center | 55417_G_CT03 | 55417 | G | CT03 | 9218 | Combustion Turbine |  | MIS_IL | Illinois | 17 | Clay | 25 | 17025 | 75 | 13554 | 2002 | 2045 |  |  | N | Natural Gas |  |  |  | DLNB | [8 empty] | 0.001 | 0.02171 | 0.02171 | 0.02171 | 0.02171 | [11 empty] | MEP Flora Power LLC | 100 | Ameren Corp | 100
Raccoon Creek Energy Center | 55417_G_CT04 | 55417 | G | CT04 | 9219 | Combustion Turbine |  | MIS_IL | Illinois | 17 | Clay | 25 | 17025 | 75 | 13554 | 2002 | 2045 |  |  | N | Natural Gas |  |  |  | DLNB | [8 empty] | 0.001 | 0.02243 | 0.02243 | 0.02243 | 0.02243 | [11 empty] | MEP Flora Power LLC | 100 | Ameren Corp | 100
Hot Spring Generating Facility | 55418_G_CT1 | 55418 | G | CT1 | 4705 | Combined Cycle |  | MIS_AR | Arkansas | 5 | Hot Spring | 59 | 05059 | 168.4 | 7370 | 2002 | 9999 |  |  | N | Natural Gas |  |  |  | DLNB | SCR | [8 empty] | 0.01098 | 0.01098 | 0.01098 | 0.01098 | [11 empty] | Entergy Arkansas LLC | 100 | Entergy Corp | 100
Hot Spring Generating Facility | 55418_G_CT2 | 55418 | G | CT2 | 4706 | Combined Cycle |  | MIS_AR | Arkansas | 5 | Hot Spring | 59 | 05059 | 168.4 | 7370 | 2002 | 9999 |  |  | N | Natural Gas |  |  |  | DLNB | SCR | [8 empty] | 0.01098 | 0.01098 | 0.01098 | 0.01098 | [11 empty] | Entergy Arkansas LLC | 100 | Entergy Corp | 100
Hot Spring Generating Facility | 55418_G_ST1 | 55418 | G | ST1 | 4706 | Combined Cycle |  | MIS_AR | Arkansas | 5 | Hot Spring | 59 | 05059 | 268.4 | 7370 | 2002 | 9999 |  |  | N | Natural Gas |  |  |  | DLNB | SCR | [8 empty] | 0.01098 | 0.01098 | 0.01098 | 0.01098 | [11 empty] | Entergy Arkansas LLC | 100 | Entergy Corp | 100
Plaquemine Cogeneration Plant | 55419_G_G500 | 55419 | G | G500 | 4709 | Combined Cycle |  | MIS_AMSO | Louisiana | 22 | Iberville | 47 | 22047 | 151 | 7791 | 2004 | 9999 |  |  | Y | Natural Gas |  |  |  | DLNB | SCR | [8 empty] | 0.016235 | 0.016235 | 0.016235 | 0.016235 | [11 empty] | Dow Chemical Co | 100 | DowDuPont Inc | 100
Plaquemine Cogeneration Plant | 55419_G_G600 | 55419 | G | G600 | 4710 | Combined Cycle |  | MIS_AMSO | Louisiana | 22 | Iberville | 47 | 22047 | 151 | 7791 | 2004 | 9999 |  |  | Y | Natural Gas |  |  |  | DLNB | SCR | [8 empty] | 0.016235 | 0.016235 | 0.016235 | 0.016235 | [11 empty] | Dow Chemical Co | 100 | DowDuPont Inc | 100
Plaquemine Cogeneration Plant | 55419_G_G700 | 55419 | G | G700 | 4711 | Combined Cycle |  | MIS_AMSO | Louisiana | 22 | Iberville | 47 | 22047 | 151 | 7791 | 2004 | 9999 |  |  | Y | Natural Gas |  |  |  | DLNB | SCR | [8 empty] | 0.016235 | 0.016235 | 0.016235 | 0.016235 | [11 empty] | Dow Chemical Co | 100 | DowDuPont Inc | 100
Plaquemine Cogeneration Plant | 55419_G_G800 | 55419 | G | G800 | 4712 | Combined Cycle |  | MIS_AMSO | Louisiana | 22 | Iberville | 47 | 22047 | 151 | 7791 | 2004 | 9999 |  |  | Y | Natural Gas |  |  |  | DLNB | SCR | [8 empty] | 0.016235 | 0.016235 | 0.016235 | 0.016235 | [11 empty] | Dow Chemical Co | 100 | DowDuPont Inc | 100
Plaquemine Cogeneration Plant | 55419_G_ST5 | 55419 | G | ST5 | 4709 | Combined Cycle |  | MIS_AMSO | Louisiana | 22 | Iberville | 47 | 22047 | 189 | 7791 | 2004 | 9999 |  |  | Y | Natural Gas |  |  |  | DLNB | SCR | [8 empty] | 0.016235 | 0.016235 | 0.016235 | 0.016235 | [11 empty] | Dow Chemical Co | 100 | DowDuPont Inc | 100
Bayou Cove Peaking Power | 55433_G_0001 | 55433 | G | 0001 | 8562 | Combustion Turbine |  | MIS_WOTA | Louisiana | 22 | Acadia | 1 | 22001 | 72 | 12970 | 2002 | 9999 |  |  | N | Natural Gas |  |  |  | DLNB | [8 empty] | 0.01 | 0.03027 | 0.03027 | 0.03027 | 0.03027 | [11 empty] | Bayou Cove Peaking Power LLC | 100 | Cleco Corp | 100
Bayou Cove Peaking Power | 55433_G_0002 | 55433 | G | 0002 | 8564 | Combustion Turbine |  | MIS_WOTA | Louisiana | 22 | Acadia | 1 | 22001 | 72 | 12971 | 2002 | 9999 |  |  | N | Natural Gas |  |  |  | DLNB | [8 empty] | 0.01 | 0.03691 | 0.03691 | 0.03691 | 0.03691 | [11 empty] | Bayou Cove Peaking Power LLC | 100 | Cleco Corp | 100
Bayou Cove Peaking Power | 55433_G_0003 | 55433 | G | 0003 | 8566 | Combustion Turbine |  | MIS_WOTA | Louisiana | 22 | Acadia | 1 | 22001 | 72 | 12971 | 2002 | 9999 |  |  | N | Natural Gas |  |  |  | DLNB | [8 empty] | 0.01 | 0.03538 | 0.03538 | 0.03538 | 0.03538 | [11 empty] | Bayou Cove Peaking Power LLC | 100 | Cleco Corp | 100
Bayou Cove Peaking Power | 55433_G_0004 | 55433 | G | 0004 | 8568 | Combustion Turbine |  | MIS_WOTA | Louisiana | 22 | Acadia | 1 | 22001 | 72 | 12971 | 2002 | 9999 |  |  | N | Natural Gas |  |  |  | DLNB | [8 empty] | 0.01 | 0.03326 | 0.03326 | 0.03326 | 0.03326 | [11 empty] | Bayou Cove Peaking Power LLC | 100 | Cleco Corp | 100
Elgin Energy Center LLC | 55438_G_CT01 | 55438 | G | CT01 | 4751 | Combustion Turbine |  | PJM_COMD | Illinois | 17 | Kane | 89 | 17089 | 124.8 | 11979 | 2002 | 2045 |  |  | N | Natural Gas |  |  |  | DLNB | [8 empty] | 0.001 | 0.05703 | 0.05703 | 0.05703 | 0.05703 | [11 empty] | Elgin Energy Center LLC | 100 | Carlyle Group (The) | 100
Elgin Energy Center LLC | 55438_G_CT02 | 55438 | G | CT02 | 4752 | Combustion Turbine |  | PJM_COMD | Illinois | 17 | Kane | 89 | 17089 | 122.9 | 11980 | 2002 | 2045 |  |  | N | Natural Gas |  |  |  | DLNB | [8 empty] | 0.001 | 0.05647 | 0.05647 | 0.05647 | 0.05647 | [11 empty] | Elgin Energy Center LLC | 100 | Carlyle Group (The) | 100
Elgin Energy Center LLC | 55438_G_CT03 | 55438 | G | CT03 | 4753 | Combustion Turbine |  | PJM_COMD | Illinois | 17 | Kane | 89 | 17089 | 123.5 | 11980 | 2002 | 2045 |  |  | N | Natural Gas |  |  |  | DLNB | [8 empty] | 0.001 | 0.05816 | 0.05816 | 0.05816 | 0.05816 | [11 empty] | Elgin Energy Center LLC | 100 | Carlyle Group (The) | 100
Elgin Energy Center LLC | 55438_G_CT04 | 55438 | G | CT04 | 4754 | Combustion Turbine |  | PJM_COMD | Illinois | 17 | Kane | 89 | 17089 | 123.8 | 11979 | 2002 | 2045 |  |  | N | Natural Gas |  |  |  | DLNB | [8 empty] | 0.001 | 0.05894 | 0.05894 | 0.05894 | 0.05894 | [11 empty] | Elgin Energy Center LLC | 100 | Carlyle Group (The) | 100
Tenaska Virginia Generating Station | 55439_G_CTG1 | 55439 | G | CTG1 | 4755 | Combined Cycle |  | PJM_Dom | Virginia | 51 | Fluvanna | 65 | 51065 | 171.9 | 7230 | 2004 | 9999 |  |  | N | Natural Gas, Distillate Fuel Oil |  |  |  | DLNB + H2O | SCR | [8 empty] | 0.0070137 | 0.0070137 | 0.0070137 | 0.0070137 | [11 empty] | Tenaska Virginia Partners LP | 99 | Tenaska Inc | 99.9
Tenaska Virginia Generating Station | 55439_G_CTG2 | 55439 | G | CTG2 | 4756 | Combined Cycle |  | PJM_Dom | Virginia | 51 | Fluvanna | 65 | 51065 | 177.8 | 7230 | 2004 | 9999 |  |  | N | Natural Gas, Distillate Fuel Oil |  |  |  | DLNB + H2O | SCR | [8 empty] | 0.0070137 | 0.0070137 | 0.0070137 | 0.0070137 | [11 empty] | Tenaska Virginia Partners LP | 99 | Tenaska Inc | 99.9
Tenaska Virginia Generating Station | 55439_G_CTG3 | 55439 | G | CTG3 | 4757 | Combined Cycle |  | PJM_Dom | Virginia | 51 | Fluvanna | 65 | 51065 | 181.2 | 7230 | 2004 | 9999 |  |  | N | Natural Gas, Distillate Fuel Oil |  |  |  | DLNB + H2O | SCR | [8 empty] | 0.0070137 | 0.0070137 | 0.0070137 | 0.0070137 | [11 empty] | Tenaska Virginia Partners LP | 99 | Tenaska Inc | 99.9
Tenaska Virginia Generating Station | 55439_G_STG1 | 55439 | G | STG1 | 4755 | Combined Cycle |  | PJM_Dom | Virginia | 51 | Fluvanna | 65 | 51065 | 402.1 | 7230 | 2004 | 9999 |  |  | N | Natural Gas, Distillate Fuel Oil |  |  |  | DLNB + H2O + NH3 | SCR | [8 empty] | 0.0070137 | 0.0070137 | 0.0070137 | 0.0070137 | [11 empty] | Tenaska Virginia Partners LP | 99 | Tenaska Inc | 99.9
Tenaska Central Alabama Generating Stn | 55440_G_CTG1 | 55440 | G | CTG1 | 4758 | Combined Cycle |  | S_SOU | Alabama | 1 | Autauga | 1 | 01001 | 170.4 | 7396 | 2003 | 9999 |  |  | N | Natural Gas, Distillate Fuel Oil |  |  |  | DLNB + H2O | SCR | [8 empty] | 0.0094832 | 0.0094832 | 0.0094832 | 0.0094832 | [11 empty] | Alabama Power Co | 100 | Southern Co | 100
Tenaska Central Alabama Generating Stn | 55440_G_CTG2 | 55440 | G | CTG2 | 4759 | Combined Cycle |  | S_SOU | Alabama | 1 | Autauga | 1 | 01001 | 175.8 | 7396 | 2003 | 9999 |  |  | N | Natural Gas, Distillate Fuel Oil |  |  |  | DLNB + H2O | SCR | [8 empty] | 0.0094832 | 0.0094832 | 0.0094832 | 0.0094832 | [11 empty] | Alabama Power Co | 100 | Southern Co | 100
Tenaska Central Alabama Generating Stn | 55440_G_CTG3 | 55440 | G | CTG3 | 4760 | Combined Cycle |  | S_SOU | Alabama | 1 | Autauga | 1 | 01001 | 171.4 | 7396 | 2003 | 9999 |  |  | N | Natural Gas, Distillate Fuel Oil |  |  |  | DLNB + H2O | SCR | [8 empty] | 0.0094832 | 0.0094832 | 0.0094832 | 0.0094832 | [11 empty] | Alabama Power Co | 100 | Southern Co | 100
Tenaska Central Alabama Generating Stn | 55440_G_ST1 | 55440 | G | ST1 | 4758 | Combined Cycle |  | S_SOU | Alabama | 1 | Autauga | 1 | 01001 | 399.4 | 7396 | 2003 | 9999 |  |  | N | Natural Gas, Distillate Fuel Oil |  |  |  | DLNB + H2O | SCR | [8 empty] | 0.0094832 | 0.0094832 | 0.0094832 | 0.0094832 | [11 empty] | Alabama Power Co | 100 | Southern Co | 100
Columbia Energy Center | 55447_G_CT01 | 55447 | G | CT01 | 4780 | Combustion Turbine |  | MIS_MO | Missouri | 29 | Boone | 19 | 29019 | 35 | 13303 | 2001 | 9999 |  |  | N | Natural Gas |  |  |  | DLNB | [8 empty] | 2.3 | 0.08343 | 0.08343 | 0.08343 | 0.08343 | [11 empty] | Columbia Water & Light | 100 | Columbia Water & Light | 100
Columbia Energy Center | 55447_G_CT02 | 55447 | G | CT02 | 4781 | Combustion Turbine |  | MIS_MO | Missouri | 29 | Boone | 19 | 29019 | 35 | 13304 | 2001 | 9999 |  |  | N | Natural Gas |  |  |  | DLNB | [8 empty] | 2.3 | 0.09403 | 0.09403 | 0.09403 | 0.09403 | [11 empty] | Columbia Water & Light | 100 | Columbia Water & Light | 100
Columbia Energy Center | 55447_G_CT03 | 55447 | G | CT03 | 4782 | Combustion Turbine |  | MIS_MO | Missouri | 29 | Boone | 19 | 29019 | 35 | 13304 | 2001 | 9999 |  |  | N | Natural Gas |  |  |  | DLNB | [8 empty] | 2.3 | 0.08097 | 0.08097 | 0.08097 | 0.08097 | [11 empty] | Columbia Water & Light | 100 | Columbia Water & Light | 100
Columbia Energy Center | 55447_G_CT04 | 55447 | G | CT04 | 4783 | Combustion Turbine |  | MIS_MO | Missouri | 29 | Boone | 19 | 29019 | 35 | 13304 | 2001 | 9999 |  |  | N | Natural Gas |  |  |  | DLNB | [8 empty] | 2.3 | 0.05913 | 0.05913 | 0.05913 | 0.05913 | [11 empty] | Columbia Water & Light | 100 | Columbia Water & Light | 100
Magnolia Power Plant | 55451_G_CTG1 | 55451 | G | CTG1 | 4784 | Combined Cycle |  | S_C_TVA | Mississippi | 28 | Benton | 9 | 28009 | 156 | 7205 | 2003 | 9999 |  |  | N | Natural Gas |  |  |  | DLNB | SCR | [8 empty] | 0.011934 | 0.011934 | 0.011934 | 0.011934 | [11 empty] | Magnolia Energy LP | 100 | Tennessee Valley Authority | 100
Magnolia Power Plant | 55451_G_CTG2 | 55451 | G | CTG2 | 4785 | Combined Cycle |  | S_C_TVA | Mississippi | 28 | Benton | 9 | 28009 | 156 | 7205 | 2003 | 9999 |  |  | N | Natural Gas |  |  |  | DLNB | SCR | [8 empty] | 0.012354 | 0.012354 | 0.012354 | 0.012354 | [11 empty] | Magnolia Energy LP | 100 | Tennessee Valley Authority | 100
Magnolia Power Plant | 55451_G_CTG3 | 55451 | G | CTG3 | 4786 | Combined Cycle |  | S_C_TVA | Mississippi | 28 | Benton | 9 | 28009 | 156 | 7205 | 2003 | 9999 |  |  | N | Natural Gas |  |  |  | DLNB | SCR | [8 empty] | 0.012238 | 0.012238 | 0.012238 | 0.012238 | [11 empty] | Magnolia Energy LP | 100 | Tennessee Valley Authority | 100
Magnolia Power Plant | 55451_G_STG1 | 55451 | G | STG1 | 4784 | Combined Cycle |  | S_C_TVA | Mississippi | 28 | Benton | 9 | 28009 | 150 | 7205 | 2003 | 9999 |  |  | N | Natural Gas |  |  |  | DLNB | SCR | [8 empty] | 0.011934 | 0.011934 | 0.011934 | 0.011934 | [11 empty] | Magnolia Energy LP | 100 | Tennessee Valley Authority | 100
Magnolia Power Plant | 55451_G_STG2 | 55451 | G | STG2 | 4785 | Combined Cycle |  | S_C_TVA | Mississippi | 28 | Benton | 9 | 28009 | 150 | 7205 | 2003 | 9999 |  |  | N | Natural Gas |  |  |  | DLNB | SCR | [8 empty] | 0.012354 | 0.012354 | 0.012354 | 0.012354 | [11 empty] | Magnolia Energy LP | 100 | Tennessee Valley Authority | 100
Magnolia Power Plant | 55451_G_STG3 | 55451 | G | STG3 | 4786 | Combined Cycle |  | S_C_TVA | Mississippi | 28 | Benton | 9 | 28009 | 150 | 7205 | 2003 | 9999 |  |  | N | Natural Gas |  |  |  | DLNB | SCR | [8 empty] | 0.012238 | 0.012238 | 0.012238 | 0.012238 | [11 empty] | Magnolia Energy LP | 100 | Tennessee Valley Authority | 100
Fountain Valley Power Facility | 55453_G_S1 | 55453 | G | S1 | 4790 | Combustion Turbine |  | WECC_CO | Colorado | 8 | El Paso | 41 | 08041 | 39 | 11034 | 2001 | 9999 |  |  | N | Natural Gas |  |  |  | H2O | [8 empty] | 1.2 | 0.13395 | 0.13395 | 0.13395 | 0.13395 | [11 empty] | Southwest Generation Operating Co LLC | 100 | JPMorgan Chase & Co | 100
Fountain Valley Power Facility | 55453_G_S2 | 55453 | G | S2 | 4791 | Combustion Turbine |  | WECC_CO | Colorado | 8 | El Paso | 41 | 08041 | 39 | 11034 | 2001 | 9999 |  |  | N | Natural Gas |  |  |  | H2O | [8 empty] | 1.2 | 0.1189 | 0.1189 | 0.1189 | 0.1189 | [11 empty] | Southwest Generation Operating Co LLC | 100 | JPMorgan Chase & Co | 100
Fountain Valley Power Facility | 55453_G_S3 | 55453 | G | S3 | 4792 | Combustion Turbine |  | WECC_CO | Colorado | 8 | El Paso | 41 | 08041 | 39 | 11034 | 2001 | 9999 |  |  | N | Natural Gas |  |  |  | H2O | [8 empty] | 1.2 | 0.13227 | 0.13227 | 0.13227 | 0.13227 | [11 empty] | Southwest Generation Operating Co LLC | 100 | JPMorgan Chase & Co | 100
Fountain Valley Power Facility | 55453_G_S4 | 55453 | G | S4 | 4793 | Combustion Turbine |  | WECC_CO | Colorado | 8 | El Paso | 41 | 08041 | 39 | 11034 | 2001 | 9999 |  |  | N | Natural Gas |  |  |  | H2O | [8 empty] | 1.2 | 0.11483 | 0.11483 | 0.11483 | 0.11483 | [11 empty] | Southwest Generation Operating Co LLC | 100 | JPMorgan Chase & Co | 100
Fountain Valley Power Facility | 55453_G_S5 | 55453 | G | S5 | 4794 | Combustion Turbine |  | WECC_CO | Colorado | 8 | El Paso | 41 | 08041 | 39 | 11034 | 2001 | 9999 |  |  | N | Natural Gas |  |  |  | H2O | [8 empty] | 1.2 | 0.11617 | 0.11617 | 0.11617 | 0.11617 | [11 empty] | Southwest Generation Operating Co LLC | 100 | JPMorgan Chase & Co | 100
Fountain Valley Power Facility | 55453_G_S6 | 55453 | G | S6 | 4795 | Combustion Turbine |  | WECC_CO | Colorado | 8 | El Paso | 41 | 08041 | 39 | 11034 | 2001 | 9999 |  |  | N | Natural Gas |  |  |  | H2O | [8 empty] | 1.2 | 0.12388 | 0.12388 | 0.12388 | 0.12388 | [11 empty] | Southwest Generation Operating Co LLC | 100 | JPMorgan Chase & Co | 100
Red Hawk | 55455_G_CT1A | 55455 | G | CT1A | 4796 | Combined Cycle |  | WECC_AZ | Arizona | 4 | Maricopa | 13 | 04013 | 148 | 7533 | 2002 | 9999 |  |  | N | Natural Gas |  |  |  | DLNB | SCR | [8 empty] | 0.0092136 | 0.0092136 | 0.0092136 | 0.0092136 | [11 empty] | Arizona Public Service Co | 100 | Pinnacle West Capital Corp | 100
Red Hawk | 55455_G_CT1B | 55455 | G | CT1B | 4797 | Combined Cycle |  | WECC_AZ | Arizona | 4 | Maricopa | 13 | 04013 | 148 | 7533 | 2002 | 9999 |  |  | N | Natural Gas |  |  |  | DLNB | SCR | [8 empty] | 0.0092136 | 0.0092136 | 0.0092136 | 0.0092136 | [11 empty] | Arizona Public Service Co | 100 | Pinnacle West Capital Corp | 100
Red Hawk | 55455_G_CT2A | 55455 | G | CT2A | 4799 | Combined Cycle |  | WECC_AZ | Arizona | 4 | Maricopa | 13 | 04013 | 148 | 7533 | 2002 | 9999 |  |  | N | Natural Gas |  |  |  | DLNB | SCR | [8 empty] | 0.0092731 | 0.0092731 | 0.0092731 | 0.0092731 | [11 empty] | Arizona Public Service Co | 100 | Pinnacle West Capital Corp | 100
Red Hawk | 55455_G_CT2B | 55455 | G | CT2B | 4800 | Combined Cycle |  | WECC_AZ | Arizona | 4 | Maricopa | 13 | 04013 | 148 | 7533 | 2002 | 9999 |  |  | N | Natural Gas |  |  |  | DLNB | SCR | [8 empty] | 0.0092731 | 0.0092731 | 0.0092731 | 0.0092731 | [11 empty] | Arizona Public Service Co | 100 | Pinnacle West Capital Corp | 100
Red Hawk | 55455_G_ST1 | 55455 | G | ST1 | 4796 | Combined Cycle |  | WECC_AZ | Arizona | 4 | Maricopa | 13 | 04013 | 171 | 7533 | 2002 | 9999 |  |  | N | Natural Gas |  |  |  | DLNB | SCR | [8 empty] | 0.0092136 | 0.0092136 | 0.0092136 | 0.0092136 | [11 empty] | Arizona Public Service Co | 100 | Pinnacle West Capital Corp | 100
Red Hawk | 55455_G_ST2 | 55455 | G | ST2 | 4799 | Combined Cycle |  | WECC_AZ | Arizona | 4 | Maricopa | 13 | 04013 | 171 | 7533 | 2002 | 9999 |  |  | N | Natural Gas |  |  |  | DLNB | SCR | [8 empty] | 0.0092731 | 0.0092731 | 0.0092731 | 0.0092731 | [11 empty] | Arizona Public Service Co | 100 | Pinnacle West Capital Corp | 100
McClain Energy Facility | 55457_G_CT1 | 55457 | G | CT1 | 4808 | Combined Cycle |  | SPP_WEST | Oklahoma | 40 | McClain | 87 | 40087 | 157.8 | 7050 | 2001 | 9999 |  |  | N | Natural Gas |  |  |  | DLNB | [9 empty] | 0.029198 | 0.029198 | 0.029198 | 0.029198 | [11 empty] | Oklahoma Gas & Electric Co | 77 | OGE Energy Corp | 77
McClain Energy Facility | 55457_G_CT2 | 55457 | G | CT2 | 4809 | Combined Cycle |  | SPP_WEST | Oklahoma | 40 | McClain | 87 | 40087 | 157.7 | 7050 | 2001 | 9999 |  |  | N | Natural Gas |  |  |  | DLNB | [9 empty] | 0.029198 | 0.029198 | 0.029198 | 0.029198 | [11 empty] | Oklahoma Gas & Electric Co | 77 | OGE Energy Corp | 77
McClain Energy Facility | 55457_G_ST1 | 55457 | G | ST1 | 4808 | Combined Cycle |  | SPP_WEST | Oklahoma | 40 | McClain | 87 | 40087 | 171.5 | 7050 | 2001 | 9999 |  |  | N | Natural Gas |  |  |  | DLNB | [9 empty] | 0.029198 | 0.029198 | 0.029198 | 0.029198 | [11 empty] | Oklahoma Gas & Electric Co | 77 | OGE Energy Corp | 77
Redbud Power Plant | 55463_G_CT01 | 55463 | G | CT01 | 4817 | Combined Cycle |  | SPP_WEST | Oklahoma | 40 | Oklahoma | 109 | 40109 | 167.6 | 7158 | 2004 | 9999 |  |  | N | Natural Gas |  |  |  | DLNB | SCR | [8 empty] | 0.011272 | 0.011272 | 0.011272 | 0.011272 | [11 empty] | Oklahoma Gas & Electric Co | 51 | OGE Energy Corp | 51
Redbud Power Plant | 55463_G_CT02 | 55463 | G | CT02 | 4818 | Combined Cycle |  | SPP_WEST | Oklahoma | 40 | Oklahoma | 109 | 40109 | 167.6 | 7158 | 2004 | 9999 |  |  | N | Natural Gas |  |  |  | DLNB | SCR | [8 empty] | 0.011195 | 0.011195 | 0.011195 | 0.011195 | [11 empty] | Oklahoma Gas & Electric Co | 51 | OGE Energy Corp | 51
Redbud Power Plant | 55463_G_CT03 | 55463 | G | CT03 | 4819 | Combined Cycle |  | SPP_WEST | Oklahoma | 40 | Oklahoma | 109 | 40109 | 166.5 | 7158 | 2004 | 9999 |  |  | N | Natural Gas |  |  |  | DLNB | SCR | [8 empty] | 0.011476 | 0.011476 | 0.011476 | 0.011476 | [11 empty] | Oklahoma Gas & Electric Co | 51 | OGE Energy Corp | 51
Redbud Power Plant | 55463_G_CT04 | 55463 | G | CT04 | 4820 | Combined Cycle |  | SPP_WEST | Oklahoma | 40 | Oklahoma | 109 | 40109 | 167 | 7158 | 2004 | 9999 |  |  | N | Natural Gas |  |  |  | DLNB | SCR | [8 empty] | 0.011427 | 0.011427 | 0.011427 | 0.011427 | [11 empty] | Oklahoma Gas & Electric Co | 51 | OGE Energy Corp | 51
Redbud Power Plant | 55463_G_ST01 | 55463 | G | ST01 | 4817 | Combined Cycle |  | SPP_WEST | Oklahoma | 40 | Oklahoma | 109 | 40109 | 134.4 | 7158 | 2004 | 9999 |  |  | N | Natural Gas |  |  |  | DLNB | SCR | [8 empty] | 0.011272 | 0.011272 | 0.011272 | 0.011272 | [11 empty] | Oklahoma Gas & Electric Co | 51 | OGE Energy Corp | 51
Redbud Power Plant | 55463_G_ST02 | 55463 | G | ST02 | 4818 | Combined Cycle |  | SPP_WEST | Oklahoma | 40 | Oklahoma | 109 | 40109 | 134.4 | 7158 | 2004 | 9999 |  |  | N | Natural Gas |  |  |  | DLNB | SCR | [8 empty] | 0.011195 | 0.011195 | 0.011195 | 0.011195 | [11 empty] | Oklahoma Gas & Electric Co | 51 | OGE Energy Corp | 51
Redbud Power Plant | 55463_G_ST03 | 55463 | G | ST03 | 4819 | Combined Cycle |  | SPP_WEST | Oklahoma | 40 | Oklahoma | 109 | 40109 | 133.5 | 7158 | 2004 | 9999 |  |  | N | Natural Gas |  |  |  | DLNB | SCR | [8 empty] | 0.011476 | 0.011476 | 0.011476 | 0.011476 | [11 empty] | Oklahoma Gas & Electric Co | 51 | OGE Energy Corp | 51
Redbud Power Plant | 55463_G_ST04 | 55463 | G | ST04 | 4820 | Combined Cycle |  | SPP_WEST | Oklahoma | 40 | Oklahoma | 109 | 40109 | 134 | 7158 | 2004 | 9999 |  |  | N | Natural Gas |  |  |  | DLNB | SCR | [8 empty] | 0.011427 | 0.011427 | 0.011427 | 0.011427 | [11 empty] | Oklahoma Gas & Electric Co | 51 | OGE Energy Corp | 51
Deer Park Energy Center | 55464_G_CTG1 | 55464 | G | CTG1 | 4821 | Combined Cycle |  | ERC_REST | Texas | 48 | Harris | 201 | 48201 | 169.8 | 6521 | 2003 | 9999 |  |  | Y | Natural Gas |  |  |  | DLNB | SCR | [8 empty] | 0.0080164 | 0.0080164 | 0.0080164 | 0.0080164 | [11 empty] | Calpine Corp | 100 | Energy Capital Partners | 100
Deer Park Energy Center | 55464_G_CTG2 | 55464 | G | CTG2 | 4822 | Combined Cycle |  | ERC_REST | Texas | 48 | Harris | 201 | 48201 | 169.8 | 6521 | 2003 | 9999 |  |  | Y | Natural Gas |  |  |  | DLNB | SCR | [8 empty] | 0.0080164 | 0.0080164 | 0.0080164 | 0.0080164 | [11 empty] | Calpine Corp | 100 | Energy Capital Partners | 100
Deer Park Energy Center | 55464_G_CTG3 | 55464 | G | CTG3 | 4823 | Combined Cycle |  | ERC_REST | Texas | 48 | Harris | 201 | 48201 | 169.8 | 6521 | 2004 | 9999 |  |  | Y | Natural Gas |  |  |  | DLNB | SCR | [8 empty] | 0.0080164 | 0.0080164 | 0.0080164 | 0.0080164 | [11 empty] | Calpine Corp | 100 | Energy Capital Partners | 100
Deer Park Energy Center | 55464_G_CTG4 | 55464 | G | CTG4 | 4824 | Combined Cycle |  | ERC_REST | Texas | 48 | Harris | 201 | 48201 | 169.8 | 6521 | 2004 | 9999 |  |  | Y | Natural Gas |  |  |  | DLNB | SCR | [8 empty] | 0.0080164 | 0.0080164 | 0.0080164 | 0.0080164 | [11 empty] | Calpine Corp | 100 | Energy Capital Partners | 100
Deer Park Energy Center | 55464_G_STG1 | 55464 | G | STG1 | 4821 | Combined Cycle |  | ERC_REST | Texas | 48 | Harris | 201 | 48201 | 282 | 6521 | 2004 | 9999 |  |  | Y | Natural Gas |  |  |  | DLNB | SCR | [8 empty] | 0.0080164 | 0.0080164 | 0.0080164 | 0.0080164 | [11 empty] | Calpine Corp | 100 | Energy Capital Partners | 100
Deer Park Energy Center | 55464_G_CTG6 | 55464 | G | CTG6 | 90258 | Combined Cycle |  | ERC_REST | Texas | 48 | Harris | 201 | 48201 | 154.8 | 6521 | 2014 | 9999 |  |  | Y | Natural Gas |  |  |  | DLNB | SCR | [8 empty] | 0.0080164 | 0.0080164 | 0.0080164 | 0.0080164 | [11 empty] | Calpine Corp | 100 | Energy Capital Partners | 100
Ouachita | 55467_G_CTG1 | 55467 | G | CTG1 | 4829 | Combined Cycle |  | MIS_LA | Louisiana | 22 | Ouachita | 73 | 22073 | 144.7 | 7296 | 2002 | 9999 |  |  | N | Natural Gas |  |  |  | DLNB | SCR | [8 empty] | 0.014708 | 0.014708 | 0.014708 | 0.014708 | [11 empty] | Entergy Arkansas LLC | 100 | Entergy Corp | 100
Ouachita | 55467_G_CTG2 | 55467 | G | CTG2 | 4830 | Combined Cycle |  | MIS_LA | Louisiana | 22 | Ouachita | 73 | 22073 | 147.9 | 7296 | 2002 | 9999 |  |  | N | Natural Gas |  |  |  | DLNB | SCR | [8 empty] | 0.015299 | 0.015299 | 0.015299 | 0.015299 | [11 empty] | Entergy Arkansas LLC | 100 | Entergy Corp | 100
Ouachita | 55467_G_CTG3 | 55467 | G | CTG3 | 4831 | Combined Cycle |  | MIS_LA | Louisiana | 22 | Ouachita | 73 | 22073 | 145.6 | 7296 | 2002 | 9999 |  |  | N | Natural Gas |  |  |  | DLNB | SCR | [8 empty] | 0.013366 | 0.013366 | 0.013366 | 0.013366 | [11 empty] | Entergy Louisiana LLC | 100 | Entergy Corp | 100
Ouachita | 55467_G_STG1 | 55467 | G | STG1 | 4829 | Combined Cycle |  | MIS_LA | Louisiana | 22 | Ouachita | 73 | 22073 | 98.5 | 7296 | 2002 | 9999 |  |  | N | Natural Gas |  |  |  | NH3 | SCR | [8 empty] | 0.014708 | 0.014708 | 0.014708 | 0.014708 | [11 empty] | Entergy Arkansas LLC | 100 | Entergy Corp | 100
Ouachita | 55467_G_STG2 | 55467 | G | STG2 | 4830 | Combined Cycle |  | MIS_LA | Louisiana | 22 | Ouachita | 73 | 22073 | 100.7 | 7296 | 2002 | 9999 |  |  | N | Natural Gas |  |  |  | NH3 | SCR | [8 empty] | 0.015299 | 0.015299 | 0.015299 | 0.015299 | [11 empty] | Entergy Arkansas LLC | 100 | Entergy Corp | 100
Ouachita | 55467_G_STG3 | 55467 | G | STG3 | 4831 | Combined Cycle |  | MIS_LA | Louisiana | 22 | Ouachita | 73 | 22073 | 99 | 7296 | 2002 | 9999 |  |  | N | Natural Gas |  |  |  | NH3 | SCR | [8 empty] | 0.013366 | 0.013366 | 0.013366 | 0.013366 | [11 empty] | Entergy Louisiana LLC | 100 | Entergy Corp | 100
Green Power 2 | 55470_G_ST1 | 55470 | G | ST1 | 4843 | Combined Cycle |  | ERC_REST | Texas | 48 | Galveston | 167 | 48167 | 75 | 5500 | 2003 | 9999 |  |  | Y | Natural Gas |  |  |  | DLNB | SCR | [8 empty] | 0.010121 | 0.010121 | 0.010121 | 0.010121 | [11 empty] | South Houston Green Power LLC | 100 | Marathon Oil Corp | 100
Green Power 2 | 55470_G_TR1 | 55470 | G | TR1 | 4843 | Combined Cycle |  | ERC_REST | Texas | 48 | Galveston | 167 | 48167 | 158 | 5500 | 2003 | 9999 |  |  | Y | Natural Gas |  |  |  | DLNB | SCR | [8 empty] | 0.010121 | 0.010121 | 0.010121 | 0.010121 | [11 empty] | South Houston Green Power LLC | 100 | Marathon Oil Corp | 100
Green Power 2 | 55470_G_TR2 | 55470 | G | TR2 | 4844 | Combined Cycle |  | ERC_REST | Texas | 48 | Galveston | 167 | 48167 | 158 | 5500 | 2003 | 9999 |  |  | Y | Natural Gas |  |  |  | DLNB | SCR | [8 empty] | 0.010121 | 0.010121 | 0.010121 | 0.010121 | [11 empty] | South Houston Green Power LLC | 100 | Marathon Oil Corp | 100
Green Power 2 | 55470_G_TR3 | 55470 | G | TR3 | 4845 | Combined Cycle |  | ERC_REST | Texas | 48 | Galveston | 167 | 48167 | 158 | 5500 | 2003 | 9999 |  |  | Y | Natural Gas |  |  |  | DLNB | SCR | [8 empty] | 0.010121 | 0.010121 | 0.010121 | 0.010121 | [11 empty] | South Houston Green Power LLC | 100 | Marathon Oil Corp | 100
Neil Simpson Gas Turbine #2 | 55477_G_GT2 | 55477 | G | GT2 | 4849 | Combustion Turbine |  | WECC_WY | Wyoming | 56 | Campbell | 5 | 56005 | 34 | 12169 | 2001 | 9999 |  |  | N | Natural Gas |  |  |  | DLNB | [8 empty] | 0.8 | 0.04467 | 0.04467 | 0.04467 | 0.04467 | [11 empty] | Black Hills Energy Capital Inc | 100 | Black Hills Corp | 100
Lange Gas Turbines | 55478_G_0001 | 55478 | G | 0001 | 4850 | Combustion Turbine |  | WECC_WY | South Dakota | 46 | Pennington | 103 | 46103 | 34 | 12340 | 2002 | 9999 |  |  | N | Natural Gas |  |  |  | DLNB | [8 empty] | 3 | 0.06836 | 0.06836 | 0.06836 | 0.06836 | [11 empty] | Black Hills Power Inc | 100 | Black Hills Corp | 100
Wygen 1 | 55479_B_3 | 55479 | B | 3 | 4852 | Coal Steam |  | WECC_WY | Wyoming | 56 | Campbell | 5 | 56005 | 85 | 11824 | 2003 | 9999 | wall | dry | N | Subbituminous | Dry Scrubber | 2003 | 0.933 | LNBO | SCR | 2003 |  | B | NA | ACI | 2016 |  | 0.2 | 0.14165 | 0.14165 | 0.14165 | 0.14165 | 0.1 | 0.1 | 0.1 | 0.983 | [7 empty] | Black Hills Power Inc | 76.5 | Black Hills Corp | 76.5
Forney Energy Center | 55480_G_ST1 | 55480 | G | ST1 | 4853 | Combined Cycle |  | ERC_REST | Texas | 48 | Kaufman | 257 | 48257 | 408 | 7376 | 2003 | 9999 |  |  | N | Natural Gas |  |  |  | LNB | [9 empty] | 0.032368 | 0.032368 | 0.032368 | 0.032368 | [11 empty] | La Frontera Holdings LLC | 100 | Vistra Energy | 100
Forney Energy Center | 55480_G_ST2 | 55480 | G | ST2 | 4856 | Combined Cycle |  | ERC_REST | Texas | 48 | Kaufman | 257 | 48257 | 408 | 7376 | 2003 | 9999 |  |  | N | Natural Gas |  |  |  | LNB | [9 empty] | 0.033792 | 0.033792 | 0.033792 | 0.033792 | [11 empty] | La Frontera Holdings LLC | 100 | Vistra Energy | 100
Forney Energy Center | 55480_G_U1 | 55480 | G | U1 | 4853 | Combined Cycle |  | ERC_REST | Texas | 48 | Kaufman | 257 | 48257 | 167 | 7376 | 2003 | 9999 |  |  | N | Natural Gas |  |  |  | DLNB | [9 empty] | 0.032368 | 0.032368 | 0.032368 | 0.032368 | [11 empty] | La Frontera Holdings LLC | 100 | Vistra Energy | 100
Forney Energy Center | 55480_G_U2 | 55480 | G | U2 | 4854 | Combined Cycle |  | ERC_REST | Texas | 48 | Kaufman | 257 | 48257 | 159 | 7376 | 2003 | 9999 |  |  | N | Natural Gas |  |  |  | DLNB | [9 empty] | 0.032368 | 0.032368 | 0.032368 | 0.032368 | [11 empty] | La Frontera Holdings LLC | 100 | Vistra Energy | 100
Forney Energy Center | 55480_G_U3 | 55480 | G | U3 | 4855 | Combined Cycle |  | ERC_REST | Texas | 48 | Kaufman | 257 | 48257 | 159 | 7376 | 2003 | 9999 |  |  | N | Natural Gas |  |  |  | DLNB | [9 empty] | 0.032368 | 0.032368 | 0.032368 | 0.032368 | [11 empty] | La Frontera Holdings LLC | 100 | Vistra Energy | 100
Forney Energy Center | 55480_G_U4 | 55480 | G | U4 | 4856 | Combined Cycle |  | ERC_REST | Texas | 48 | Kaufman | 257 | 48257 | 167 | 7376 | 2003 | 9999 |  |  | N | Natural Gas |  |  |  | DLNB | [9 empty] | 0.033792 | 0.033792 | 0.033792 | 0.033792 | [11 empty] | La Frontera Holdings LLC | 100 | Vistra Energy | 100
Forney Energy Center | 55480_G_U5 | 55480 | G | U5 | 4857 | Combined Cycle |  | ERC_REST | Texas | 48 | Kaufman | 257 | 48257 | 159 | 7376 | 2003 | 9999 |  |  | N | Natural Gas |  |  |  | DLNB | [9 empty] | 0.033792 | 0.033792 | 0.033792 | 0.033792 | [11 empty] | La Frontera Holdings LLC | 100 | Vistra Energy | 100
Forney Energy Center | 55480_G_U6 | 55480 | G | U6 | 4858 | Combined Cycle |  | ERC_REST | Texas | 48 | Kaufman | 257 | 48257 | 159 | 7376 | 2003 | 9999 |  |  | N | Natural Gas |  |  |  | DLNB | [9 empty] | 0.033792 | 0.033792 | 0.033792 | 0.033792 | [11 empty] | La Frontera Holdings LLC | 100 | Vistra Energy | 100
Mesquite Generating Station Block 2 | 55481_G_GT3 | 55481 | G | GT3 | 4861 | Combined Cycle |  | WECC_AZ | Arizona | 4 | Maricopa | 13 | 04013 | 153 | 7330 | 2003 | 9999 |  |  | N | Natural Gas |  |  |  | DLNB | SCR | [8 empty] | 0.0083561 | 0.0083561 | 0.0083561 | 0.0083561 | [11 empty] | Mesquite Power LLC | 100 | ArcLight Capital Partners LLC | 100
Mesquite Generating Station Block 2 | 55481_G_GT4 | 55481 | G | GT4 | 4862 | Combined Cycle |  | WECC_AZ | Arizona | 4 | Maricopa | 13 | 04013 | 153 | 7330 | 2003 | 9999 |  |  | N | Natural Gas |  |  |  | DLNB | SCR | [8 empty] | 0.0083561 | 0.0083561 | 0.0083561 | 0.0083561 | [11 empty] | Mesquite Power LLC | 100 | ArcLight Capital Partners LLC | 100
Mesquite Generating Station Block 2 | 55481_G_ST2 | 55481 | G | ST2 | 4861 | Combined Cycle |  | WECC_AZ | Arizona | 4 | Maricopa | 13 | 04013 | 289 | 7330 | 2003 | 9999 |  |  | N | Natural Gas |  |  |  | DLNB + LNB + NH3 | SCR | [8 empty] | 0.0083561 | 0.0083561 | 0.0083561 | 0.0083561 | [11 empty] | Mesquite Power LLC | 100 | ArcLight Capital Partners LLC | 100
Goldendale Generating Station | 55482_G_G1 | 55482 | G | G1 | 4863 | Combined Cycle |  | WECC_PNW | Washington | 53 | Klickitat | 39 | 53039 | 153.1 | 7081 | 2004 | 9999 |  |  | N | Natural Gas |  |  |  | DLNB | SCR | [8 empty] | 0.0075449 | 0.0075449 | 0.0075449 | 0.0075449 | [11 empty] | Puget Sound Energy Inc | 100 | Puget Energy Inc | 100
Goldendale Generating Station | 55482_G_G2 | 55482 | G | G2 | 4863 | Combined Cycle |  | WECC_PNW | Washington | 53 | Klickitat | 39 | 53039 | 110.6 | 7081 | 2004 | 9999 |  |  | N | Natural Gas |  |  |  | LNB + NH3 | SCR | [8 empty] | 0.0075449 | 0.0075449 | 0.0075449 | 0.0075449 | [11 empty] | Puget Sound Energy Inc | 100 | Puget Energy Inc | 100
Blackburn Landfill Co-Generation | 55488_G_BB1 | 55488 | G | BB1 |  | Landfill Gas |  | S_VACA | North Carolina | 37 | Catawba | 35 | 37035 | 1 | 4988 | 1999 | 9999 |  |  | Y | Landfill Gas | [13 empty] | 0.22117 | 0.22117 | 0.22117 | 0.22117 | [11 empty] | Catawba County | 100 | Catawba County | 100
Blackburn Landfill Co-Generation | 55488_G_BB2 | 55488 | G | BB2 |  | Landfill Gas |  | S_VACA | North Carolina | 37 | Catawba | 35 | 37035 | 1 | 4988 | 1999 | 9999 |  |  | Y | Landfill Gas | [13 empty] | 0.22117 | 0.22117 | 0.22117 | 0.22117 | [11 empty] | Catawba County | 100 | Catawba County | 100
Blackburn Landfill Co-Generation | 55488_G_BB3 | 55488 | G | BB3 |  | Landfill Gas |  | S_VACA | North Carolina | 37 | Catawba | 35 | 37035 | 0.9 | 4988 | 2002 | 9999 |  |  | Y | Landfill Gas | [13 empty] | 0.22117 | 0.22117 | 0.22117 | 0.22117 | [11 empty] | Catawba County | 100 | Catawba County | 100
Goose Creek Energy Center | 55496_G_CT01 | 55496 | G | CT01 | 10123 | Combustion Turbine |  | MIS_IL | Illinois | 17 | Piatt | 147 | 17147 | 72 | 13483 | 2003 | 2045 |  |  | N | Natural Gas |  |  |  | DLNB | [8 empty] | 0.001 | 0.02338 | 0.02338 | 0.02338 | 0.02338 | [11 empty] | Ameren Missouri | 100 | Ameren Corp | 100
Goose Creek Energy Center | 55496_G_CT02 | 55496 | G | CT02 | 10124 | Combustion Turbine |  | MIS_IL | Illinois | 17 | Piatt | 147 | 17147 | 72 | 13485 | 2003 | 2045 |  |  | N | Natural Gas |  |  |  | DLNB | [8 empty] | 0.001 | 0.01787 | 0.01787 | 0.01787 | 0.01787 | [11 empty] | Ameren Missouri | 100 | Ameren Corp | 100
Goose Creek Energy Center | 55496_G_CT03 | 55496 | G | CT03 | 10125 | Combustion Turbine |  | MIS_IL | Illinois | 17 | Piatt | 147 | 17147 | 72 | 13485 | 2003 | 2045 |  |  | N | Natural Gas |  |  |  | DLNB | [8 empty] | 0.001 | 0.01833 | 0.01833 | 0.01833 | 0.01833 | [11 empty] | Ameren Missouri | 100 | Ameren Corp | 100
Goose Creek Energy Center | 55496_G_CT04 | 55496 | G | CT04 | 10126 | Combustion Turbine |  | MIS_IL | Illinois | 17 | Piatt | 147 | 17147 | 72 | 13485 | 2003 | 2045 |  |  | N | Natural Gas |  |  |  | DLNB | [8 empty] | 0.001 | 0.02315 | 0.02315 | 0.02315 | 0.02315 | [11 empty] | Ameren Missouri | 100 | Ameren Corp | 100
Goose Creek Energy Center | 55496_G_CT05 | 55496 | G | CT05 | 10127 | Combustion Turbine |  | MIS_IL | Illinois | 17 | Piatt | 147 | 17147 | 72 | 13485 | 2003 | 2045 |  |  | N | Natural Gas |  |  |  | DLNB | [8 empty] | 0.001 | 0.02204 | 0.02204 | 0.02204 | 0.02204 | [11 empty] | Ameren Missouri | 100 | Ameren Corp | 100
Goose Creek Energy Center | 55496_G_CT06 | 55496 | G | CT06 | 10128 | Combustion Turbine |  | MIS_IL | Illinois | 17 | Piatt | 147 | 17147 | 72 | 13485 | 2003 | 2045 |  |  | N | Natural Gas |  |  |  | DLNB | [8 empty] | 0.001 | 0.02243 | 0.02243 | 0.02243 | 0.02243 | [11 empty] | Ameren Missouri | 100 | Ameren Corp | 100
CalPeak Power Vaca Dixon Peaker Plant | 55499_G_CPP1 | 55499 | G | CPP1 | 4893 | Combustion Turbine |  | WEC_CALN | California | 6 | Solano | 95 | 06095 | 48 | 10926 | 2002 | 9999 |  |  | N | Natural Gas |  |  |  | DLNB + NH3 | SCR | [7 empty] | 0.74 | 0.01427 | 0.01427 | 0.01427 | 0.01427 | [11 empty] | Calpeak Power Vaca Dixon LLC | 100 | Carlyle Group (The) | 100
Kiamichi Energy Facility | 55501_G_CTG1 | 55501 | G | CTG1 | 4899 | Combined Cycle |  | SPP_KIAM | Oklahoma | 40 | Pittsburg | 121 | 40121 | 142.2 | 7608 | 2003 | 9999 |  |  | N | Natural Gas |  |  |  | DLNB | [9 empty] | 0.029906 | 0.029906 | 0.029906 | 0.029906 | [11 empty] | Kiowa Power Partners LLC | 100 | Tenaska Inc | 100
Kiamichi Energy Facility | 55501_G_CTG2 | 55501 | G | CTG2 | 4900 | Combined Cycle |  | SPP_KIAM | Oklahoma | 40 | Pittsburg | 121 | 40121 | 144.9 | 7608 | 2003 | 9999 |  |  | N | Natural Gas |  |  |  | DLNB | [9 empty] | 0.030673 | 0.030673 | 0.030673 | 0.030673 | [11 empty] | Kiowa Power Partners LLC | 100 | Tenaska Inc | 100
Kiamichi Energy Facility | 55501_G_CTG3 | 55501 | G | CTG3 | 4901 | Combined Cycle |  | SPP_KIAM | Oklahoma | 40 | Pittsburg | 121 | 40121 | 142.9 | 7608 | 2003 | 9999 |  |  | N | Natural Gas |  |  |  | DLNB | [9 empty] | 0.030673 | 0.030673 | 0.030673 | 0.030673 | [11 empty] | Kiowa Power Partners LLC | 100 | Tenaska Inc | 100
Kiamichi Energy Facility | 55501_G_CTG4 | 55501 | G | CTG4 | 4902 | Combined Cycle |  | SPP_KIAM | Oklahoma | 40 | Pittsburg | 121 | 40121 | 141.4 | 7608 | 2003 | 9999 |  |  | N | Natural Gas |  |  |  | DLNB | [9 empty] | 0.029906 | 0.029906 | 0.029906 | 0.029906 | [11 empty] | Kiowa Power Partners LLC | 100 | Tenaska Inc | 100
Kiamichi Energy Facility | 55501_G_STG1 | 55501 | G | STG1 | 4899 | Combined Cycle |  | SPP_KIAM | Oklahoma | 40 | Pittsburg | 121 | 40121 | 302.4 | 7608 | 2003 | 9999 |  |  | N | Natural Gas |  |  |  | DLNB | [9 empty] | 0.029906 | 0.029906 | 0.029906 | 0.029906 | [11 empty] | Kiowa Power Partners LLC | 100 | Tenaska Inc | 100
Kiamichi Energy Facility | 55501_G_STG2 | 55501 | G | STG2 | 4901 | Combined Cycle |  | SPP_KIAM | Oklahoma | 40 | Pittsburg | 121 | 40121 | 304.6 | 7608 | 2003 | 9999 |  |  | N | Natural Gas |  |  |  | DLNB | [9 empty] | 0.030673 | 0.030673 | 0.030673 | 0.030673 | [11 empty] | Kiowa Power Partners LLC | 100 | Tenaska Inc | 100
Lawrenceburg Power, LLC | 55502_G_0100 | 55502 | G | 0100 | 8612 | Combined Cycle |  | PJM_West | Indiana | 18 | Dearborn | 29 | 18029 | 258 | 7098 | 2004 | 9999 |  |  | N | Natural Gas |  |  |  | DLNB | SCR | [8 empty] | 0.0097709 | 0.0097709 | 0.0097709 | 0.0097709 | [11 empty] | Lawrenceburg Power LLC | 100 | ArcLight Capital Partners LLC | 100
Lawrenceburg Power, LLC | 55502_G_0200 | 55502 | G | 0200 | 8616 | Combined Cycle |  | PJM_West | Indiana | 18 | Dearborn | 29 | 18029 | 246 | 7098 | 2004 | 9999 |  |  | N | Natural Gas |  |  |  | DLNB | SCR | [8 empty] | 0.0097666 | 0.0097666 | 0.0097666 | 0.0097666 | [11 empty] | Lawrenceburg Power LLC | 100 | ArcLight Capital Partners LLC | 100
Lawrenceburg Power, LLC | 55502_G_1100 | 55502 | G | 1100 | 8612 | Combined Cycle |  | PJM_West | Indiana | 18 | Dearborn | 29 | 18029 | 166 | 7098 | 2004 | 9999 |  |  | N | Natural Gas |  |  |  | DLNB | SCR | [8 empty] | 0.0097709 | 0.0097709 | 0.0097709 | 0.0097709 | [11 empty] | Lawrenceburg Power LLC | 100 | ArcLight Capital Partners LLC | 100
Lawrenceburg Power, LLC | 55502_G_1200 | 55502 | G | 1200 | 8614 | Combined Cycle |  | PJM_West | Indiana | 18 | Dearborn | 29 | 18029 | 171 | 7098 | 2004 | 9999 |  |  | N | Natural Gas |  |  |  | DLNB | SCR | [8 empty] | 0.0097709 | 0.0097709 | 0.0097709 | 0.0097709 | [11 empty] | Lawrenceburg Power LLC | 100 | ArcLight Capital Partners LLC | 100
Lawrenceburg Power, LLC | 55502_G_2100 | 55502 | G | 2100 | 8616 | Combined Cycle |  | PJM_West | Indiana | 18 | Dearborn | 29 | 18029 | 166 | 7098 | 2004 | 9999 |  |  | N | Natural Gas |  |  |  | DLNB | SCR | [8 empty] | 0.0097666 | 0.0097666 | 0.0097666 | 0.0097666 | [11 empty] | Lawrenceburg Power LLC | 100 | ArcLight Capital Partners LLC | 100
Lawrenceburg Power, LLC | 55502_G_2200 | 55502 | G | 2200 | 8618 | Combined Cycle |  | PJM_West | Indiana | 18 | Dearborn | 29 | 18029 | 166 | 7098 | 2004 | 9999 |  |  | N | Natural Gas |  |  |  | DLNB | SCR | [8 empty] | 0.0097666 | 0.0097666 | 0.0097666 | 0.0097666 | [11 empty] | Lawrenceburg Power LLC | 100 | ArcLight Capital Partners LLC | 100
Waterford Power, LLC | 55503_G_CTG1 | 55503 | G | CTG1 | 8620 | Combined Cycle |  | PJM_West | Ohio | 39 | Washington | 167 | 39167 | 168 | 7050 | 2003 | 9999 |  |  | N | Natural Gas |  |  |  | DLNB | SCR | [8 empty] | 0.0092821 | 0.0092821 | 0.0092821 | 0.0092821 | [11 empty] | Waterford Power LLC | 100 | ArcLight Capital Partners LLC | 100
Waterford Power, LLC | 55503_G_CTG2 | 55503 | G | CTG2 | 8622 | Combined Cycle |  | PJM_West | Ohio | 39 | Washington | 167 | 39167 | 168 | 7050 | 2003 | 9999 |  |  | N | Natural Gas |  |  |  | DLNB | SCR | [8 empty] | 0.0092821 | 0.0092821 | 0.0092821 | 0.0092821 | [11 empty] | Waterford Power LLC | 100 | ArcLight Capital Partners LLC | 100
Waterford Power, LLC | 55503_G_CTG3 | 55503 | G | CTG3 | 8624 | Combined Cycle |  | PJM_West | Ohio | 39 | Washington | 167 | 39167 | 168 | 7050 | 2003 | 9999 |  |  | N | Natural Gas |  |  |  | DLNB | SCR | [8 empty] | 0.0092821 | 0.0092821 | 0.0092821 | 0.0092821 | [11 empty] | Waterford Power LLC | 100 | ArcLight Capital Partners LLC | 100
Waterford Power, LLC | 55503_G_ST1 | 55503 | G | ST1 | 8620 | Combined Cycle |  | PJM_West | Ohio | 39 | Washington | 167 | 39167 | 362 | 7050 | 2003 | 9999 |  |  | N | Natural Gas |  |  |  | DLNB | SCR | [8 empty] | 0.0092821 | 0.0092821 | 0.0092821 | 0.0092821 | [11 empty] | Waterford Power LLC | 100 | ArcLight Capital Partners LLC | 100
Limon Generating Station | 55504_G_L1 | 55504 | G | L1 | 4903 | Combustion Turbine |  | WECC_CO | Colorado | 8 | Lincoln | 73 | 08073 | 67 | 12529 | 2002 | 9999 |  |  | N | Natural Gas, Distillate Fuel Oil |  |  |  | DLNB + H2O | [8 empty] | 1.2 | 0.03035 | 0.03035 | 0.03035 | 0.03035 | [11 empty] | Tri State Generation & Transmission Association Inc | 100 | Tri State Generation & Transmission Association Inc | 100
Limon Generating Station | 55504_G_L2 | 55504 | G | L2 | 4904 | Combustion Turbine |  | WECC_CO | Colorado | 8 | Lincoln | 73 | 08073 | 67 | 12529 | 2002 | 9999 |  |  | N | Natural Gas, Distillate Fuel Oil |  |  |  | DLNB + H2O | [8 empty] | 1.2 | 0.03085 | 0.03085 | 0.03085 | 0.03085 | [11 empty] | Tri State Generation & Transmission Association Inc | 100 | Tri State Generation & Transmission Association Inc | 100
Frank Knutson | 55505_G_BR1 | 55505 | G | BR1 | 4905 | Combustion Turbine |  | WECC_CO | Colorado | 8 | Adams | 1 | 08001 | 67 | 12671 | 2002 | 9999 |  |  | N | Natural Gas, Distillate Fuel Oil |  |  |  | DLNB + H2O | [8 empty] | 1.2 | 0.02735 | 0.02735 | 0.02735 | 0.02735 | [11 empty] | Tri State Generation & Transmission Association Inc | 100 | Tri State Generation & Transmission Association Inc | 100
Frank Knutson | 55505_G_BR2 | 55505 | G | BR2 | 4906 | Combustion Turbine |  | WECC_CO | Colorado | 8 | Adams | 1 | 08001 | 67 | 12672 | 2002 | 9999 |  |  | N | Natural Gas, Distillate Fuel Oil |  |  |  | DLNB + H2O | [8 empty] | 1.2 | 0.02808 | 0.02808 | 0.02808 | 0.02808 | [11 empty] | Tri State Generation & Transmission Association Inc | 100 | Tri State Generation & Transmission Association Inc | 100
CalPeak Power Panoche Peaker Plant | 55508_G_CPP2 | 55508 | G | CPP2 | 4913 | Combustion Turbine |  | WEC_CALN | California | 6 | Fresno | 19 | 06019 | 48 | 10847 | 2001 | 9999 |  |  | N | Natural Gas |  |  |  | DLNB + NH3 | SCR | [7 empty] | 0.74 | 0.01124 | 0.01124 | 0.01124 | 0.01124 | [11 empty] | Calpeak Power Panoche LLC | 100 | Carlyle Group (The) | 100
CalPeak Power Border Peaker Plant | 55510_G_CPP4 | 55510 | G | CPP4 | 4917 | Combustion Turbine |  | WEC_SDGE | California | 6 | San Diego | 73 | 06073 | 48 | 11072 | 2001 | 9999 |  |  | N | Natural Gas |  |  |  | DLNB + NH3 | SCR | [7 empty] | 0.74 | 0.01771 | 0.01771 | 0.01771 | 0.01771 | [11 empty] | Calpeak Power Border LLC | 100 | Carlyle Group (The) | 100
Cuyamaca Peak Energy Plant | 55512_G_CPP6 | 55512 | G | CPP6 | 4921 | Combustion Turbine |  | WEC_SDGE | California | 6 | San Diego | 73 | 06073 | 48.7 | 11401 | 2002 | 9999 |  |  | N | Natural Gas |  |  |  | DLNB + NH3 | SCR | [7 empty] | 0.74 | 0.01298 | 0.01298 | 0.01298 | 0.01298 | [11 empty] | San Diego Gas & Electric Co | 100 | Sempra Energy | 100
CalPeak Power Enterprise Peaker Plant | 55513_G_CPP7 | 55513 | G | CPP7 | 4923 | Combustion Turbine |  | WEC_SDGE | California | 6 | San Diego | 73 | 06073 | 48 | 10986 | 2001 | 9999 |  |  | N | Natural Gas |  |  |  | DLNB + NH3 | SCR | [7 empty] | 0.74 | 0.01642 | 0.01642 | 0.01642 | 0.01642 | [11 empty] | Calpeak Power Enterprise LLC | 100 | Carlyle Group (The) | 100
Apex Generating Station | 55514_G_CTG1 | 55514 | G | CTG1 | 4925 | Combined Cycle |  | WECC_SNV | Nevada | 32 | Clark | 3 | 32003 | 164.6 | 7099 | 2003 | 9999 |  |  | N | Natural Gas |  |  |  | DLNB | SCR | [8 empty] | 0.014644 | 0.014644 | 0.014644 | 0.014644 | [11 empty] | Southern California Public Power Authority | 100 | Southern California Public Power Authority | 100
Apex Generating Station | 55514_G_CTG2 | 55514 | G | CTG2 | 4926 | Combined Cycle |  | WECC_SNV | Nevada | 32 | Clark | 3 | 32003 | 164.6 | 7099 | 2003 | 9999 |  |  | N | Natural Gas |  |  |  | DLNB | SCR | [8 empty] | 0.014644 | 0.014644 | 0.014644 | 0.014644 | [11 empty] | Southern California Public Power Authority | 100 | Southern California Public Power Authority | 100
Apex Generating Station | 55514_G_STG1 | 55514 | G | STG1 | 4925 | Combined Cycle |  | WECC_SNV | Nevada | 32 | Clark | 3 | 32003 | 195.2 | 7099 | 2003 | 9999 |  |  | N | Natural Gas |  |  |  | DLNB | SCR | [8 empty] | 0.014644 | 0.014644 | 0.014644 | 0.014644 | [11 empty] | Southern California Public Power Authority | 100 | Southern California Public Power Authority | 100
Fayette Energy Facility | 55516_G_CTG1 | 55516 | G | CTG1 | 10129 | Combined Cycle |  | PJM_AP | Pennsylvania | 42 | Fayette | 51 | 42051 | 174 | 7222 | 2003 | 9999 |  |  | N | Natural Gas |  |  |  | DLNB | SCR | [8 empty] | 0.0070555 | 0.0070555 | 0.0070555 | 0.0070555 | [11 empty] | Fayette Power Co LLC | 100 | Vistra Energy | 100
Fayette Energy Facility | 55516_G_CTG2 | 55516 | G | CTG2 | 10130 | Combined Cycle |  | PJM_AP | Pennsylvania | 42 | Fayette | 51 | 42051 | 174 | 7222 | 2003 | 9999 |  |  | N | Natural Gas |  |  |  | DLNB | SCR | [8 empty] | 0.0070555 | 0.0070555 | 0.0070555 | 0.0070555 | [11 empty] | Fayette Power Co LLC | 100 | Vistra Energy | 100
Fayette Energy Facility | 55516_G_STG1 | 55516 | G | STG1 | 10129 | Combined Cycle |  | PJM_AP | Pennsylvania | 42 | Fayette | 51 | 42051 | 314 | 7222 | 2003 | 9999 |  |  | N | Natural Gas |  |  |  | NH3 | SCR | [8 empty] | 0.0070555 | 0.0070555 | 0.0070555 | 0.0070555 | [11 empty] | Fayette Power Co LLC | 100 | Vistra Energy | 100
Wallingford Energy | 55517_G_CTG1 | 55517 | G | CTG1 | 4927 | Combustion Turbine |  | NENG_CT | Connecticut | 9 | New Haven | 9 | 09009 | 42.3 | 10824 | 2001 | 9999 |  |  | N | Natural Gas |  |  |  | LNB | SCR | [7 empty] | 0.003 | 0.01105 | 0.01105 | 0.01105 | 0.01105 | [11 empty] | Wallingford Energy LLC | 100 | LS Power Group | 100
Wallingford Energy | 55517_G_CTG2 | 55517 | G | CTG2 | 4928 | Combustion Turbine |  | NENG_CT | Connecticut | 9 | New Haven | 9 | 09009 | 42.3 | 10824 | 2001 | 9999 |  |  | N | Natural Gas |  |  |  | LNB | SCR | [7 empty] | 0.003 | 0.01104 | 0.01104 | 0.01104 | 0.01104 | [11 empty] | Wallingford Energy LLC | 100 | LS Power Group | 100
Wallingford Energy | 55517_G_CTG3 | 55517 | G | CTG3 | 4929 | Combustion Turbine |  | NENG_CT | Connecticut | 9 | New Haven | 9 | 09009 | 42.3 | 10824 | 2001 | 9999 |  |  | N | Natural Gas |  |  |  | LNB | SCR | [7 empty] | 0.003 | 0.01109 | 0.01109 | 0.01109 | 0.01109 | [11 empty] | Wallingford Energy LLC | 100 | LS Power Group | 100
Wallingford Energy | 55517_G_CTG4 | 55517 | G | CTG4 | 4930 | Combustion Turbine |  | NENG_CT | Connecticut | 9 | New Haven | 9 | 09009 | 42.3 | 10824 | 2001 | 9999 |  |  | N | Natural Gas |  |  |  | LNB | SCR | [7 empty] | 0.003 | 0.01075 | 0.01075 | 0.01075 | 0.01075 | [11 empty] | Wallingford Energy LLC | 100 | LS Power Group | 100
Wallingford Energy | 55517_G_CTG5 | 55517 | G | CTG5 | 4931 | Combustion Turbine |  | NENG_CT | Connecticut | 9 | New Haven | 9 | 09009 | 42.3 | 10824 | 2001 | 9999 |  |  | N | Natural Gas |  |  |  | LNB | SCR | [7 empty] | 0.003 | 0.01173 | 0.01173 | 0.01173 | 0.01173 | [11 empty] | Wallingford Energy LLC | 100 | LS Power Group | 100
Wallingford Energy | 55517_G_CTG6 | 55517 | G | CTG6 | 91275 | Combustion Turbine |  | NENG_CT | Connecticut | 9 | New Haven | 9 | 09009 | 45 | 10745 | 2018 | 9999 |  |  | N | Natural Gas | [13 empty] | 0.01149 | 0.01149 | 0.01149 | 0.01149 | [11 empty] | Wallingford Energy II LLC | 100 | LS Power Group | 100
Wallingford Energy | 55517_G_CTG7 | 55517 | G | CTG7 | 91276 | Combustion Turbine |  | NENG_CT | Connecticut | 9 | New Haven | 9 | 09009 | 45 | 10745 | 2018 | 9999 |  |  | N | Natural Gas | [13 empty] | 0.01161 | 0.01161 | 0.01161 | 0.01161 | [11 empty] | Wallingford Energy II LLC | 100 | LS Power Group | 100
High Desert Power Plant | 55518_G_CTG1 | 55518 | G | CTG1 | 4932 | Combined Cycle |  | WECC_SCE | California | 6 | San Bernardino | 71 | 06071 | 157.6 | 7461 | 2003 | 9999 |  |  | N | Natural Gas |  |  |  |  | SCR | [8 empty] | 0.0084529 | 0.0084529 | 0.0084529 | 0.0084529 | [11 empty] | High Desert Power Project LLC | 100 | Middle River Power II LLC | 100
High Desert Power Plant | 55518_G_CTG2 | 55518 | G | CTG2 | 4933 | Combined Cycle |  | WECC_SCE | California | 6 | San Bernardino | 71 | 06071 | 157.6 | 7461 | 2003 | 9999 |  |  | N | Natural Gas |  |  |  |  | SCR | [8 empty] | 0.0084529 | 0.0084529 | 0.0084529 | 0.0084529 | [11 empty] | High Desert Power Project LLC | 100 | Middle River Power II LLC | 100
High Desert Power Plant | 55518_G_CTG3 | 55518 | G | CTG3 | 4934 | Combined Cycle |  | WECC_SCE | California | 6 | San Bernardino | 71 | 06071 | 156.5 | 7461 | 2003 | 9999 |  |  | N | Natural Gas |  |  |  |  | SCR | [8 empty] | 0.0084529 | 0.0084529 | 0.0084529 | 0.0084529 | [11 empty] | High Desert Power Project LLC | 100 | Middle River Power II LLC | 100
High Desert Power Plant | 55518_G_STG1 | 55518 | G | STG1 | 4932 | Combined Cycle |  | WECC_SCE | California | 6 | San Bernardino | 71 | 06071 | 304.8 | 7461 | 2003 | 9999 |  |  | N | Natural Gas |  |  |  | LNB + NH3 | SCR | [8 empty] | 0.0084529 | 0.0084529 | 0.0084529 | 0.0084529 | [11 empty] | High Desert Power Project LLC | 100 | Middle River Power II LLC | 100
Sundance | 55522_G_CT1 | 55522 | G | CT1 | 9951 | Combustion Turbine |  | WECC_AZ | Arizona | 4 | Pinal | 21 | 04021 | 41 | 10929 | 2002 | 9999 |  |  | N | Natural Gas |  |  |  | H2O | SCR | [7 empty] | 0.8 | 0.01479 | 0.01479 | 0.01479 | 0.01479 | [11 empty] | Arizona Public Service Co | 100 | Pinnacle West Capital Corp | 100
Sundance | 55522_G_CT10 | 55522 | G | CT10 | 9960 | Combustion Turbine |  | WECC_AZ | Arizona | 4 | Pinal | 21 | 04021 | 41 | 10930 | 2002 | 9999 |  |  | N | Natural Gas |  |  |  | H2O | SCR | [7 empty] | 0.8 | 0.01553 | 0.01553 | 0.01553 | 0.01553 | [11 empty] | Arizona Public Service Co | 100 | Pinnacle West Capital Corp | 100
Sundance | 55522_G_CT2 | 55522 | G | CT2 | 9952 | Combustion Turbine |  | WECC_AZ | Arizona | 4 | Pinal | 21 | 04021 | 41 | 10930 | 2002 | 9999 |  |  | N | Natural Gas |  |  |  | H2O | SCR | [7 empty] | 0.8 | 0.01565 | 0.01565 | 0.01565 | 0.01565 | [11 empty] | Arizona Public Service Co | 100 | Pinnacle West Capital Corp | 100
Sundance | 55522_G_CT3 | 55522 | G | CT3 | 9953 | Combustion Turbine |  | WECC_AZ | Arizona | 4 | Pinal | 21 | 04021 | 41 | 10930 | 2002 | 9999 |  |  | N | Natural Gas |  |  |  | H2O | SCR | [7 empty] | 0.8 | 0.01578 | 0.01578 | 0.01578 | 0.01578 | [11 empty] | Arizona Public Service Co | 100 | Pinnacle West Capital Corp | 100
Sundance | 55522_G_CT4 | 55522 | G | CT4 | 9954 | Combustion Turbine |  | WECC_AZ | Arizona | 4 | Pinal | 21 | 04021 | 41 | 10930 | 2002 | 9999 |  |  | N | Natural Gas |  |  |  | H2O | SCR | [7 empty] | 0.8 | 0.01678 | 0.01678 | 0.01678 | 0.01678 | [11 empty] | Arizona Public Service Co | 100 | Pinnacle West Capital Corp | 100
Sundance | 55522_G_CT5 | 55522 | G | CT5 | 9955 | Combustion Turbine |  | WECC_AZ | Arizona | 4 | Pinal | 21 | 04021 | 41 | 10930 | 2002 | 9999 |  |  | N | Natural Gas |  |  |  | H2O | SCR | [7 empty] | 0.8 | 0.0159 | 0.0159 | 0.0159 | 0.0159 | [11 empty] | Arizona Public Service Co | 100 | Pinnacle West Capital Corp | 100
Sundance | 55522_G_CT6 | 55522 | G | CT6 | 9956 | Combustion Turbine |  | WECC_AZ | Arizona | 4 | Pinal | 21 | 04021 | 41 | 10930 | 2002 | 9999 |  |  | N | Natural Gas |  |  |  | H2O | SCR | [7 empty] | 0.8 | 0.01612 | 0.01612 | 0.01612 | 0.01612 | [11 empty] | Arizona Public Service Co | 100 | Pinnacle West Capital Corp | 100
Sundance | 55522_G_CT7 | 55522 | G | CT7 | 9957 | Combustion Turbine |  | WECC_AZ | Arizona | 4 | Pinal | 21 | 04021 | 41 | 10930 | 2002 | 9999 |  |  | N | Natural Gas |  |  |  | H2O | SCR | [7 empty] | 0.8 | 0.01789 | 0.01789 | 0.01789 | 0.01789 | [11 empty] | Arizona Public Service Co | 100 | Pinnacle West Capital Corp | 100
Sundance | 55522_G_CT8 | 55522 | G | CT8 | 9958 | Combustion Turbine |  | WECC_AZ | Arizona | 4 | Pinal | 21 | 04021 | 41 | 10930 | 2002 | 9999 |  |  | N | Natural Gas |  |  |  | H2O | SCR | [7 empty] | 0.8 | 0.01775 | 0.01775 | 0.01775 | 0.01775 | [11 empty] | Arizona Public Service Co | 100 | Pinnacle West Capital Corp | 100
Sundance | 55522_G_CT9 | 55522 | G | CT9 | 9959 | Combustion Turbine |  | WECC_AZ | Arizona | 4 | Pinal | 21 | 04021 | 41 | 10930 | 2002 | 9999 |  |  | N | Natural Gas |  |  |  | H2O | SCR | [7 empty] | 0.8 | 0.01663 | 0.01663 | 0.01663 | 0.01663 | [11 empty] | Arizona Public Service Co | 100 | Pinnacle West Capital Corp | 100
York Energy Center | 55524_G_CTG1 | 55524 | G | CTG1 | 4937 | Combined Cycle |  | PJM_EMAC | Pennsylvania | 42 | York | 133 | 42133 | 113 | 7956 | 2011 | 9999 |  |  | N | Natural Gas, Distillate Fuel Oil |  |  |  |  | SCR | [8 empty] | 0.0076162 | 0.0076162 | 0.0076162 | 0.0076162 | [11 empty] | Calpine Mid Merit LLC | 100 | Energy Capital Partners | 100
York Energy Center | 55524_G_CTG2 | 55524 | G | CTG2 | 4938 | Combined Cycle |  | PJM_EMAC | Pennsylvania | 42 | York | 133 | 42133 | 122 | 7956 | 2011 | 9999 |  |  | N | Natural Gas, Distillate Fuel Oil |  |  |  |  | SCR | [8 empty] | 0.0076162 | 0.0076162 | 0.0076162 | 0.0076162 | [11 empty] | Calpine Mid Merit LLC | 100 | Energy Capital Partners | 100
York Energy Center | 55524_G_CTG3 | 55524 | G | CTG3 | 4939 | Combined Cycle |  | PJM_EMAC | Pennsylvania | 42 | York | 133 | 42133 | 122 | 7956 | 2011 | 9999 |  |  | N | Natural Gas, Distillate Fuel Oil |  |  |  |  | SCR | [8 empty] | 0.0076162 | 0.0076162 | 0.0076162 | 0.0076162 | [11 empty] | Calpine Mid Merit LLC | 100 | Energy Capital Partners | 100
York Energy Center | 55524_G_STG1 | 55524 | G | STG1 | 4937 | Combined Cycle |  | PJM_EMAC | Pennsylvania | 42 | York | 133 | 42133 | 188 | 7956 | 2011 | 9999 | other |  | N | Natural Gas, Distillate Fuel Oil |  |  |  |  | SCR | [8 empty] | 0.0076162 | 0.0076162 | 0.0076162 | 0.0076162 | [11 empty] | Calpine Mid Merit LLC | 100 | Energy Capital Partners | 100
York Energy Center | 55524_G_CTG5 | 55524 | G | CTG5 | 4940 | Combined Cycle |  | PJM_EMAC | Pennsylvania | 42 | York | 133 | 42133 | 216.3 | 7050 | 2019 | 9999 |  |  | N | Natural Gas, Distillate Fuel Oil |  |  |  | DLNB + H2O | SCR | [8 empty] | 0.0051682 | 0.0051682 | 0.0051682 | 0.0051682 | [11 empty] | Calpine Mid Merit II LLC | 100 | Energy Capital Partners | 100
York Energy Center | 55524_G_CTG6 | 55524 | G | CTG6 | 4941 | Combined Cycle |  | PJM_EMAC | Pennsylvania | 42 | York | 133 | 42133 | 216.3 | 7050 | 2019 | 9999 |  |  | N | Natural Gas, Distillate Fuel Oil |  |  |  | DLNB + H2O | SCR | [8 empty] | 0.0051682 | 0.0051682 | 0.0051682 | 0.0051682 | [11 empty] | Calpine Mid Merit II LLC | 100 | Energy Capital Partners | 100
York Energy Center | 55524_G_STG2 | 55524 | G | STG2 | 4940 | Combined Cycle |  | PJM_EMAC | Pennsylvania | 42 | York | 133 | 42133 | 395.1 | 7050 | 2019 | 9999 |  |  | N | Natural Gas, Distillate Fuel Oil |  |  |  |  | SCR | [8 empty] | 0.0051682 | 0.0051682 | 0.0051682 | 0.0051682 | [11 empty] | Calpine Mid Merit II LLC | 100 | Energy Capital Partners | 100
Water Filter Plant #2 | 55534_G_1299 | 55534 | G | 1299 |  | Combustion Turbine | IC Engine | S_VACA | North Carolina | 37 | Burke | 23 | 37023 | 1.7 | 21948 | 2013 | 9999 |  |  | N | Distillate Fuel Oil | [13 empty] | 1.6498 | 1.6498 | 1.6498 | 1.6498 | [11 empty] | Morganton NC (City of) | 100 | Morganton NC (City of) | 100
Escondido Energy Center | 55538_G_CTG1 | 55538 | G | CTG1 | 90893 | Combustion Turbine |  | WEC_SDGE | California | 6 | San Diego | 73 | 06073 | 45 | 10745 | 2014 | 9999 |  |  | N | Natural Gas |  |  |  | H2O | [9 empty] | 0.01351 | 0.01351 | 0.01351 | 0.01351 | [11 empty] | Escondido Energy Center LLC | 100 | Fresno Power Investors LP | 100
Chula Vista Energy Center | 55540_G_GEN1 | 55540 | G | GEN1 | 4973 | Combustion Turbine |  | WEC_SDGE | California | 6 | San Diego | 73 | 06073 | 33.6 | 12369 | 2001 | 9999 |  |  | N | Natural Gas |  |  |  | DLNB | SCR | [8 empty] | 0.37793 | 0.01426 | 0.37793 | 0.01426 | [11 empty] | Chula Vista Energy Center LLC | 100 | Fresno Power Investors LP | 100
Indigo Energy Facility | 55541_G_CTG1 | 55541 | G | CTG1 | 8640 | Combustion Turbine |  | WECC_SCE | California | 6 | Riverside | 65 | 06065 | 46.7 | 10745 | 2001 | 9999 |  |  | N | Natural Gas |  |  |  | H2O | SCR | [7 empty] | 0.74 | 0.02128 | 0.02128 | 0.02128 | 0.02128 | [11 empty] | Indigo Generation LLC | 100 | Mitsubishi Corp | 100
Indigo Energy Facility | 55541_G_CTG2 | 55541 | G | CTG2 | 8642 | Combustion Turbine |  | WECC_SCE | California | 6 | Riverside | 65 | 06065 | 47.6 | 10745 | 2001 | 9999 |  |  | N | Natural Gas |  |  |  |  | SCR | [7 empty] | 0.74 | 0.02293 | 0.02293 | 0.02293 | 0.02293 | [11 empty] | Indigo Generation LLC | 100 | Mitsubishi Corp | 100
Indigo Energy Facility | 55541_G_CTG3 | 55541 | G | CTG3 | 8644 | Combustion Turbine |  | WECC_SCE | California | 6 | Riverside | 65 | 06065 | 48.2 | 10745 | 2001 | 9999 |  |  | N | Natural Gas |  |  |  |  | SCR | [7 empty] | 0.74 | 0.02247 | 0.02247 | 0.02247 | 0.02247 | [11 empty] | Indigo Generation LLC | 100 | Mitsubishi Corp | 100
Larkspur Energy Facility | 55542_G_CTG1 | 55542 | G | CTG1 | 8646 | Combustion Turbine |  | WEC_SDGE | California | 6 | San Diego | 73 | 06073 | 45.6 | 10745 | 2001 | 9999 |  |  | N | Natural Gas, Distillate Fuel Oil |  |  |  |  | SCR | [7 empty] | 0.74 | 0.01881 | 0.01881 | 0.01881 | 0.01881 | [11 empty] | Larkspur Energy LLC | 100 | Mitsubishi Corp | 100
Larkspur Energy Facility | 55542_G_CTG2 | 55542 | G | CTG2 | 8648 | Combustion Turbine |  | WEC_SDGE | California | 6 | San Diego | 73 | 06073 | 46 | 10745 | 2001 | 9999 |  |  | N | Natural Gas, Distillate Fuel Oil |  |  |  |  | SCR | [7 empty] | 0.74 | 0.02006 | 0.02006 | 0.02006 | 0.02006 | [11 empty] | Larkspur Energy LLC | 100 | Mitsubishi Corp | 100
Klamath Expansion Project | 55544_G_GT1 | 55544 | G | GT1 | 4975 | Combustion Turbine |  | WECC_PNW | Oregon | 41 | Klamath | 35 | 41035 | 25 | 11364 | 2002 | 9999 |  |  | N | Natural Gas |  |  |  | H2O | [8 empty] | 1.4 | 0.02003 | 0.02003 | 0.02003 | 0.02003 | [11 empty] | Avangrid Renewables LLC | 100 | Iberdrola SA | 100
Klamath Expansion Project | 55544_G_GT2 | 55544 | G | GT2 | 4976 | Combustion Turbine |  | WECC_PNW | Oregon | 41 | Klamath | 35 | 41035 | 25 | 11365 | 2002 | 9999 |  |  | N | Natural Gas |  |  |  | H2O | [8 empty] | 1.4 | 0.01925 | 0.01925 | 0.01925 | 0.01925 | [11 empty] | Avangrid Renewables LLC | 100 | Iberdrola SA | 100
Klamath Expansion Project | 55544_G_GT3 | 55544 | G | GT3 | 4977 | Combustion Turbine |  | WECC_PNW | Oregon | 41 | Klamath | 35 | 41035 | 25 | 11365 | 2002 | 9999 |  |  | N | Natural Gas |  |  |  | H2O | [8 empty] | 1.4 | 0.01936 | 0.01936 | 0.01936 | 0.01936 | [11 empty] | Avangrid Renewables LLC | 100 | Iberdrola SA | 100
Klamath Expansion Project | 55544_G_GT4 | 55544 | G | GT4 | 4978 | Combustion Turbine |  | WECC_PNW | Oregon | 41 | Klamath | 35 | 41035 | 25 | 11365 | 2002 | 9999 |  |  | N | Natural Gas |  |  |  | H2O | [8 empty] | 1.4 | 0.0187 | 0.0187 | 0.0187 | 0.0187 | [11 empty] | Avangrid Renewables LLC | 100 | Iberdrola SA | 100
Hidalgo Energy Center | 55545_G_CTG1 | 55545 | G | CTG1 | 3171 | Combined Cycle |  | ERC_REST | Texas | 48 | Hidalgo | 215 | 48215 | 149 | 7376 | 2000 | 9999 |  |  | N | Natural Gas |  |  |  | DLNB | [9 empty] | 0.036517 | 0.036517 | 0.036517 | 0.036517 | [11 empty] | Hidalgo Energy Center LP | 100 | Energy Capital Partners | 100
Hidalgo Energy Center | 55545_G_CTG2 | 55545 | G | CTG2 | 3172 | Combined Cycle |  | ERC_REST | Texas | 48 | Hidalgo | 215 | 48215 | 149 | 7376 | 2000 | 9999 |  |  | N | Natural Gas |  |  |  | DLNB | [9 empty] | 0.036517 | 0.036517 | 0.036517 | 0.036517 | [11 empty] | Hidalgo Energy Center LP | 100 | Energy Capital Partners | 100
Hidalgo Energy Center | 55545_G_STG1 | 55545 | G | STG1 | 3171 | Combined Cycle |  | ERC_REST | Texas | 48 | Hidalgo | 215 | 48215 | 172 | 7376 | 2000 | 9999 | other |  | N | Natural Gas |  |  |  | DLNB | [9 empty] | 0.036517 | 0.036517 | 0.036517 | 0.036517 | [11 empty] | Hidalgo Energy Center LP | 100 | Energy Capital Partners | 100
Security | 55556_G_UNT2 | 55556 | G | UNT2 |  | Landfill Gas |  | MIS_WOTA | Texas | 48 | Montgomery | 339 | 48339 | 1.7 | 13500 | 2003 | 9999 |  |  | N | Landfill Gas | [13 empty] | 0.12019 | 0.12019 | 0.12019 | 0.12019 | [11 empty] | TX LFG Energy LP | 100 | Montauk Energy Holdings LLC | 100
Wilmington Hydrogen Plant | 55557_G_T101 | 55557 | G | T101 |  | Non-Fossil Waste |  | WEC_LADW | California | 6 | Los Angeles | 37 | 06037 | 28.1 | 9194 | 1996 | 9999 |  |  | Y | Non-Fossil Waste | [12 empty] | 0.74 | 0 | 0 | 0 | 0 | [11 empty] | Air Products & Chemicals Inc | 100 | Air Products & Chemicals Inc | 100
Combined Locks Energy Center | 55558_G_GEN1 | 55558 | G | GEN1 | 4988 | Combined Cycle |  | MIS_WUMS | Wisconsin | 55 | Outagamie | 87 | 55087 | 45.9 | 8375 | 2002 | 9999 |  |  | Y | Natural Gas |  |  |  | H2O | SCR | [8 empty] | 0.01019 | 0.01019 | 0.01019 | 0.01019 | [11 empty] | Combined Locks Energy Center LLC | 100 | Virtus Holdings LLC | 100
Combined Locks Energy Center | 55558_G_GEN2 | 55558 | G | GEN2 | 4988 | Combined Cycle |  | MIS_WUMS | Wisconsin | 55 | Outagamie | 87 | 55087 | 6 | 8375 | 2002 | 9999 |  |  | Y | Natural Gas |  |  |  | H2O | SCR | [8 empty] | 0.01019 | 0.01019 | 0.01019 | 0.01019 | [11 empty] | Combined Locks Energy Center LLC | 100 | Virtus Holdings LLC | 100
FPL Energy Vansycle LLC (WA) | 55560_G_V-47 | 55560 | G | V-47 |  | Onshore Wind |  | WECC_PNW | Washington | 53 | Walla Walla | 71 | 53071 | 176.9 | 0 | 2001 | 9999 |  |  | N | Wind | [13 empty] | 0 | 0 | 0 | 0 | [11 empty] | FPL Energy Vansycle LLC | 100 | NextEra Energy Inc | 100
Tsar Nicholas LLC | 55561_G_TN30 | 55561 | G | TN30 |  | Onshore Wind |  | MIS_MNWI | Minnesota | 27 | Lincoln | 81 | 27081 | 1.9 | 0 | 2001 | 9999 |  |  | N | Wind | [13 empty] | 0 | 0 | 0 | 0 | [11 empty] | Northern Alternative Energy | 51 | Northern Alternative Energy | 51
Sun River LLC | 55562_G_SU30 | 55562 | G | SU30 |  | Onshore Wind |  | MIS_MNWI | Minnesota | 27 | Lincoln | 81 | 27081 | 1.9 | 0 | 2001 | 9999 |  |  | N | Wind | [13 empty] | 0 | 0 | 0 | 0 | [11 empty] | Northern Alternative Energy | 51 | Northern Alternative Energy | 51
Julia Hills LLC | 55563_G_JH30 | 55563 | G | JH30 |  | Onshore Wind |  | MIS_MNWI | Minnesota | 27 | Lincoln | 81 | 27081 | 1.9 | 0 | 2001 | 9999 |  |  | N | Wind | [13 empty] | 0 | 0 | 0 | 0 | [11 empty] | Northern Alternative Energy | 51 | Northern Alternative Energy | 51
Jessica Mills LLC | 55564_G_JM30 | 55564 | G | JM30 |  | Onshore Wind |  | MIS_MNWI | Minnesota | 27 | Lincoln | 81 | 27081 | 1.9 | 0 | 2001 | 9999 |  |  | N | Wind | [13 empty] | 0 | 0 | 0 | 0 | [11 empty] | Northern Alternative Energy | 51 | Northern Alternative Energy | 51
Jack River LLC | 55565_G_JR30 | 55565 | G | JR30 |  | Onshore Wind |  | MIS_MNWI | Minnesota | 27 | Lincoln | 81 | 27081 | 1.9 | 0 | 2001 | 9999 |  |  | N | Wind | [13 empty] | 0 | 0 | 0 | 0 | [11 empty] | Northern Alternative Energy | 51 | Northern Alternative Energy | 51
Autumn Hills LLC | 55566_G_AH30 | 55566 | G | AH30 |  | Onshore Wind |  | MIS_MNWI | Minnesota | 27 | Lincoln | 81 | 27081 | 1.9 | 0 | 2001 | 9999 |  |  | N | Wind | [13 empty] | 0 | 0 | 0 | 0 | [11 empty] | Northern Alternative Energy | 51 | Northern Alternative Energy | 51
Winters Spawn LLC | 55567_G_WS30 | 55567 | G | WS30 |  | Onshore Wind |  | MIS_MNWI | Minnesota | 27 | Lincoln | 81 | 27081 | 1.9 | 0 | 2001 | 9999 |  |  | N | Wind | [13 empty] | 0 | 0 | 0 | 0 | [11 empty] | Northern Alternative Energy | 51 | Northern Alternative Energy | 51
Twin Lake Hills LLC | 55568_G_TL30 | 55568 | G | TL30 |  | Onshore Wind |  | MIS_MNWI | Minnesota | 27 | Lincoln | 81 | 27081 | 1.9 | 0 | 2000 | 9999 |  |  | N | Wind | [13 empty] | 0 | 0 | 0 | 0 | [11 empty] | Northern Alternative Energy | 51 | Northern Alternative Energy | 51
Spartan Hills LLC | 55569_G_SH30 | 55569 | G | SH30 |  | Onshore Wind |  | MIS_MNWI | Minnesota | 27 | Lincoln | 81 | 27081 | 1.9 | 0 | 2001 | 9999 |  |  | N | Wind | [13 empty] | 0 | 0 | 0 | 0 | [11 empty] | Northern Alternative Energy | 51 | Northern Alternative Energy | 51
Soliloquoy Ridge LLC | 55570_G_SR30 | 55570 | G | SR30 |  | Onshore Wind |  | MIS_MNWI | Minnesota | 27 | Lincoln | 81 | 27081 | 1.9 | 0 | 2001 | 9999 |  |  | N | Wind | [13 empty] | 0 | 0 | 0 | 0 | [11 empty] | Northern Alternative Energy | 51 | Northern Alternative Energy | 51
Ruthton Ridge LLC | 55571_G_RR30 | 55571 | G | RR30 |  | Onshore Wind |  | MIS_MNWI | Minnesota | 27 | Lincoln | 81 | 27081 | 1.9 | 0 | 2001 | 9999 |  |  | N | Wind | [13 empty] | 0 | 0 | 0 | 0 | [11 empty] | Northern Alternative Energy | 51 | Northern Alternative Energy | 51
Hope Creek LLC | 55572_G_HC30 | 55572 | G | HC30 |  | Onshore Wind |  | MIS_MNWI | Minnesota | 27 | Lincoln | 81 | 27081 | 1.9 | 0 | 2001 | 9999 |  |  | N | Wind | [13 empty] | 0 | 0 | 0 | 0 | [11 empty] | Northern Alternative Energy | 51 | Northern Alternative Energy | 51
Hadley Ridge LLC | 55573_G_HR30 | 55573 | G | HR30 |  | Onshore Wind |  | MIS_MNWI | Minnesota | 27 | Lincoln | 81 | 27081 | 1.9 | 0 | 2000 | 9999 |  |  | N | Wind | [13 empty] | 0 | 0 | 0 | 0 | [11 empty] | Hadley Ridge LLC | 51 | Northern Alternative Energy | 51
Florence Hills LLC | 55574_G_FH30 | 55574 | G | FH30 |  | Onshore Wind |  | MIS_MNWI | Minnesota | 27 | Lincoln | 81 | 27081 | 1.9 | 0 | 2001 | 9999 |  |  | N | Wind | [13 empty] | 0 | 0 | 0 | 0 | [11 empty] | Florence Hills LLC | 51 | Northern Alternative Energy | 51
Agassiz Beach LLC | 55576_G_AB30 | 55576 | G | AB30 |  | Onshore Wind |  | MIS_MNWI | Minnesota | 27 | Clay | 27 | 27027 | 1.9 | 0 | 2001 | 9999 |  |  | N | Wind | [13 empty] | 0 | 0 | 0 | 0 | [11 empty] | Agassiz Beach LLC | 51 | Northern Alternative Energy | 51
Llano Estacado Wind Ranch | 55579_G_EXIS | 55579 | G | EXIS |  | Onshore Wind |  | SPP_SPS | Texas | 48 | Carson | 65 | 48065 | 80 | 0 | 2001 | 9999 |  |  | N | Wind | [13 empty] | 0 | 0 | 0 | 0 | [11 empty] | Llano Estacado Wind LLC | 100 | Mitsubishi Corp | 100
King Mountain Wind Ranch 1 | 55581_G_EXIS | 55581 | G | EXIS |  | Onshore Wind |  | ERC_WEST | Texas | 48 | Upton | 461 | 48461 | 278 | 0 | 2001 | 9999 |  |  | N | Wind | [13 empty] | 0 | 0 | 0 | 0 | [11 empty] | FPL Energy Upton Wind I LLC | 100 | NextEra Energy Inc | 100
GRS Fall River | 55589_G_3 | 55589 | G | 3 |  | Landfill Gas |  | NENGREST | Massachusetts | 25 | Bristol | 5 | 25005 | 4.4 | 19488 | 2000 | 9999 |  |  | N | Landfill Gas | [13 empty] | 0.13495 | 0.13495 | 0.13495 | 0.13495 | [11 empty] | Gas Recovery Systems Inc | 100 | FORTISTAR | 100
GRS Arbor Hills | 55596_G_0001 | 55596 | G | 0001 |  | Landfill Gas |  | MIS_LMI | Michigan | 26 | Washtenaw | 161 | 26161 | 3.8 | 15057 | 1996 | 9999 |  |  | N | Landfill Gas | [13 empty] | 0.08745 | 0.08745 | 0.08745 | 0.08745 | [11 empty] | Arbor Hills Energy LLC | 100 | FORTISTAR | 100
GRS Arbor Hills | 55596_G_0002 | 55596 | G | 0002 |  | Landfill Gas |  | MIS_LMI | Michigan | 26 | Washtenaw | 161 | 26161 | 3.8 | 15057 | 1996 | 9999 |  |  | N | Landfill Gas | [13 empty] | 0.10737 | 0.10737 | 0.10737 | 0.10737 | [11 empty] | Arbor Hills Energy LLC | 100 | FORTISTAR | 100
GRS Arbor Hills | 55596_G_0003 | 55596 | G | 0003 |  | Landfill Gas |  | MIS_LMI | Michigan | 26 | Washtenaw | 161 | 26161 | 3.8 | 15057 | 1996 | 9999 |  |  | N | Landfill Gas | [13 empty] | 0.12786 | 0.12786 | 0.12786 | 0.12786 | [11 empty] | Arbor Hills Energy LLC | 100 | FORTISTAR | 100
GRS Arbor Hills | 55596_G_0004 | 55596 | G | 0004 |  | Landfill Gas |  | MIS_LMI | Michigan | 26 | Washtenaw | 161 | 26161 | 7.6 | 15057 | 1996 | 9999 |  |  | N | Landfill Gas |  |  |  | STM | [9 empty] | 0.22117 | 0.22117 | 0.22117 | 0.22117 | [11 empty] | Arbor Hills Energy LLC | 100 | FORTISTAR | 100
GRS Arbor Hills | 55596_G_0005 | 55596 | G | 0005 |  | Landfill Gas |  | MIS_LMI | Michigan | 26 | Washtenaw | 161 | 26161 | 4.8 | 15057 | 2005 | 9999 |  |  | N | Landfill Gas | [12 empty] | 1.67 | 0.22117 | 0.22117 | 0.22117 | 0.22117 | [11 empty] | Arbor Hills Energy LLC | 100 | FORTISTAR | 100
GRS C&C | 55597_G_1 | 55597 | G | 1 |  | Landfill Gas |  | MIS_LMI | Michigan | 26 | Calhoun | 25 | 26025 | 0.9 | 13555 | 1995 | 9999 |  |  | N | Landfill Gas | [13 empty] | 0.22117 | 0.22117 | 0.22117 | 0.22117 | [11 empty] | C&C Energy LLC | 100 | FORTISTAR | 100
GRS C&C | 55597_G_3 | 55597 | G | 3 |  | Landfill Gas |  | MIS_LMI | Michigan | 26 | Calhoun | 25 | 26025 | 0.9 | 13555 | 1995 | 9999 |  |  | N | Landfill Gas | [13 empty] | 0.22117 | 0.22117 | 0.22117 | 0.22117 | [11 empty] | C&C Energy LLC | 100 | FORTISTAR | 100
GRS C&C | 55597_G_4 | 55597 | G | 4 |  | Landfill Gas |  | MIS_LMI | Michigan | 26 | Calhoun | 25 | 26025 | 2.3 | 18642 | 2007 | 9999 |  |  | N | Landfill Gas | [13 empty] | 0.22117 | 0.22117 | 0.22117 | 0.22117 | [11 empty] | C&C Energy LLC | 100 | FORTISTAR | 100
GRS CMS | 55599_G_1 | 55599 | G | 1 |  | Landfill Gas |  | S_VACA | North Carolina | 37 | Cabarrus | 25 | 37025 | 4.3 | 15696 | 1999 | 9999 |  |  | N | Landfill Gas | [13 empty] | 0.22117 | 0.22117 | 0.22117 | 0.22117 | [11 empty] | CMS Charlotte Energy LLC | 100 | FORTISTAR | 100
MM San Diego-North City | 55602_G_UNT1 | 55602 | G | UNT1 |  | Landfill Gas |  | WEC_SDGE | California | 6 | San Diego | 73 | 06073 | 0.9 | 13500 | 1999 | 9999 |  |  | N | Landfill Gas | [13 empty] | 0.18093 | 0.18093 | 0.18093 | 0.18093 | [11 empty] | MM San Diego LLC | 100 | FORTISTAR | 100
MM San Diego-North City | 55602_G_UNT2 | 55602 | G | UNT2 |  | Landfill Gas |  | WEC_SDGE | California | 6 | San Diego | 73 | 06073 | 0.9 | 13500 | 1999 | 9999 |  |  | N | Landfill Gas | [13 empty] | 0.18093 | 0.18093 | 0.18093 | 0.18093 | [11 empty] | MM San Diego LLC | 100 | FORTISTAR | 100
MM San Diego-North City | 55602_G_UNT3 | 55602 | G | UNT3 |  | Landfill Gas |  | WEC_SDGE | California | 6 | San Diego | 73 | 06073 | 0.9 | 13500 | 1999 | 9999 |  |  | N | Landfill Gas | [13 empty] | 0.18093 | 0.18093 | 0.18093 | 0.18093 | [11 empty] | MM San Diego LLC | 100 | FORTISTAR | 100
MM San Diego-North City | 55602_G_UNT4 | 55602 | G | UNT4 |  | Landfill Gas |  | WEC_SDGE | California | 6 | San Diego | 73 | 06073 | 0.9 | 13500 | 1999 | 9999 |  |  | N | Landfill Gas | [13 empty] | 0.18093 | 0.18093 | 0.18093 | 0.18093 | [11 empty] | MM San Diego LLC | 100 | FORTISTAR | 100
Foote Creek I | 55607_G_GEN1 | 55607 | G | GEN1 |  | Onshore Wind |  | WECC_WY | Wyoming | 56 | Carbon | 7 | 56007 | 41.4 | 0 | 1999 | 9999 |  |  | N | Wind | [13 empty] | 0 | 0 | 0 | 0 | [11 empty] | PacifiCorp | 100 | Berkshire Hathaway Inc | 100
Watchtower Educational Center | 55619_G_GEN2 | 55619 | G | GEN2 |  | Combustion Turbine | IC Engine | NY_Z_G-I | New York | 36 | Putnam | 79 | 36079 | 0.7 | 13469 | 1993 | 9999 |  |  | N | Distillate Fuel Oil | [13 empty] | 0.51323 | 0.51323 | 0.51323 | 0.51323 | [11 empty] | Watchtower Bible & Tract Society of New York | 100 | Watchtower Bible & Tract Society of New York | 100
Watchtower Educational Center | 55619_G_GEN1 | 55619 | G | GEN1 |  | Combustion Turbine | IC Engine | NY_Z_G-I | New York | 36 | Putnam | 79 | 36079 | 0.7 | 11686 | 1996 | 9999 |  |  | N | Natural Gas | [13 empty] | 0.34851 | 0.34851 | 0.34851 | 0.34851 | [11 empty] | Watchtower Bible & Tract Society of New York | 100 | Watchtower Bible & Tract Society of New York | 100
Watchtower Educational Center | 55619_G_GEN3 | 55619 | G | GEN3 |  | Combustion Turbine | IC Engine | NY_Z_G-I | New York | 36 | Putnam | 79 | 36079 | 0.7 | 11686 | 2000 | 9999 |  |  | N | Natural Gas | [13 empty] | 0.34851 | 0.34851 | 0.34851 | 0.34851 | [11 empty] | Watchtower Bible & Tract Society of New York | 100 | Watchtower Bible & Tract Society of New York | 100
Perryville Power Station | 55620_G_2-CT | 55620 | G | 2-CT | 3331 | Combustion Turbine |  | MIS_LA | Louisiana | 22 | Ouachita | 73 | 22073 | 151.5 | 18700 | 2001 | 9999 |  |  | N | Natural Gas |  |  |  | DLNB | [8 empty] | 5.261 | 0.02814 | 0.02814 | 0.02814 | 0.02814 | [11 empty] | Entergy Louisiana LLC | 100 | Entergy Corp | 100
Perryville Power Station | 55620_G_CT-1 | 55620 | G | CT-1 | 3329 | Combined Cycle |  | MIS_LA | Louisiana | 22 | Ouachita | 73 | 22073 | 164.7 | 7123 | 2002 | 9999 |  |  | N | Natural Gas |  |  |  | DLNB | SCR | [8 empty] | 0.013657 | 0.013657 | 0.013657 | 0.013657 | [11 empty] | Entergy Louisiana LLC | 100 | Entergy Corp | 100
Perryville Power Station | 55620_G_CT-2 | 55620 | G | CT-2 | 3330 | Combined Cycle |  | MIS_LA | Louisiana | 22 | Ouachita | 73 | 22073 | 164.7 | 7123 | 2002 | 9999 |  |  | N | Natural Gas |  |  |  | DLNB | SCR | [8 empty] | 0.013657 | 0.013657 | 0.013657 | 0.013657 | [11 empty] | Entergy Louisiana LLC | 100 | Entergy Corp | 100
Perryville Power Station | 55620_G_ST-1 | 55620 | G | ST-1 | 3329 | Combined Cycle |  | MIS_LA | Louisiana | 22 | Ouachita | 73 | 22073 | 198.8 | 7123 | 2002 | 9999 |  |  | N | Natural Gas |  |  |  | NH3 | SCR | [8 empty] | 0.013657 | 0.013657 | 0.013657 | 0.013657 | [11 empty] | Entergy Louisiana LLC | 100 | Entergy Corp | 100
West Valley Generation Project | 55622_G_U3 | 55622 | G | U3 | 8654 | Combustion Turbine |  | WECC_UT | Utah | 49 | Salt Lake | 35 | 49035 | 37 | 10928 | 2001 | 9999 |  |  | N | Natural Gas |  |  |  | H2O | SCR | [7 empty] | 0.85 | 0.02055 | 0.02055 | 0.02055 | 0.02055 | [11 empty] | West Valley Power LLC | 100 | Wayzata Investments Partners | 100
West Valley Generation Project | 55622_G_U4 | 55622 | G | U4 | 8656 | Combustion Turbine |  | WECC_UT | Utah | 49 | Salt Lake | 35 | 49035 | 37 | 10928 | 2001 | 9999 |  |  | N | Natural Gas |  |  |  | H2O | SCR | [7 empty] | 0.85 | 0.01821 | 0.01821 | 0.01821 | 0.01821 | [11 empty] | West Valley Power LLC | 100 | Wayzata Investments Partners | 100
West Valley Generation Project | 55622_G_U1 | 55622 | G | U1 | 8650 | Combustion Turbine |  | WECC_UT | Utah | 49 | Salt Lake | 35 | 49035 | 37 | 10928 | 2002 | 9999 |  |  | N | Natural Gas |  |  |  | H2O | SCR | [7 empty] | 0.85 | 0.02892 | 0.02892 | 0.02892 | 0.02892 | [11 empty] | West Valley Power LLC | 100 | Wayzata Investments Partners | 100
West Valley Generation Project | 55622_G_U2 | 55622 | G | U2 | 8652 | Combustion Turbine |  | WECC_UT | Utah | 49 | Salt Lake | 35 | 49035 | 37 | 10928 | 2002 | 9999 |  |  | N | Natural Gas |  |  |  | H2O | SCR | [7 empty] | 0.85 | 0.01887 | 0.01887 | 0.01887 | 0.01887 | [11 empty] | West Valley Power LLC | 100 | Wayzata Investments Partners | 100
West Valley Generation Project | 55622_G_U5 | 55622 | G | U5 | 10041 | Combustion Turbine |  | WECC_UT | Utah | 49 | Salt Lake | 35 | 49035 | 37 | 10928 | 2002 | 9999 |  |  | N | Natural Gas |  |  |  | H2O | SCR | [7 empty] | 0.85 | 0.01941 | 0.01941 | 0.01941 | 0.01941 | [11 empty] | West Valley Power LLC | 100 | Wayzata Investments Partners | 100
Creed Energy Center | 55625_G_CT1 | 55625 | G | CT1 | 5005 | Combustion Turbine |  | WEC_CALN | California | 6 | Solano | 95 | 06095 | 45 | 11578 | 2003 | 9999 |  |  | N | Natural Gas |  |  |  | NH3 | SCR | [7 empty] | 0.74 | 0.01815 | 0.01815 | 0.01815 | 0.01815 | [11 empty] | Calpine Corp Yuba City | 100 | Energy Capital Partners | 100
Lambie Energy Center | 55626_G_CT1 | 55626 | G | CT1 | 5006 | Combustion Turbine |  | WEC_CALN | California | 6 | Solano | 95 | 06095 | 45 | 11657 | 2003 | 9999 |  |  | N | Natural Gas |  |  |  | NH3 | SCR | [7 empty] | 0.74 | 0.02178 | 0.02178 | 0.02178 | 0.02178 | [11 empty] | Calpine Corp Yuba City | 100 | Energy Capital Partners | 100
Goose Haven Energy Center | 55627_G_CT1 | 55627 | G | CT1 | 5007 | Combustion Turbine |  | WEC_CALN | California | 6 | Solano | 95 | 06095 | 45 | 11627 | 2003 | 9999 |  |  | N | Natural Gas |  |  |  | H2O + NH3 | SCR | [7 empty] | 0.74 | 0.02096 | 0.02096 | 0.02096 | 0.02096 | [11 empty] | Goose Haven Energy Center LLC | 100 | Energy Capital Partners | 100
University Park North | 55640_G_1 | 55640 | G | 1 | 8660 | Combustion Turbine |  | PJM_COMD | Illinois | 17 | Will | 197 | 17197 | 45 | 10745 | 2002 | 2045 |  |  | N | Natural Gas |  |  |  | H2O | SCR | [7 empty] | 1 | 0.01693 | 0.01693 | 0.01693 | 0.01693 | [11 empty] | LSP University Park LLC | 100 | LS Power Group | 100
University Park North | 55640_G_10 | 55640 | G | 10 | 8662 | Combustion Turbine |  | PJM_COMD | Illinois | 17 | Will | 197 | 17197 | 45 | 10745 | 2002 | 2045 |  |  | N | Natural Gas |  |  |  | H2O | SCR | [7 empty] | 1 | 0.01855 | 0.01614 | 0.01855 | 0.01614 | [11 empty] | LSP University Park LLC | 100 | LS Power Group | 100
University Park North | 55640_G_11 | 55640 | G | 11 | 8664 | Combustion Turbine |  | PJM_COMD | Illinois | 17 | Will | 197 | 17197 | 45 | 10745 | 2002 | 2045 |  |  | N | Natural Gas |  |  |  | H2O | SCR | [7 empty] | 1 | 0.01546 | 0.01496 | 0.01546 | 0.01496 | [11 empty] | LSP University Park LLC | 100 | LS Power Group | 100
University Park North | 55640_G_12 | 55640 | G | 12 | 8666 | Combustion Turbine |  | PJM_COMD | Illinois | 17 | Will | 197 | 17197 | 45 | 10745 | 2002 | 2045 |  |  | N | Natural Gas |  |  |  | H2O | SCR | [7 empty] | 1 | 0.01518 | 0.01406 | 0.01518 | 0.01406 | [11 empty] | LSP University Park LLC | 100 | LS Power Group | 100
University Park North | 55640_G_2 | 55640 | G | 2 | 8668 | Combustion Turbine |  | PJM_COMD | Illinois | 17 | Will | 197 | 17197 | 45 | 10745 | 2002 | 2045 |  |  | N | Natural Gas |  |  |  | H2O | SCR | [7 empty] | 1 | 0.01945 | 0.01802 | 0.01945 | 0.01802 | [11 empty] | LSP University Park LLC | 100 | LS Power Group | 100
University Park North | 55640_G_3 | 55640 | G | 3 | 8670 | Combustion Turbine |  | PJM_COMD | Illinois | 17 | Will | 197 | 17197 | 45 | 10745 | 2002 | 2045 |  |  | N | Natural Gas |  |  |  | H2O | SCR | [7 empty] | 1 | 0.01846 | 0.01767 | 0.01846 | 0.01767 | [11 empty] | LSP University Park LLC | 100 | LS Power Group | 100
University Park North | 55640_G_4 | 55640 | G | 4 | 8672 | Combustion Turbine |  | PJM_COMD | Illinois | 17 | Will | 197 | 17197 | 45 | 10745 | 2002 | 2045 |  |  | N | Natural Gas |  |  |  | H2O | SCR | [7 empty] | 1 | 0.01622 | 0.01476 | 0.01622 | 0.01476 | [11 empty] | LSP University Park LLC | 100 | LS Power Group | 100
University Park North | 55640_G_5 | 55640 | G | 5 | 8674 | Combustion Turbine |  | PJM_COMD | Illinois | 17 | Will | 197 | 17197 | 45 | 10745 | 2002 | 2045 |  |  | N | Natural Gas |  |  |  | H2O | SCR | [7 empty] | 1 | 0.01492 | 0.01392 | 0.01492 | 0.01392 | [11 empty] | LSP University Park LLC | 100 | LS Power Group | 100
University Park North | 55640_G_6 | 55640 | G | 6 | 8676 | Combustion Turbine |  | PJM_COMD | Illinois | 17 | Will | 197 | 17197 | 45 | 10745 | 2002 | 2045 |  |  | N | Natural Gas |  |  |  | H2O | SCR | [7 empty] | 1 | 0.01822 | 0.01743 | 0.01822 | 0.01743 | [11 empty] | LSP University Park LLC | 100 | LS Power Group | 100
University Park North | 55640_G_7 | 55640 | G | 7 | 8678 | Combustion Turbine |  | PJM_COMD | Illinois | 17 | Will | 197 | 17197 | 45 | 10745 | 2002 | 2045 |  |  | N | Natural Gas |  |  |  | H2O | SCR | [7 empty] | 1 | 0.02244 | 0.02183 | 0.02244 | 0.02183 | [11 empty] | LSP University Park LLC | 100 | LS Power Group | 100
University Park North | 55640_G_8 | 55640 | G | 8 | 8680 | Combustion Turbine |  | PJM_COMD | Illinois | 17 | Will | 197 | 17197 | 45 | 10745 | 2002 | 2045 |  |  | N | Natural Gas |  |  |  | H2O | SCR | [7 empty] | 1 | 0.02211 | 0.02112 | 0.02211 | 0.02112 | [11 empty] | LSP University Park LLC | 100 | LS Power Group | 100
University Park North | 55640_G_9 | 55640 | G | 9 | 8682 | Combustion Turbine |  | PJM_COMD | Illinois | 17 | Will | 197 | 17197 | 45 | 10745 | 2002 | 2045 |  |  | N | Natural Gas |  |  |  | H2O | SCR | [7 empty] | 1 | 0.01864 | 0.01723 | 0.01864 | 0.01723 | [11 empty] | LSP University Park LLC | 100 | LS Power Group | 100
Riverside Energy Center | 55641_G_CTG1 | 55641 | G | CTG1 | 8684 | Combined Cycle |  | MIS_WUMS | Wisconsin | 55 | Rock | 105 | 55105 | 157.5 | 7231 | 2004 | 9999 |  |  | N | Natural Gas |  |  |  | DLNB | SCR | [8 empty] | 0.0052599 | 0.0052599 | 0.0052599 | 0.0052599 | [11 empty] | Riverside Energy Center LLC | 100 | Alliant Energy Corp | 100
Riverside Energy Center | 55641_G_CTG2 | 55641 | G | CTG2 | 8686 | Combined Cycle |  | MIS_WUMS | Wisconsin | 55 | Rock | 105 | 55105 | 153.4 | 7231 | 2004 | 9999 |  |  | N | Natural Gas |  |  |  | DLNB | SCR | [8 empty] | 0.0052599 | 0.0052599 | 0.0052599 | 0.0052599 | [11 empty] | Riverside Energy Center LLC | 100 | Alliant Energy Corp | 100
Riverside Energy Center | 55641_G_STG1 | 55641 | G | STG1 | 8684 | Combined Cycle |  | MIS_WUMS | Wisconsin | 55 | Rock | 105 | 55105 | 261.8 | 7231 | 2004 | 9999 |  |  | N | Natural Gas |  |  |  | LNB | SCR | [8 empty] | 0.0052599 | 0.0052599 | 0.0052599 | 0.0052599 | [11 empty] | Riverside Energy Center LLC | 100 | Alliant Energy Corp | 100
Blue Spruce Energy Center | 55645_G_CT01 | 55645 | G | CT01 | 8706 | Combustion Turbine |  | WECC_CO | Colorado | 8 | Adams | 1 | 08001 | 130 | 11686 | 2003 | 9999 |  |  | N | Natural Gas, Distillate Fuel Oil |  |  |  | DLNB + H2O | [8 empty] | 0.06 | 0.03062 | 0.03062 | 0.03062 | 0.03062 | [11 empty] | Public Service Co of Colorado | 100 | Xcel Energy Inc | 100
Blue Spruce Energy Center | 55645_G_CT02 | 55645 | G | CT02 | 8708 | Combustion Turbine |  | WECC_CO | Colorado | 8 | Adams | 1 | 08001 | 134 | 11686 | 2003 | 9999 |  |  | N | Natural Gas, Distillate Fuel Oil |  |  |  | DLNB + H2O | [8 empty] | 0.06 | 0.03491 | 0.03491 | 0.03491 | 0.03491 | [11 empty] | Public Service Co of Colorado | 100 | Xcel Energy Inc | 100
Plains End | 55650_G_GE10 | 55650 | G | GE10 |  | Combustion Turbine | IC Engine | WECC_CO | Colorado | 8 | Jefferson | 59 | 08059 | 5.7 | 10745 | 2002 | 9999 |  |  | N | Natural Gas | [12 empty] | 1.2 | 0.009 | 0.009 | 0.009 | 0.009 | [11 empty] | Plains End LLC | 100 | Ares Management LP | 100
Plains End | 55650_G_GE11 | 55650 | G | GE11 |  | Combustion Turbine | IC Engine | WECC_CO | Colorado | 8 | Jefferson | 59 | 08059 | 5.7 | 10745 | 2002 | 9999 |  |  | N | Natural Gas | [12 empty] | 1.2 | 0.009 | 0.009 | 0.009 | 0.009 | [11 empty] | Plains End LLC | 100 | Ares Management LP | 100
Plains End | 55650_G_GE12 | 55650 | G | GE12 |  | Combustion Turbine | IC Engine | WECC_CO | Colorado | 8 | Jefferson | 59 | 08059 | 5.7 | 10745 | 2002 | 9999 |  |  | N | Natural Gas | [12 empty] | 1.2 | 0.009 | 0.009 | 0.009 | 0.009 | [11 empty] | Plains End LLC | 100 | Ares Management LP | 100
Plains End | 55650_G_GE13 | 55650 | G | GE13 |  | Combustion Turbine | IC Engine | WECC_CO | Colorado | 8 | Jefferson | 59 | 08059 | 5.7 | 10745 | 2002 | 9999 |  |  | N | Natural Gas | [12 empty] | 1.2 | 0.009 | 0.009 | 0.009 | 0.009 | [11 empty] | Plains End LLC | 100 | Ares Management LP | 100
Plains End | 55650_G_GE14 | 55650 | G | GE14 |  | Combustion Turbine | IC Engine | WECC_CO | Colorado | 8 | Jefferson | 59 | 08059 | 5.7 | 10745 | 2002 | 9999 |  |  | N | Natural Gas | [12 empty] | 1.2 | 0.009 | 0.009 | 0.009 | 0.009 | [11 empty] | Plains End LLC | 100 | Ares Management LP | 100
Plains End | 55650_G_GE15 | 55650 | G | GE15 |  | Combustion Turbine | IC Engine | WECC_CO | Colorado | 8 | Jefferson | 59 | 08059 | 5.7 | 10745 | 2002 | 9999 |  |  | N | Natural Gas | [12 empty] | 1.2 | 0.009 | 0.009 | 0.009 | 0.009 | [11 empty] | Plains End LLC | 100 | Ares Management LP | 100
Plains End | 55650_G_GE16 | 55650 | G | GE16 |  | Combustion Turbine | IC Engine | WECC_CO | Colorado | 8 | Jefferson | 59 | 08059 | 5.7 | 10745 | 2002 | 9999 |  |  | N | Natural Gas | [12 empty] | 1.2 | 0.009 | 0.009 | 0.009 | 0.009 | [11 empty] | Plains End LLC | 100 | Ares Management LP | 100
Plains End | 55650_G_GE17 | 55650 | G | GE17 |  | Combustion Turbine | IC Engine | WECC_CO | Colorado | 8 | Jefferson | 59 | 08059 | 5.7 | 10745 | 2002 | 9999 |  |  | N | Natural Gas | [12 empty] | 1.2 | 0.009 | 0.009 | 0.009 | 0.009 | [11 empty] | Plains End LLC | 100 | Ares Management LP | 100
Plains End | 55650_G_GE18 | 55650 | G | GE18 |  | Combustion Turbine | IC Engine | WECC_CO | Colorado | 8 | Jefferson | 59 | 08059 | 5.7 | 10745 | 2002 | 9999 |  |  | N | Natural Gas | [12 empty] | 1.2 | 0.009 | 0.009 | 0.009 | 0.009 | [11 empty] | Plains End LLC | 100 | Ares Management LP | 100
Plains End | 55650_G_GE19 | 55650 | G | GE19 |  | Combustion Turbine | IC Engine | WECC_CO | Colorado | 8 | Jefferson | 59 | 08059 | 5.7 | 10745 | 2002 | 9999 |  |  | N | Natural Gas | [12 empty] | 1.2 | 0.009 | 0.009 | 0.009 | 0.009 | [11 empty] | Plains End LLC | 100 | Ares Management LP | 100
Plains End | 55650_G_GE20 | 55650 | G | GE20 |  | Combustion Turbine | IC Engine | WECC_CO | Colorado | 8 | Jefferson | 59 | 08059 | 5.7 | 10745 | 2002 | 9999 |  |  | N | Natural Gas | [12 empty] | 1.2 | 0.009 | 0.009 | 0.009 | 0.009 | [11 empty] | Plains End LLC | 100 | Ares Management LP | 100
Plains End | 55650_G_GEN1 | 55650 | G | GEN1 |  | Combustion Turbine | IC Engine | WECC_CO | Colorado | 8 | Jefferson | 59 | 08059 | 5.7 | 10745 | 2002 | 9999 |  |  | N | Natural Gas | [12 empty] | 1.2 | 0.009 | 0.009 | 0.009 | 0.009 | [11 empty] | Plains End LLC | 100 | Ares Management LP | 100
Plains End | 55650_G_GEN2 | 55650 | G | GEN2 |  | Combustion Turbine | IC Engine | WECC_CO | Colorado | 8 | Jefferson | 59 | 08059 | 5.7 | 10745 | 2002 | 9999 |  |  | N | Natural Gas | [12 empty] | 1.2 | 0.009 | 0.009 | 0.009 | 0.009 | [11 empty] | Plains End LLC | 100 | Ares Management LP | 100
Plains End | 55650_G_GEN3 | 55650 | G | GEN3 |  | Combustion Turbine | IC Engine | WECC_CO | Colorado | 8 | Jefferson | 59 | 08059 | 5.7 | 10745 | 2002 | 9999 |  |  | N | Natural Gas | [12 empty] | 1.2 | 0.009 | 0.009 | 0.009 | 0.009 | [11 empty] | Plains End LLC | 100 | Ares Management LP | 100
Plains End | 55650_G_GEN4 | 55650 | G | GEN4 |  | Combustion Turbine | IC Engine | WECC_CO | Colorado | 8 | Jefferson | 59 | 08059 | 5.7 | 10745 | 2002 | 9999 |  |  | N | Natural Gas | [12 empty] | 1.2 | 0.009 | 0.009 | 0.009 | 0.009 | [11 empty] | Plains End LLC | 100 | Ares Management LP | 100
Plains End | 55650_G_GEN5 | 55650 | G | GEN5 |  | Combustion Turbine | IC Engine | WECC_CO | Colorado | 8 | Jefferson | 59 | 08059 | 5.7 | 10745 | 2002 | 9999 |  |  | N | Natural Gas | [12 empty] | 1.2 | 0.009 | 0.009 | 0.009 | 0.009 | [11 empty] | Plains End LLC | 100 | Ares Management LP | 100
Plains End | 55650_G_GEN6 | 55650 | G | GEN6 |  | Combustion Turbine | IC Engine | WECC_CO | Colorado | 8 | Jefferson | 59 | 08059 | 5.7 | 10745 | 2002 | 9999 |  |  | N | Natural Gas | [12 empty] | 1.2 | 0.009 | 0.009 | 0.009 | 0.009 | [11 empty] | Plains End LLC | 100 | Ares Management LP | 100
Plains End | 55650_G_GEN7 | 55650 | G | GEN7 |  | Combustion Turbine | IC Engine | WECC_CO | Colorado | 8 | Jefferson | 59 | 08059 | 5.7 | 10745 | 2002 | 9999 |  |  | N | Natural Gas | [12 empty] | 1.2 | 0.009 | 0.009 | 0.009 | 0.009 | [11 empty] | Plains End LLC | 100 | Ares Management LP | 100
Plains End | 55650_G_GEN8 | 55650 | G | GEN8 |  | Combustion Turbine | IC Engine | WECC_CO | Colorado | 8 | Jefferson | 59 | 08059 | 5.7 | 10745 | 2002 | 9999 |  |  | N | Natural Gas | [12 empty] | 1.2 | 0.009 | 0.009 | 0.009 | 0.009 | [11 empty] | Plains End LLC | 100 | Ares Management LP | 100
Plains End | 55650_G_GEN9 | 55650 | G | GEN9 |  | Combustion Turbine | IC Engine | WECC_CO | Colorado | 8 | Jefferson | 59 | 08059 | 5.7 | 10745 | 2002 | 9999 |  |  | N | Natural Gas | [12 empty] | 1.2 | 0.009 | 0.009 | 0.009 | 0.009 | [11 empty] | Plains End LLC | 100 | Ares Management LP | 100
Spring Creek Energy Center | 55651_G_CT01 | 55651 | G | CT01 | 5035 | Combustion Turbine |  | SPP_N | Oklahoma | 40 | Logan | 83 | 40083 | 69 | 12596 | 2001 | 9999 |  |  | N | Natural Gas |  |  |  | DLNB | [8 empty] | 0.8 | 0.023 | 0.023 | 0.023 | 0.023 | [11 empty] | Evergy Kansas Central Inc | 100 | Evergy Inc | 100
Spring Creek Energy Center | 55651_G_CT02 | 55651 | G | CT02 | 5036 | Combustion Turbine |  | SPP_N | Oklahoma | 40 | Logan | 83 | 40083 | 69 | 12596 | 2001 | 9999 |  |  | N | Natural Gas |  |  |  | DLNB | [8 empty] | 0.8 | 0.018 | 0.018 | 0.018 | 0.018 | [11 empty] | Evergy Kansas Central Inc | 100 | Evergy Inc | 100
Spring Creek Energy Center | 55651_G_CT03 | 55651 | G | CT03 | 5037 | Combustion Turbine |  | SPP_N | Oklahoma | 40 | Logan | 83 | 40083 | 67 | 12597 | 2001 | 9999 |  |  | N | Natural Gas |  |  |  | DLNB | [8 empty] | 0.8 | 0.02501 | 0.02501 | 0.02501 | 0.02501 | [11 empty] | Evergy Kansas Central Inc | 100 | Evergy Inc | 100
Spring Creek Energy Center | 55651_G_CT04 | 55651 | G | CT04 | 5038 | Combustion Turbine |  | SPP_N | Oklahoma | 40 | Logan | 83 | 40083 | 68 | 12597 | 2001 | 9999 |  |  | N | Natural Gas |  |  |  | DLNB | [8 empty] | 0.8 | 0.02 | 0.02 | 0.02 | 0.02 | [11 empty] | Evergy Kansas Central Inc | 100 | Evergy Inc | 100
Chambersburg | 55654_G_UN12 | 55654 | G | UN12 | 8766 | Combustion Turbine |  | PJM_AP | Pennsylvania | 42 | Franklin | 55 | 42055 | 44 | 10745 | 2001 | 9999 |  |  | N | Natural Gas |  |  |  | H2O | [8 empty] | 0.006 | 0.07896 | 0.07896 | 0.07896 | 0.07896 | [11 empty] | Chambersburg Energy LLC | 100 | LS Power Group | 100
Chambersburg | 55654_G_UN13 | 55654 | G | UN13 | 8768 | Combustion Turbine |  | PJM_AP | Pennsylvania | 42 | Franklin | 55 | 42055 | 44 | 10745 | 2001 | 9999 |  |  | N | Natural Gas |  |  |  | H2O | [8 empty] | 0.006 | 0.07755 | 0.07755 | 0.07755 | 0.07755 | [11 empty] | Chambersburg Energy LLC | 100 | LS Power Group | 100
Pastoria Energy Facility, LLC | 55656_G_CT01 | 55656 | G | CT01 | 8770 | Combined Cycle |  | WECC_SCE | California | 6 | Kern | 29 | 06029 | 175 | 7071 | 2005 | 9999 |  |  | N | Natural Gas |  |  |  | DLNB | SCR | [8 empty] | 0.0069934 | 0.0069934 | 0.0069934 | 0.0069934 | [11 empty] | Calpine Corp | 100 | Energy Capital Partners | 100
Pastoria Energy Facility, LLC | 55656_G_CT02 | 55656 | G | CT02 | 8772 | Combined Cycle |  | WECC_SCE | California | 6 | Kern | 29 | 06029 | 173 | 7071 | 2005 | 9999 |  |  | N | Natural Gas |  |  |  | DLNB | SCR | [8 empty] | 0.0069934 | 0.0069934 | 0.0069934 | 0.0069934 | [11 empty] | Calpine Corp | 100 | Energy Capital Partners | 100
Pastoria Energy Facility, LLC | 55656_G_CT04 | 55656 | G | CT04 | 8774 | Combined Cycle |  | WECC_SCE | California | 6 | Kern | 29 | 06029 | 156 | 7071 | 2005 | 9999 |  |  | N | Natural Gas |  |  |  | DLNB | SCR | [8 empty] | 0.0064238 | 0.0064238 | 0.0064238 | 0.0064238 | [11 empty] | Calpine Corp | 100 | Energy Capital Partners | 100
Pastoria Energy Facility, LLC | 55656_G_ST03 | 55656 | G | ST03 | 8770 | Combined Cycle |  | WECC_SCE | California | 6 | Kern | 29 | 06029 | 174 | 7071 | 2005 | 9999 |  |  | N | Natural Gas |  |  |  | DLNB | SCR | [8 empty] | 0.0069934 | 0.0069934 | 0.0069934 | 0.0069934 | [11 empty] | Calpine Corp | 100 | Energy Capital Partners | 100
Pastoria Energy Facility, LLC | 55656_G_ST05 | 55656 | G | ST05 | 8774 | Combined Cycle |  | WECC_SCE | California | 6 | Kern | 29 | 06029 | 87 | 7071 | 2005 | 9999 |  |  | N | Natural Gas |  |  |  | DLNB | SCR | [8 empty] | 0.0064238 | 0.0064238 | 0.0064238 | 0.0064238 | [11 empty] | Calpine Corp | 100 | Energy Capital Partners | 100
Essential Power Newington LLC | 55661_G_GT-1 | 55661 | G | GT-1 | 9222 | Combined Cycle |  | NENGREST | New Hampshire | 33 | Rockingham | 15 | 33015 | 176 | 7529 | 2002 | 9999 |  |  | N | Natural Gas, Distillate Fuel Oil |  |  |  | DLNB + H2O + NH3 | SCR | [7 empty] | 0.002 | 0.012136 | 0.012136 | 0.012136 | 0.012136 | [11 empty] | EP Newington Energy LLC | 100 | Essential Power LLC | 100
Essential Power Newington LLC | 55661_G_GT-2 | 55661 | G | GT-2 | 9223 | Combined Cycle |  | NENGREST | New Hampshire | 33 | Rockingham | 15 | 33015 | 176 | 7529 | 2002 | 9999 |  |  | N | Natural Gas, Distillate Fuel Oil |  |  |  | DLNB + H2O + NH3 | SCR | [7 empty] | 0.002 | 0.012136 | 0.012136 | 0.012136 | 0.012136 | [11 empty] | EP Newington Energy LLC | 100 | Essential Power LLC | 100
Essential Power Newington LLC | 55661_G_ST | 55661 | G | ST | 9222 | Combined Cycle |  | NENGREST | New Hampshire | 33 | Rockingham | 15 | 33015 | 228 | 7529 | 2002 | 9999 |  |  | N | Natural Gas, Distillate Fuel Oil |  |  |  | LNB + NH3 | SCR | [7 empty] | 0.002 | 0.012136 | 0.012136 | 0.012136 | 0.012136 | [11 empty] | EP Newington Energy LLC | 100 | Essential Power LLC | 100
Chehalis Generating Facility | 55662_G_CA | 55662 | G | CA | 8780 | Combined Cycle |  | WECC_PNW | Washington | 53 | Lewis | 41 | 53041 | 157 | 7630 | 2003 | 9999 |  |  | N | Natural Gas |  |  |  | DLNB + H2O | SCR | [8 empty] | 0.0097227 | 0.0097227 | 0.0097227 | 0.0097227 | [11 empty] | PacifiCorp | 100 | Berkshire Hathaway Inc | 100
Chehalis Generating Facility | 55662_G_CT1 | 55662 | G | CT1 | 8780 | Combined Cycle |  | WECC_PNW | Washington | 53 | Lewis | 41 | 53041 | 160 | 7630 | 2003 | 9999 |  |  | N | Natural Gas |  |  |  | DLNB + H2O | SCR | [8 empty] | 0.0097227 | 0.0097227 | 0.0097227 | 0.0097227 | [11 empty] | PacifiCorp | 100 | Berkshire Hathaway Inc | 100
Chehalis Generating Facility | 55662_G_CT2 | 55662 | G | CT2 | 8782 | Combined Cycle |  | WECC_PNW | Washington | 53 | Lewis | 41 | 53041 | 160 | 7630 | 2003 | 9999 |  |  | N | Natural Gas |  |  |  | DLNB + H2O | SCR | [8 empty] | 0.0097227 | 0.0097227 | 0.0097227 | 0.0097227 | [11 empty] | PacifiCorp | 100 | Berkshire Hathaway Inc | 100
Harrison County Power Project | 55664_G_GT-1 | 55664 | G | GT-1 | 8788 | Combined Cycle |  | SPP_WEST | Texas | 48 | Harrison | 203 | 48203 | 144.5 | 7344 | 2003 | 9999 |  |  | N | Natural Gas |  |  |  | DLNB | SCR | [8 empty] | 0.015335 | 0.015335 | 0.015335 | 0.015335 | [11 empty] | Northeast Texas Electric Coop Inc | 55 | Northeast Texas Electric Coop Inc | 55
Harrison County Power Project | 55664_G_GT-2 | 55664 | G | GT-2 | 8790 | Combined Cycle |  | SPP_WEST | Texas | 48 | Harrison | 203 | 48203 | 144.5 | 7344 | 2003 | 9999 |  |  | N | Natural Gas |  |  |  | DLNB | SCR | [8 empty] | 0.015335 | 0.015335 | 0.015335 | 0.015335 | [11 empty] | Northeast Texas Electric Coop Inc | 55 | Northeast Texas Electric Coop Inc | 55
Harrison County Power Project | 55664_G_ST-1 | 55664 | G | ST-1 | 8788 | Combined Cycle |  | SPP_WEST | Texas | 48 | Harrison | 203 | 48203 | 225.4 | 7344 | 2003 | 9999 |  |  | N | Natural Gas |  |  |  | DLNB | SCR | [8 empty] | 0.015335 | 0.015335 | 0.015335 | 0.015335 | [11 empty] | Northeast Texas Electric Coop Inc | 55 | Northeast Texas Electric Coop Inc | 55
Lower Mount Bethel Energy | 55667_G_G1 | 55667 | G | G1 | 8800 | Combined Cycle |  | PJM_WMAC | Pennsylvania | 42 | Northampton | 95 | 42095 | 188.6 | 7339 | 2004 | 9999 |  |  | N | Natural Gas |  |  |  | DLNB | SCR | [7 empty] | 0.003 | 0.0092886 | 0.0092886 | 0.0092886 | 0.0092886 | [11 empty] | LMBE Project Co LLC | 100 | Riverstone Holdings LLC | 100
Lower Mount Bethel Energy | 55667_G_G2 | 55667 | G | G2 | 8802 | Combined Cycle |  | PJM_WMAC | Pennsylvania | 42 | Northampton | 95 | 42095 | 188.6 | 7339 | 2004 | 9999 |  |  | N | Natural Gas |  |  |  | DLNB | SCR | [7 empty] | 0.003 | 0.0092886 | 0.0092886 | 0.0092886 | 0.0092886 | [11 empty] | LMBE Project Co LLC | 100 | Riverstone Holdings LLC | 100
Lower Mount Bethel Energy | 55667_G_G3 | 55667 | G | G3 | 8800 | Combined Cycle |  | PJM_WMAC | Pennsylvania | 42 | Northampton | 95 | 42095 | 216.8 | 7339 | 2004 | 9999 |  |  | N | Natural Gas |  |  |  | DLNB | SCR | [7 empty] | 0.003 | 0.0092886 | 0.0092886 | 0.0092886 | 0.0092886 | [11 empty] | LMBE Project Co LLC | 100 | Riverstone Holdings LLC | 100
AL Sandersville LLC | 55672_G_CT1 | 55672 | G | CT1 | 8836 | Combustion Turbine |  | S_SOU | Georgia | 13 | Washington | 303 | 13303 | 72.1 | 11699 | 2002 | 9999 |  |  | N | Natural Gas |  |  |  | DLNB | [8 empty] | 0.052 | 0.02708 | 0.02708 | 0.02708 | 0.02708 | [11 empty] | AL Sandersville LLC | 100 | ArcLight Capital Partners LLC | 100
AL Sandersville LLC | 55672_G_CT2 | 55672 | G | CT2 | 8838 | Combustion Turbine |  | S_SOU | Georgia | 13 | Washington | 303 | 13303 | 72.1 | 11698 | 2002 | 9999 |  |  | N | Natural Gas |  |  |  | DLNB | [8 empty] | 0.052 | 0.02995 | 0.02995 | 0.02995 | 0.02995 | [11 empty] | AL Sandersville LLC | 100 | ArcLight Capital Partners LLC | 100
AL Sandersville LLC | 55672_G_CT3 | 55672 | G | CT3 | 8840 | Combustion Turbine |  | S_SOU | Georgia | 13 | Washington | 303 | 13303 | 72 | 11698 | 2002 | 9999 |  |  | N | Natural Gas |  |  |  | DLNB | [8 empty] | 0.052 | 0.02196 | 0.02196 | 0.02196 | 0.02196 | [11 empty] | AL Sandersville LLC | 100 | ArcLight Capital Partners LLC | 100
AL Sandersville LLC | 55672_G_CT4 | 55672 | G | CT4 | 8842 | Combustion Turbine |  | S_SOU | Georgia | 13 | Washington | 303 | 13303 | 72 | 11698 | 2002 | 9999 |  |  | N | Natural Gas |  |  |  | DLNB | [8 empty] | 0.052 | 0.02417 | 0.02417 | 0.02417 | 0.02417 | [11 empty] | AL Sandersville LLC | 100 | ArcLight Capital Partners LLC | 100
AL Sandersville LLC | 55672_G_CT5 | 55672 | G | CT5 | 8844 | Combustion Turbine |  | S_SOU | Georgia | 13 | Washington | 303 | 13303 | 72.1 | 11698 | 2002 | 9999 |  |  | N | Natural Gas |  |  |  | DLNB | [8 empty] | 0.052 | 0.02118 | 0.02118 | 0.02118 | 0.02118 | [11 empty] | AL Sandersville LLC | 100 | ArcLight Capital Partners LLC | 100
AL Sandersville LLC | 55672_G_CT6 | 55672 | G | CT6 | 8846 | Combustion Turbine |  | S_SOU | Georgia | 13 | Washington | 303 | 13303 | 72.1 | 11698 | 2002 | 9999 |  |  | N | Natural Gas |  |  |  | DLNB | [8 empty] | 0.052 | 0.02479 | 0.02479 | 0.02479 | 0.02479 | [11 empty] | AL Sandersville LLC | 100 | ArcLight Capital Partners LLC | 100
AL Sandersville LLC | 55672_G_CT7 | 55672 | G | CT7 | 8848 | Combustion Turbine |  | S_SOU | Georgia | 13 | Washington | 303 | 13303 | 72 | 11698 | 2002 | 9999 |  |  | N | Natural Gas |  |  |  | DLNB | [8 empty] | 0.052 | 0.02401 | 0.02401 | 0.02401 | 0.02401 | [11 empty] | AL Sandersville LLC | 100 | ArcLight Capital Partners LLC | 100
AL Sandersville LLC | 55672_G_CT8 | 55672 | G | CT8 | 8850 | Combustion Turbine |  | S_SOU | Georgia | 13 | Washington | 303 | 13303 | 72 | 11698 | 2002 | 9999 |  |  | N | Natural Gas |  |  |  | DLNB | [8 empty] | 0.052 | 0.02783 | 0.02783 | 0.02783 | 0.02783 | [11 empty] | AL Sandersville LLC | 100 | ArcLight Capital Partners LLC | 100
Flambeau Crowley Rapids Project | 55684_G_GEN1 | 55684 | G | GEN1 |  | Hydro |  | MIS_MNWI | Wisconsin | 55 | Price | 99 | 55099 | 1 | 0 | 1930 | 9999 |  |  | N | Hydro | [13 empty] | 0 | 0 | 0 | 0 | [11 empty] | Flambeau Hydro LLC | 100 | Renewable World Energies LLC | 100
Flambeau Crowley Rapids Project | 55684_G_GEN2 | 55684 | G | GEN2 |  | Hydro |  | MIS_MNWI | Wisconsin | 55 | Price | 99 | 55099 | 0.5 | 0 | 1930 | 9999 |  |  | N | Hydro | [13 empty] | 0 | 0 | 0 | 0 | [11 empty] | Flambeau Hydro LLC | 100 | Renewable World Energies LLC | 100
Flambeau Lower Project | 55685_G_GEN1 | 55685 | G | GEN1 |  | Hydro |  | MIS_MNWI | Wisconsin | 55 | Price | 99 | 55099 | 0.4 | 0 | 1923 | 9999 |  |  | N | Hydro | [13 empty] | 0 | 0 | 0 | 0 | [11 empty] | Flambeau Hydro LLC | 100 | Renewable World Energies LLC | 100
Flambeau Lower Project | 55685_G_GEN2 | 55685 | G | GEN2 |  | Hydro |  | MIS_MNWI | Wisconsin | 55 | Price | 99 | 55099 | 0.4 | 0 | 1923 | 9999 |  |  | N | Hydro | [13 empty] | 0 | 0 | 0 | 0 | [11 empty] | Flambeau Hydro LLC | 100 | Renewable World Energies LLC | 100
Flambeau Lower Project | 55685_G_GEN3 | 55685 | G | GEN3 |  | Hydro |  | MIS_MNWI | Wisconsin | 55 | Price | 99 | 55099 | 0.4 | 0 | 1923 | 9999 |  |  | N | Hydro | [13 empty] | 0 | 0 | 0 | 0 | [11 empty] | Flambeau Hydro LLC | 100 | Renewable World Energies LLC | 100
Higgins Generating Station | 55687_G_A01 | 55687 | G | A01 | 10238 | Combined Cycle |  | WECC_SNV | Nevada | 32 | Clark | 3 | 32003 | 157 | 7501 | 2004 | 9999 |  |  | N | Natural Gas |  |  |  |  | SCR | [8 empty] | 0.009805 | 0.009805 | 0.009805 | 0.009805 | [11 empty] | Nevada Power Co | 100 | Berkshire Hathaway Inc | 100
Higgins Generating Station | 55687_G_A02 | 55687 | G | A02 | 10239 | Combined Cycle |  | WECC_SNV | Nevada | 32 | Clark | 3 | 32003 | 157 | 7501 | 2004 | 9999 |  |  | N | Natural Gas |  |  |  |  | SCR | [8 empty] | 0.009805 | 0.009805 | 0.009805 | 0.009805 | [11 empty] | Nevada Power Co | 100 | Berkshire Hathaway Inc | 100
Higgins Generating Station | 55687_G_ST1 | 55687 | G | ST1 | 10238 | Combined Cycle |  | WECC_SNV | Nevada | 32 | Clark | 3 | 32003 | 236 | 7501 | 2004 | 9999 |  |  | N | Natural Gas |  |  |  | NH3 | SCR | [8 empty] | 0.009805 | 0.009805 | 0.009805 | 0.009805 | [11 empty] | Nevada Power Co | 100 | Berkshire Hathaway Inc | 100
Bethlehem Power Plant | 55690_G_CTG1 | 55690 | G | CTG1 | 8894 | Combined Cycle |  | PJM_WMAC | Pennsylvania | 42 | Northampton | 95 | 42095 | 118 | 8107 | 2002 | 9999 |  |  | N | Natural Gas, Distillate Fuel Oil |  |  |  | H2O + OFA | SCR | [8 empty] | 0.005383 | 0.005383 | 0.005383 | 0.005383 | [11 empty] | Calpine Bethlehem LLC | 100 | Energy Capital Partners | 100
Bethlehem Power Plant | 55690_G_CTG2 | 55690 | G | CTG2 | 8896 | Combined Cycle |  | PJM_WMAC | Pennsylvania | 42 | Northampton | 95 | 42095 | 127 | 8107 | 2002 | 9999 |  |  | N | Natural Gas, Distillate Fuel Oil |  |  |  | H2O + OFA | SCR | [8 empty] | 0.005383 | 0.005383 | 0.005383 | 0.005383 | [11 empty] | Calpine Bethlehem LLC | 100 | Energy Capital Partners | 100
Bethlehem Power Plant | 55690_G_CTG3 | 55690 | G | CTG3 | 8898 | Combined Cycle |  | PJM_WMAC | Pennsylvania | 42 | Northampton | 95 | 42095 | 127 | 8107 | 2002 | 9999 |  |  | N | Natural Gas, Distillate Fuel Oil |  |  |  | H2O + OFA | SCR | [8 empty] | 0.005383 | 0.005383 | 0.005383 | 0.005383 | [11 empty] | Calpine Bethlehem LLC | 100 | Energy Capital Partners | 100
Bethlehem Power Plant | 55690_G_CTG5 | 55690 | G | CTG5 | 8902 | Combined Cycle |  | PJM_WMAC | Pennsylvania | 42 | Northampton | 95 | 42095 | 118 | 8107 | 2003 | 9999 |  |  | N | Natural Gas, Distillate Fuel Oil |  |  |  | H2O + OFA | SCR | [8 empty] | 0.0055227 | 0.0055227 | 0.0055227 | 0.0055227 | [11 empty] | Calpine Bethlehem LLC | 100 | Energy Capital Partners | 100
Bethlehem Power Plant | 55690_G_CTG6 | 55690 | G | CTG6 | 8904 | Combined Cycle |  | PJM_WMAC | Pennsylvania | 42 | Northampton | 95 | 42095 | 127 | 8107 | 2003 | 9999 |  |  | N | Natural Gas, Distillate Fuel Oil |  |  |  | H2O + OFA | SCR | [8 empty] | 0.0055227 | 0.0055227 | 0.0055227 | 0.0055227 | [11 empty] | Calpine Bethlehem LLC | 100 | Energy Capital Partners | 100
Bethlehem Power Plant | 55690_G_CTG7 | 55690 | G | CTG7 | 8906 | Combined Cycle |  | PJM_WMAC | Pennsylvania | 42 | Northampton | 95 | 42095 | 127 | 8107 | 2003 | 9999 |  |  | N | Natural Gas, Distillate Fuel Oil |  |  |  | H2O + OFA | SCR | [8 empty] | 0.0055227 | 0.0055227 | 0.0055227 | 0.0055227 | [11 empty] | Calpine Bethlehem LLC | 100 | Energy Capital Partners | 100
Bethlehem Power Plant | 55690_G_STG4 | 55690 | G | STG4 | 8894 | Combined Cycle |  | PJM_WMAC | Pennsylvania | 42 | Northampton | 95 | 42095 | 195 | 8107 | 2003 | 9999 |  |  | N | Natural Gas, Distillate Fuel Oil |  |  |  | H2O + OFA | SCR | [8 empty] | 0.005383 | 0.005383 | 0.005383 | 0.005383 | [11 empty] | Calpine Bethlehem LLC | 100 | Energy Capital Partners | 100
Bethlehem Power Plant | 55690_G_STG8 | 55690 | G | STG8 | 8902 | Combined Cycle |  | PJM_WMAC | Pennsylvania | 42 | Northampton | 95 | 42095 | 195 | 8107 | 2003 | 9999 |  |  | N | Natural Gas, Distillate Fuel Oil |  |  |  | H2O + OFA | SCR | [8 empty] | 0.0055227 | 0.0055227 | 0.0055227 | 0.0055227 | [11 empty] | Calpine Bethlehem LLC | 100 | Energy Capital Partners | 100
Quantum Choctaw Power LLC | 55694_G_CT1 | 55694 | G | CT1 | 8924 | Combined Cycle |  | S_C_TVA | Mississippi | 28 | Choctaw | 19 | 28019 | 220 | 7148 | 2006 | 9999 |  |  | N | Natural Gas |  |  |  | DLNB | SCR | [8 empty] | 0.012794 | 0.012794 | 0.012794 | 0.012794 | [11 empty] | Choctaw Gas Generation LLC | 100 | Tennessee Valley Authority | 100
Quantum Choctaw Power LLC | 55694_G_CT2 | 55694 | G | CT2 | 8926 | Combined Cycle |  | S_C_TVA | Mississippi | 28 | Choctaw | 19 | 28019 | 220 | 7148 | 2006 | 9999 |  |  | N | Natural Gas |  |  |  | DLNB | SCR | [8 empty] | 0.012794 | 0.012794 | 0.012794 | 0.012794 | [11 empty] | Choctaw Gas Generation LLC | 100 | Tennessee Valley Authority | 100
Quantum Choctaw Power LLC | 55694_G_ST1 | 55694 | G | ST1 | 8924 | Combined Cycle |  | S_C_TVA | Mississippi | 28 | Choctaw | 19 | 28019 | 270 | 7148 | 2006 | 9999 |  |  | N | Natural Gas |  |  |  | DLNB + NH3 | SCR | [8 empty] | 0.012794 | 0.012794 | 0.012794 | 0.012794 | [11 empty] | Choctaw Gas Generation LLC | 100 | Tennessee Valley Authority | 100
Hanford Energy Park Peaker | 55698_G_HEP1 | 55698 | G | HEP1 | 8954 | Combustion Turbine |  | WEC_CALN | California | 6 | Kings | 31 | 06031 | 45.9 | 10910 | 2001 | 9999 |  |  | N | Natural Gas |  |  |  | H2O | SCR | [7 empty] | 0.74 | 0.01748 | 0.01748 | 0.01748 | 0.01748 | [11 empty] | MRP San Joaquin Energy LLC | 100 | Marc Lasry | 100
Hanford Energy Park Peaker | 55698_G_HEP2 | 55698 | G | HEP2 | 8956 | Combustion Turbine |  | WEC_CALN | California | 6 | Kings | 31 | 06031 | 45.9 | 10910 | 2001 | 9999 |  |  | N | Natural Gas |  |  |  | H2O | SCR | [7 empty] | 0.74 | 0.02161 | 0.02161 | 0.02161 | 0.02161 | [11 empty] | MRP San Joaquin Energy LLC | 100 | Marc Lasry | 100
Bayswater Peaking Facility LLC | 55699_G_1 | 55699 | G | 1 | 8958 | Combustion Turbine |  | NY_Z_J | New York | 36 | Queens | 81 | 36081 | 53.9 | 11048 | 2002 | 9999 |  |  | N | Natural Gas |  |  |  | H2O | SCR | [7 empty] | 0.316 | 0.00955 | 0.00867 | 0.00955 | 0.00867 | [11 empty] | Bayswater Peaking Facility LLC | 100 | NextEra Energy Inc | 100
Mint Farm Generating Station | 55700_G_1STG | 55700 | G | 1STG | 8960 | Combined Cycle |  | WECC_PNW | Washington | 53 | Cowlitz | 15 | 53015 | 120 | 7363 | 2008 | 9999 |  |  | N | Natural Gas |  |  |  | DLNB + NH3 | SCR | [8 empty] | 0.0086133 | 0.0086133 | 0.0086133 | 0.0086133 | [11 empty] | Puget Sound Energy Inc | 100 | Puget Energy Inc | 100
Mint Farm Generating Station | 55700_G_CTG1 | 55700 | G | CTG1 | 8960 | Combined Cycle |  | WECC_PNW | Washington | 53 | Cowlitz | 15 | 53015 | 150 | 7363 | 2008 | 9999 |  |  | N | Natural Gas |  |  |  | DLNB | SCR | [8 empty] | 0.0086133 | 0.0086133 | 0.0086133 | 0.0086133 | [11 empty] | Puget Sound Energy Inc | 100 | Puget Energy Inc | 100
Fremont Energy Center | 55701_G_CA01 | 55701 | G | CA01 | 8962 | Combined Cycle |  | PJM_ATSI | Ohio | 39 | Sandusky | 143 | 39143 | 345.1 | 11045 | 2012 | 9999 |  |  | N | Natural Gas |  |  |  | DLNB + NH3 + STM | SCR | [8 empty] | 0.010494 | 0.010494 | 0.010494 | 0.010494 | [11 empty] | American Municipal Power Inc | 100 | American Municipal Power Inc | 100
Fremont Energy Center | 55701_G_CT01 | 55701 | G | CT01 | 8962 | Combined Cycle |  | PJM_ATSI | Ohio | 39 | Sandusky | 143 | 39143 | 162.6 | 11045 | 2012 | 9999 |  |  | N | Natural Gas |  |  |  | DLNB + NH3 + STM | SCR | [8 empty] | 0.010494 | 0.010494 | 0.010494 | 0.010494 | [11 empty] | American Municipal Power Inc | 100 | American Municipal Power Inc | 100
Fremont Energy Center | 55701_G_CT02 | 55701 | G | CT02 | 8964 | Combined Cycle |  | PJM_ATSI | Ohio | 39 | Sandusky | 143 | 39143 | 162.6 | 11045 | 2012 | 9999 |  |  | N | Natural Gas |  |  |  | DLNB + NH3 + STM | SCR | [8 empty] | 0.010494 | 0.010494 | 0.010494 | 0.010494 | [11 empty] | American Municipal Power Inc | 100 | American Municipal Power Inc | 100
Choctaw County | 55706_G_CTG1 | 55706 | G | CTG1 | 9224 | Combined Cycle |  | S_C_TVA | Mississippi | 28 | Choctaw | 19 | 28019 | 164 | 7190 | 2003 | 9999 |  |  | N | Natural Gas |  |  |  | DLNB | SCR | [8 empty] | 0.021708 | 0.0094643 | 0.021708 | 0.0094643 | [11 empty] | Entergy Mississippi LLC | 100 | Entergy Corp | 100
Choctaw County | 55706_G_CTG2 | 55706 | G | CTG2 | 9225 | Combined Cycle |  | S_C_TVA | Mississippi | 28 | Choctaw | 19 | 28019 | 164 | 7190 | 2003 | 9999 |  |  | N | Natural Gas |  |  |  | DLNB | SCR | [7 empty] | 0.001 | 0.021708 | 0.0094643 | 0.021708 | 0.0094643 | [11 empty] | Entergy Mississippi LLC | 100 | Entergy Corp | 100
Choctaw County | 55706_G_CTG3 | 55706 | G | CTG3 | 9226 | Combined Cycle |  | S_C_TVA | Mississippi | 28 | Choctaw | 19 | 28019 | 164 | 7190 | 2003 | 9999 |  |  | N | Natural Gas |  |  |  | DLNB | SCR | [7 empty] | 0.001 | 0.021708 | 0.0094643 | 0.021708 | 0.0094643 | [11 empty] | Entergy Mississippi LLC | 100 | Entergy Corp | 100
Choctaw County | 55706_G_STG1 | 55706 | G | STG1 | 9226 | Combined Cycle |  | S_C_TVA | Mississippi | 28 | Choctaw | 19 | 28019 | 289 | 7190 | 2003 | 9999 |  |  | N | Natural Gas |  |  |  | DLNB | SCR | [8 empty] | 0.021708 | 0.0094643 | 0.021708 | 0.0094643 | [11 empty] | Entergy Mississippi LLC | 100 | Entergy Corp | 100
Nacogdoches Power | 55708_B_BLR1 | 55708 | B | BLR1 | 9227 | Biomass |  | ERC_REST | Texas | 48 | Nacogdoches | 347 | 48347 | 100 | 14914 | 2012 | 9999 | FBC |  | N | Biomass |  |  | 0.75 | CF | SNCR |  |  | B | NA |  |  |  | 0.046 | 0.08245 | 0.08245 | 0.08245 | 0.08245 | [11 empty] | Nacogdoches Power LLC | 100 | Austin Energy | 100
Allegheny Energy Units 3 4 & 5 | 55710_G_UNT3 | 55710 | G | UNT3 | 9962 | Combined Cycle |  | PJM_AP | Pennsylvania | 42 | Allegheny | 3 | 42003 | 167 | 7199 | 2003 | 9999 |  |  | N | Natural Gas |  |  |  | DLNB | SCR | [7 empty] | 0.003 | 0.0080444 | 0.0080444 | 0.0080444 | 0.0080444 | [11 empty] | Springdale Energy LLC | 100 | LS Power Group | 100
Allegheny Energy Units 3 4 & 5 | 55710_G_UNT4 | 55710 | G | UNT4 | 9963 | Combined Cycle |  | PJM_AP | Pennsylvania | 42 | Allegheny | 3 | 42003 | 167 | 7199 | 2003 | 9999 |  |  | N | Natural Gas |  |  |  | DLNB | SCR | [7 empty] | 0.003 | 0.0080444 | 0.0080444 | 0.0080444 | 0.0080444 | [11 empty] | Springdale Energy LLC | 100 | LS Power Group | 100
Allegheny Energy Units 3 4 & 5 | 55710_G_UNT5 | 55710 | G | UNT5 | 9962 | Combined Cycle |  | PJM_AP | Pennsylvania | 42 | Allegheny | 3 | 42003 | 175 | 7199 | 2003 | 9999 |  |  | N | Natural Gas |  |  |  | DLNB | SCR | [7 empty] | 0.003 | 0.0080444 | 0.0080444 | 0.0080444 | 0.0080444 | [11 empty] | Springdale Energy LLC | 100 | LS Power Group | 100
Magnet Cove | 55714_G_GT1 | 55714 | G | GT1 | 9298 | Combined Cycle |  | MIS_AR | Arkansas | 5 | Hot Spring | 59 | 05059 | 208.1 | 7065 | 2005 | 9999 |  |  | N | Natural Gas |  |  |  | DLNB | SCR | [8 empty] | 0.01499 | 0.01499 | 0.01499 | 0.01499 | [11 empty] | Hot Spring Power Co LLC | 100 | ENGIE SA | 100
Magnet Cove | 55714_G_ST1 | 55714 | G | ST1 | 9298 | Combined Cycle |  | MIS_AR | Arkansas | 5 | Hot Spring | 59 | 05059 | 225.3 | 7065 | 2005 | 9999 |  |  | N | Natural Gas |  |  |  | NH3 | SCR | [8 empty] | 0.01499 | 0.01499 | 0.01499 | 0.01499 | [11 empty] | Arkansas Electric Coop Corp | 100 | Arkansas Electric Coop Corp | 100
Magnet Cove | 55714_G_GT2 | 55714 | G | GT2 | 9299 | Combined Cycle |  | MIS_AR | Arkansas | 5 | Hot Spring | 59 | 05059 | 208.1 | 7065 | 2006 | 9999 |  |  | N | Natural Gas |  |  |  | DLNB | SCR | [8 empty] | 0.01499 | 0.01499 | 0.01499 | 0.01499 | [11 empty] | Hot Spring Power Co LLC | 100 | ENGIE SA | 100
Dean | 55718_G_GT1 | 55718 | G | GT1 | 9240 | Combustion Turbine |  | MIS_LMI | Michigan | 26 | St Clair | 147 | 26147 | 78 | 12023 | 2002 | 9999 |  |  | N | Natural Gas |  |  |  | DLNB | [8 empty] | 1.67 | 0.03083 | 0.03083 | 0.03083 | 0.03083 | [11 empty] | DTE East China LLC | 100 | DTE Energy Co | 100
Dean | 55718_G_GT2 | 55718 | G | GT2 | 9241 | Combustion Turbine |  | MIS_LMI | Michigan | 26 | St Clair | 147 | 26147 | 78 | 12023 | 2002 | 9999 |  |  | N | Natural Gas |  |  |  | DLNB | [8 empty] | 1.67 | 0.026 | 0.026 | 0.026 | 0.026 | [11 empty] | DTE East China LLC | 100 | DTE Energy Co | 100
Dean | 55718_G_GT3 | 55718 | G | GT3 | 9242 | Combustion Turbine |  | MIS_LMI | Michigan | 26 | St Clair | 147 | 26147 | 78 | 12023 | 2002 | 9999 |  |  | N | Natural Gas |  |  |  | DLNB | [8 empty] | 1.67 | 0.02303 | 0.02303 | 0.02303 | 0.02303 | [11 empty] | DTE East China LLC | 100 | DTE Energy Co | 100
Dean | 55718_G_GT4 | 55718 | G | GT4 | 9243 | Combustion Turbine |  | MIS_LMI | Michigan | 26 | St Clair | 147 | 26147 | 78 | 12024 | 2002 | 9999 |  |  | N | Natural Gas |  |  |  | DLNB | [8 empty] | 1.67 | 0.02603 | 0.02603 | 0.02603 | 0.02603 | [11 empty] | DTE East China LLC | 100 | DTE Energy Co | 100
Bennett Mountain | 55733_G_1 | 55733 | G | 1 | 9983 | Combustion Turbine |  | WECC_ID | Idaho | 16 | Elmore | 39 | 16039 | 164 | 10745 | 2005 | 9999 |  |  | N | Natural Gas |  |  |  | DLNB | [8 empty] | 1.75 | 0.08107 | 0.08107 | 0.08107 | 0.08107 | [11 empty] | Idaho Power Co | 100 | IDACORP Inc | 100
Gray County Wind Energy | 55734_G_V47 | 55734 | G | V47 |  | Onshore Wind |  | SPP_N | Kansas | 20 | Gray | 69 | 20069 | 112 | 0 | 2001 | 9999 |  |  | N | Wind | [13 empty] | 0 | 0 | 0 | 0 | [11 empty] | Gray County Wind LLC | 100 | NextEra Energy Inc | 100
Hanging Rock Energy Facility | 55736_G_1GT1 | 55736 | G | 1GT1 | 9079 | Combined Cycle |  | PJM_West | Ohio | 39 | Lawrence | 87 | 39087 | 181 | 7433 | 2003 | 9999 |  |  | N | Natural Gas |  |  |  | DLNB | SCR | [8 empty] | 0.0082779 | 0.0082779 | 0.0082779 | 0.0082779 | [11 empty] | Hanging Rock Power Co LLC | 100 | Vistra Energy | 100
Hanging Rock Energy Facility | 55736_G_1GT2 | 55736 | G | 1GT2 | 9080 | Combined Cycle |  | PJM_West | Ohio | 39 | Lawrence | 87 | 39087 | 183 | 7433 | 2003 | 9999 |  |  | N | Natural Gas |  |  |  | DLNB | SCR | [8 empty] | 0.0082779 | 0.0082779 | 0.0082779 | 0.0082779 | [11 empty] | Hanging Rock Power Co LLC | 100 | Vistra Energy | 100
Hanging Rock Energy Facility | 55736_G_1ST | 55736 | G | 1ST | 9079 | Combined Cycle |  | PJM_West | Ohio | 39 | Lawrence | 87 | 39087 | 316 | 7433 | 2003 | 9999 |  |  | N | Natural Gas |  |  |  | DLNB | SCR | [8 empty] | 0.0082779 | 0.0082779 | 0.0082779 | 0.0082779 | [11 empty] | Hanging Rock Power Co LLC | 100 | Vistra Energy | 100
Hanging Rock Energy Facility | 55736_G_2GT1 | 55736 | G | 2GT1 | 9081 | Combined Cycle |  | PJM_West | Ohio | 39 | Lawrence | 87 | 39087 | 185 | 7433 | 2003 | 9999 |  |  | N | Natural Gas |  |  |  | DLNB | SCR | [8 empty] | 0.0085061 | 0.0085061 | 0.0085061 | 0.0085061 | [11 empty] | Hanging Rock Power Co LLC | 100 | Vistra Energy | 100
Hanging Rock Energy Facility | 55736_G_2GT2 | 55736 | G | 2GT2 | 9082 | Combined Cycle |  | PJM_West | Ohio | 39 | Lawrence | 87 | 39087 | 186 | 7433 | 2003 | 9999 |  |  | N | Natural Gas |  |  |  | DLNB | SCR | [8 empty] | 0.0085061 | 0.0085061 | 0.0085061 | 0.0085061 | [11 empty] | Hanging Rock Power Co LLC | 100 | Vistra Energy | 100
Hanging Rock Energy Facility | 55736_G_2ST | 55736 | G | 2ST | 9081 | Combined Cycle |  | PJM_West | Ohio | 39 | Lawrence | 87 | 39087 | 314 | 7433 | 2003 | 9999 |  |  | N | Natural Gas |  |  |  | DLNB | SCR | [8 empty] | 0.0085061 | 0.0085061 | 0.0085061 | 0.0085061 | [11 empty] | Hanging Rock Power Co LLC | 100 | Vistra Energy | 100
Condon Windpower LLC | 55739_G_GEN1 | 55739 | G | GEN1 |  | Onshore Wind |  | WECC_PNW | Oregon | 41 | Gilliam | 21 | 41021 | 24.6 | 0 | 2001 | 9999 |  |  | N | Wind | [13 empty] | 0 | 0 | 0 | 0 | [11 empty] | Condon Wind Power LLC | 100 | Goldman Sachs Group Inc (The) | 100
Condon Windpower LLC | 55739_G_GEN2 | 55739 | G | GEN2 |  | Onshore Wind |  | WECC_PNW | Oregon | 41 | Gilliam | 21 | 41021 | 25.2 | 0 | 2002 | 9999 |  |  | N | Wind | [13 empty] | 0 | 0 | 0 | 0 | [11 empty] | Condon Wind Power LLC | 100 | Goldman Sachs Group Inc (The) | 100
Rock River I LLC | 55740_G_GEN1 | 55740 | G | GEN1 |  | Onshore Wind |  | WECC_WY | Wyoming | 56 | Carbon | 7 | 56007 | 50 | 0 | 2001 | 9999 |  |  | N | Wind | [13 empty] | 0 | 0 | 0 | 0 | [11 empty] | Shell Renewables | 100 | Royal Dutch Shell plc | 100
Ridge Crest Wind Partners | 55741_G_A1 | 55741 | G | A1 |  | Onshore Wind |  | WECC_CO | Colorado | 8 | Logan | 75 | 08075 | 29.7 | 0 | 2001 | 9999 |  |  | N | Wind | [13 empty] | 0 | 0 | 0 | 0 | [11 empty] | Ridge Crest Wind Partners LLC | 100 | Caithness Energy LLC | 100
Montfort Wind Energy Center | 55742_G_ER15 | 55742 | G | ER15 |  | Onshore Wind |  | MIS_WUMS | Wisconsin | 55 | Iowa | 49 | 55049 | 2 | 0 | 2002 | 9999 |  |  | N | Wind | [13 empty] | 0 | 0 | 0 | 0 | [11 empty] | Badger Windpower LLC | 100 | WEC Energy Group Inc | 100
NWP Indian Mesa Wind Farm | 55747_G_NWP2 | 55747 | G | NWP2 |  | Onshore Wind |  | ERC_WEST | Texas | 48 | Pecos | 371 | 48371 | 82.5 | 0 | 2001 | 9999 |  |  | N | Wind | [13 empty] | 0 | 0 | 0 | 0 | [11 empty] | NextEra Energy Resources LLC | 100 | NextEra Energy Inc | 100
Los Esteros Critical Energy Center | 55748_G_CTG1 | 55748 | G | CTG1 | 9250 | Combined Cycle |  | WEC_CALN | California | 6 | Santa Clara | 85 | 06085 | 45 | 8378 | 2003 | 9999 |  |  | N | Natural Gas |  |  |  | H2O | SCR | [7 empty] | 0.74 | 0.0054375 | 0.0054375 | 0.0054375 | 0.0054375 | [11 empty] | Los Esteros Critical Energy Facility LLC | 100 | Energy Capital Partners | 100
Los Esteros Critical Energy Center | 55748_G_CTG2 | 55748 | G | CTG2 | 9251 | Combined Cycle |  | WEC_CALN | California | 6 | Santa Clara | 85 | 06085 | 45 | 8378 | 2003 | 9999 |  |  | N | Natural Gas |  |  |  | H2O | SCR | [7 empty] | 0.74 | 0.0054375 | 0.0054375 | 0.0054375 | 0.0054375 | [11 empty] | Los Esteros Critical Energy Facility LLC | 100 | Energy Capital Partners | 100
Los Esteros Critical Energy Center | 55748_G_CTG3 | 55748 | G | CTG3 | 9252 | Combined Cycle |  | WEC_CALN | California | 6 | Santa Clara | 85 | 06085 | 45 | 8378 | 2003 | 9999 |  |  | N | Natural Gas |  |  |  | H2O | SCR | [7 empty] | 0.74 | 0.0054375 | 0.0054375 | 0.0054375 | 0.0054375 | [11 empty] | Los Esteros Critical Energy Facility LLC | 100 | Energy Capital Partners | 100
Los Esteros Critical Energy Center | 55748_G_CTG4 | 55748 | G | CTG4 | 9253 | Combined Cycle |  | WEC_CALN | California | 6 | Santa Clara | 85 | 06085 | 45 | 8378 | 2003 | 9999 |  |  | N | Natural Gas |  |  |  | H2O | SCR | [7 empty] | 0.74 | 0.0054375 | 0.0054375 | 0.0054375 | 0.0054375 | [11 empty] | Los Esteros Critical Energy Facility LLC | 100 | Energy Capital Partners | 100
Los Esteros Critical Energy Center | 55748_G_CAG5 | 55748 | G | CAG5 | 9250 | Combined Cycle |  | WEC_CALN | California | 6 | Santa Clara | 85 | 06085 | 126.1 | 8378 | 2013 | 9999 |  |  | N | Natural Gas |  |  |  | H2O | SCR | [8 empty] | 0.0054375 | 0.0054375 | 0.0054375 | 0.0054375 | [11 empty] | Los Esteros Critical Energy Facility LLC | 100 | Energy Capital Partners | 100
Hardin Generator Project | 55749_B_PC1 | 55749 | B | PC1 | 9114 | Coal Steam |  | WECC_MT | Montana | 30 | Big Horn | 3 | 30003 | 107 | 12466 | 2006 | 9999 | wall | dry | N | Subbituminous | Dry Scrubber | 2006 | 0.923 | LA + LNB + NH3 | SCR | 2006 |  | B | NA | ACI | 2009 |  | 0.11 | 1.9276 | 0.07017 | 1.9276 | 0.07017 | 0.1 | 0.1 | 0.1 | 0.973 | [7 empty] | Rocky Mountain Power LLC (ND) | 100 | BDW (Montana) LLC | 100
Sonoma Central Landfill Phase I | 55752_G_P-11 | 55752 | G | P-11 |  | Landfill Gas |  | WEC_CALN | California | 6 | Sonoma | 97 | 06097 | 0.7 | 14103 | 1993 | 9999 |  |  | N | Landfill Gas | [13 empty] | 0.33092 | 0.33092 | 0.33092 | 0.33092 | [11 empty] | County of Sonoma Dept of Transportation | 100 | County of Sonoma Dept of Transportation | 100
Sonoma Central Landfill Phase I | 55752_G_P-12 | 55752 | G | P-12 |  | Landfill Gas |  | WEC_CALN | California | 6 | Sonoma | 97 | 06097 | 0.7 | 14103 | 1993 | 9999 |  |  | N | Landfill Gas | [13 empty] | 0.33092 | 0.33092 | 0.33092 | 0.33092 | [11 empty] | County of Sonoma Dept of Transportation | 100 | County of Sonoma Dept of Transportation | 100
Sonoma Central Landfill Phase I | 55752_G_P-13 | 55752 | G | P-13 |  | Landfill Gas |  | WEC_CALN | California | 6 | Sonoma | 97 | 06097 | 0.7 | 14103 | 1993 | 9999 |  |  | N | Landfill Gas | [13 empty] | 0.33092 | 0.33092 | 0.33092 | 0.33092 | [11 empty] | County of Sonoma Dept of Transportation | 100 | County of Sonoma Dept of Transportation | 100
Sonoma Central Landfill Phase I | 55752_G_P-14 | 55752 | G | P-14 |  | Landfill Gas |  | WEC_CALN | California | 6 | Sonoma | 97 | 06097 | 0.7 | 14103 | 1993 | 9999 |  |  | N | Landfill Gas | [13 empty] | 0.33092 | 0.33092 | 0.33092 | 0.33092 | [11 empty] | County of Sonoma Dept of Transportation | 100 | County of Sonoma Dept of Transportation | 100
Sonoma Central Landfill Phase II | 55753_G_P-21 | 55753 | G | P-21 |  | Landfill Gas |  | WEC_CALN | California | 6 | Sonoma | 97 | 06097 | 0.7 | 14103 | 1996 | 9999 |  |  | N | Landfill Gas | [13 empty] | 0.3144 | 0.3144 | 0.3144 | 0.3144 | [11 empty] | County of Sonoma Dept of Transportation | 100 | County of Sonoma Dept of Transportation | 100
Sonoma Central Landfill Phase II | 55753_G_P-22 | 55753 | G | P-22 |  | Landfill Gas |  | WEC_CALN | California | 6 | Sonoma | 97 | 06097 | 0.7 | 14103 | 1996 | 9999 |  |  | N | Landfill Gas | [13 empty] | 0.3144 | 0.3144 | 0.3144 | 0.3144 | [11 empty] | County of Sonoma Dept of Transportation | 100 | County of Sonoma Dept of Transportation | 100
Sonoma Central Landfill Phase II | 55753_G_P-23 | 55753 | G | P-23 |  | Landfill Gas |  | WEC_CALN | California | 6 | Sonoma | 97 | 06097 | 0.7 | 14103 | 1996 | 9999 |  |  | N | Landfill Gas | [13 empty] | 0.3144 | 0.3144 | 0.3144 | 0.3144 | [11 empty] | County of Sonoma Dept of Transportation | 100 | County of Sonoma Dept of Transportation | 100
Sonoma Central Landfill Phase II | 55753_G_P-24 | 55753 | G | P-24 |  | Landfill Gas |  | WEC_CALN | California | 6 | Sonoma | 97 | 06097 | 0.7 | 14103 | 1996 | 9999 |  |  | N | Landfill Gas | [13 empty] | 0.3144 | 0.3144 | 0.3144 | 0.3144 | [11 empty] | County of Sonoma Dept of Transportation | 100 | County of Sonoma Dept of Transportation | 100
Model City Energy Facility | 55757_G_GEN1 | 55757 | G | GEN1 |  | Landfill Gas |  | NY_Z_A | New York | 36 | Niagara | 63 | 36063 | 0.8 | 14125 | 2001 | 9999 |  |  | N | Landfill Gas | [13 empty] | 0.22117 | 0.22117 | 0.22117 | 0.22117 | [11 empty] | Model City Energy LLC | 100 | Archaea Energy Inc | 100
Model City Energy Facility | 55757_G_GEN2 | 55757 | G | GEN2 |  | Landfill Gas |  | NY_Z_A | New York | 36 | Niagara | 63 | 36063 | 0.8 | 14126 | 2001 | 9999 |  |  | N | Landfill Gas | [13 empty] | 0.22117 | 0.22117 | 0.22117 | 0.22117 | [11 empty] | Model City Energy LLC | 100 | Archaea Energy Inc | 100
Model City Energy Facility | 55757_G_GEN3 | 55757 | G | GEN3 |  | Landfill Gas |  | NY_Z_A | New York | 36 | Niagara | 63 | 36063 | 0.8 | 14126 | 2001 | 9999 |  |  | N | Landfill Gas | [13 empty] | 0.22117 | 0.22117 | 0.22117 | 0.22117 | [11 empty] | Model City Energy LLC | 100 | Archaea Energy Inc | 100
Model City Energy Facility | 55757_G_GEN4 | 55757 | G | GEN4 |  | Landfill Gas |  | NY_Z_A | New York | 36 | Niagara | 63 | 36063 | 0.8 | 14126 | 2001 | 9999 |  |  | N | Landfill Gas | [13 empty] | 0.22117 | 0.22117 | 0.22117 | 0.22117 | [11 empty] | Model City Energy LLC | 100 | Archaea Energy Inc | 100
Model City Energy Facility | 55757_G_GEN5 | 55757 | G | GEN5 |  | Landfill Gas |  | NY_Z_A | New York | 36 | Niagara | 63 | 36063 | 0.8 | 14126 | 2001 | 9999 |  |  | N | Landfill Gas | [13 empty] | 0.22117 | 0.22117 | 0.22117 | 0.22117 | [11 empty] | Model City Energy LLC | 100 | Archaea Energy Inc | 100
Model City Energy Facility | 55757_G_GEN6 | 55757 | G | GEN6 |  | Landfill Gas |  | NY_Z_A | New York | 36 | Niagara | 63 | 36063 | 0.8 | 14126 | 2001 | 9999 |  |  | N | Landfill Gas | [13 empty] | 0.22117 | 0.22117 | 0.22117 | 0.22117 | [11 empty] | Model City Energy LLC | 100 | Archaea Energy Inc | 100
Model City Energy Facility | 55757_G_GEN7 | 55757 | G | GEN7 |  | Landfill Gas |  | NY_Z_A | New York | 36 | Niagara | 63 | 36063 | 0.8 | 14126 | 2001 | 9999 |  |  | N | Landfill Gas | [13 empty] | 0.22117 | 0.22117 | 0.22117 | 0.22117 | [11 empty] | Model City Energy LLC | 100 | Archaea Energy Inc | 100
Green Knight Energy Center | 55765_G_TG1 | 55765 | G | TG1 |  | Landfill Gas |  | PJM_WMAC | Pennsylvania | 42 | Northampton | 95 | 42095 | 2.4 | 21853 | 2001 | 9999 |  |  | N | Landfill Gas | [13 empty] | 0.05089 | 0.05089 | 0.05089 | 0.05089 | [11 empty] | Green Knight Economic Development Corp | 100 | Green Knight Economic Development Corp | 100
Green Knight Energy Center | 55765_G_TG2 | 55765 | G | TG2 |  | Landfill Gas |  | PJM_WMAC | Pennsylvania | 42 | Northampton | 95 | 42095 | 2.4 | 21853 | 2001 | 9999 |  |  | N | Landfill Gas | [13 empty] | 0.13164 | 0.13164 | 0.13164 | 0.13164 | [11 empty] | Green Knight Economic Development Corp | 100 | Green Knight Economic Development Corp | 100
Green Knight Energy Center | 55765_G_TG3 | 55765 | G | TG3 |  | Landfill Gas |  | PJM_WMAC | Pennsylvania | 42 | Northampton | 95 | 42095 | 2.4 | 21853 | 2001 | 9999 |  |  | N | Landfill Gas | [13 empty] | 0.19469 | 0.19469 | 0.19469 | 0.19469 | [11 empty] | Green Knight Economic Development Corp | 100 | Green Knight Economic Development Corp | 100
Kiefer Landfill | 55766_G_361A | 55766 | G | 361A |  | Landfill Gas |  | WEC_BANC | California | 6 | Sacramento | 67 | 06067 | 2.8 | 14103 | 1999 | 9999 |  |  | N | Landfill Gas | [13 empty] | 0.22409 | 0.22409 | 0.22409 | 0.22409 | [11 empty] | Kiefer Landfill Generating II LLC | 100 | Energy Investors Funds Group | 100
Kiefer Landfill | 55766_G_361B | 55766 | G | 361B |  | Landfill Gas |  | WEC_BANC | California | 6 | Sacramento | 67 | 06067 | 2.8 | 14103 | 1999 | 9999 |  |  | N | Landfill Gas | [13 empty] | 0.22409 | 0.22409 | 0.22409 | 0.22409 | [11 empty] | Kiefer Landfill Generating II LLC | 100 | Energy Investors Funds Group | 100
Kiefer Landfill | 55766_G_361C | 55766 | G | 361C |  | Landfill Gas |  | WEC_BANC | California | 6 | Sacramento | 67 | 06067 | 2.8 | 14103 | 1999 | 9999 |  |  | N | Landfill Gas | [13 empty] | 0.22409 | 0.22409 | 0.22409 | 0.22409 | [11 empty] | Kiefer Landfill Generating II LLC | 100 | Energy Investors Funds Group | 100
Madison Windpower LLC | 55769_G_MADW | 55769 | G | MADW |  | Onshore Wind |  | NY_Z_C&E | New York | 36 | Madison | 53 | 36053 | 11.5 | 0 | 2000 | 9999 |  |  | N | Wind | [13 empty] | 0 | 0 | 0 | 0 | [11 empty] | Madison Windpower LLC | 100 | Energias de Portugal SA | 100
Noble Ridge LLC | 55782_G_WH01 | 55782 | G | WH01 |  | Onshore Wind |  | MIS_MNWI | Minnesota | 27 | Nobles | 105 | 27105 | 1.5 | 0 | 2001 | 9999 |  |  | N | Wind | [13 empty] | 0 | 0 | 0 | 0 | [11 empty] | Northern Alternative Energy | 51 | Northern Alternative Energy | 51
Edgewood Energy LLC | 55786_G_CT01 | 55786 | G | CT01 | 10132 | Combustion Turbine |  | NY_Z_K | New York | 36 | Suffolk | 103 | 36103 | 42.5 | 10745 | 2002 | 9999 |  |  | N | Natural Gas |  |  |  | H2O | SCR | [7 empty] | 1.053 | 0.01186 | 0.01089 | 0.01186 | 0.01089 | [11 empty] | Edgewood Energy LLC | 100 | Electric Power Development Co Ltd (J Power) | 100
Edgewood Energy LLC | 55786_G_CT02 | 55786 | G | CT02 | 10133 | Combustion Turbine |  | NY_Z_K | New York | 36 | Suffolk | 103 | 36103 | 42.5 | 10745 | 2002 | 9999 |  |  | N | Natural Gas |  |  |  | H2O | SCR | [7 empty] | 1.053 | 0.01354 | 0.01019 | 0.01354 | 0.01019 | [11 empty] | Edgewood Energy LLC | 100 | Electric Power Development Co Ltd (J Power) | 100
Shoreham Energy LLC | 55787_G_CT01 | 55787 | G | CT01 | 10134 | Combustion Turbine |  | NY_Z_K | New York | 36 | Suffolk | 103 | 36103 | 42.5 | 10745 | 2002 | 9999 |  |  | N | Distillate Fuel Oil |  |  |  | H2O | SCR | [7 empty] | 0.05 | 0.08203 | 0.08203 | 0.08203 | 0.08203 | [11 empty] | Shoreham Energy LLC | 100 | Electric Power Development Co Ltd (J Power) | 100
Shoreham Energy LLC | 55787_G_CT02 | 55787 | G | CT02 | 10135 | Combustion Turbine |  | NY_Z_K | New York | 36 | Suffolk | 103 | 36103 | 42.5 | 10745 | 2002 | 9999 |  |  | N | Distillate Fuel Oil |  |  |  | H2O | SCR | [7 empty] | 0.05 | 0.07783 | 0.06435 | 0.07783 | 0.06435 | [11 empty] | Shoreham Energy LLC | 100 | Electric Power Development Co Ltd (J Power) | 100
Fenner Wind | 55790_G_1 | 55790 | G | 1 |  | Onshore Wind |  | NY_Z_C&E | New York | 36 | Madison | 53 | 36053 | 30 | 0 | 2001 | 9999 |  |  | N | Wind | [13 empty] | 0 | 0 | 0 | 0 | [11 empty] | Canastota Windpower LLC | 100 | Enel SpA | 100
Woodward Mountain II | 55795_G_01 | 55795 | G | 01 |  | Onshore Wind |  | ERC_WEST | Texas | 48 | Pecos | 371 | 48371 | 78 | 0 | 2001 | 9999 |  |  | N | Wind | [13 empty] | 0 | 0 | 0 | 0 | [11 empty] | FPL Energy Pecos Wind II LLC | 100 | NextEra Energy Inc | 100
Woodward Mountain I | 55796_G_01 | 55796 | G | 01 |  | Onshore Wind |  | ERC_WEST | Texas | 48 | Pecos | 371 | 48371 | 82 | 0 | 2001 | 9999 |  |  | N | Wind | [13 empty] | 0 | 0 | 0 | 0 | [11 empty] | FPL Energy Pecos Wind I LLC | 100 | NextEra Energy Inc | 100
Marcus Hook Energy LP | 55801_G_CT13 | 55801 | G | CT13 | 10140 | Combined Cycle |  | PJM_EMAC | Pennsylvania | 42 | Delaware | 45 | 42045 | 176 | 7287 | 2004 | 9999 |  |  | Y | Natural Gas |  |  |  | DLNB | SCR | [7 empty] | 0.007 | 0.013425 | 0.013425 | 0.013425 | 0.013425 | [11 empty] | Marcus Hook Energy LP | 100 | Starwood Capital Group Global LLC | 100
Marcus Hook Energy LP | 55801_G_CT1A | 55801 | G | CT1A | 10142 | Combined Cycle |  | PJM_EMAC | Pennsylvania | 42 | Delaware | 45 | 42045 | 182.7 | 7287 | 2004 | 9999 |  |  | Y | Natural Gas |  |  |  | DLNB | SCR | [7 empty] | 0.007 | 0.013425 | 0.013425 | 0.013425 | 0.013425 | [11 empty] | Marcus Hook Energy LP | 100 | Starwood Capital Group Global LLC | 100
Marcus Hook Energy LP | 55801_G_CTIB | 55801 | G | CTIB | 10141 | Combined Cycle |  | PJM_EMAC | Pennsylvania | 42 | Delaware | 45 | 42045 | 176 | 7287 | 2004 | 9999 |  |  | Y | Natural Gas |  |  |  | DLNB | SCR | [7 empty] | 0.007 | 0.013425 | 0.013425 | 0.013425 | 0.013425 | [11 empty] | Marcus Hook Energy LP | 100 | Starwood Capital Group Global LLC | 100
Marcus Hook Energy LP | 55801_G_STG | 55801 | G | STG | 10140 | Combined Cycle |  | PJM_EMAC | Pennsylvania | 42 | Delaware | 45 | 42045 | 298 | 7287 | 2004 | 9999 |  |  | Y | Natural Gas |  |  |  | DLNB | SCR | [7 empty] | 0.007 | 0.013425 | 0.013425 | 0.013425 | 0.013425 | [11 empty] | Marcus Hook Energy LP | 100 | Starwood Capital Group Global LLC | 100
Valencia Energy Facility | 55802_G_CTG1 | 55802 | G | CTG1 | 10143 | Combustion Turbine |  | WECC_NM | New Mexico | 35 | Valencia | 61 | 35061 | 144.3 | 11850 | 2008 | 9999 |  |  | N | Natural Gas |  |  |  | DLNB | [9 empty] | 0.0395 | 0.0395 | 0.0395 | 0.0395 | [11 empty] | Southwest Generation Operating Co LLC | 100 | JPMorgan Chase & Co | 100
Somerset Windpower LLC | 55803_G_EW | 55803 | G | EW |  | Onshore Wind |  | PJM_PENE | Pennsylvania | 42 | Somerset | 111 | 42111 | 9 | 0 | 2001 | 9999 |  |  | N | Wind | [13 empty] | 0 | 0 | 0 | 0 | [11 empty] | Somerset Windpower LLC | 100 | Quinbrook Infrastructure Partners | 100
Top of Iowa Windfarm | 55804_G_NM | 55804 | G | NM |  | Onshore Wind |  | MIS_IA | Iowa | 19 | Worth | 195 | 19195 | 80 | 0 | 2001 | 9999 |  |  | N | Wind | [13 empty] | 0 | 0 | 0 | 0 | [11 empty] | Northern Iowa Windpower LLC | 100 | Black Hills Corp | 100
Mill Run Windpower LLC | 55805_G_G1 | 55805 | G | G1 |  | Onshore Wind |  | PJM_AP | Pennsylvania | 42 | Somerset | 111 | 42111 | 15 | 0 | 2001 | 9999 |  |  | N | Wind | [13 empty] | 0 | 0 | 0 | 0 | [11 empty] | Mill Run Windpower LLC | 100 | Quinbrook Infrastructure Partners | 100
Henrietta Peaker | 55807_G_HPP1 | 55807 | G | HPP1 | 88086 | Combustion Turbine |  | WEC_CALN | California | 6 | Kings | 31 | 06031 | 46.3 | 10745 | 2002 | 9999 |  |  | N | Natural Gas |  |  |  | H2O | SCR | [7 empty] | 0.74 | 0.01644 | 0.01644 | 0.01644 | 0.01644 | [11 empty] | Star West Generation LLC | 100 | AltaGas Ltd | 100
Henrietta Peaker | 55807_G_HPP2 | 55807 | G | HPP2 | 88087 | Combustion Turbine |  | WEC_CALN | California | 6 | Kings | 31 | 06031 | 46.1 | 10745 | 2002 | 9999 |  |  | N | Natural Gas |  |  |  | H2O | SCR | [7 empty] | 0.74 | 0.01582 | 0.01582 | 0.01582 | 0.01582 | [11 empty] | Star West Generation LLC | 100 | AltaGas Ltd | 100
Kas Brothers Windfarm | 55809_G_G1 | 55809 | G | G1 |  | Onshore Wind |  | MIS_MNWI | Minnesota | 27 | Pipestone | 117 | 27117 | 1.5 | 0 | 2001 | 9999 |  |  | N | Wind | [13 empty] | 0 | 0 | 0 | 0 | [11 empty] | Kas Brothers Windfarm LLC | 100 | Kas Brothers Windfarm LLC | 100
Gilroy Peaking Energy Center | 55810_G_S3 | 55810 | G | S3 | 88230 | Combustion Turbine |  | WEC_CALN | California | 6 | Santa Clara | 85 | 06085 | 45 | 11623 | 2001 | 9999 |  |  | N | Natural Gas |  |  |  | H2O + NH3 | SCR | [7 empty] | 0.74 | 0.02722 | 0.02722 | 0.02722 | 0.02722 | [11 empty] | Gilroy Energy Center LLC | 100 | Energy Capital Partners | 100
Gilroy Peaking Energy Center | 55810_G_S4 | 55810 | G | S4 | 88231 | Combustion Turbine |  | WEC_CALN | California | 6 | Santa Clara | 85 | 06085 | 45 | 11623 | 2001 | 9999 |  |  | N | Natural Gas |  |  |  | H2O + NH3 | SCR | [7 empty] | 0.74 | 0.02657 | 0.02657 | 0.02657 | 0.02657 | [11 empty] | Gilroy Energy Center LLC | 100 | Energy Capital Partners | 100
Gilroy Peaking Energy Center | 55810_G_S5 | 55810 | G | S5 | 88232 | Combustion Turbine |  | WEC_CALN | California | 6 | Santa Clara | 85 | 06085 | 45 | 11623 | 2002 | 9999 |  |  | N | Natural Gas |  |  |  | H2O + NH3 | SCR | [7 empty] | 0.74 | 0.03221 | 0.03221 | 0.03221 | 0.03221 | [11 empty] | Gilroy Energy Center LLC | 100 | Energy Capital Partners | 100
King City Peaking | 55811_G_CTG1 | 55811 | G | CTG1 | 8434 | Combustion Turbine |  | WEC_CALN | California | 6 | Monterey | 53 | 06053 | 44 | 11324 | 2002 | 9999 |  |  | N | Natural Gas |  |  |  | DLNB + H2O + NH3 | SCR | [7 empty] | 0.74 | 0.01565 | 0.01565 | 0.01565 | 0.01565 | [11 empty] | King City Energy Center LLC | 100 | General Electric Co | 100
Yuba City Energy Center | 55813_G_CTG1 | 55813 | G | CTG1 | 8436 | Combustion Turbine |  | WEC_CALN | California | 6 | Sutter | 101 | 06101 | 45 | 11950 | 2002 | 9999 |  |  | N | Natural Gas |  |  |  | H2O | SCR | [7 empty] | 0.74 | 0.08129 | 0.08129 | 0.08129 | 0.08129 | [11 empty] | Calpine Corp Yuba City | 100 | Energy Capital Partners | 100
Hawkeye Power Partners LLC | 55816_G_48M | 55816 | G | 48M |  | Onshore Wind |  | MIS_IA | Iowa | 19 | Cerro Gordo | 33 | 19033 | 42 | 0 | 1999 | 9999 |  |  | N | Wind | [13 empty] | 0 | 0 | 0 | 0 | [11 empty] | Cerro Gordo Wind LLC | 100 | NextEra Energy Inc | 100
Frederickson Power LP | 55818_G_FICT | 55818 | G | FICT | 88233 | Combined Cycle |  | WECC_PNW | Washington | 53 | Pierce | 53 | 53053 | 164 | 7097 | 2002 | 9999 |  |  | N | Natural Gas |  |  |  | DLNB + NH3 | SCR | [8 empty] | 0.010452 | 0.010452 | 0.010452 | 0.010452 | [11 empty] | Frederickson Power LP | 50.15 | I Squared Capital | 50.15
Frederickson Power LP | 55818_G_FIST | 55818 | G | FIST | 88233 | Combined Cycle |  | WECC_PNW | Washington | 53 | Pierce | 53 | 53053 | 82 | 7097 | 2002 | 9999 |  |  | N | Natural Gas |  |  |  | LNB + NH3 | SCR | [8 empty] | 0.010452 | 0.010452 | 0.010452 | 0.010452 | [11 empty] | Frederickson Power LP | 50.15 | I Squared Capital | 50.15
Curtis H Stanton Energy Center | 55821_G_A | 55821 | G | A | 10157 | Combined Cycle |  | FRCC | Florida | 12 | Orange | 95 | 12095 | 188 | 7461 | 2003 | 9999 |  |  | N | Natural Gas, Distillate Fuel Oil |  |  |  | DLNB + H2O | SCR | [7 empty] | 0.001 | 0.012432 | 0.012432 | 0.012432 | 0.012432 | [11 empty] | Stanton Clean Energy LLC | 65 | NextEra Energy Inc | 65
Curtis H Stanton Energy Center | 55821_G_B | 55821 | G | B | 10158 | Combined Cycle |  | FRCC | Florida | 12 | Orange | 95 | 12095 | 188 | 7461 | 2003 | 9999 |  |  | N | Natural Gas, Distillate Fuel Oil |  |  |  | DLNB + H2O | SCR | [7 empty] | 0.001 | 0.012432 | 0.012432 | 0.012432 | 0.012432 | [11 empty] | Stanton Clean Energy LLC | 65 | NextEra Energy Inc | 65
Curtis H Stanton Energy Center | 55821_G_C | 55821 | G | C | 10157 | Combined Cycle |  | FRCC | Florida | 12 | Orange | 95 | 12095 | 281 | 7461 | 2003 | 9999 |  |  | N | Natural Gas, Distillate Fuel Oil |  |  |  | DLNB + H2O | SCR | [7 empty] | 0.001 | 0.012432 | 0.012432 | 0.012432 | 0.012432 | [11 empty] | Stanton Clean Energy LLC | 65 | NextEra Energy Inc | 65
MNDOT Standby Generation | 55824_G_UNT1 | 55824 | G | UNT1 |  | Combustion Turbine | IC Engine | MIS_MNWI | Minnesota | 27 | Ramsey | 123 | 27123 | 1.9 | 13469 | 1995 | 9999 |  |  | N | Distillate Fuel Oil | [13 empty] | 1.6498 | 1.6498 | 1.6498 | 1.6498 | [11 empty] | Neo Corp | 50 | NRG Energy Inc | 50
Rocky Mountain Energy Center | 55835_G_CTG1 | 55835 | G | CTG1 | 10173 | Combined Cycle |  | WECC_CO | Colorado | 8 | Weld | 123 | 08123 | 145 | 7737 | 2004 | 9999 |  |  | N | Natural Gas |  |  |  | DLNB | SCR | [8 empty] | 0.013853 | 0.013853 | 0.013853 | 0.013853 | [11 empty] | Rocky Mountain Energy Center LLC | 100 | Xcel Energy Inc | 100
Rocky Mountain Energy Center | 55835_G_CTG2 | 55835 | G | CTG2 | 10174 | Combined Cycle |  | WECC_CO | Colorado | 8 | Weld | 123 | 08123 | 145 | 7737 | 2004 | 9999 |  |  | N | Natural Gas |  |  |  | DLNB | SCR | [8 empty] | 0.013853 | 0.013853 | 0.013853 | 0.013853 | [11 empty] | Rocky Mountain Energy Center LLC | 100 | Xcel Energy Inc | 100
Rocky Mountain Energy Center | 55835_G_STG1 | 55835 | G | STG1 | 10173 | Combined Cycle |  | WECC_CO | Colorado | 8 | Weld | 123 | 08123 | 290 | 7737 | 2004 | 9999 |  |  | N | Natural Gas |  |  |  | DLNB | SCR | [8 empty] | 0.013853 | 0.013853 | 0.013853 | 0.013853 | [11 empty] | Rocky Mountain Energy Center LLC | 100 | Xcel Energy Inc | 100
Island Street Peaking Plant | 55836_G_FT81 | 55836 | G | FT81 | 89407 | Combustion Turbine |  | MIS_WUMS | Wisconsin | 55 | Outagamie | 87 | 55087 | 51.8 | 12332 | 2004 | 9999 |  |  | N | Natural Gas, Distillate Fuel Oil |  |  |  | H2O | [9 empty] | 0.10015 | 0.10015 | 0.10015 | 0.10015 | [11 empty] | WPPI Energy | 100 | WPPI Energy | 100
Silverhawk | 55841_G_CT1 | 55841 | G | CT1 | 89194 | Combined Cycle |  | WECC_SNV | Nevada | 32 | Clark | 3 | 32003 | 157 | 7661 | 2004 | 9999 |  |  | N | Natural Gas |  |  |  | DLNB | SCR | [8 empty] | 0.0097845 | 0.0097845 | 0.0097845 | 0.0097845 | [11 empty] | Nevada Power Co | 75 | Berkshire Hathaway Inc | 75
Silverhawk | 55841_G_CT2 | 55841 | G | CT2 | 89195 | Combined Cycle |  | WECC_SNV | Nevada | 32 | Clark | 3 | 32003 | 157 | 7661 | 2004 | 9999 |  |  | N | Natural Gas |  |  |  | DLNB | SCR | [8 empty] | 0.0097845 | 0.0097845 | 0.0097845 | 0.0097845 | [11 empty] | Nevada Power Co | 75 | Berkshire Hathaway Inc | 75
Silverhawk | 55841_G_ST1 | 55841 | G | ST1 | 89194 | Combined Cycle |  | WECC_SNV | Nevada | 32 | Clark | 3 | 32003 | 246 | 7661 | 2004 | 9999 |  |  | N | Natural Gas |  |  |  | DLNB | SCR | [8 empty] | 0.0097845 | 0.0097845 | 0.0097845 | 0.0097845 | [11 empty] | Nevada Power Co | 75 | Berkshire Hathaway Inc | 75
Feather River Energy Center | 55847_G_CTG1 | 55847 | G | CTG1 | 10240 | Combustion Turbine |  | WEC_CALN | California | 6 | Sutter | 101 | 06101 | 45 | 11489 | 2003 | 9999 |  |  | N | Natural Gas |  |  |  | H2O | SCR | [7 empty] | 0.74 | 0.16328 | 0.16328 | 0.16328 | 0.16328 | [11 empty] | Feather River Energy Center LLC | 100 | Energy Capital Partners | 100
Wolfskill Energy Center | 55855_G_CTG1 | 55855 | G | CTG1 | 10241 | Combustion Turbine |  | WEC_CALN | California | 6 | Solano | 95 | 06095 | 45 | 11196 | 2003 | 9999 |  |  | N | Natural Gas |  |  |  | H2O + NH3 | SCR | [7 empty] | 0.74 | 0.02436 | 0.02436 | 0.02436 | 0.02436 | [11 empty] | Wolfskill Energy Center LLC | 100 | Energy Capital Partners | 100
Prairie State Generating Station | 55856_B_PC1 | 55856 | B | PC1 | 90192 | Coal Steam |  | MIS_IL | Illinois | 17 | St Clair | 163 | 17163 | 815 | 9391 | 2012 | 2045 | wall | dry | N | Bituminous | Wet Scrubber | 2011 | 0.98 | LNB | SCR | 2011 |  | ESPC + WESP | Yes | ACI | 2011 |  | 0.182 | 0.06122 | 0.06122 | 0.06122 | 0.06122 | 0.05 | 0.1 | 0.1 | 0.99 | Yes | 2011 | [5 empty] | Prairie State Generating Co LLC | 100 | American Municipal Power Inc | 100
Prairie State Generating Station | 55856_B_PC2 | 55856 | B | PC2 | 90193 | Coal Steam |  | MIS_IL | Illinois | 17 | St Clair | 163 | 17163 | 815 | 9346 | 2012 | 2045 | wall | dry | N | Bituminous | Wet Scrubber | 2012 | 0.98 | LNB | SCR | 2012 |  | ESPC + WESP | Yes | ACI | 2012 |  | 0.182 | 0.06096 | 0.06096 | 0.06096 | 0.06096 | 0.05 | 0.1 | 0.1 | 0.99 | Yes | 2012 | [5 empty] | Prairie State Generating Co LLC | 100 | American Municipal Power Inc | 100
Oak Point Cogen | 55857_G_5121 | 55857 | G | 5121 |  | Combustion Turbine |  | MIS_AMSO | Louisiana | 22 | Plaquemines | 75 | 22075 | 4 | 8700 | 1999 | 9999 |  |  | Y | Natural Gas | [13 empty] | 0.23894 | 0.23894 | 0.23894 | 0.23894 | [11 empty] | Chevron Oronite Co LLC | 100 | Chevron Corp | 100
Oak Point Cogen | 55857_G_5131 | 55857 | G | 5131 |  | Combustion Turbine |  | MIS_AMSO | Louisiana | 22 | Plaquemines | 75 | 22075 | 4 | 8700 | 1999 | 9999 |  |  | Y | Natural Gas | [13 empty] | 0.23894 | 0.23894 | 0.23894 | 0.23894 | [11 empty] | Chevron Oronite Co LLC | 100 | Chevron Corp | 100
Oak Point Cogen | 55857_G_5141 | 55857 | G | 5141 |  | Combustion Turbine |  | MIS_AMSO | Louisiana | 22 | Plaquemines | 75 | 22075 | 4 | 8700 | 1999 | 9999 |  |  | Y | Natural Gas | [13 empty] | 0.23894 | 0.23894 | 0.23894 | 0.23894 | [11 empty] | Chevron Oronite Co LLC | 100 | Chevron Corp | 100
Oak Point Cogen | 55857_G_5151 | 55857 | G | 5151 |  | Combustion Turbine |  | MIS_AMSO | Louisiana | 22 | Plaquemines | 75 | 22075 | 4 | 8700 | 1999 | 9999 |  |  | Y | Natural Gas | [13 empty] | 0.23894 | 0.23894 | 0.23894 | 0.23894 | [11 empty] | Chevron Oronite Co LLC | 100 | Chevron Corp | 100
Oak Point Cogen | 55857_G_5161 | 55857 | G | 5161 |  | Combustion Turbine |  | MIS_AMSO | Louisiana | 22 | Plaquemines | 75 | 22075 | 4 | 8700 | 1999 | 9999 |  |  | Y | Natural Gas | [13 empty] | 0.23894 | 0.23894 | 0.23894 | 0.23894 | [11 empty] | Chevron Oronite Co LLC | 100 | Chevron Corp | 100
Quinebaug Lower Project | 55860_G_5-M | 55860 | G | 5-M |  | Hydro |  | NENG_CT | Connecticut | 9 | Windham | 15 | 09015 | 0.3 | 0 | 1990 | 9999 |  |  | N | Hydro | [13 empty] | 0 | 0 | 0 | 0 | [11 empty] | Quinebaug Associates LLC | 100 | Gravity Renewables Inc | 100
Quinebaug Lower Project | 55860_G_MF | 55860 | G | MF |  | Hydro |  | NENG_CT | Connecticut | 9 | Windham | 15 | 09015 | 0.1 | 0 | 1990 | 9999 |  |  | N | Hydro | [13 empty] | 0 | 0 | 0 | 0 | [11 empty] | Quinebaug Associates LLC | 100 | Gravity Renewables Inc | 100
Quinebaug Lower Project | 55860_G_U2 | 55860 | G | U2 |  | Hydro |  | NENG_CT | Connecticut | 9 | Windham | 15 | 09015 | 0.8 | 0 | 1990 | 9999 |  |  | N | Hydro | [13 empty] | 0 | 0 | 0 | 0 | [11 empty] | Quinebaug Associates LLC | 100 | Gravity Renewables Inc | 100
Quinebaug Lower Project | 55860_G_UI | 55860 | G | UI |  | Hydro |  | NENG_CT | Connecticut | 9 | Windham | 15 | 09015 | 1.2 | 0 | 1990 | 9999 |  |  | N | Hydro | [13 empty] | 0 | 0 | 0 | 0 | [11 empty] | Quinebaug Associates LLC | 100 | Gravity Renewables Inc | 100
Basin Creek Plant | 55866_G_1 | 55866 | G | 1 |  | Combustion Turbine | IC Engine | WECC_MT | Montana | 30 | Silver Bow | 93 | 30093 | 6 | 10745 | 2006 | 9999 |  |  | N | Natural Gas | [12 empty] | 2 | 1.061 | 1.061 | 1.061 | 1.061 | [11 empty] | Basin Creek Equity Partners LLC | 100 | Maxim Power Corp | 100
Basin Creek Plant | 55866_G_2 | 55866 | G | 2 |  | Combustion Turbine | IC Engine | WECC_MT | Montana | 30 | Silver Bow | 93 | 30093 | 6 | 10745 | 2006 | 9999 |  |  | N | Natural Gas | [12 empty] | 2 | 1.061 | 1.061 | 1.061 | 1.061 | [11 empty] | Basin Creek Equity Partners LLC | 100 | Maxim Power Corp | 100
Basin Creek Plant | 55866_G_3 | 55866 | G | 3 |  | Combustion Turbine | IC Engine | WECC_MT | Montana | 30 | Silver Bow | 93 | 30093 | 6 | 10745 | 2006 | 9999 |  |  | N | Natural Gas | [12 empty] | 2 | 1.061 | 1.061 | 1.061 | 1.061 | [11 empty] | Basin Creek Equity Partners LLC | 100 | Maxim Power Corp | 100
Basin Creek Plant | 55866_G_4 | 55866 | G | 4 |  | Combustion Turbine | IC Engine | WECC_MT | Montana | 30 | Silver Bow | 93 | 30093 | 6 | 10745 | 2006 | 9999 |  |  | N | Natural Gas | [12 empty] | 2 | 1.061 | 1.061 | 1.061 | 1.061 | [11 empty] | Basin Creek Equity Partners LLC | 100 | Maxim Power Corp | 100
Basin Creek Plant | 55866_G_5 | 55866 | G | 5 |  | Combustion Turbine | IC Engine | WECC_MT | Montana | 30 | Silver Bow | 93 | 30093 | 6 | 10745 | 2006 | 9999 |  |  | N | Natural Gas | [12 empty] | 2 | 1.061 | 1.061 | 1.061 | 1.061 | [11 empty] | Basin Creek Equity Partners LLC | 100 | Maxim Power Corp | 100
Basin Creek Plant | 55866_G_6 | 55866 | G | 6 |  | Combustion Turbine | IC Engine | WECC_MT | Montana | 30 | Silver Bow | 93 | 30093 | 6 | 10745 | 2006 | 9999 |  |  | N | Natural Gas | [12 empty] | 2 | 1.061 | 1.061 | 1.061 | 1.061 | [11 empty] | Basin Creek Equity Partners LLC | 100 | Maxim Power Corp | 100
Basin Creek Plant | 55866_G_7 | 55866 | G | 7 |  | Combustion Turbine | IC Engine | WECC_MT | Montana | 30 | Silver Bow | 93 | 30093 | 6 | 10745 | 2006 | 9999 |  |  | N | Natural Gas | [12 empty] | 2 | 1.061 | 1.061 | 1.061 | 1.061 | [11 empty] | Basin Creek Equity Partners LLC | 100 | Maxim Power Corp | 100
Basin Creek Plant | 55866_G_8 | 55866 | G | 8 |  | Combustion Turbine | IC Engine | WECC_MT | Montana | 30 | Silver Bow | 93 | 30093 | 6 | 10745 | 2006 | 9999 |  |  | N | Natural Gas | [12 empty] | 2 | 1.061 | 1.061 | 1.061 | 1.061 | [11 empty] | Basin Creek Equity Partners LLC | 100 | Maxim Power Corp | 100
Basin Creek Plant | 55866_G_9 | 55866 | G | 9 |  | Combustion Turbine | IC Engine | WECC_MT | Montana | 30 | Silver Bow | 93 | 30093 | 6 | 10745 | 2006 | 9999 |  |  | N | Natural Gas | [12 empty] | 2 | 1.061 | 1.061 | 1.061 | 1.061 | [11 empty] | Basin Creek Equity Partners LLC | 100 | Maxim Power Corp | 100
Klondike Wind Power | 55871_G_Ph 1 | 55871 | G | Ph 1 |  | Onshore Wind |  | WECC_PNW | Oregon | 41 | Sherman | 55 | 41055 | 24 | 0 | 2002 | 9999 |  |  | N | Wind | [13 empty] | 0 | 0 | 0 | 0 | [11 empty] | Klondike Wind LLC | 100 | Iberdrola SA | 100
Panoche Peaker | 55874_G_8 | 55874 | G | 8 |  | Combustion Turbine |  | WEC_CALN | California | 6 | Fresno | 19 | 06019 | 40 | 15897 | 1973 | 9999 |  |  | N | Natural Gas | [12 empty] | 0.74 | 0.00974 | 0.00974 | 0.00974 | 0.00974 | [11 empty] | Wellhead Electric Co | 100 | Fresno Power Investors LP | 100
Sonoma Central Landfill Phase III | 55880_G_P-31 | 55880 | G | P-31 |  | Landfill Gas |  | WEC_CALN | California | 6 | Sonoma | 97 | 06097 | 0.7 | 14103 | 2004 | 9999 |  |  | N | Landfill Gas | [13 empty] | 0.22117 | 0.22117 | 0.22117 | 0.22117 | [11 empty] | County of Sonoma Dept of Transportation | 100 | County of Sonoma Dept of Transportation | 100
Sonoma Central Landfill Phase III | 55880_G_P-32 | 55880 | G | P-32 |  | Landfill Gas |  | WEC_CALN | California | 6 | Sonoma | 97 | 06097 | 0.7 | 14103 | 2004 | 9999 |  |  | N | Landfill Gas | [13 empty] | 0.22117 | 0.22117 | 0.22117 | 0.22117 | [11 empty] | County of Sonoma Dept of Transportation | 100 | County of Sonoma Dept of Transportation | 100
Sierra Pacific Aberdeen | 55882_B_BLR1 | 55882 | B | BLR1 |  | Biomass |  | WECC_PNW | Washington | 53 | Grays Harbor | 27 | 53027 | 17.4 | 4561 | 2003 | 9999 |  |  | Y | Biomass |  |  |  |  | SNCR |  |  | ESPC + C | No |  |  |  |  | 0.095 | 0.095 | 0.095 | 0.095 | [11 empty] | Sierra Pacific Industries Inc | 100 | Sierra Pacific Industries | 100
Ridgeview | 55925_G_GEN1 | 55925 | G | GEN1 |  | Landfill Gas |  | MIS_WUMS | Wisconsin | 55 | Manitowoc | 71 | 55071 | 0.8 | 13500 | 2002 | 9999 |  |  | N | Landfill Gas | [13 empty] | 0.22117 | 0.22117 | 0.22117 | 0.22117 | [11 empty] | WM Renewable Energy LLC | 100 | Waste Management Inc | 100
Ridgeview | 55925_G_GEN2 | 55925 | G | GEN2 |  | Landfill Gas |  | MIS_WUMS | Wisconsin | 55 | Manitowoc | 71 | 55071 | 0.8 | 13500 | 2002 | 9999 |  |  | N | Landfill Gas | [13 empty] | 0.22117 | 0.22117 | 0.22117 | 0.22117 | [11 empty] | WM Renewable Energy LLC | 100 | Waste Management Inc | 100
Ridgeview | 55925_G_GEN5 | 55925 | G | GEN5 |  | Landfill Gas |  | MIS_WUMS | Wisconsin | 55 | Manitowoc | 71 | 55071 | 0.8 | 13500 | 2006 | 9999 |  |  | N | Landfill Gas | [13 empty] | 0.22117 | 0.22117 | 0.22117 | 0.22117 | [11 empty] | WM Renewable Energy LLC | 100 | Waste Management Inc | 100
Ridgeview | 55925_G_GEN6 | 55925 | G | GEN6 |  | Landfill Gas |  | MIS_WUMS | Wisconsin | 55 | Manitowoc | 71 | 55071 | 0.8 | 13500 | 2006 | 9999 |  |  | N | Landfill Gas | [13 empty] | 0.22117 | 0.22117 | 0.22117 | 0.22117 | [11 empty] | WM Renewable Energy LLC | 100 | Waste Management Inc | 100
Ridgeview | 55925_G_GEN7 | 55925 | G | GEN7 |  | Landfill Gas |  | MIS_WUMS | Wisconsin | 55 | Manitowoc | 71 | 55071 | 0.8 | 13500 | 2006 | 9999 |  |  | N | Landfill Gas | [13 empty] | 0.22117 | 0.22117 | 0.22117 | 0.22117 | [11 empty] | WM Renewable Energy LLC | 100 | Waste Management Inc | 100
Ridgeview | 55925_G_GEN8 | 55925 | G | GEN8 |  | Landfill Gas |  | MIS_WUMS | Wisconsin | 55 | Manitowoc | 71 | 55071 | 0.8 | 13500 | 2006 | 9999 |  |  | N | Landfill Gas | [13 empty] | 0.22117 | 0.22117 | 0.22117 | 0.22117 | [11 empty] | WM Renewable Energy LLC | 100 | Waste Management Inc | 100
Jasper | 55927_G_CT1 | 55927 | G | CT1 | 10211 | Combined Cycle |  | S_VACA | South Carolina | 45 | Jasper | 53 | 45053 | 156 | 7408 | 2004 | 9999 |  |  | N | Natural Gas, Distillate Fuel Oil |  |  |  | DLNB + H2O + NH3 | SCR | [8 empty] | 0.0081942 | 0.0081942 | 0.0081942 | 0.0081942 | [11 empty] | Dominion Energy South Carolina | 100 | Dominion Energy Inc | 100
Jasper | 55927_G_CT2 | 55927 | G | CT2 | 10212 | Combined Cycle |  | S_VACA | South Carolina | 45 | Jasper | 53 | 45053 | 164 | 7408 | 2004 | 9999 |  |  | N | Natural Gas, Distillate Fuel Oil |  |  |  | DLNB + H2O + NH3 | SCR | [8 empty] | 0.0081942 | 0.0081942 | 0.0081942 | 0.0081942 | [11 empty] | Dominion Energy South Carolina | 100 | Dominion Energy Inc | 100
Jasper | 55927_G_CT3 | 55927 | G | CT3 | 10213 | Combined Cycle |  | S_VACA | South Carolina | 45 | Jasper | 53 | 45053 | 147 | 7408 | 2004 | 9999 |  |  | N | Natural Gas, Distillate Fuel Oil |  |  |  | DLNB + H2O + NH3 | SCR | [8 empty] | 0.0081942 | 0.0081942 | 0.0081942 | 0.0081942 | [11 empty] | Dominion Energy South Carolina | 100 | Dominion Energy Inc | 100
Jasper | 55927_G_ST1 | 55927 | G | ST1 | 10211 | Combined Cycle |  | S_VACA | South Carolina | 45 | Jasper | 53 | 45053 | 385 | 7408 | 2004 | 9999 |  |  | N | Natural Gas, Distillate Fuel Oil |  |  |  | DLNB + H2O + NH3 | SCR | [8 empty] | 0.0081942 | 0.0081942 | 0.0081942 | 0.0081942 | [11 empty] | Dominion Energy South Carolina | 100 | Dominion Energy Inc | 100
McMinnville | 55928_G_1 | 55928 | G | 1 |  | Combustion Turbine | IC Engine | S_C_TVA | Tennessee | 47 | Warren | 177 | 47177 | 1.8 | 10745 | 2001 | 9999 |  |  | N | Distillate Fuel Oil | [12 empty] | 5 | 1.6498 | 1.6498 | 1.6498 | 1.6498 | [11 empty] | McMinnville Electric System | 100 | McMinnville Electric System | 100
McMinnville | 55928_G_10 | 55928 | G | 10 |  | Combustion Turbine | IC Engine | S_C_TVA | Tennessee | 47 | Warren | 177 | 47177 | 1.8 | 10745 | 2001 | 9999 |  |  | N | Distillate Fuel Oil | [12 empty] | 5 | 1.6498 | 1.6498 | 1.6498 | 1.6498 | [11 empty] | McMinnville Electric System | 100 | McMinnville Electric System | 100
McMinnville | 55928_G_11 | 55928 | G | 11 |  | Combustion Turbine | IC Engine | S_C_TVA | Tennessee | 47 | Warren | 177 | 47177 | 1.8 | 10745 | 2001 | 9999 |  |  | N | Distillate Fuel Oil | [12 empty] | 5 | 1.6498 | 1.6498 | 1.6498 | 1.6498 | [11 empty] | McMinnville Electric System | 100 | McMinnville Electric System | 100
McMinnville | 55928_G_2 | 55928 | G | 2 |  | Combustion Turbine | IC Engine | S_C_TVA | Tennessee | 47 | Warren | 177 | 47177 | 1.8 | 10745 | 2001 | 9999 |  |  | N | Distillate Fuel Oil | [12 empty] | 5 | 1.6498 | 1.6498 | 1.6498 | 1.6498 | [11 empty] | McMinnville Electric System | 100 | McMinnville Electric System | 100
McMinnville | 55928_G_3 | 55928 | G | 3 |  | Combustion Turbine | IC Engine | S_C_TVA | Tennessee | 47 | Warren | 177 | 47177 | 1.8 | 10745 | 2001 | 9999 |  |  | N | Distillate Fuel Oil | [12 empty] | 5 | 1.6498 | 1.6498 | 1.6498 | 1.6498 | [11 empty] | McMinnville Electric System | 100 | McMinnville Electric System | 100
McMinnville | 55928_G_4 | 55928 | G | 4 |  | Combustion Turbine | IC Engine | S_C_TVA | Tennessee | 47 | Warren | 177 | 47177 | 1.8 | 10745 | 2001 | 9999 |  |  | N | Distillate Fuel Oil | [12 empty] | 5 | 1.6498 | 1.6498 | 1.6498 | 1.6498 | [11 empty] | Tennessee Valley Authority | 100 | Tennessee Valley Authority | 100
McMinnville | 55928_G_5 | 55928 | G | 5 |  | Combustion Turbine | IC Engine | S_C_TVA | Tennessee | 47 | Warren | 177 | 47177 | 1.8 | 10745 | 2001 | 9999 |  |  | N | Distillate Fuel Oil | [12 empty] | 5 | 1.6498 | 1.6498 | 1.6498 | 1.6498 | [11 empty] | Tennessee Valley Authority | 100 | Tennessee Valley Authority | 100
McMinnville | 55928_G_6 | 55928 | G | 6 |  | Combustion Turbine | IC Engine | S_C_TVA | Tennessee | 47 | Warren | 177 | 47177 | 1.8 | 10745 | 2001 | 9999 |  |  | N | Distillate Fuel Oil | [12 empty] | 5 | 1.6498 | 1.6498 | 1.6498 | 1.6498 | [11 empty] | Tennessee Valley Authority | 100 | Tennessee Valley Authority | 100
McMinnville | 55928_G_7 | 55928 | G | 7 |  | Combustion Turbine | IC Engine | S_C_TVA | Tennessee | 47 | Warren | 177 | 47177 | 1.8 | 10745 | 2001 | 9999 |  |  | N | Distillate Fuel Oil | [12 empty] | 5 | 1.6498 | 1.6498 | 1.6498 | 1.6498 | [11 empty] | Tennessee Valley Authority | 100 | Tennessee Valley Authority | 100
McMinnville | 55928_G_8 | 55928 | G | 8 |  | Combustion Turbine | IC Engine | S_C_TVA | Tennessee | 47 | Warren | 177 | 47177 | 1.8 | 10745 | 2001 | 9999 |  |  | N | Distillate Fuel Oil | [12 empty] | 5 | 1.6498 | 1.6498 | 1.6498 | 1.6498 | [11 empty] | Tennessee Valley Authority | 100 | Tennessee Valley Authority | 100
McMinnville | 55928_G_9 | 55928 | G | 9 |  | Combustion Turbine | IC Engine | S_C_TVA | Tennessee | 47 | Warren | 177 | 47177 | 1.8 | 10745 | 2001 | 9999 |  |  | N | Distillate Fuel Oil | [12 empty] | 5 | 1.6498 | 1.6498 | 1.6498 | 1.6498 | [11 empty] | Tennessee Valley Authority | 100 | Tennessee Valley Authority | 100
McMinnville | 55928_G_12 | 55928 | G | 12 |  | Biomass |  | S_C_TVA | Tennessee | 47 | Warren | 177 | 47177 | 1.8 | 13500 | 2005 | 9999 |  |  | N | Biomass | [13 empty] | 0.22033 | 0.22033 | 0.22033 | 0.22033 | [11 empty] | McMinnville Electric System | 100 | McMinnville Electric System | 100
Boulder City Silver Lake Hydro | 55931_G_0001 | 55931 | G | 0001 |  | Hydro |  | WECC_CO | Colorado | 8 | Boulder | 13 | 08013 | 3.3 | 0 | 2000 | 9999 |  |  | N | Hydro | [13 empty] | 0 | 0 | 0 | 0 | [11 empty] | Boulder CO (City of) | 100 | Boulder CO (City of) | 100
Tracy Combined Cycle Power Plant | 55933_G_TPP1 | 55933 | G | TPP1 | 88312 | Combined Cycle |  | WEC_CALN | California | 6 | San Joaquin | 77 | 06077 | 82.1 | 8157 | 2003 | 9999 |  |  | N | Natural Gas |  |  |  | DLNB | SCR | [7 empty] | 0.74 | 0.10556 | 0.011144 | 0.10556 | 0.011144 | [11 empty] | MRP San Joaquin Energy LLC | 100 | Marc Lasry | 100
Tracy Combined Cycle Power Plant | 55933_G_TPP2 | 55933 | G | TPP2 | 88313 | Combined Cycle |  | WEC_CALN | California | 6 | San Joaquin | 77 | 06077 | 81.8 | 8157 | 2003 | 9999 |  |  | N | Natural Gas |  |  |  | DLNB | SCR | [7 empty] | 0.74 | 0.10556 | 0.011144 | 0.10556 | 0.011144 | [11 empty] | MRP San Joaquin Energy LLC | 100 | Marc Lasry | 100
Tracy Combined Cycle Power Plant | 55933_G_TCC1 | 55933 | G | TCC1 | 88312 | Combined Cycle |  | WEC_CALN | California | 6 | San Joaquin | 77 | 06077 | 156.2 | 8157 | 2012 | 9999 |  |  | N | Natural Gas |  |  |  | LNB + NH3 | SCR | [8 empty] | 0.10556 | 0.011144 | 0.10556 | 0.011144 | [11 empty] | MRP San Joaquin Energy LLC | 100 | Marc Lasry | 100
Century Generating Facility | 55934_G_C1 | 55934 | G | C1 |  | Combustion Turbine |  | WECC_SCE | California | 6 | San Bernardino | 71 | 06071 | 9.5 | 13721 | 2001 | 9999 |  |  | N | Natural Gas | [12 empty] | 0.74 | 0.79549 | 0.79549 | 0.79549 | 0.79549 | [11 empty] | Colton Power LP | 100 | JPMorgan Chase & Co | 100
Century Generating Facility | 55934_G_C2 | 55934 | G | C2 |  | Combustion Turbine |  | WECC_SCE | California | 6 | San Bernardino | 71 | 06071 | 9.5 | 13738 | 2001 | 9999 |  |  | N | Natural Gas | [12 empty] | 0.74 | 0.79549 | 0.79549 | 0.79549 | 0.79549 | [11 empty] | Colton Power LP | 100 | JPMorgan Chase & Co | 100
Century Generating Facility | 55934_G_C3 | 55934 | G | C3 |  | Combustion Turbine |  | WECC_SCE | California | 6 | San Bernardino | 71 | 06071 | 9.5 | 13738 | 2001 | 9999 |  |  | N | Natural Gas | [12 empty] | 0.74 | 0.79549 | 0.79549 | 0.79549 | 0.79549 | [11 empty] | Colton Power LP | 100 | JPMorgan Chase & Co | 100
Century Generating Facility | 55934_G_C4 | 55934 | G | C4 |  | Combustion Turbine |  | WECC_SCE | California | 6 | San Bernardino | 71 | 06071 | 9.5 | 13738 | 2001 | 9999 |  |  | N | Natural Gas | [12 empty] | 0.74 | 0.79549 | 0.79549 | 0.79549 | 0.79549 | [11 empty] | Colton Power LP | 100 | JPMorgan Chase & Co | 100
Drews Generating Facility | 55935_G_D1 | 55935 | G | D1 |  | Combustion Turbine |  | WECC_SCE | California | 6 | San Bernardino | 71 | 06071 | 9.5 | 14750 | 2001 | 9999 |  |  | N | Natural Gas | [12 empty] | 0.74 | 0.79549 | 0.79549 | 0.79549 | 0.79549 | [11 empty] | Colton Power LP | 100 | JPMorgan Chase & Co | 100
Drews Generating Facility | 55935_G_D2 | 55935 | G | D2 |  | Combustion Turbine |  | WECC_SCE | California | 6 | San Bernardino | 71 | 06071 | 9.5 | 14764 | 2001 | 9999 |  |  | N | Natural Gas | [12 empty] | 0.74 | 0.79549 | 0.79549 | 0.79549 | 0.79549 | [11 empty] | Colton Power LP | 100 | JPMorgan Chase & Co | 100
Drews Generating Facility | 55935_G_D3 | 55935 | G | D3 |  | Combustion Turbine |  | WECC_SCE | California | 6 | San Bernardino | 71 | 06071 | 9.5 | 14764 | 2001 | 9999 |  |  | N | Natural Gas | [12 empty] | 0.74 | 0.79549 | 0.79549 | 0.79549 | 0.79549 | [11 empty] | Colton Power LP | 100 | JPMorgan Chase & Co | 100
Drews Generating Facility | 55935_G_D4 | 55935 | G | D4 |  | Combustion Turbine |  | WECC_SCE | California | 6 | San Bernardino | 71 | 06071 | 9.5 | 14764 | 2001 | 9999 |  |  | N | Natural Gas | [12 empty] | 0.74 | 0.79549 | 0.79549 | 0.79549 | 0.79549 | [11 empty] | Colton Power LP | 100 | JPMorgan Chase & Co | 100
NRG Rockford II Energy Center | 55936_G_GT3 | 55936 | G | GT3 | 4814 | Combustion Turbine |  | PJM_COMD | Illinois | 17 | Winnebago | 201 | 17201 | 160.9 | 10745 | 2002 | 2045 |  |  | N | Natural Gas |  |  |  | DLNB | [8 empty] | 0.001 | 0.05631 | 0.05631 | 0.05631 | 0.05631 | [11 empty] | Rockford Power II LLC | 100 | LS Power Group | 100
NAEA Ocean Peaking Power LLC | 55938_G_OPP3 | 55938 | G | OPP3 | 88234 | Combustion Turbine |  | PJM_EMAC | New Jersey | 34 | Ocean | 29 | 34029 | 162.8 | 10745 | 2003 | 9999 |  |  | N | Natural Gas |  |  |  | DLNB | [8 empty] | 0.003 | 0.03348 | 0.03348 | 0.03348 | 0.03348 | [11 empty] | Essential Power Opp LLC | 100 | Essential Power LLC | 100
NAEA Ocean Peaking Power LLC | 55938_G_OPP4 | 55938 | G | OPP4 | 88235 | Combustion Turbine |  | PJM_EMAC | New Jersey | 34 | Ocean | 29 | 34029 | 162.8 | 10745 | 2003 | 9999 |  |  | N | Natural Gas |  |  |  | DLNB | [8 empty] | 0.003 | 0.03287 | 0.03287 | 0.03287 | 0.03287 | [11 empty] | Essential Power Opp LLC | 100 | Essential Power LLC | 100
Warren County | 55939_G_CT01 | 55939 | G | CT01 | 90817 | Combined Cycle |  | PJM_AP | Virginia | 51 | Warren | 187 | 51187 | 297.5 | 7050 | 2014 | 9999 | other |  | N | Natural Gas |  |  |  | LNB + other | SCR | [8 empty] | 0.0056003 | 0.0056003 | 0.0056003 | 0.0056003 | [11 empty] | Virginia Electric & Power Co | 100 | Dominion Energy Inc | 100
Warren County | 55939_G_CT02 | 55939 | G | CT02 | 90818 | Combined Cycle |  | PJM_AP | Virginia | 51 | Warren | 187 | 51187 | 297.5 | 7050 | 2014 | 9999 | other |  | N | Natural Gas |  |  |  | LNB + other | SCR | [8 empty] | 0.0056085 | 0.0056085 | 0.0056085 | 0.0056085 | [11 empty] | Virginia Electric & Power Co | 100 | Dominion Energy Inc | 100
Warren County | 55939_G_CT03 | 55939 | G | CT03 | 90819 | Combined Cycle |  | PJM_AP | Virginia | 51 | Warren | 187 | 51187 | 297.5 | 7050 | 2014 | 9999 | other |  | N | Natural Gas |  |  |  | LNB + other | SCR | [8 empty] | 0.0056003 | 0.0056003 | 0.0056003 | 0.0056003 | [11 empty] | Virginia Electric & Power Co | 100 | Dominion Energy Inc | 100
Warren County | 55939_G_ST01 | 55939 | G | ST01 | 90817 | Combined Cycle |  | PJM_AP | Virginia | 51 | Warren | 187 | 51187 | 579.7 | 7050 | 2014 | 9999 | other |  | N | Natural Gas |  |  |  | LNB + other | SCR | [8 empty] | 0.0056003 | 0.0056003 | 0.0056003 | 0.0056003 | [11 empty] | Virginia Electric & Power Co | 100 | Dominion Energy Inc | 100
Bay Windpower I | 55944_G_BAY | 55944 | G | BAY |  | Onshore Wind |  | MIS_LMI | Michigan | 26 | Cheboygan | 31 | 26031 | 1.8 | 0 | 2001 | 9999 |  |  | N | Wind | [13 empty] | 0 | 0 | 0 | 0 | [11 empty] | Crystal Flash Ltd | 100 | Crystal Flash Energy | 100
Elk Hills Cogen | 55950_G_U1 | 55950 | G | U1 |  | Combustion Turbine |  | WECC_SCE | California | 6 | Kern | 29 | 06029 | 23.3 | 8950 | 1994 | 9999 |  |  | Y | Natural Gas | [13 empty] | 0.79549 | 0.79549 | 0.79549 | 0.79549 | [11 empty] | Occidental of Elk Hills Inc | 78 | Occidental Petroleum Corp | 78
Elk Hills Cogen | 55950_G_U2 | 55950 | G | U2 |  | Combustion Turbine |  | WECC_SCE | California | 6 | Kern | 29 | 06029 | 23.3 | 8950 | 1994 | 9999 |  |  | Y | Natural Gas | [13 empty] | 0.79549 | 0.79549 | 0.79549 | 0.79549 | [11 empty] | Occidental of Elk Hills Inc | 78 | Occidental Petroleum Corp | 78
Agua Mansa Power Plant | 55951_G_AMP1 | 55951 | G | AMP1 | 89370 | Combustion Turbine |  | WECC_SCE | California | 6 | San Bernardino | 71 | 06071 | 40 | 10745 | 2003 | 9999 |  |  | N | Natural Gas |  |  |  | H2O | SCR | [7 empty] | 0.74 | 0.01664 | 0.01664 | 0.01664 | 0.01664 | [11 empty] | E I Colton LLC | 100 | E I Colton LLC | 100
Pretlow | 55953_G_1 | 55953 | G | 1 |  | Combustion Turbine | IC Engine | PJM_Dom | Virginia | 51 | Southampton | 175 | 51175 | 1.6 | 10745 | 2001 | 9999 |  |  | N | Distillate Fuel Oil | [12 empty] | 2.64 | 0.50127 | 0.50127 | 0.50127 | 0.50127 | [11 empty] | Franklin Electric Dept | 100 | Franklin Electric Dept | 100
Pretlow | 55953_G_2 | 55953 | G | 2 |  | Combustion Turbine | IC Engine | PJM_Dom | Virginia | 51 | Southampton | 175 | 51175 | 1.6 | 10745 | 2001 | 9999 |  |  | N | Distillate Fuel Oil | [12 empty] | 2.64 | 0.50127 | 0.50127 | 0.50127 | 0.50127 | [11 empty] | Franklin Electric Dept | 100 | Franklin Electric Dept | 100
Downtown | 55954_G_1 | 55954 | G | 1 |  | Combustion Turbine | IC Engine | PJM_Dom | Virginia | 51 | Southampton | 175 | 51175 | 1.6 | 10745 | 1992 | 9999 |  |  | N | Distillate Fuel Oil | [12 empty] | 2.64 | 1.6498 | 1.6498 | 1.6498 | 1.6498 | [11 empty] | Franklin Electric Dept | 100 | Franklin Electric Dept | 100
Downtown | 55954_G_2 | 55954 | G | 2 |  | Combustion Turbine | IC Engine | PJM_Dom | Virginia | 51 | Southampton | 175 | 51175 | 1.6 | 10745 | 1992 | 9999 |  |  | N | Distillate Fuel Oil | [12 empty] | 2.64 | 1.6498 | 1.6498 | 1.6498 | 1.6498 | [11 empty] | Franklin Electric Dept | 100 | Franklin Electric Dept | 100
Riverview Energy Center | 55963_G_CTG1 | 55963 | G | CTG1 | 88362 | Combustion Turbine |  | WEC_CALN | California | 6 | Contra Costa | 13 | 06013 | 46.1 | 11362 | 2003 | 9999 |  |  | N | Natural Gas |  |  |  | NH3 | SCR | [7 empty] | 0.74 | 0.02125 | 0.02125 | 0.02125 | 0.02125 | [11 empty] | Riverview Energy Center LLC | 100 | Energy Capital Partners | 100
Brown Station Road Plant II | 55964_G_1 | 55964 | G | 1 |  | Landfill Gas |  | PJM_SMAC | Maryland | 24 | Prince Georges | 33 | 24033 | 0.8 | 14103 | 2003 | 9999 |  |  | N | Landfill Gas | [13 empty] | 0.22117 | 0.22117 | 0.22117 | 0.22117 | [11 empty] | Prince Georges County | 100 | Prince Georges County | 100
Brown Station Road Plant II | 55964_G_2 | 55964 | G | 2 |  | Landfill Gas |  | PJM_SMAC | Maryland | 24 | Prince Georges | 33 | 24033 | 0.8 | 14103 | 2003 | 9999 |  |  | N | Landfill Gas | [13 empty] | 0.22117 | 0.22117 | 0.22117 | 0.22117 | [11 empty] | Prince Georges County | 100 | Prince Georges County | 100
Brown Station Road Plant II | 55964_G_3 | 55964 | G | 3 |  | Landfill Gas |  | PJM_SMAC | Maryland | 24 | Prince Georges | 33 | 24033 | 0.8 | 14103 | 2003 | 9999 |  |  | N | Landfill Gas | [13 empty] | 0.22117 | 0.22117 | 0.22117 | 0.22117 | [11 empty] | Prince Georges County | 100 | Prince Georges County | 100
Brown Station Road Plant II | 55964_G_4 | 55964 | G | 4 |  | Landfill Gas |  | PJM_SMAC | Maryland | 24 | Prince Georges | 33 | 24033 | 0.8 | 14103 | 2003 | 9999 |  |  | N | Landfill Gas | [13 empty] | 0.22117 | 0.22117 | 0.22117 | 0.22117 | [11 empty] | Prince Georges County | 100 | Prince Georges County | 100
Wansley Combined Cycle | 55965_G_CT6A | 55965 | G | CT6A | 8352 | Combined Cycle |  | S_SOU | Georgia | 13 | Heard | 149 | 13149 | 176.8 | 7050 | 2002 | 9999 |  |  | N | Natural Gas |  |  |  | DLNB | SCR | 2002 | [6 empty] | 0.001 | 0.0087288 | 0.0087288 | 0.0087288 | 0.0087288 | [11 empty] | Southern Power Co | 100 | Southern Co | 100
Wansley Combined Cycle | 55965_G_CT6B | 55965 | G | CT6B | 8354 | Combined Cycle |  | S_SOU | Georgia | 13 | Heard | 149 | 13149 | 176.8 | 7050 | 2002 | 9999 |  |  | N | Natural Gas |  |  |  | DLNB | SCR | 2002 | [6 empty] | 0.001 | 0.0087288 | 0.0087288 | 0.0087288 | 0.0087288 | [11 empty] | Southern Power Co | 100 | Southern Co | 100
Wansley Combined Cycle | 55965_G_CT7A | 55965 | G | CT7A | 8356 | Combined Cycle |  | S_SOU | Georgia | 13 | Heard | 149 | 13149 | 175.6 | 7050 | 2002 | 9999 |  |  | N | Natural Gas |  |  |  | DLNB | SCR | 2002 | [6 empty] | 0.001 | 0.0087352 | 0.0087352 | 0.0087352 | 0.0087352 | [11 empty] | Southern Power Co | 100 | Southern Co | 100
Wansley Combined Cycle | 55965_G_CT7B | 55965 | G | CT7B | 8358 | Combined Cycle |  | S_SOU | Georgia | 13 | Heard | 149 | 13149 | 175.6 | 7050 | 2002 | 9999 |  |  | N | Natural Gas |  |  |  | DLNB | SCR | 2002 | [6 empty] | 0.001 | 0.0087352 | 0.0087352 | 0.0087352 | 0.0087352 | [11 empty] | Southern Power Co | 100 | Southern Co | 100
Wansley Combined Cycle | 55965_G_ST6 | 55965 | G | ST6 | 8352 | Combined Cycle |  | S_SOU | Georgia | 13 | Heard | 149 | 13149 | 240 | 7050 | 2002 | 9999 |  |  | N | Natural Gas |  |  |  | DLNB | SCR | 2002 | [6 empty] | 0.001 | 0.0087288 | 0.0087288 | 0.0087288 | 0.0087288 | [11 empty] | Southern Power Co | 100 | Southern Co | 100
Wansley Combined Cycle | 55965_G_ST7 | 55965 | G | ST7 | 8356 | Combined Cycle |  | S_SOU | Georgia | 13 | Heard | 149 | 13149 | 240 | 7050 | 2002 | 9999 |  |  | N | Natural Gas |  |  |  | DLNB | SCR | 2002 | [6 empty] | 0.001 | 0.0087352 | 0.0087352 | 0.0087352 | 0.0087352 | [11 empty] | Southern Power Co | 100 | Southern Co | 100
Trent Wind Farm LP | 55968_G_WTG1 | 55968 | G | WTG1 |  | Onshore Wind |  | ERC_WEST | Texas | 48 | Nolan | 353 | 48353 | 152 | 0 | 2001 | 9999 |  |  | N | Wind | [13 empty] | 0 | 0 | 0 | 0 | [11 empty] | Trent Wind Farm LP | 100 | American Electric Power Co Inc | 100
Hawkeye Energy Greenport LLC | 55969_G_U-01 | 55969 | G | U-01 | 88363 | Combustion Turbine |  | NY_Z_K | New York | 36 | Suffolk | 103 | 36103 | 53.4 | 11389 | 2003 | 9999 |  |  | N | Distillate Fuel Oil |  |  |  | H2O | SCR | [7 empty] | 1.053 | 0.02609 | 0.02495 | 0.02609 | 0.02495 | [11 empty] | Hawkeye Energy Greenport LLC | 100 | Hawkeye Energy Greenport LLC | 100
Cosumnes | 55970_G_1 | 55970 | G | 1 | 88365 | Combined Cycle |  | WEC_BANC | California | 6 | Sacramento | 67 | 06067 | 171 | 7050 | 2006 | 9999 |  |  | N | Natural Gas |  |  |  | DLNB | SCR | [8 empty] | 0.0051352 | 0.0051352 | 0.0051352 | 0.0051352 | [11 empty] | Sacramento Municipal Utility District | 100 | Sacramento Municipal Utility District | 100
Cosumnes | 55970_G_2 | 55970 | G | 2 | 88365 | Combined Cycle |  | WEC_BANC | California | 6 | Sacramento | 67 | 06067 | 185 | 7050 | 2006 | 9999 |  |  | N | Natural Gas |  |  |  | DLNB | SCR | [8 empty] | 0.0051352 | 0.0051352 | 0.0051352 | 0.0051352 | [11 empty] | Sacramento Municipal Utility District | 100 | Sacramento Municipal Utility District | 100
Cosumnes | 55970_G_3 | 55970 | G | 3 | 88366 | Combined Cycle |  | WEC_BANC | California | 6 | Sacramento | 67 | 06067 | 189 | 7050 | 2006 | 9999 |  |  | N | Natural Gas |  |  |  | DLNB | SCR | [8 empty] | 0.0051352 | 0.0051352 | 0.0051352 | 0.0051352 | [11 empty] | Sacramento Municipal Utility District | 100 | Sacramento Municipal Utility District | 100
Cass County | 55972_G_CT-1 | 55972 | G | CT-1 | 89191 | Combustion Turbine |  | SPP_NEBR | Nebraska | 31 | Cass | 25 | 31025 | 161.7 | 11896 | 2003 | 9999 |  |  | N | Natural Gas |  |  |  | DLNB | [8 empty] | 2.5 | 0.06744 | 0.06744 | 0.06744 | 0.06744 | [11 empty] | Omaha Public Power District | 100 | Omaha Public Power District | 100
Cass County | 55972_G_CT-2 | 55972 | G | CT-2 | 89192 | Combustion Turbine |  | SPP_NEBR | Nebraska | 31 | Cass | 25 | 31025 | 161.1 | 11896 | 2003 | 9999 |  |  | N | Natural Gas |  |  |  | DLNB | [8 empty] | 2.5 | 0.05877 | 0.05877 | 0.05877 | 0.05877 | [11 empty] | Omaha Public Power District | 100 | Omaha Public Power District | 100
Hunterstown Power Plant | 55976_G_101 | 55976 | G | 101 | 10021 | Combined Cycle |  | PJM_WMAC | Pennsylvania | 42 | Adams | 1 | 42001 | 153 | 7067 | 2003 | 9999 |  |  | N | Natural Gas |  |  |  | DLNB + NH3 | SCR | [7 empty] | 0.002 | 0.0056144 | 0.0056144 | 0.0056144 | 0.0056144 | [11 empty] | Kestrel Acquisition LLC | 100 | Platinum Equity | 100
Hunterstown Power Plant | 55976_G_201 | 55976 | G | 201 | 10022 | Combined Cycle |  | PJM_WMAC | Pennsylvania | 42 | Adams | 1 | 42001 | 153 | 7067 | 2003 | 9999 |  |  | N | Natural Gas |  |  |  | DLNB + NH3 | SCR | [7 empty] | 0.002 | 0.0056144 | 0.0056144 | 0.0056144 | 0.0056144 | [11 empty] | Kestrel Acquisition LLC | 100 | Platinum Equity | 100
Hunterstown Power Plant | 55976_G_301 | 55976 | G | 301 | 10023 | Combined Cycle |  | PJM_WMAC | Pennsylvania | 42 | Adams | 1 | 42001 | 153 | 7067 | 2003 | 9999 |  |  | N | Natural Gas |  |  |  | DLNB + NH3 | SCR | [7 empty] | 0.002 | 0.0056144 | 0.0056144 | 0.0056144 | 0.0056144 | [11 empty] | Kestrel Acquisition LLC | 100 | Platinum Equity | 100
Hunterstown Power Plant | 55976_G_401 | 55976 | G | 401 | 10021 | Combined Cycle |  | PJM_WMAC | Pennsylvania | 42 | Adams | 1 | 42001 | 299 | 7067 | 2003 | 9999 |  |  | N | Natural Gas |  |  |  | NH3 | SCR | [7 empty] | 0.002 | 0.0056144 | 0.0056144 | 0.0056144 | 0.0056144 | [11 empty] | Kestrel Acquisition LLC | 100 | Platinum Equity | 100
Bluffview | 55977_G_CTG1 | 55977 | G | CTG1 | 89622 | Combined Cycle |  | WECC_NM | New Mexico | 35 | San Juan | 45 | 35045 | 31 | 7883 | 2005 | 9999 |  |  | N | Natural Gas |  |  |  | DLNB | SCR | [8 empty] | 0.042922 | 0.042922 | 0.042922 | 0.042922 | [11 empty] | Farmington NM (City of) | 100 | Farmington NM (City of) | 100
Bluffview | 55977_G_STG1 | 55977 | G | STG1 | 89622 | Combined Cycle |  | WECC_NM | New Mexico | 35 | San Juan | 45 | 35045 | 27 | 7883 | 2005 | 9999 |  |  | N | Natural Gas |  |  |  | NH3 | SCR | [8 empty] | 0.042922 | 0.042922 | 0.042922 | 0.042922 | [11 empty] | Farmington NM (City of) | 100 | Farmington NM (City of) | 100
Champepaden Wind Power | 55980_G_1 | 55980 | G | 1 |  | Onshore Wind |  | MIS_MNWI | Minnesota | 27 | Murray | 101 | 27101 | 2 | 0 | 2001 | 9999 |  |  | N | Wind | [13 empty] | 0 | 0 | 0 | 0 | [11 empty] | Viking Wind Farm LLC | 80.1 | ALLETE Inc | 80.1
Moulton Wind Power | 55981_G_1 | 55981 | G | 1 |  | Onshore Wind |  | MIS_MNWI | Minnesota | 27 | Murray | 101 | 27101 | 2 | 0 | 2001 | 9999 |  |  | N | Wind | [13 empty] | 0 | 0 | 0 | 0 | [11 empty] | Moulton Wind Power Partners LLC | 100 | EDF Group | 100
Salton Sea Power LLC - Unit 5 | 55983_G_TG51 | 55983 | G | TG51 |  | Geothermal |  | WECC_IID | California | 6 | Imperial | 25 | 06025 | 46 | 9771 | 2000 | 9999 |  |  | N | Geothermal | [13 empty] | 0 | 0 | 0 | 0 | 0.4625 | 0.4625 | 0.4625 | [8 empty] | CE Generation LLC | 100 | Berkshire Hathaway Inc | 100
CE Turbo LLC | 55984_G_TG21 | 55984 | G | TG21 |  | Geothermal |  | WECC_IID | California | 6 | Imperial | 25 | 06025 | 10.9 | 9771 | 2000 | 9999 |  |  | N | Geothermal | [13 empty] | 0 | 0 | 0 | 0 | 0.4625 | 0.4625 | 0.4625 | [8 empty] | CE Turbo LLC | 100 | Ce Generation LLC | 100
Palomar Energy | 55985_G_CTG1 | 55985 | G | CTG1 | 89252 | Combined Cycle |  | WEC_SDGE | California | 6 | San Diego | 73 | 06073 | 170 | 7062 | 2005 | 9999 |  |  | N | Natural Gas |  |  |  | DLNB | SCR | [8 empty] | 0.0069021 | 0.0069021 | 0.0069021 | 0.0069021 | [11 empty] | San Diego Gas & Electric Co | 100 | Sempra Energy | 100
Palomar Energy | 55985_G_CTG2 | 55985 | G | CTG2 | 89253 | Combined Cycle |  | WEC_SDGE | California | 6 | San Diego | 73 | 06073 | 170 | 7062 | 2005 | 9999 |  |  | N | Natural Gas |  |  |  | DLNB | SCR | [8 empty] | 0.0069021 | 0.0069021 | 0.0069021 | 0.0069021 | [11 empty] | San Diego Gas & Electric Co | 100 | Sempra Energy | 100
Palomar Energy | 55985_G_STG | 55985 | G | STG | 89252 | Combined Cycle |  | WEC_SDGE | California | 6 | San Diego | 73 | 06073 | 222 | 7062 | 2006 | 9999 |  |  | N | Natural Gas |  |  |  | LNB | SCR | [8 empty] | 0.0069021 | 0.0069021 | 0.0069021 | 0.0069021 | [11 empty] | San Diego Gas & Electric Co | 100 | Sempra Energy | 100
Mountaineer Wind Energy Center | 55986_G_WT1 | 55986 | G | WT1 |  | Onshore Wind |  | PJM_AP | West Virginia | 54 | Tucker | 93 | 54093 | 66 | 0 | 2002 | 9999 |  |  | N | Wind | [13 empty] | 0 | 0 | 0 | 0 | [11 empty] | Backbone Mountain Windpower LLC | 100 | Quinbrook Infrastructure Partners | 100
FPL Energy Vansycle LLC (OR) | 55989_G_V-47 | 55989 | G | V-47 |  | Onshore Wind |  | WECC_PNW | Oregon | 41 | Umatilla | 59 | 41059 | 122.8 | 0 | 2001 | 9999 |  |  | N | Wind | [13 empty] | 0 | 0 | 0 | 0 | [11 empty] | FPL Energy Vansycle LLC | 100 | NextEra Energy Inc | 100
Ashtabula | 55990_G_1 | 55990 | G | 1 |  | Combined Cycle |  | PJM_ATSI | Ohio | 39 | Ashtabula | 7 | 39007 | 4.4 | 5500 | 2001 | 9999 |  |  | Y | Natural Gas | [13 empty] | 0.024573 | 0.024573 | 0.024573 | 0.024573 | [11 empty] | DTE Ashtabula LLC | 100 | DTE Energy Co | 100
Ashtabula | 55990_G_2 | 55990 | G | 2 |  | Combined Cycle |  | PJM_ATSI | Ohio | 39 | Ashtabula | 7 | 39007 | 4.4 | 5500 | 2001 | 9999 |  |  | Y | Natural Gas | [13 empty] | 0.024573 | 0.024573 | 0.024573 | 0.024573 | [11 empty] | DTE Ashtabula LLC | 100 | DTE Energy Co | 100
Ashtabula | 55990_G_3 | 55990 | G | 3 |  | Combined Cycle |  | PJM_ATSI | Ohio | 39 | Ashtabula | 7 | 39007 | 4.4 | 5500 | 2001 | 9999 |  |  | Y | Natural Gas | [13 empty] | 0.024573 | 0.024573 | 0.024573 | 0.024573 | [11 empty] | DTE Ashtabula LLC | 100 | DTE Energy Co | 100
Ashtabula | 55990_G_4 | 55990 | G | 4 |  | Combined Cycle |  | PJM_ATSI | Ohio | 39 | Ashtabula | 7 | 39007 | 4.4 | 5500 | 2001 | 9999 |  |  | Y | Natural Gas | [13 empty] | 0.024573 | 0.024573 | 0.024573 | 0.024573 | [11 empty] | DTE Ashtabula LLC | 100 | DTE Energy Co | 100
Ashtabula | 55990_G_5 | 55990 | G | 5 |  | Combined Cycle |  | PJM_ATSI | Ohio | 39 | Ashtabula | 7 | 39007 | 4.4 | 5500 | 2001 | 9999 |  |  | Y | Natural Gas | [13 empty] | 0.024573 | 0.024573 | 0.024573 | 0.024573 | [11 empty] | DTE Ashtabula LLC | 100 | DTE Energy Co | 100
Ashtabula | 55990_G_6 | 55990 | G | 6 |  | Combined Cycle |  | PJM_ATSI | Ohio | 39 | Ashtabula | 7 | 39007 | 0.7 | 5500 | 2001 | 9999 |  |  | Y | Natural Gas | [13 empty] | 0.024573 | 0.024573 | 0.024573 | 0.024573 | [11 empty] | DTE Ashtabula LLC | 100 | DTE Energy Co | 100
Ashtabula | 55990_G_7 | 55990 | G | 7 |  | Combined Cycle |  | PJM_ATSI | Ohio | 39 | Ashtabula | 7 | 39007 | 0.7 | 5500 | 2001 | 9999 |  |  | Y | Natural Gas | [13 empty] | 0.024573 | 0.024573 | 0.024573 | 0.024573 | [11 empty] | DTE Ashtabula LLC | 100 | DTE Energy Co | 100
Brady | 55991_G_OEC | 55991 | G | OEC |  | Geothermal |  | WECC_NNV | Nevada | 32 | Churchill | 1 | 32001 | 4.3 | 9771 | 2002 | 9999 |  |  | N | Geothermal | [13 empty] | 0 | 0 | 0 | 0 | 0.4563 | 0.4563 | 0.4563 | [8 empty] | Ormat Nevada Inc | 100 | Ormat Technologies Inc | 100
Brady | 55991_G_OEC1 | 55991 | G | OEC1 |  | Geothermal |  | WECC_NNV | Nevada | 32 | Churchill | 1 | 32001 | 10 | 9760 | 2018 | 9999 |  |  | N | Geothermal | [13 empty] | 0 | 0 | 0 | 0 | 0.4563 | 0.4563 | 0.4563 | [8 empty] | Ormat Nevada Inc | 100 | Ormat Technologies Inc | 100
Desert Sky | 55992_G_1 | 55992 | G | 1 |  | Onshore Wind |  | ERC_WEST | Texas | 48 | Pecos | 371 | 48371 | 167.7 | 0 | 2002 | 9999 |  |  | N | Wind | [13 empty] | 0 | 0 | 0 | 0 | [11 empty] | Desert Sky Wind Farm LP | 100 | American Electric Power Co Inc | 100
Minot Wind Project | 55995_G_MWP | 55995 | G | MWP |  | Onshore Wind |  | SPP_WAUE | North Dakota | 38 | Ward | 101 | 38101 | 2.6 | 0 | 2003 | 9999 |  |  | N | Wind | [13 empty] | 0 | 0 | 0 | 0 | [11 empty] | Basin Electric Power Coop | 100 | Basin Electric Power Coop | 100
Minot Wind Project | 55995_G_MWP2 | 55995 | G | MWP2 |  | Onshore Wind |  | SPP_WAUE | North Dakota | 38 | Ward | 101 | 38101 | 4.5 | 0 | 2009 | 9999 |  |  | N | Wind | [13 empty] | 0 | 0 | 0 | 0 | [11 empty] | Basin Electric Power Coop | 100 | Basin Electric Power Coop | 100
Alliant SBD0201 Ingredion | 55996_G_01 | 55996 | G | 01 |  | Combustion Turbine | IC Engine | MIS_IA | Iowa | 19 | Linn | 113 | 19113 | 1.8 | 22023 | 2003 | 9999 |  |  | N | Distillate Fuel Oil | [12 empty] | 2.5 | 1.6498 | 1.6498 | 1.6498 | 1.6498 | [11 empty] | Alliant Energy Integ Ser Cogeneration | 100 | Alliant Energy Corp | 100
Alliant SBD0201 Ingredion | 55996_G_02 | 55996 | G | 02 |  | Combustion Turbine | IC Engine | MIS_IA | Iowa | 19 | Linn | 113 | 19113 | 1.6 | 22079 | 2003 | 9999 |  |  | N | Distillate Fuel Oil | [12 empty] | 2.5 | 1.6498 | 1.6498 | 1.6498 | 1.6498 | [11 empty] | Alliant Energy Integ Ser Cogeneration | 100 | Alliant Energy Corp | 100
Alliant SBD0201 Ingredion | 55996_G_03 | 55996 | G | 03 |  | Combustion Turbine | IC Engine | MIS_IA | Iowa | 19 | Linn | 113 | 19113 | 1.6 | 22079 | 2003 | 9999 |  |  | N | Distillate Fuel Oil | [12 empty] | 2.5 | 1.6498 | 1.6498 | 1.6498 | 1.6498 | [11 empty] | Alliant Energy Integ Ser Cogeneration | 100 | Alliant Energy Corp | 100
Alliant SBD0201 Ingredion | 55996_G_04 | 55996 | G | 04 |  | Combustion Turbine | IC Engine | MIS_IA | Iowa | 19 | Linn | 113 | 19113 | 1.1 | 22018 | 2003 | 9999 |  |  | N | Distillate Fuel Oil | [12 empty] | 2.5 | 1.6498 | 1.6498 | 1.6498 | 1.6498 | [11 empty] | Alliant Energy Integ Ser Cogeneration | 100 | Alliant Energy Corp | 100
Orchard Park | 55997_G_10 | 55997 | G | 10 |  | Combustion Turbine | IC Engine | PJM_AP | Pennsylvania | 42 | Franklin | 55 | 42055 | 5.8 | 10745 | 2003 | 9999 |  |  | N | Natural Gas, Distillate Fuel Oil | [12 empty] | 3.7 | 1.2219 | 1.2219 | 1.2219 | 1.2219 | [11 empty] | Chambersburg PA (Borough of) | 100 | Chambersburg PA (Borough of) | 100
Orchard Park | 55997_G_11 | 55997 | G | 11 |  | Combustion Turbine | IC Engine | PJM_AP | Pennsylvania | 42 | Franklin | 55 | 42055 | 5.8 | 10745 | 2003 | 9999 |  |  | N | Natural Gas, Distillate Fuel Oil | [12 empty] | 3.7 | 1.2219 | 1.2219 | 1.2219 | 1.2219 | [11 empty] | Chambersburg PA (Borough of) | 100 | Chambersburg PA (Borough of) | 100
Orchard Park | 55997_G_8 | 55997 | G | 8 |  | Combustion Turbine | IC Engine | PJM_AP | Pennsylvania | 42 | Franklin | 55 | 42055 | 5.8 | 10745 | 2003 | 9999 |  |  | N | Natural Gas, Distillate Fuel Oil | [12 empty] | 3.7 | 1.2219 | 1.2219 | 1.2219 | 1.2219 | [11 empty] | Chambersburg PA (Borough of) | 100 | Chambersburg PA (Borough of) | 100
Orchard Park | 55997_G_9 | 55997 | G | 9 |  | Combustion Turbine | IC Engine | PJM_AP | Pennsylvania | 42 | Franklin | 55 | 42055 | 5.8 | 10745 | 2003 | 9999 |  |  | N | Natural Gas, Distillate Fuel Oil | [12 empty] | 3.7 | 1.2219 | 1.2219 | 1.2219 | 1.2219 | [11 empty] | Chambersburg PA (Borough of) | 100 | Chambersburg PA (Borough of) | 100
Danbury Diesel | 55998_G_IC2 | 55998 | G | IC2 |  | Combustion Turbine | IC Engine | MIS_MNWI | Wisconsin | 55 | Burnett | 13 | 55013 | 0.5 | 12283 | 1966 | 9999 |  |  | N | Distillate Fuel Oil | [12 empty] | 3 | 1.6498 | 1.6498 | 1.6498 | 1.6498 | [11 empty] | Flambeau Hydro LLC | 100 | Renewable World Energies LLC | 100
Danbury Diesel | 55998_G_GT1 | 55998 | G | GT1 |  | Combustion Turbine |  | MIS_MNWI | Wisconsin | 55 | Burnett | 13 | 55013 | 4 | 19558 | 1981 | 9999 |  |  | N | Distillate Fuel Oil | [12 empty] | 3 | 1.2001 | 1.2001 | 1.2001 | 1.2001 | [11 empty] | Flambeau Hydro LLC | 100 | Renewable World Energies LLC | 100
Danbury Diesel | 55998_G_IC1 | 55998 | G | IC1 |  | Combustion Turbine | IC Engine | MIS_MNWI | Wisconsin | 55 | Burnett | 13 | 55013 | 0.5 | 12283 | 1982 | 9999 |  |  | N | Distillate Fuel Oil | [12 empty] | 3 | 1.6498 | 1.6498 | 1.6498 | 1.6498 | [11 empty] | Flambeau Hydro LLC | 100 | Renewable World Energies LLC | 100
Waymart Wind | 56001_G_GE15 | 56001 | G | GE15 |  | Onshore Wind |  | PJM_WMAC | Pennsylvania | 42 | Wayne | 127 | 42127 | 64.5 | 0 | 2003 | 9999 |  |  | N | Wind | [13 empty] | 0 | 0 | 0 | 0 | [11 empty] | Waymart Wind Farm LLC | 100 | Quinbrook Infrastructure Partners | 100
Minwind | 56002_G_1 | 56002 | G | 1 |  | Onshore Wind |  | MIS_IA | Minnesota | 27 | Rock | 133 | 27133 | 3.8 | 0 | 2002 | 9999 |  |  | N | Wind | [13 empty] | 0 | 0 | 0 | 0 | [11 empty] | Minwind I LLC | 100 | Minwind Energy LLC | 100
Mount Clinton | 56004_G_MC-1 | 56004 | G | MC-1 |  | Combustion Turbine |  | PJM_Dom | Virginia | 51 | Rockingham | 165 | 51165 | 9 | 16025 | 1999 | 9999 |  |  | N | Distillate Fuel Oil | [12 empty] | 2.64 | 1.01 | 1.01 | 1.01 | 1.01 | [11 empty] | Harrisonburg VA (City of) | 100 | Harrisonburg VA (City of) | 100
Mount Clinton | 56004_G_D-2 | 56004 | G | D-2 |  | Combustion Turbine | IC Engine | PJM_Dom | Virginia | 51 | Rockingham | 165 | 51165 | 2 | 10745 | 2002 | 9999 |  |  | N | Distillate Fuel Oil | [12 empty] | 2.64 | 1.6448 | 1.6448 | 1.6448 | 1.6448 | [11 empty] | Harrisonburg VA (City of) | 100 | Harrisonburg VA (City of) | 100
Mount Clinton | 56004_G_D-3 | 56004 | G | D-3 |  | Combustion Turbine | IC Engine | PJM_Dom | Virginia | 51 | Rockingham | 165 | 51165 | 2 | 10745 | 2002 | 9999 |  |  | N | Distillate Fuel Oil | [12 empty] | 2.64 | 1.6448 | 1.6448 | 1.6448 | 1.6448 | [11 empty] | Harrisonburg VA (City of) | 100 | Harrisonburg VA (City of) | 100
Mount Clinton | 56004_G_D-5 | 56004 | G | D-5 |  | Combustion Turbine | IC Engine | PJM_Dom | Virginia | 51 | Rockingham | 165 | 51165 | 2 | 10745 | 2004 | 9999 |  |  | N | Distillate Fuel Oil | [12 empty] | 2.64 | 1.6448 | 1.6448 | 1.6448 | 1.6448 | [11 empty] | Harrisonburg VA (City of) | 100 | Harrisonburg VA (City of) | 100
Mount Clinton | 56004_G_D-7 | 56004 | G | D-7 |  | Combustion Turbine | IC Engine | PJM_Dom | Virginia | 51 | Rockingham | 165 | 51165 | 2 | 10745 | 2009 | 9999 |  |  | N | Distillate Fuel Oil | [13 empty] | 1.6448 | 1.6448 | 1.6448 | 1.6448 | [11 empty] | Harrisonburg VA (City of) | 100 | Harrisonburg VA (City of) | 100
Mount Clinton | 56004_G_D-8 | 56004 | G | D-8 |  | Combustion Turbine | IC Engine | PJM_Dom | Virginia | 51 | Rockingham | 165 | 51165 | 2 | 10745 | 2009 | 9999 |  |  | N | Distillate Fuel Oil | [13 empty] | 1.6448 | 1.6448 | 1.6448 | 1.6448 | [11 empty] | Harrisonburg VA (City of) | 100 | Harrisonburg VA (City of) | 100
Pleasant Valley (VA) | 56005_G_PV-1 | 56005 | G | PV-1 |  | Combustion Turbine |  | PJM_EMAC | Virginia | 51 | Rockingham | 165 | 51165 | 9 | 16038 | 1997 | 9999 |  |  | N | Distillate Fuel Oil | [12 empty] | 2.64 | 1.01 | 1.01 | 1.01 | 1.01 | [11 empty] | Harrisonburg VA (City of) | 100 | Harrisonburg VA (City of) | 100
Pleasant Valley (VA) | 56005_G_D-4 | 56005 | G | D-4 |  | Combustion Turbine | IC Engine | PJM_EMAC | Virginia | 51 | Rockingham | 165 | 51165 | 2 | 10745 | 2002 | 9999 |  |  | N | Distillate Fuel Oil | [12 empty] | 2.64 | 1.6498 | 1.6498 | 1.6498 | 1.6498 | [11 empty] | Harrisonburg VA (City of) | 100 | Harrisonburg VA (City of) | 100
Pleasant Valley (VA) | 56005_G_D-6 | 56005 | G | D-6 |  | Combustion Turbine | IC Engine | PJM_EMAC | Virginia | 51 | Rockingham | 165 | 51165 | 2 | 10745 | 2006 | 9999 |  |  | N | Distillate Fuel Oil | [13 empty] | 1.6498 | 1.6498 | 1.6498 | 1.6498 | [11 empty] | Harrisonburg VA (City of) | 100 | Harrisonburg VA (City of) | 100
Hancock County Wind Energy Center | 56010_G_V-47 | 56010 | G | V-47 |  | Onshore Wind |  | MIS_IA | Iowa | 19 | Hancock | 81 | 19081 | 98 | 0 | 2002 | 9999 |  |  | N | Wind | [13 empty] | 0 | 0 | 0 | 0 | [11 empty] | Hancock County Wind LLC | 100 | NextEra Energy Inc | 100
Cabazon Wind Partners | 56011_G_V-47 | 56011 | G | V-47 |  | Onshore Wind |  | WECC_SCE | California | 6 | Riverside | 65 | 06065 | 41 | 0 | 2002 | 9999 |  |  | N | Wind | [13 empty] | 0 | 0 | 0 | 0 | [11 empty] | Cabazon Wind Partners LLC | 100 | Goldman Sachs Group Inc (The) | 100
Whitewater Hill Wind Partners | 56012_G_1 | 56012 | G | 1 |  | Onshore Wind |  | WECC_SCE | California | 6 | Riverside | 65 | 06065 | 61.5 | 0 | 2002 | 9999 |  |  | N | Wind | [13 empty] | 0 | 0 | 0 | 0 | [11 empty] | Whitewater Hill Wind Partners | 100 | Goldman Sachs Group Inc (The) | 100
Exira | 56013_G_U1 | 56013 | G | U1 | 89307 | Combustion Turbine |  | SPP_WAUE | Iowa | 19 | Audubon | 9 | 19009 | 46.7 | 10745 | 2004 | 9999 |  |  | N | Natural Gas, Distillate Fuel Oil |  |  |  | H2O | [8 empty] | 0.043 | 0.09684 | 0.09684 | 0.09684 | 0.09684 | [11 empty] | Missouri River Energy Services | 100 | Missouri River Energy Services | 100
Exira | 56013_G_U2 | 56013 | G | U2 | 89308 | Combustion Turbine |  | SPP_WAUE | Iowa | 19 | Audubon | 9 | 19009 | 46.7 | 10745 | 2004 | 9999 |  |  | N | Natural Gas, Distillate Fuel Oil |  |  |  | H2O | [8 empty] | 0.043 | 0.09838 | 0.09838 | 0.09838 | 0.09838 | [11 empty] | Missouri River Energy Services | 100 | Missouri River Energy Services | 100
Exira | 56013_G_U3 | 56013 | G | U3 | 89719 | Combustion Turbine |  | SPP_WAUE | Iowa | 19 | Audubon | 9 | 19009 | 46.6 | 10745 | 2007 | 9999 |  |  | N | Natural Gas, Distillate Fuel Oil |  |  |  | H2O | [9 empty] | 0.09651 | 0.09651 | 0.09651 | 0.09651 | [11 empty] | Missouri River Energy Services | 100 | Missouri River Energy Services | 100
Walton Bainbridge Power Facility | 56015_G_SEG1 | 56015 | G | SEG1 | 90202 | Combustion Turbine |  | S_SOU | Georgia | 13 | Decatur | 87 | 13087 | 37 | 25000 | 2000 | 9999 |  |  | N | Distillate Fuel Oil |  |  |  | H2O | [8 empty] | 0.206 | 0.21284 | 0.21284 | 0.21284 | 0.21284 | [11 empty] | South Eastern Electric Development Corp | 100 | South Eastern Electric Development Corp | 100
Walton Bainbridge Power Facility | 56015_G_SEGC | 56015 | G | SEGC | 90204 | Combustion Turbine |  | S_SOU | Georgia | 13 | Decatur | 87 | 13087 | 37 | 25000 | 2000 | 9999 |  |  | N | Distillate Fuel Oil |  |  |  | H2O | [8 empty] | 0.206 | 0.18671 | 0.18671 | 0.18671 | 0.18671 | [11 empty] | South Eastern Electric Development Corp | 100 | South Eastern Electric Development Corp | 100
AMEA Peaking | 56018_G_1 | 56018 | G | 1 | 89313 | Combustion Turbine |  | S_SOU | Alabama | 1 | Talladega | 121 | 01121 | 47.5 | 11917 | 2004 | 9999 |  |  | N | Natural Gas |  |  |  | H2O | [8 empty] | 4 | 0.0861 | 0.0861 | 0.0861 | 0.0861 | [11 empty] | Alabama Municipal Electric Authority | 100 | Alabama Municipal Electric Authority | 100
AMEA Peaking | 56018_G_2 | 56018 | G | 2 | 89314 | Combustion Turbine |  | S_SOU | Alabama | 1 | Talladega | 121 | 01121 | 47.5 | 11918 | 2004 | 9999 |  |  | N | Natural Gas |  |  |  | H2O | [8 empty] | 4 | 0.08522 | 0.08522 | 0.08522 | 0.08522 | [11 empty] | Alabama Municipal Electric Authority | 100 | Alabama Municipal Electric Authority | 100
Waste Water Plant Generator | 56022_G_1 | 56022 | G | 1 |  | Combustion Turbine | IC Engine | SPP_N | Kansas | 20 | Cowley | 35 | 20035 | 1.6 | 17500 | 1993 | 9999 |  |  | N | Distillate Fuel Oil | [13 empty] | 1.6498 | 1.6498 | 1.6498 | 1.6498 | [11 empty] | Winfield KS (City of) | 100 | Winfield KS (City of) | 100
Traer East | 56025_G_6 | 56025 | G | 6 |  | Combustion Turbine | IC Engine | MIS_MIDA | Iowa | 19 | Tama | 171 | 19171 | 2 | 12283 | 2004 | 9999 |  |  | N | Distillate Fuel Oil | [12 empty] | 2.5 | 1.6498 | 1.6498 | 1.6498 | 1.6498 | [11 empty] | Traer Municipal Utilities | 100 | Traer Municipal Utilities | 100
Traer East | 56025_G_7 | 56025 | G | 7 |  | Combustion Turbine | IC Engine | MIS_MIDA | Iowa | 19 | Tama | 171 | 19171 | 2 | 12283 | 2004 | 9999 |  |  | N | Distillate Fuel Oil | [12 empty] | 2.5 | 1.6498 | 1.6498 | 1.6498 | 1.6498 | [11 empty] | Traer Municipal Utilities | 100 | Traer Municipal Utilities | 100
Donald Von Raesfeld Power Plant | 56026_G_CTG1 | 56026 | G | CTG1 | 88292 | Combined Cycle |  | WEC_CALN | California | 6 | Santa Clara | 85 | 06085 | 50 | 8606 | 2005 | 9999 |  |  | N | Natural Gas |  |  |  | DLNB + H2O | SCR | [8 empty] | 0.0068732 | 0.0068732 | 0.0068732 | 0.0068732 | [11 empty] | Silicon Valley Power | 100 | Santa Clara CA (City of) | 100
Donald Von Raesfeld Power Plant | 56026_G_CTG2 | 56026 | G | CTG2 | 88293 | Combined Cycle |  | WEC_CALN | California | 6 | Santa Clara | 85 | 06085 | 50 | 8606 | 2005 | 9999 |  |  | N | Natural Gas |  |  |  | DLNB + H2O | SCR | [8 empty] | 0.0068732 | 0.0068732 | 0.0068732 | 0.0068732 | [11 empty] | Silicon Valley Power | 100 | Santa Clara CA (City of) | 100
Donald Von Raesfeld Power Plant | 56026_G_STG | 56026 | G | STG | 88292 | Combined Cycle |  | WEC_CALN | California | 6 | Santa Clara | 85 | 06085 | 47.8 | 8606 | 2005 | 9999 |  |  | N | Natural Gas |  |  |  | NH3 | SCR | [8 empty] | 0.0068732 | 0.0068732 | 0.0068732 | 0.0068732 | [11 empty] | Silicon Valley Power | 100 | Santa Clara CA (City of) | 100
Fox Energy Center | 56031_G_CTG2 | 56031 | G | CTG2 | 89360 | Combined Cycle |  | MIS_WUMS | Wisconsin | 55 | Outagamie | 87 | 55087 | 171.8 | 7050 | 2005 | 9999 |  |  | N | Natural Gas, Distillate Fuel Oil |  |  |  | DLNB + H2O | SCR | [8 empty] | 0.0081616 | 0.0081616 | 0.0081616 | 0.0081616 | [11 empty] | Wisconsin Public Service Corp | 100 | WEC Energy Group Inc | 100
Fox Energy Center | 56031_G_STG | 56031 | G | STG | 89360 | Combined Cycle |  | MIS_WUMS | Wisconsin | 55 | Outagamie | 87 | 55087 | 238.5 | 7050 | 2005 | 9999 |  |  | N | Natural Gas, Distillate Fuel Oil |  |  |  | DLNB + H2O | SCR | [8 empty] | 0.0081616 | 0.0081616 | 0.0081616 | 0.0081616 | [11 empty] | Wisconsin Public Service Corp | 100 | WEC Energy Group Inc | 100
Fox Energy Center | 56031_G_CTG1 | 56031 | G | CTG1 | 89359 | Combined Cycle |  | MIS_WUMS | Wisconsin | 55 | Outagamie | 87 | 55087 | 168.3 | 7050 | 2006 | 9999 |  |  | N | Natural Gas, Distillate Fuel Oil |  |  |  | DLNB + H2O | SCR | [8 empty] | 0.0081616 | 0.0081616 | 0.0081616 | 0.0081616 | [11 empty] | Wisconsin Public Service Corp | 100 | WEC Energy Group Inc | 100
Equus Freeport Power | 56032_G_0001 | 56032 | G | 0001 | 89349 | Combustion Turbine |  | NY_Z_K | New York | 36 | Nassau | 59 | 36059 | 46.2 | 10745 | 2004 | 9999 |  |  | N | Natural Gas, Distillate Fuel Oil |  |  |  | H2O | SCR | [7 empty] | 1.053 | 0.01192 | 0.01055 | 0.01192 | 0.01055 | [11 empty] | Equus Power I LP | 100 | Electric Power Development Co Ltd (J Power) | 100
Equus Freeport Power | 56032_G_001 | 56032 | G | 001 | 89349 | Combustion Turbine |  | NY_Z_K | New York | 36 | Nassau | 59 | 36059 | 48.1 | 10745 | 2004 | 9999 |  |  | N | Natural Gas, Distillate Fuel Oil |  |  |  | H2O | SCR | [8 empty] | 0.01192 | 0.01055 | 0.01192 | 0.01055 | [11 empty] | Equus Power I LP | 100 | Electric Power Development Co Ltd (J Power) | 100
Smithfield Packaged Meats Corp. | 56035_G_1 | 56035 | G | 1 |  | Combustion Turbine | IC Engine | S_VACA | North Carolina | 37 | WILSON | 195 | 37195 | 1.3 | 8700 | 2002 | 9999 |  |  | Y | Distillate Fuel Oil | [13 empty] | 1.6498 | 1.6498 | 1.6498 | 1.6498 | [11 empty] | Smithfield Packing Co | 100 | Smithfield Foods Inc | 100
Smithfield Packaged Meats Corp. | 56035_G_2 | 56035 | G | 2 |  | Combustion Turbine | IC Engine | S_VACA | North Carolina | 37 | WILSON | 195 | 37195 | 1.3 | 8700 | 2002 | 9999 |  |  | Y | Distillate Fuel Oil | [13 empty] | 1.6498 | 1.6498 | 1.6498 | 1.6498 | [11 empty] | Smithfield Packing Co | 100 | Smithfield Foods Inc | 100
WWTP Power Generation Station | 56036_G_GEN1 | 56036 | G | GEN1 |  | Non-Fossil Waste |  | WEC_CALN | California | 6 | Alameda | 1 | 06001 | 2 | 5755 | 1985 | 9999 |  |  | Y | Non-Fossil Waste | [13 empty] | 0 | 0 | 0 | 0 | [11 empty] | East Bay Municipal Utility District | 100 | East Bay Municipal Utility District | 100
WWTP Power Generation Station | 56036_G_GEN2 | 56036 | G | GEN2 |  | Non-Fossil Waste |  | WEC_CALN | California | 6 | Alameda | 1 | 06001 | 2 | 5755 | 1985 | 9999 |  |  | Y | Non-Fossil Waste | [13 empty] | 0 | 0 | 0 | 0 | [11 empty] | East Bay Municipal Utility District | 100 | East Bay Municipal Utility District | 100
WWTP Power Generation Station | 56036_G_GEN3 | 56036 | G | GEN3 |  | Non-Fossil Waste |  | WEC_CALN | California | 6 | Alameda | 1 | 06001 | 2 | 5755 | 1985 | 9999 |  |  | Y | Non-Fossil Waste | [13 empty] | 0 | 0 | 0 | 0 | [11 empty] | East Bay Municipal Utility District | 100 | East Bay Municipal Utility District | 100
UMCP CHP Plant | 56038_G_1 | 56038 | G | 1 |  | Combustion Turbine |  | PJM_SMAC | Maryland | 24 | Prince Georges | 33 | 24033 | 9.4 | 8700 | 2003 | 9999 |  |  | Y | Natural Gas, Distillate Fuel Oil | [13 empty] | 0.11642 | 0.11642 | 0.11642 | 0.11642 | [11 empty] | Trigen Cinergy Solutions College Park | 100 | Trigen Energy Corp | 100
UMCP CHP Plant | 56038_G_2 | 56038 | G | 2 |  | Combustion Turbine |  | PJM_SMAC | Maryland | 24 | Prince Georges | 33 | 24033 | 9.4 | 8700 | 2003 | 9999 |  |  | Y | Natural Gas, Distillate Fuel Oil | [13 empty] | 0.32756 | 0.32756 | 0.32756 | 0.32756 | [11 empty] | Trigen Cinergy Solutions College Park | 100 | Trigen Energy Corp | 100
UMCP CHP Plant | 56038_G_3 | 56038 | G | 3 |  | O/G Steam |  | PJM_SMAC | Maryland | 24 | Prince Georges | 33 | 24033 | 2 | 8300 | 2003 | 9999 |  |  | Y | Natural Gas, Distillate Fuel Oil | [13 empty] | 0.23063 | 0.23063 | 0.23063 | 0.23063 | [11 empty] | Trigen Cinergy Solutions College Park | 100 | Trigen Energy Corp | 100
H. Gonzales | 56039_G_G1 | 56039 | G | G1 |  | Combustion Turbine |  | WECC_SCE | California | 6 | Los Angeles | 37 | 06037 | 5.4 | 13806 | 1987 | 9999 |  |  | N | Natural Gas | [13 empty] | 0.08652 | 0.08652 | 0.08652 | 0.08652 | [11 empty] | Vernon CA (City of) | 100 | Vernon CA (City of) | 100
H. Gonzales | 56039_G_G2 | 56039 | G | G2 |  | Combustion Turbine |  | WECC_SCE | California | 6 | Los Angeles | 37 | 06037 | 5.4 | 13813 | 1987 | 9999 |  |  | N | Natural Gas | [13 empty] | 0.08652 | 0.08652 | 0.08652 | 0.08652 | [11 empty] | Vernon CA (City of) | 100 | Vernon CA (City of) | 100
Malburg | 56041_G_M1 | 56041 | G | M1 | 89631 | Combined Cycle |  | WECC_SCE | California | 6 | Los Angeles | 37 | 06037 | 42 | 7775 | 2005 | 9999 |  |  | N | Natural Gas |  |  |  | DLNB + LNB + NH3 | SCR | [8 empty] | 0.0076183 | 0.0076183 | 0.0076183 | 0.0076183 | [11 empty] | Bicent (California) Malburg LLC | 100 | Beowulf Energy LLC | 100
Malburg | 56041_G_M2 | 56041 | G | M2 | 89632 | Combined Cycle |  | WECC_SCE | California | 6 | Los Angeles | 37 | 06037 | 42 | 7775 | 2005 | 9999 |  |  | N | Natural Gas |  |  |  | DLNB + LNB + NH3 | SCR | [8 empty] | 0.0076183 | 0.0076183 | 0.0076183 | 0.0076183 | [11 empty] | Bicent (California) Malburg LLC | 100 | Beowulf Energy LLC | 100
Malburg | 56041_G_M3 | 56041 | G | M3 | 89631 | Combined Cycle |  | WECC_SCE | California | 6 | Los Angeles | 37 | 06037 | 50 | 7775 | 2005 | 9999 |  |  | N | Natural Gas |  |  |  | LNB + NH3 | SCR | [8 empty] | 0.0076183 | 0.0076183 | 0.0076183 | 0.0076183 | [11 empty] | Bicent (California) Malburg LLC | 100 | Beowulf Energy LLC | 100
Magnolia Power Project | 56046_G_1 | 56046 | G | 1 | 89568 | Combined Cycle |  | WEC_LADW | California | 6 | Los Angeles | 37 | 06037 | 161 | 7220 | 2005 | 9999 |  |  | N | Natural Gas |  |  |  | DLNB | SCR | [8 empty] | 0.0051328 | 0.0051328 | 0.0051328 | 0.0051328 | [11 empty] | Burbank Water & Power | 38 | Burbank Water & Power | 38
Magnolia Power Project | 56046_G_2 | 56046 | G | 2 | 89568 | Combined Cycle |  | WEC_LADW | California | 6 | Los Angeles | 37 | 06037 | 140 | 7220 | 2005 | 9999 |  |  | N | Natural Gas |  |  |  | DLNB | SCR | [8 empty] | 0.0051328 | 0.0051328 | 0.0051328 | 0.0051328 | [11 empty] | Burbank Water & Power | 38 | Burbank Water & Power | 38
CPV Towantic Energy Center | 56047_G_CTG1 | 56047 | G | CTG1 | 91061 | Combined Cycle |  | NENG_CT | Connecticut | 9 | New Haven | 9 | 09009 | 253 | 7050 | 2018 | 9999 |  |  | N | Natural Gas, Distillate Fuel Oil |  |  |  | DLNB + H2O | SCR | [8 empty] | 0.0057714 | 0.0057714 | 0.0057714 | 0.0057714 | [11 empty] | CPV Towantic LLC | 100 | Competitive Power Ventures Inc | 100
CPV Towantic Energy Center | 56047_G_CTG2 | 56047 | G | CTG2 | 91062 | Combined Cycle |  | NENG_CT | Connecticut | 9 | New Haven | 9 | 09009 | 253.8 | 7050 | 2018 | 9999 |  |  | N | Natural Gas, Distillate Fuel Oil |  |  |  | DLNB + H2O | SCR | [8 empty] | 0.0057714 | 0.0057714 | 0.0057714 | 0.0057714 | [11 empty] | CPV Towantic LLC | 100 | Competitive Power Ventures Inc | 100
CPV Towantic Energy Center | 56047_G_STG | 56047 | G | STG | 91061 | Combined Cycle |  | NENG_CT | Connecticut | 9 | New Haven | 9 | 09009 | 271.5 | 7050 | 2018 | 9999 |  |  | N | Natural Gas, Distillate Fuel Oil |  |  |  | LNB + NH3 | SCR | [8 empty] | 0.0057714 | 0.0057714 | 0.0057714 | 0.0057714 | [11 empty] | CPV Towantic LLC | 100 | Competitive Power Ventures Inc | 100
THUMS | 56051_G_GEN1 | 56051 | G | GEN1 |  | Combustion Turbine |  | WECC_SCE | California | 6 | Los Angeles | 37 | 06037 | 45 | 12369 | 2003 | 9999 |  |  | N | Natural Gas | [12 empty] | 0.74 | 0.01599 | 0.01599 | 0.01599 | 0.01599 | [11 empty] | Thums Long Beach Co | 100 | Occidental Petroleum Corp | 100
Meyersdale Windpower, LLC | 56052_G_GE15 | 56052 | G | GE15 |  | Onshore Wind |  | PJM_PENE | Pennsylvania | 42 | Somerset | 111 | 42111 | 30 | 0 | 2003 | 9999 |  |  | N | Wind | [13 empty] | 0 | 0 | 0 | 0 | [11 empty] | Meyersdale Windpower LLC | 100 | Quinbrook Infrastructure Partners | 100
Casey City of | 56053_G_1 | 56053 | G | 1 |  | Combustion Turbine | IC Engine | MIS_IL | Illinois | 17 | Clark | 23 | 17023 | 1.8 | 10745 | 2002 | 9999 |  |  | N | Distillate Fuel Oil | [12 empty] | 1 | 1.6498 | 1.6498 | 1.6498 | 1.6498 | [11 empty] | Casey IL (City of) | 100 | Casey Electric Dept | 100
Casey City of | 56053_G_2 | 56053 | G | 2 |  | Combustion Turbine | IC Engine | MIS_IL | Illinois | 17 | Clark | 23 | 17023 | 1.8 | 10745 | 2002 | 9999 |  |  | N | Distillate Fuel Oil | [12 empty] | 1 | 2.6762 | 2.6762 | 2.6762 | 2.6762 | [11 empty] | Casey IL (City of) | 100 | Casey Electric Dept | 100
Casey City of | 56053_G_3 | 56053 | G | 3 |  | Combustion Turbine | IC Engine | MIS_IL | Illinois | 17 | Clark | 23 | 17023 | 1.8 | 10745 | 2002 | 9999 |  |  | N | Distillate Fuel Oil | [12 empty] | 1 | 1.6498 | 1.6498 | 1.6498 | 1.6498 | [11 empty] | Casey IL (City of) | 100 | Casey Electric Dept | 100
G McNeilus Wind Farm Dodge Center | 56054_G_GM1 | 56054 | G | GM1 |  | Onshore Wind |  | MIS_MNWI | Minnesota | 27 | Dodge | 39 | 27039 | 32 | 0 | 2002 | 9999 |  |  | N | Wind | [13 empty] | 0 | 0 | 0 | 0 | [11 empty] | Garwin McNeilus Wind Energy Co | 100 | Garwin McNeilus Wind Energy Co | 100
G McNeilus Wind Farm Dodge Center | 56054_G_GM2 | 56054 | G | GM2 |  | Onshore Wind |  | MIS_MNWI | Minnesota | 27 | Dodge | 39 | 27039 | 8 | 0 | 2003 | 9999 |  |  | N | Wind | [13 empty] | 0 | 0 | 0 | 0 | [11 empty] | Garwin McNeilus Wind Energy Co | 100 | Garwin McNeilus Wind Energy Co | 100
G McNeilus Wind Farm Dodge Center | 56054_G_GM3 | 56054 | G | GM3 |  | Onshore Wind |  | MIS_MNWI | Minnesota | 27 | Dodge | 39 | 27039 | 3 | 0 | 2004 | 9999 |  |  | N | Wind | [13 empty] | 0 | 0 | 0 | 0 | [11 empty] | Garwin McNeilus Wind Energy Co | 100 | Garwin McNeilus Wind Energy Co | 100
High Point, Fairfield | 56059_G_1 | 56059 | G | 1 |  | Combustion Turbine | IC Engine | S_VACA | North Carolina | 37 | Guilford | 81 | 37081 | 1.8 | 12283 | 2002 | 9999 |  |  | N | Distillate Fuel Oil | [12 empty] | 2.3 | 1.6498 | 1.6498 | 1.6498 | 1.6498 | [11 empty] | North Carolina Municipal Power Agency No 1 | 100 | North Carolina Municipal Power Agency No 1 | 100
Statesville, Highway 64 | 56062_G_1 | 56062 | G | 1 |  | Combustion Turbine | IC Engine | S_VACA | North Carolina | 37 | Iredell | 97 | 37097 | 1.8 | 12283 | 2002 | 9999 |  |  | N | Distillate Fuel Oil | [12 empty] | 2.3 | 1.6498 | 1.6498 | 1.6498 | 1.6498 | [11 empty] | North Carolina Municipal Power Agency No 1 | 100 | North Carolina Municipal Power Agency No 1 | 100
Shelby, Toms Street | 56063_G_1 | 56063 | G | 1 |  | Combustion Turbine | IC Engine | S_VACA | North Carolina | 37 | Cleveland | 45 | 37045 | 1.8 | 12283 | 2002 | 9999 |  |  | N | Distillate Fuel Oil | [12 empty] | 2.3 | 1.6498 | 1.6498 | 1.6498 | 1.6498 | [11 empty] | North Carolina Municipal Power Agency No 1 | 100 | North Carolina Municipal Power Agency No 1 | 100
Morganton, Parker Road | 56064_G_1 | 56064 | G | 1 |  | Combustion Turbine | IC Engine | S_VACA | North Carolina | 37 | Burke | 23 | 37023 | 1.8 | 12283 | 2002 | 9999 |  |  | N | Distillate Fuel Oil | [12 empty] | 2.3 | 1.6498 | 1.6498 | 1.6498 | 1.6498 | [11 empty] | North Carolina Municipal Power Agency No 1 | 100 | North Carolina Municipal Power Agency No 1 | 100
Lexington Health Center | 56067_G_1 | 56067 | G | 1 |  | Combustion Turbine | IC Engine | S_VACA | North Carolina | 37 | Davidson | 57 | 37057 | 1.8 | 12283 | 2002 | 9999 |  |  | N | Distillate Fuel Oil | [12 empty] | 2.3 | 1.6498 | 1.6498 | 1.6498 | 1.6498 | [11 empty] | North Carolina Municipal Power Agency No 1 | 100 | North Carolina Municipal Power Agency No 1 | 100
Elm Road Generating Station | 56068_B_18 | 56068 | B | 18 | 89796 | Coal Steam |  | MIS_WUMS | Wisconsin | 55 | Milwaukee | 79 | 55079 | 633 | 9552 | 2010 | 9999 | wall | dry | N | Bituminous, Subbituminous | Wet Scrubber | 2010 | 0.971 | LNB | SCR | 2010 |  | WESP + B | No |  |  |  | 0.03 | 0.06337 | 0.06337 | 0.06337 | 0.06337 | 0.05 | 0.1 | 0.56 | 0.99 |  |  |  |  | C2G | 2035 |  | Wisconsin Electric Power Co | 83.34 | WEC Energy Group Inc | 83.34
Elm Road Generating Station | 56068_B_19 | 56068 | B | 19 | 89798 | Coal Steam |  | MIS_WUMS | Wisconsin | 55 | Milwaukee | 79 | 55079 | 633 | 9475 | 2011 | 9999 | wall | dry | N | Bituminous, Subbituminous | Wet Scrubber | 2011 | 0.971 | LNB | SCR | 2011 |  | WESP + B | No |  |  |  | 0.03 | 0.06225 | 0.06225 | 0.06225 | 0.06225 | 0.05 | 0.1 | 0.56 | 0.99 |  |  |  |  | C2G | 2035 |  | Wisconsin Electric Power Co | 83.34 | WEC Energy Group Inc | 83.34
Berlin Landfill Gas | 56069_G_1 | 56069 | G | 1 |  | Landfill Gas |  | MIS_WUMS | Wisconsin | 55 | Green Lake | 47 | 55047 | 0.8 | 13500 | 2001 | 9999 |  |  | N | Landfill Gas | [13 empty] | 0.22117 | 0.22117 | 0.22117 | 0.22117 | [11 empty] | Wisconsin Power & Light Co | 100 | Alliant Energy Corp | 100
Berlin Landfill Gas | 56069_G_2 | 56069 | G | 2 |  | Landfill Gas |  | MIS_WUMS | Wisconsin | 55 | Green Lake | 47 | 55047 | 0.8 | 13500 | 2001 | 9999 |  |  | N | Landfill Gas | [13 empty] | 0.22117 | 0.22117 | 0.22117 | 0.22117 | [11 empty] | Wisconsin Power & Light Co | 100 | Alliant Energy Corp | 100
Berlin Landfill Gas | 56069_G_3 | 56069 | G | 3 |  | Landfill Gas |  | MIS_WUMS | Wisconsin | 55 | Green Lake | 47 | 55047 | 0.8 | 13500 | 2001 | 9999 |  |  | N | Landfill Gas | [13 empty] | 0.22117 | 0.22117 | 0.22117 | 0.22117 | [11 empty] | Wisconsin Power & Light Co | 100 | Alliant Energy Corp | 100
Diesel Generators | 56070_G_1 | 56070 | G | 1 |  | Combustion Turbine | IC Engine | MIS_WUMS | Wisconsin | 55 | Dane | 25 | 55025 | 49.1 | 10745 | 2001 | 9999 |  |  | N | Distillate Fuel Oil | [12 empty] | 3 | 1.6498 | 1.6498 | 1.6498 | 1.6498 | [11 empty] | Madison Gas & Electric Co | 100 | MGE Energy Inc | 100
Alliant SBG 9802 Toyota | 56073_G_01 | 56073 | G | 01 |  | Combustion Turbine | IC Engine | MIS_IA | Iowa | 19 | Linn | 113 | 19113 | 1 | 15313 | 1998 | 9999 |  |  | N | Natural Gas | [12 empty] | 2.5 | 1.061 | 1.061 | 1.061 | 1.061 | [11 empty] | Alliant Energy Integ Ser Cogeneration | 100 | Alliant Energy Corp | 100
High Winds LLC | 56075_G_1 | 56075 | G | 1 |  | Onshore Wind |  | WEC_CALN | California | 6 | Solano | 95 | 06095 | 145.8 | 0 | 2003 | 9999 |  |  | N | Wind | [13 empty] | 0 | 0 | 0 | 0 | [11 empty] | High Winds LLC | 100 | NextEra Energy Inc | 100
High Winds LLC | 56075_G_2 | 56075 | G | 2 |  | Onshore Wind |  | WEC_CALN | California | 6 | Solano | 95 | 06095 | 16.2 | 0 | 2003 | 9999 |  |  | N | Wind | [13 empty] | 0 | 0 | 0 | 0 | [11 empty] | High Winds LLC | 100 | NextEra Energy Inc | 100
Walnut Energy Center | 56078_G_1 | 56078 | G | 1 | 89628 | Combined Cycle |  | WEC_CALN | California | 6 | Stanislaus | 99 | 06099 | 84 | 7814 | 2006 | 9999 |  |  | N | Natural Gas |  |  |  | DLNB + NH3 | SCR | [8 empty] | 0.0068577 | 0.0068577 | 0.0068577 | 0.0068577 | [11 empty] | Turlock Irrigation District | 100 | Turlock Irrigation District | 100
Walnut Energy Center | 56078_G_2 | 56078 | G | 2 | 89629 | Combined Cycle |  | WEC_CALN | California | 6 | Stanislaus | 99 | 06099 | 84 | 7814 | 2006 | 9999 |  |  | N | Natural Gas |  |  |  | DLNB + NH3 | SCR | [8 empty] | 0.0068577 | 0.0068577 | 0.0068577 | 0.0068577 | [11 empty] | Turlock Irrigation District | 100 | Turlock Irrigation District | 100
Walnut Energy Center | 56078_G_3 | 56078 | G | 3 | 89628 | Combined Cycle |  | WEC_CALN | California | 6 | Stanislaus | 99 | 06099 | 101 | 7814 | 2006 | 9999 |  |  | N | Natural Gas |  |  |  | DLNB + NH3 | SCR | [8 empty] | 0.0068577 | 0.0068577 | 0.0068577 | 0.0068577 | [11 empty] | Turlock Irrigation District | 100 | Turlock Irrigation District | 100
Blue Canyon Windpower | 56081_G_EW | 56081 | G | EW |  | Onshore Wind |  | SPP_WEST | Oklahoma | 40 | Comanche | 31 | 40031 | 74.3 | 0 | 2003 | 9999 |  |  | N | Wind | [13 empty] | 0 | 0 | 0 | 0 | [11 empty] | Blue Canyon Windpower LLC | 100 | ArcLight Capital Partners LLC | 100
Blacksand Generating Facility | 56090_G_D182 | 56090 | G | D182 |  | Fossil Waste |  | WECC_SCE | California | 6 | Orange | 59 | 06059 | 2.5 | 10994 | 2000 | 9999 |  |  | N | Fossil Waste | [12 empty] | 0.74 | 0.05352 | 0.05352 | 0.05352 | 0.05352 | [11 empty] | Blacksand Energy Inc | 100 | Blacksand Energy Inc | 100
Blacksand Generating Facility | 56090_G_D189 | 56090 | G | D189 |  | Fossil Waste |  | WECC_SCE | California | 6 | Orange | 59 | 06059 | 3 | 10994 | 2000 | 9999 |  |  | N | Fossil Waste | [12 empty] | 0.74 | 0.05352 | 0.05352 | 0.05352 | 0.05352 | [11 empty] | Blacksand Energy Inc | 100 | Blacksand Energy Inc | 100
Blacksand Generating Facility | 56090_G_D190 | 56090 | G | D190 |  | Fossil Waste |  | WECC_SCE | California | 6 | Orange | 59 | 06059 | 0.3 | 10994 | 2012 | 9999 |  |  | N | Fossil Waste | [13 empty] | 0.05352 | 0.05352 | 0.05352 | 0.05352 | [11 empty] | Blacksand Energy Inc | 100 | Blacksand Energy Inc | 100
South Dakota Wind Energy Cente | 56092_G_GE15 | 56092 | G | GE15 |  | Onshore Wind |  | SPP_WAUE | South Dakota | 46 | Hyde | 69 | 46069 | 40.5 | 0 | 2003 | 9999 |  |  | N | Wind | [13 empty] | 0 | 0 | 0 | 0 | [11 empty] | FPL Energy South Dakota Wind LLC | 100 | NextEra Energy Inc | 100
TransAlta Wyoming Wind | 56093_G_GE15 | 56093 | G | GE15 |  | Onshore Wind |  | WECC_WY | Wyoming | 56 | Uinta | 41 | 56041 | 144 | 0 | 2003 | 9999 |  |  | N | Wind | [13 empty] | 0 | 0 | 0 | 0 | [11 empty] | TransAlta Wyoming Wind LLC | 100 | TransAlta Corp | 100
Oklahoma Wind Energy Center | 56094_G_GE15 | 56094 | G | GE15 |  | Onshore Wind |  | SPP_WEST | Oklahoma | 40 | Woodward | 153 | 40153 | 51 | 0 | 2003 | 9999 |  |  | N | Wind | [13 empty] | 0 | 0 | 0 | 0 | [11 empty] | Sooner Wind LLC | 100 | NextEra Energy Inc | 100
Oklahoma Wind Energy Center | 56094_G_GSOO | 56094 | G | GSOO |  | Onshore Wind |  | SPP_WEST | Oklahoma | 40 | Woodward | 153 | 40153 | 51 | 0 | 2003 | 9999 |  |  | N | Wind | [13 empty] | 0 | 0 | 0 | 0 | [11 empty] | Oklahoma Wind LLC | 100 | NextEra Energy Inc | 100
New Mexico Wind Energy Center | 56097_G_GE15 | 56097 | G | GE15 |  | Onshore Wind |  | WECC_NM | New Mexico | 35 | Quay | 37 | 35037 | 204 | 0 | 2003 | 9999 |  |  | N | Wind | [13 empty] | 0 | 0 | 0 | 0 | [11 empty] | New Mexico Wind LLC | 100 | NextEra Energy Inc | 100
Hillsboro | 56098_G_1 | 56098 | G | 1 |  | Combustion Turbine | IC Engine | MIS_MAPP | North Dakota | 38 | Traill | 97 | 38097 | 2 | 10745 | 2002 | 9999 |  |  | N | Distillate Fuel Oil | [12 empty] | 3 | 4.3796 | 4.3796 | 4.3796 | 4.3796 | [11 empty] | Hillsboro Municipal Utilities | 100 | Hillsboro Municipal Utilities | 100
Hillsboro | 56098_G_2 | 56098 | G | 2 |  | Combustion Turbine | IC Engine | MIS_MAPP | North Dakota | 38 | Traill | 97 | 38097 | 2 | 10745 | 2002 | 9999 |  |  | N | Distillate Fuel Oil | [12 empty] | 3 | 4.3796 | 4.3796 | 4.3796 | 4.3796 | [11 empty] | Hillsboro Municipal Utilities | 100 | Hillsboro Municipal Utilities | 100
FPL Energy North Dakota Wind I/II | 56099_G_GE15 | 56099 | G | GE15 |  | Onshore Wind |  | MIS_MAPP | North Dakota | 38 | LaMoure | 45 | 38045 | 61.5 | 0 | 2003 | 9999 |  |  | N | Wind | [13 empty] | 0 | 0 | 0 | 0 | [11 empty] | FPL Energy North Dakota Wind | 100 | NextEra Energy Inc | 100
St. Charles Power Plant | 56100_G_1 | 56100 | G | 1 |  | Combustion Turbine | IC Engine | MIS_MNWI | Minnesota | 27 | Winona | 169 | 27169 | 2 | 10745 | 2004 | 9999 |  |  | N | Distillate Fuel Oil | [13 empty] | 1.6498 | 1.6498 | 1.6498 | 1.6498 | [11 empty] | St Charles Light & Water | 100 | St Charles Light & Water | 100
St. Charles Power Plant | 56100_G_2 | 56100 | G | 2 |  | Combustion Turbine | IC Engine | MIS_MNWI | Minnesota | 27 | Winona | 169 | 27169 | 2 | 10745 | 2004 | 9999 |  |  | N | Distillate Fuel Oil | [13 empty] | 1.6498 | 1.6498 | 1.6498 | 1.6498 | [11 empty] | St Charles Light & Water | 100 | St Charles Light & Water | 100
St. Charles Power Plant | 56100_G_3 | 56100 | G | 3 |  | Combustion Turbine | IC Engine | MIS_MNWI | Minnesota | 27 | Winona | 169 | 27169 | 2 | 10745 | 2004 | 9999 |  |  | N | Distillate Fuel Oil | [13 empty] | 1.6498 | 1.6498 | 1.6498 | 1.6498 | [11 empty] | St Charles Light & Water | 100 | St Charles Light & Water | 100
St. Charles Power Plant | 56100_G_4 | 56100 | G | 4 |  | Combustion Turbine | IC Engine | MIS_MNWI | Minnesota | 27 | Winona | 169 | 27169 | 2 | 10745 | 2004 | 9999 |  |  | N | Distillate Fuel Oil | [13 empty] | 1.6498 | 1.6498 | 1.6498 | 1.6498 | [11 empty] | St Charles Light & Water | 100 | St Charles Light & Water | 100
Currant Creek | 56102_G_CT1A | 56102 | G | CT1A | 89419 | Combined Cycle |  | WECC_UT | Utah | 49 | Juab | 23 | 49023 | 135 | 7520 | 2005 | 9999 |  |  | N | Natural Gas |  |  |  |  | SCR | [8 empty] | 0.0073118 | 0.0073118 | 0.0073118 | 0.0073118 | [11 empty] | PacifiCorp | 100 | Berkshire Hathaway Inc | 100
Currant Creek | 56102_G_CT1B | 56102 | G | CT1B | 89420 | Combined Cycle |  | WECC_UT | Utah | 49 | Juab | 23 | 49023 | 135 | 7520 | 2005 | 9999 |  |  | N | Natural Gas |  |  |  |  | SCR | [8 empty] | 0.0073118 | 0.0073118 | 0.0073118 | 0.0073118 | [11 empty] | PacifiCorp | 100 | Berkshire Hathaway Inc | 100
Currant Creek | 56102_G_ST1 | 56102 | G | ST1 | 89419 | Combined Cycle |  | WECC_UT | Utah | 49 | Juab | 23 | 49023 | 254 | 7520 | 2006 | 9999 |  |  | N | Natural Gas |  |  |  |  | SCR | [8 empty] | 0.0073118 | 0.0073118 | 0.0073118 | 0.0073118 | [11 empty] | PacifiCorp | 100 | Berkshire Hathaway Inc | 100
Mankato Energy Center | 56104_G_CTG2 | 56104 | G | CTG2 | 89428 | Combined Cycle |  | MIS_MNWI | Minnesota | 27 | Blue Earth | 13 | 27013 | 174 | 7440 | 2006 | 9999 |  |  | N | Natural Gas, Distillate Fuel Oil |  |  |  | DLNB + H2O + NH3 | SCR | [8 empty] | 0.0081586 | 0.0081586 | 0.0081586 | 0.0081586 | [11 empty] | Mankato Energy Center LLC | 100 | JPMorgan Chase & Co | 100
Mankato Energy Center | 56104_G_STG1 | 56104 | G | STG1 | 89428 | Combined Cycle |  | MIS_MNWI | Minnesota | 27 | Blue Earth | 13 | 27013 | 156 | 7440 | 2006 | 9999 |  |  | N | Natural Gas, Distillate Fuel Oil |  |  |  | NH3 | SCR | [8 empty] | 0.0081586 | 0.0081586 | 0.0081586 | 0.0081586 | [11 empty] | Mankato Energy Center LLC | 100 | JPMorgan Chase & Co | 100
Mankato Energy Center | 56104_G_CTG1 | 56104 | G | CTG1 | 89427 | Combined Cycle |  | MIS_MNWI | Minnesota | 27 | Blue Earth | 13 | 27013 | 174 | 7440 | 2019 | 9999 |  |  | N | Natural Gas, Distillate Fuel Oil |  |  |  | DLNB + NH3 | SCR | [8 empty] | 0.0081586 | 0.0081586 | 0.0081586 | 0.0081586 | [11 empty] | Mankato Energy Center LLC | 100 | JPMorgan Chase & Co | 100
Kimball Wind | 56106_G_KIM01 | 56106 | G | KIM01 |  | Onshore Wind |  | WECC_WY | Nebraska | 31 | Kimball | 105 | 31105 | 30 | 0 | 2018 | 9999 |  |  | N | Wind | [13 empty] | 0 | 0 | 0 | 0 | [11 empty] | Municipal Energy Agency of Nebraska | 100 | Municipal Energy Agency of Nebraska | 100
T J Labbe Electric Generating | 56108_G_U-1 | 56108 | G | U-1 | 89595 | Combustion Turbine |  | MIS_LA | Louisiana | 22 | Lafayette | 55 | 22055 | 47 | 17832 | 2005 | 9999 |  |  | N | Natural Gas |  |  |  | H2O | [8 empty] | 5.261 | 0.09218 | 0.09218 | 0.09218 | 0.09218 | [11 empty] | Lafayette Utilities System | 100 | Lafayette Utilities System | 100
T J Labbe Electric Generating | 56108_G_U-2 | 56108 | G | U-2 | 89596 | Combustion Turbine |  | MIS_LA | Louisiana | 22 | Lafayette | 55 | 22055 | 47 | 17833 | 2005 | 9999 |  |  | N | Natural Gas |  |  |  | H2O | [8 empty] | 5.261 | 0.09413 | 0.09413 | 0.09413 | 0.09413 | [11 empty] | Lafayette Utilities System | 100 | Lafayette Utilities System | 100
Brazos Wind Farm | 56111_G_GEN1 | 56111 | G | GEN1 |  | Onshore Wind |  | ERC_WEST | Texas | 48 | Scurry | 415 | 48415 | 160 | 0 | 2003 | 9999 |  |  | N | Wind | [13 empty] | 0 | 0 | 0 | 0 | [11 empty] | Brazos Wind LP | 50 | Mitsui & Co Ltd | 50
Mountain View III | 56112_G_V47 | 56112 | G | V47 |  | Onshore Wind |  | WECC_SCE | California | 6 | Riverside | 65 | 06065 | 22.4 | 0 | 2003 | 9999 |  |  | N | Wind | [13 empty] | 0 | 0 | 0 | 0 | [11 empty] | Mountain View Power Partners III LLC | 100 | Iberdrola SA | 100
IMEA Highland | 56114_G_1 | 56114 | G | 1 |  | Combustion Turbine | IC Engine | MIS_IL | Illinois | 17 | Madison | 119 | 17119 | 1.8 | 12283 | 1996 | 9999 |  |  | N | Distillate Fuel Oil | [12 empty] | 1 | 1.6498 | 1.6498 | 1.6498 | 1.6498 | [11 empty] | Illinois Municipal Electric Agency | 100 | Illinois Municipal Electric Agency | 100
IMEA Highland | 56114_G_2 | 56114 | G | 2 |  | Combustion Turbine | IC Engine | MIS_IL | Illinois | 17 | Madison | 119 | 17119 | 1.8 | 12283 | 1996 | 9999 |  |  | N | Distillate Fuel Oil | [12 empty] | 1 | 1.6498 | 1.6498 | 1.6498 | 1.6498 | [11 empty] | Illinois Municipal Electric Agency | 100 | Illinois Municipal Electric Agency | 100
IMEA Flora | 56116_G_10 | 56116 | G | 10 |  | Combustion Turbine | IC Engine | MIS_IL | Illinois | 17 | Clay | 25 | 17025 | 1.8 | 11456 | 2000 | 9999 |  |  | N | Distillate Fuel Oil | [12 empty] | 1 | 1.6498 | 1.6498 | 1.6498 | 1.6498 | [11 empty] | Illinois Municipal Electric Agency | 100 | Illinois Municipal Electric Agency | 100
IMEA Flora | 56116_G_6 | 56116 | G | 6 |  | Combustion Turbine | IC Engine | MIS_IL | Illinois | 17 | Clay | 25 | 17025 | 1.8 | 11365 | 2000 | 9999 |  |  | N | Distillate Fuel Oil | [12 empty] | 1 | 1.6498 | 1.6498 | 1.6498 | 1.6498 | [11 empty] | Illinois Municipal Electric Agency | 100 | Illinois Municipal Electric Agency | 100
IMEA Flora | 56116_G_7 | 56116 | G | 7 |  | Combustion Turbine | IC Engine | MIS_IL | Illinois | 17 | Clay | 25 | 17025 | 1.8 | 11365 | 2000 | 9999 |  |  | N | Distillate Fuel Oil | [12 empty] | 1 | 1.6498 | 1.6498 | 1.6498 | 1.6498 | [11 empty] | Illinois Municipal Electric Agency | 100 | Illinois Municipal Electric Agency | 100
IMEA Flora | 56116_G_8 | 56116 | G | 8 |  | Combustion Turbine | IC Engine | MIS_IL | Illinois | 17 | Clay | 25 | 17025 | 1.8 | 11365 | 2000 | 9999 |  |  | N | Distillate Fuel Oil | [12 empty] | 1 | 2.2877 | 2.2877 | 2.2877 | 2.2877 | [11 empty] | Illinois Municipal Electric Agency | 100 | Illinois Municipal Electric Agency | 100
IMEA Flora | 56116_G_9 | 56116 | G | 9 |  | Combustion Turbine | IC Engine | MIS_IL | Illinois | 17 | Clay | 25 | 17025 | 1.8 | 11365 | 2000 | 9999 |  |  | N | Distillate Fuel Oil | [12 empty] | 1 | 1.6498 | 1.6498 | 1.6498 | 1.6498 | [11 empty] | Illinois Municipal Electric Agency | 100 | Illinois Municipal Electric Agency | 100
Flora Site A | 56117_G_1 | 56117 | G | 1 |  | Combustion Turbine | IC Engine | MIS_IL | Illinois | 17 | Clay | 25 | 17025 | 1.8 | 10745 | 2001 | 9999 |  |  | N | Distillate Fuel Oil | [12 empty] | 1 | 1.4487 | 1.4487 | 1.4487 | 1.4487 | [11 empty] | Flora IL (City of) | 100 | Flora IL (City of) | 100
Flora Site A | 56117_G_2 | 56117 | G | 2 |  | Combustion Turbine | IC Engine | MIS_IL | Illinois | 17 | Clay | 25 | 17025 | 1.8 | 10814 | 2001 | 9999 |  |  | N | Distillate Fuel Oil | [12 empty] | 1 | 1.3666 | 1.3666 | 1.3666 | 1.3666 | [11 empty] | Flora IL (City of) | 100 | Flora IL (City of) | 100
Flora Site A | 56117_G_3 | 56117 | G | 3 |  | Combustion Turbine | IC Engine | MIS_IL | Illinois | 17 | Clay | 25 | 17025 | 1.8 | 10814 | 2001 | 9999 |  |  | N | Distillate Fuel Oil | [12 empty] | 1 | 1.4622 | 1.4622 | 1.4622 | 1.4622 | [11 empty] | Flora IL (City of) | 100 | Flora IL (City of) | 100
Flora Site B | 56118_G_4 | 56118 | G | 4 |  | Combustion Turbine | IC Engine | MIS_IL | Illinois | 17 | Clay | 25 | 17025 | 1.8 | 10745 | 2001 | 9999 |  |  | N | Distillate Fuel Oil | [12 empty] | 1 | 1.714 | 1.714 | 1.714 | 1.714 | [11 empty] | Flora IL (City of) | 100 | Flora IL (City of) | 100
Flora Site B | 56118_G_5 | 56118 | G | 5 |  | Combustion Turbine | IC Engine | MIS_IL | Illinois | 17 | Clay | 25 | 17025 | 1.8 | 10745 | 2001 | 9999 |  |  | N | Distillate Fuel Oil | [12 empty] | 1 | 1.6965 | 1.6965 | 1.6965 | 1.6965 | [11 empty] | Flora IL (City of) | 100 | Flora IL (City of) | 100
Middlesex Generating Facility | 56119_G_300 | 56119 | G | 300 |  | Landfill Gas |  | PJM_EMAC | New Jersey | 34 | MIDDLESEX | 23 | 34023 | 10.6 | 6203 | 1961 | 9999 |  |  | Y | Landfill Gas | [13 empty] | 0.11582 | 0.11582 | 0.11582 | 0.11582 | [11 empty] | Middlesex Generating Co LLC | 100 | Middlesex Generating Co LLC | 100
Middlesex Generating Facility | 56119_G_100 | 56119 | G | 100 |  | Landfill Gas |  | PJM_EMAC | New Jersey | 34 | MIDDLESEX | 23 | 34023 | 4.1 | 6203 | 2001 | 9999 |  |  | Y | Landfill Gas | [13 empty] | 0.22117 | 0.22117 | 0.22117 | 0.22117 | [11 empty] | Middlesex Generating Co LLC | 100 | Middlesex Generating Co LLC | 100
Middlesex Generating Facility | 56119_G_200 | 56119 | G | 200 |  | Landfill Gas |  | PJM_EMAC | New Jersey | 34 | MIDDLESEX | 23 | 34023 | 4.1 | 6203 | 2001 | 9999 |  |  | Y | Landfill Gas | [13 empty] | 0.22117 | 0.22117 | 0.22117 | 0.22117 | [11 empty] | Middlesex Generating Co LLC | 100 | Middlesex Generating Co LLC | 100
Lee County Landfill | 56120_G_L1 | 56120 | G | L1 |  | Landfill Gas |  | S_VACA | South Carolina | 45 | Lee | 61 | 45061 | 1.8 | 14791 | 2005 | 9999 |  |  | N | Landfill Gas | [13 empty] | 0.08497 | 0.08497 | 0.08497 | 0.08497 | [11 empty] | Santee Cooper | 100 | Santee Cooper | 100
Lee County Landfill | 56120_G_L2 | 56120 | G | L2 |  | Landfill Gas |  | S_VACA | South Carolina | 45 | Lee | 61 | 45061 | 1.8 | 14791 | 2005 | 9999 |  |  | N | Landfill Gas | [13 empty] | 0.22117 | 0.22117 | 0.22117 | 0.22117 | [11 empty] | Santee Cooper | 100 | Santee Cooper | 100
Lee County Landfill | 56120_G_L3 | 56120 | G | L3 |  | Landfill Gas |  | S_VACA | South Carolina | 45 | Lee | 61 | 45061 | 1.8 | 14791 | 2005 | 9999 |  |  | N | Landfill Gas | [13 empty] | 0.22117 | 0.22117 | 0.22117 | 0.22117 | [11 empty] | Santee Cooper | 100 | Santee Cooper | 100
Lee County Landfill | 56120_G_L4 | 56120 | G | L4 |  | Landfill Gas |  | S_VACA | South Carolina | 45 | Lee | 61 | 45061 | 5.2 | 16601 | 2006 | 9999 |  |  | N | Landfill Gas | [13 empty] | 0.22117 | 0.22117 | 0.22117 | 0.22117 | [11 empty] | Santee Cooper | 100 | Santee Cooper | 100
Anderson Regional Landfill | 56121_G_A2 | 56121 | G | A2 |  | Landfill Gas |  | S_VACA | South Carolina | 45 | Anderson | 7 | 45007 | 1.5 | 13500 | 2008 | 9999 |  |  | N | Landfill Gas | [13 empty] | 0.22117 | 0.22117 | 0.22117 | 0.22117 | [11 empty] | Santee Cooper | 100 | Santee Cooper | 100
Anderson Regional Landfill | 56121_G_A3 | 56121 | G | A3 |  | Landfill Gas |  | S_VACA | South Carolina | 45 | Anderson | 7 | 45007 | 1.5 | 13500 | 2008 | 9999 |  |  | N | Landfill Gas | [13 empty] | 0.22117 | 0.22117 | 0.22117 | 0.22117 | [11 empty] | Santee Cooper | 100 | Santee Cooper | 100
Richland County Landfill | 56122_G_R1 | 56122 | G | R1 |  | Landfill Gas |  | S_VACA | South Carolina | 45 | Richland | 79 | 45079 | 5.2 | 15338 | 2006 | 9999 |  |  | N | Landfill Gas | [13 empty] | 0.26232 | 0.26232 | 0.26232 | 0.26232 | [11 empty] | Santee Cooper | 100 | Santee Cooper | 100
Richland County Landfill | 56122_G_R2 | 56122 | G | R2 |  | Landfill Gas |  | S_VACA | South Carolina | 45 | Richland | 79 | 45079 | 1.5 | 16873 | 2010 | 9999 |  |  | N | Landfill Gas | [13 empty] | 0.22117 | 0.22117 | 0.22117 | 0.22117 | [11 empty] | Santee Cooper | 100 | Santee Cooper | 100
Richland County Landfill | 56122_G_R3 | 56122 | G | R3 |  | Landfill Gas |  | S_VACA | South Carolina | 45 | Richland | 79 | 45079 | 1.5 | 16874 | 2010 | 9999 |  |  | N | Landfill Gas | [13 empty] | 0.22117 | 0.22117 | 0.22117 | 0.22117 | [11 empty] | Santee Cooper | 100 | Santee Cooper | 100
Springville Hydroelectric | 56125_G_4152 | 56125 | G | 4152 |  | Hydro |  | WECC_SCE | California | 6 | Ventura | 111 | 06111 | 1 | 0 | 1994 | 9999 |  |  | N | Hydro | [13 empty] | 0 | 0 | 0 | 0 | [11 empty] | Calleguas Municipal Water District | 100 | Calleguas Municipal Water District | 100
Sub 2 Generating Station | 56126_G_1 | 56126 | G | 1 |  | Combustion Turbine | IC Engine | S_D_AECI | Missouri | 29 | Macon | 121 | 29121 | 1.8 | 12283 | 2004 | 9999 |  |  | N | Distillate Fuel Oil | [12 empty] | 2.3 | 1.6498 | 1.6498 | 1.6498 | 1.6498 | [11 empty] | Macon MO (City of) | 100 | Macon MO (City of) | 100
Sub 2 Generating Station | 56126_G_2 | 56126 | G | 2 |  | Combustion Turbine | IC Engine | S_D_AECI | Missouri | 29 | Macon | 121 | 29121 | 1.8 | 12283 | 2004 | 9999 |  |  | N | Distillate Fuel Oil | [12 empty] | 2.3 | 1.6498 | 1.6498 | 1.6498 | 1.6498 | [11 empty] | Macon MO (City of) | 100 | Macon MO (City of) | 100
Macon Energy Center | 56127_G_1 | 56127 | G | 1 |  | Combustion Turbine |  | S_D_AECI | Missouri | 29 | Macon | 121 | 29121 | 8.5 | 8700 | 2003 | 9999 |  |  | Y | Natural Gas | [12 empty] | 2.3 | 0.23894 | 0.23894 | 0.23894 | 0.23894 | [11 empty] | Macon MO (City of) | 100 | Macon MO (City of) | 100
Sub 3 Generating Station | 56128_G_1 | 56128 | G | 1 |  | Combustion Turbine | IC Engine | S_D_AECI | Missouri | 29 | Macon | 121 | 29121 | 1.8 | 12283 | 2003 | 9999 |  |  | N | Distillate Fuel Oil | [12 empty] | 2.3 | 1.6498 | 1.6498 | 1.6498 | 1.6498 | [11 empty] | Macon MO (City of) | 100 | Macon MO (City of) | 100
Sub 3 Generating Station | 56128_G_2 | 56128 | G | 2 |  | Combustion Turbine | IC Engine | S_D_AECI | Missouri | 29 | Macon | 121 | 29121 | 1.8 | 12283 | 2003 | 9999 |  |  | N | Distillate Fuel Oil | [12 empty] | 2.3 | 1.6498 | 1.6498 | 1.6498 | 1.6498 | [11 empty] | Macon MO (City of) | 100 | Macon MO (City of) | 100
Sub 3 Generating Station | 56128_G_3 | 56128 | G | 3 |  | Combustion Turbine | IC Engine | S_D_AECI | Missouri | 29 | Macon | 121 | 29121 | 1.8 | 12283 | 2003 | 9999 |  |  | N | Distillate Fuel Oil | [12 empty] | 2.3 | 1.6498 | 1.6498 | 1.6498 | 1.6498 | [11 empty] | Macon MO (City of) | 100 | Macon MO (City of) | 100
Sub 3 Generating Station | 56128_G_4 | 56128 | G | 4 |  | Combustion Turbine | IC Engine | S_D_AECI | Missouri | 29 | Macon | 121 | 29121 | 1.8 | 12283 | 2003 | 9999 |  |  | N | Distillate Fuel Oil | [12 empty] | 2.3 | 1.6498 | 1.6498 | 1.6498 | 1.6498 | [11 empty] | Macon MO (City of) | 100 | Macon MO (City of) | 100
Thermal Kem | 56129_G_1 | 56129 | G | 1 |  | Combustion Turbine | IC Engine | S_VACA | South Carolina | 45 | York | 91 | 45091 | 2.4 | 10745 | 2003 | 9999 |  |  | N | Distillate Fuel Oil | [12 empty] | 3.5 | 1.6498 | 1.6498 | 1.6498 | 1.6498 | [11 empty] | Santee Cooper | 100 | Santee Cooper | 100
Valenite | 56131_G_1 | 56131 | G | 1 |  | Combustion Turbine | IC Engine | S_VACA | South Carolina | 45 | Oconee | 73 | 45073 | 2.4 | 10745 | 2003 | 9999 |  |  | N | Distillate Fuel Oil | [12 empty] | 3.5 | 1.6498 | 1.6498 | 1.6498 | 1.6498 | [11 empty] | Santee Cooper | 100 | Santee Cooper | 100
Honea Path | 56132_G_1 | 56132 | G | 1 |  | Combustion Turbine | IC Engine | S_VACA | South Carolina | 45 | Abbeville | 1 | 45001 | 2.4 | 10745 | 2003 | 9999 |  |  | N | Distillate Fuel Oil | [12 empty] | 3.5 | 1.6498 | 1.6498 | 1.6498 | 1.6498 | [11 empty] | Santee Cooper | 100 | Santee Cooper | 100
Ripon Generation Station | 56135_G_1 | 56135 | G | 1 | 89441 | Combustion Turbine |  | WEC_BANC | California | 6 | San Joaquin | 77 | 06077 | 50 | 10745 | 2006 | 9999 |  |  | N | Natural Gas |  |  |  | H2O | SCR | [7 empty] | 0.74 | 0.01044 | 0.01044 | 0.01044 | 0.01044 | [11 empty] | Modesto Irrigation District | 100 | Modesto Irrigation District | 100
Ripon Generation Station | 56135_G_2 | 56135 | G | 2 | 89442 | Combustion Turbine |  | WEC_BANC | California | 6 | San Joaquin | 77 | 06077 | 50 | 10745 | 2006 | 9999 |  |  | N | Natural Gas |  |  |  | H2O | SCR | [7 empty] | 0.74 | 0.01237 | 0.01237 | 0.01237 | 0.01237 | [11 empty] | Modesto Irrigation District | 100 | Modesto Irrigation District | 100
Anderson Erickson | 56138_G_1 | 56138 | G | 1 |  | Combustion Turbine | IC Engine | MIS_MIDA | Iowa | 19 | Polk | 153 | 19153 | 2 | 10745 | 2000 | 9999 |  |  | N | Distillate Fuel Oil | [12 empty] | 0.05 | 1.6498 | 1.6498 | 1.6498 | 1.6498 | [11 empty] | MidAmerican Energy Co | 100 | Berkshire Hathaway Inc | 100
Jamaica Bay Peaking | 56141_G_2 | 56141 | G | 2 | 88310 | Combustion Turbine |  | NY_Z_J | New York | 36 | Queens | 81 | 36081 | 54.3 | 11792 | 2003 | 9999 |  |  | N | Distillate Fuel Oil |  |  |  | H2O | SCR | [7 empty] | 0.316 | 0.02595 | 0.02473 | 0.02595 | 0.02473 | [11 empty] | Jamaica Bay Peaking Facility LLC | 100 | NextEra Energy Inc | 100
Riverside Energy Resource Center | 56143_G_1 | 56143 | G | 1 | 89663 | Combustion Turbine |  | WECC_SCE | California | 6 | Riverside | 65 | 06065 | 50 | 10745 | 2006 | 9999 |  |  | N | Natural Gas |  |  |  | H2O | SCR | [7 empty] | 0.74 | 0.01003 | 0.01003 | 0.01003 | 0.01003 | [11 empty] | Riverside Public Utilities | 100 | Riverside Public Utilities | 100
Riverside Energy Resource Center | 56143_G_2 | 56143 | G | 2 | 89664 | Combustion Turbine |  | WECC_SCE | California | 6 | Riverside | 65 | 06065 | 50 | 10745 | 2006 | 9999 |  |  | N | Natural Gas |  |  |  | H2O | SCR | [7 empty] | 0.74 | 0.01081 | 0.01081 | 0.01081 | 0.01081 | [11 empty] | Riverside Public Utilities | 100 | Riverside Public Utilities | 100
Riverside Energy Resource Center | 56143_G_3 | 56143 | G | 3 | 90688 | Combustion Turbine |  | WECC_SCE | California | 6 | Riverside | 65 | 06065 | 48 | 10745 | 2011 | 9999 |  |  | N | Natural Gas |  |  |  | H2O | SCR | [8 empty] | 0.01105 | 0.01105 | 0.01105 | 0.01105 | [11 empty] | Riverside Public Utilities | 100 | Riverside Public Utilities | 100
Riverside Energy Resource Center | 56143_G_4 | 56143 | G | 4 | 90690 | Combustion Turbine |  | WECC_SCE | California | 6 | Riverside | 65 | 06065 | 48 | 10745 | 2011 | 9999 |  |  | N | Natural Gas |  |  |  | H2O | SCR | [8 empty] | 0.01023 | 0.01023 | 0.01023 | 0.01023 | [11 empty] | Riverside Public Utilities | 100 | Riverside Public Utilities | 100
Springs Generating Station | 56144_G_1 | 56144 | G | 1 |  | Combustion Turbine |  | WECC_SCE | California | 6 | Riverside | 65 | 06065 | 10 | 14032 | 2002 | 9999 |  |  | N | Natural Gas | [12 empty] | 0.74 | 0.79549 | 0.79549 | 0.79549 | 0.79549 | [11 empty] | Riverside Public Utilities | 100 | Riverside Public Utilities | 100
Springs Generating Station | 56144_G_2 | 56144 | G | 2 |  | Combustion Turbine |  | WECC_SCE | California | 6 | Riverside | 65 | 06065 | 10 | 13994 | 2002 | 9999 |  |  | N | Natural Gas | [12 empty] | 0.74 | 0.79549 | 0.79549 | 0.79549 | 0.79549 | [11 empty] | Riverside Public Utilities | 100 | Riverside Public Utilities | 100
Springs Generating Station | 56144_G_3 | 56144 | G | 3 |  | Combustion Turbine |  | WECC_SCE | California | 6 | Riverside | 65 | 06065 | 10 | 13994 | 2002 | 9999 |  |  | N | Natural Gas | [12 empty] | 0.74 | 0.79549 | 0.79549 | 0.79549 | 0.79549 | [11 empty] | Riverside Public Utilities | 100 | Riverside Public Utilities | 100
Springs Generating Station | 56144_G_4 | 56144 | G | 4 |  | Combustion Turbine |  | WECC_SCE | California | 6 | Riverside | 65 | 06065 | 10 | 13994 | 2002 | 9999 |  |  | N | Natural Gas | [12 empty] | 0.74 | 0.79549 | 0.79549 | 0.79549 | 0.79549 | [11 empty] | Riverside Public Utilities | 100 | Riverside Public Utilities | 100
Ft. Pierre | 56148_G_5 | 56148 | G | 5 |  | Combustion Turbine | IC Engine | SPP_WAUE | South Dakota | 46 | Stanley | 117 | 46117 | 2 | 13341 | 2004 | 9999 |  |  | N | Distillate Fuel Oil | [12 empty] | 3 | 1.6498 | 1.6498 | 1.6498 | 1.6498 | [11 empty] | Fort Pierre (SD) (City of) | 100 | Fort Pierre (SD) (City of) | 100
Ft. Pierre | 56148_G_6 | 56148 | G | 6 |  | Combustion Turbine | IC Engine | SPP_WAUE | South Dakota | 46 | Stanley | 117 | 46117 | 2 | 13770 | 2004 | 9999 |  |  | N | Distillate Fuel Oil | [12 empty] | 3 | 1.6498 | 1.6498 | 1.6498 | 1.6498 | [11 empty] | Fort Pierre (SD) (City of) | 100 | Fort Pierre (SD) (City of) | 100
Ft. Pierre | 56148_G_7 | 56148 | G | 7 |  | Combustion Turbine | IC Engine | SPP_WAUE | South Dakota | 46 | Stanley | 117 | 46117 | 2 | 13770 | 2004 | 9999 |  |  | N | Distillate Fuel Oil | [12 empty] | 3 | 1.6498 | 1.6498 | 1.6498 | 1.6498 | [11 empty] | Fort Pierre (SD) (City of) | 100 | Fort Pierre (SD) (City of) | 100
McIntosh Combined Cycle Facility | 56150_G_10ST | 56150 | G | 10ST | 89598 | Combined Cycle |  | S_SOU | Georgia | 13 | Effingham | 103 | 13103 | 295 | 7050 | 2005 | 9999 |  |  | N | Natural Gas, Distillate Fuel Oil |  |  |  | LNB | SCR | [8 empty] | 0.0058179 | 0.0058179 | 0.0058179 | 0.0058179 | [11 empty] | Georgia Power Co | 100 | Southern Co | 100
McIntosh Combined Cycle Facility | 56150_G_11ST | 56150 | G | 11ST | 89600 | Combined Cycle |  | S_SOU | Georgia | 13 | Effingham | 103 | 13103 | 295 | 7050 | 2005 | 9999 |  |  | N | Natural Gas, Distillate Fuel Oil |  |  |  | LNB | SCR | [8 empty] | 0.005968 | 0.005968 | 0.005968 | 0.005968 | [11 empty] | Georgia Power Co | 100 | Southern Co | 100
McIntosh Combined Cycle Facility | 56150_G_C10A | 56150 | G | C10A | 89598 | Combined Cycle |  | S_SOU | Georgia | 13 | Effingham | 103 | 13103 | 183 | 7050 | 2005 | 9999 |  |  | N | Natural Gas, Distillate Fuel Oil |  |  |  | DLNB + H2O | SCR | [8 empty] | 0.0058179 | 0.0058179 | 0.0058179 | 0.0058179 | [11 empty] | Georgia Power Co | 100 | Southern Co | 100
McIntosh Combined Cycle Facility | 56150_G_C10B | 56150 | G | C10B | 89599 | Combined Cycle |  | S_SOU | Georgia | 13 | Effingham | 103 | 13103 | 183 | 7050 | 2005 | 9999 |  |  | N | Natural Gas, Distillate Fuel Oil |  |  |  | DLNB + H2O | SCR | [8 empty] | 0.0058179 | 0.0058179 | 0.0058179 | 0.0058179 | [11 empty] | Georgia Power Co | 100 | Southern Co | 100
McIntosh Combined Cycle Facility | 56150_G_C11A | 56150 | G | C11A | 89600 | Combined Cycle |  | S_SOU | Georgia | 13 | Effingham | 103 | 13103 | 181.3 | 7050 | 2005 | 9999 |  |  | N | Natural Gas, Distillate Fuel Oil |  |  |  | DLNB + H2O | SCR | [8 empty] | 0.005968 | 0.005968 | 0.005968 | 0.005968 | [11 empty] | Georgia Power Co | 100 | Southern Co | 100
McIntosh Combined Cycle Facility | 56150_G_C11B | 56150 | G | C11B | 89601 | Combined Cycle |  | S_SOU | Georgia | 13 | Effingham | 103 | 13103 | 181.3 | 7050 | 2005 | 9999 |  |  | N | Natural Gas, Distillate Fuel Oil |  |  |  | DLNB + H2O | SCR | [8 empty] | 0.005968 | 0.005968 | 0.005968 | 0.005968 | [11 empty] | Georgia Power Co | 100 | Southern Co | 100
South Harper | 56151_G_GT1 | 56151 | G | GT1 | 89544 | Combustion Turbine |  | SPP_N | Missouri | 29 | Cass | 37 | 29037 | 101.2 | 14337 | 2005 | 9999 |  |  | N | Natural Gas | [12 empty] | 2.3 | 0.26424 | 0.26424 | 0.26424 | 0.26424 | [11 empty] | Evergy Missouri West Inc | 100 | Evergy Inc | 100
South Harper | 56151_G_GT2 | 56151 | G | GT2 | 89545 | Combustion Turbine |  | SPP_N | Missouri | 29 | Cass | 37 | 29037 | 102.1 | 14337 | 2005 | 9999 |  |  | N | Natural Gas | [12 empty] | 2.3 | 0.26935 | 0.26935 | 0.26935 | 0.26935 | [11 empty] | Evergy Missouri West Inc | 100 | Evergy Inc | 100
South Harper | 56151_G_GT3 | 56151 | G | GT3 | 89546 | Combustion Turbine |  | SPP_N | Missouri | 29 | Cass | 37 | 29037 | 100 | 14337 | 2005 | 9999 |  |  | N | Natural Gas | [12 empty] | 2.3 | 0.13105 | 0.13105 | 0.13105 | 0.13105 | [11 empty] | Evergy Missouri West Inc | 100 | Evergy Inc | 100
Freeport Energy Center | 56152_G_CTG1 | 56152 | G | CTG1 |  | Combined Cycle |  | ERC_REST | Texas | 48 | Brazoria | 39 | 48039 | 169.4 | 5500 | 2007 | 9999 |  |  | Y | Natural Gas | [13 empty] | 0.01059 | 0.01059 | 0.01059 | 0.01059 | [11 empty] | Calpine Corp | 100 | Energy Capital Partners | 100
Freeport Energy Center | 56152_G_STG1 | 56152 | G | STG1 |  | Combined Cycle |  | ERC_REST | Texas | 48 | Brazoria | 39 | 48039 | 50 | 5500 | 2007 | 9999 |  |  | Y | Natural Gas | [13 empty] | 0.01059 | 0.01059 | 0.01059 | 0.01059 | [11 empty] | Calpine Corp | 100 | Energy Capital Partners | 100
Mendota Hills, LLC | 56160_G_GEN1 | 56160 | G | GEN1 |  | Onshore Wind |  | PJM_COMD | Illinois | 17 | Lee | 103 | 17103 | 76.2 | 0 | 2003 | 9999 |  |  | N | Wind | [13 empty] | 0 | 0 | 0 | 0 | [11 empty] | Mendota Hills LLC | 100 | Infigen Energy | 100
Ainsworth Wind | 56162_G_1 | 56162 | G | 1 |  | Onshore Wind |  | SPP_NEBR | Nebraska | 31 | Brown | 17 | 31017 | 59.4 | 0 | 2005 | 9999 |  |  | N | Wind | [13 empty] | 0 | 0 | 0 | 0 | [11 empty] | Nebraska Public Power District | 100 | Nebraska Public Power District | 100
Kennecott Power Plant | 56163_G_SM58 | 56163 | G | SM58 |  | Non-Fossil Waste |  | WECC_UT | Utah | 49 | Salt Lake | 35 | 49035 | 31.8 | 11084 | 1995 | 9999 |  |  | N | Non-Fossil Waste | [13 empty] | 0 | 0 | 0 | 0 | [11 empty] | Kennecott Utah Copper Corp | 100 | Rio Tinto Group | 100
Kennecott Power Plant | 56163_G_RCHP | 56163 | G | RCHP |  | Combustion Turbine |  | WECC_UT | Utah | 49 | Salt Lake | 35 | 49035 | 5.9 | 8700 | 2010 | 9999 |  |  | Y | Natural Gas | [13 empty] | 0.23894 | 0.23894 | 0.23894 | 0.23894 | [11 empty] | Kennecott Utah Copper Corp | 100 | Rio Tinto Group | 100
Faribault Energy Park | 56164_G_EU01 | 56164 | G | EU01 | 89474 | Combined Cycle |  | MIS_MNWI | Minnesota | 27 | Rice | 131 | 27131 | 153 | 7395 | 2005 | 9999 |  |  | N | Natural Gas, Distillate Fuel Oil |  |  |  | DLNB + H2O | SCR | [8 empty] | 0.015577 | 0.015577 | 0.015577 | 0.015577 | [11 empty] | Faribault Energy Park LLC | 100 | Minnesota Municipal Power Agency | 100
Faribault Energy Park | 56164_G_HRSG | 56164 | G | HRSG | 89474 | Combined Cycle |  | MIS_MNWI | Minnesota | 27 | Rice | 131 | 27131 | 108 | 7395 | 2007 | 9999 |  |  | N | Natural Gas, Distillate Fuel Oil |  |  |  | LNB + NH3 | SCR | [8 empty] | 0.015577 | 0.015577 | 0.015577 | 0.015577 | [11 empty] | Faribault Energy Park LLC | 100 | Minnesota Municipal Power Agency | 100
Sheboygan Falls | 56166_G_1 | 56166 | G | 1 | 89520 | Combustion Turbine |  | MIS_WUMS | Wisconsin | 55 | Sheboygan | 117 | 55117 | 153.4 | 12412 | 2005 | 9999 |  |  | N | Natural Gas |  |  |  | DLNB | [9 empty] | 0.02903 | 0.02903 | 0.02903 | 0.02903 | [11 empty] | Alliant Energy Corp | 100 | Alliant Energy Corp | 100
Sheboygan Falls | 56166_G_2 | 56166 | G | 2 | 89521 | Combustion Turbine |  | MIS_WUMS | Wisconsin | 55 | Sheboygan | 117 | 55117 | 152.7 | 12410 | 2005 | 9999 |  |  | N | Natural Gas |  |  |  | DLNB | [9 empty] | 0.02831 | 0.02831 | 0.02831 | 0.02831 | [11 empty] | Alliant Energy Corp | 100 | Alliant Energy Corp | 100
Flying Cloud Power Partners LLC | 56172_G_FC | 56172 | G | FC |  | Onshore Wind |  | MIS_IA | Iowa | 19 | Dickinson | 59 | 19059 | 43.5 | 0 | 2003 | 9999 |  |  | N | Wind | [13 empty] | 0 | 0 | 0 | 0 | [11 empty] | Clipper Windpower Inc | 50 | Clipper Windpower Inc | 50
Colorado Green Holdings LLC | 56173_G_CG | 56173 | G | CG |  | Onshore Wind |  | WECC_CO | Colorado | 8 | Prowers | 99 | 08099 | 162 | 0 | 2003 | 9999 |  |  | N | Wind | [13 empty] | 0 | 0 | 0 | 0 | [11 empty] | Colorado Green Holdings LLC | 100 | Iberdrola SA | 100
Moraine Wind LLC | 56174_G_MOR | 56174 | G | MOR |  | Onshore Wind |  | MIS_MNWI | Minnesota | 27 | Pipestone | 117 | 27117 | 51 | 0 | 2003 | 9999 |  |  | N | Wind | [13 empty] | 0 | 0 | 0 | 0 | [11 empty] | Moraine Wind I LLC | 100 | Iberdrola SA | 100
Nebo Power Station | 56177_G_GT1 | 56177 | G | GT1 | 89496 | Combined Cycle |  | WECC_UT | Utah | 49 | Utah | 49 | 49049 | 65 | 8571 | 2004 | 9999 |  |  | N | Natural Gas |  |  |  | DLNB | SCR | [8 empty] | 0.017152 | 0.017152 | 0.017152 | 0.017152 | [11 empty] | Utah Associated Municipal Power System | 100 | Utah Associated Municipal Power System | 100
Nebo Power Station | 56177_G_ST1 | 56177 | G | ST1 | 89496 | Combined Cycle |  | WECC_UT | Utah | 49 | Utah | 49 | 49049 | 65 | 8571 | 2004 | 9999 |  |  | N | Natural Gas |  |  |  | LNB + NH3 | SCR | [8 empty] | 0.017152 | 0.017152 | 0.017152 | 0.017152 | [11 empty] | Utah Associated Municipal Power System | 100 | Utah Associated Municipal Power System | 100
Genoa Diesel Generating Station | 56181_G_1 | 56181 | G | 1 |  | Combustion Turbine | IC Engine | PJM_ATSI | Ohio | 39 | Ottawa | 123 | 39123 | 2 | 13299 | 2004 | 9999 |  |  | N | Distillate Fuel Oil | [12 empty] | 0.5 | 2.4213 | 2.4213 | 2.4213 | 2.4213 | [11 empty] | Genoa (Village of) | 100 | Genoa (Village of) | 100
Genoa Diesel Generating Station | 56181_G_2 | 56181 | G | 2 |  | Combustion Turbine | IC Engine | PJM_ATSI | Ohio | 39 | Ottawa | 123 | 39123 | 2 | 13358 | 2004 | 9999 |  |  | N | Distillate Fuel Oil | [12 empty] | 0.5 | 2.4106 | 2.4106 | 2.4106 | 2.4106 | [11 empty] | Genoa (Village of) | 100 | Genoa (Village of) | 100
Genoa Diesel Generating Station | 56181_G_3 | 56181 | G | 3 |  | Combustion Turbine | IC Engine | PJM_ATSI | Ohio | 39 | Ottawa | 123 | 39123 | 2 | 13358 | 2004 | 9999 |  |  | N | Distillate Fuel Oil | [12 empty] | 0.5 | 0.80463 | 0.80463 | 0.80463 | 0.80463 | [11 empty] | Genoa (Village of) | 100 | Genoa (Village of) | 100
Red Bluff | 56184_G_IC1 | 56184 | G | IC1 |  | Combustion Turbine | IC Engine | WEC_CALN | California | 6 | Tehama | 103 | 06103 | 2.8 | 10745 | 2001 | 9999 |  |  | N | Natural Gas | [12 empty] | 0.74 | 0.2046 | 0.2046 | 0.2046 | 0.2046 | [11 empty] | California Power Holdings LLC | 100 | EWP America Inc | 100
Red Bluff | 56184_G_IC10 | 56184 | G | IC10 |  | Combustion Turbine | IC Engine | WEC_CALN | California | 6 | Tehama | 103 | 06103 | 2.8 | 10745 | 2001 | 9999 |  |  | N | Natural Gas | [12 empty] | 0.74 | 0.2046 | 0.2046 | 0.2046 | 0.2046 | [11 empty] | California Power Holdings LLC | 100 | EWP America Inc | 100
Red Bluff | 56184_G_IC11 | 56184 | G | IC11 |  | Combustion Turbine | IC Engine | WEC_CALN | California | 6 | Tehama | 103 | 06103 | 2.8 | 10745 | 2001 | 9999 |  |  | N | Natural Gas | [12 empty] | 0.74 | 0.2046 | 0.2046 | 0.2046 | 0.2046 | [11 empty] | California Power Holdings LLC | 100 | EWP America Inc | 100
Red Bluff | 56184_G_IC12 | 56184 | G | IC12 |  | Combustion Turbine | IC Engine | WEC_CALN | California | 6 | Tehama | 103 | 06103 | 2.8 | 10745 | 2001 | 9999 |  |  | N | Natural Gas | [12 empty] | 0.74 | 0.2046 | 0.2046 | 0.2046 | 0.2046 | [11 empty] | California Power Holdings LLC | 100 | EWP America Inc | 100
Red Bluff | 56184_G_IC13 | 56184 | G | IC13 |  | Combustion Turbine | IC Engine | WEC_CALN | California | 6 | Tehama | 103 | 06103 | 2.8 | 10745 | 2001 | 9999 |  |  | N | Natural Gas | [12 empty] | 0.74 | 0.2046 | 0.2046 | 0.2046 | 0.2046 | [11 empty] | California Power Holdings LLC | 100 | EWP America Inc | 100
Red Bluff | 56184_G_IC14 | 56184 | G | IC14 |  | Combustion Turbine | IC Engine | WEC_CALN | California | 6 | Tehama | 103 | 06103 | 2.8 | 10745 | 2001 | 9999 |  |  | N | Natural Gas | [12 empty] | 0.74 | 0.2046 | 0.2046 | 0.2046 | 0.2046 | [11 empty] | California Power Holdings LLC | 100 | EWP America Inc | 100
Red Bluff | 56184_G_IC15 | 56184 | G | IC15 |  | Combustion Turbine | IC Engine | WEC_CALN | California | 6 | Tehama | 103 | 06103 | 2.8 | 10745 | 2001 | 9999 |  |  | N | Natural Gas | [12 empty] | 0.74 | 0.2046 | 0.2046 | 0.2046 | 0.2046 | [11 empty] | California Power Holdings LLC | 100 | EWP America Inc | 100
Red Bluff | 56184_G_IC16 | 56184 | G | IC16 |  | Combustion Turbine | IC Engine | WEC_CALN | California | 6 | Tehama | 103 | 06103 | 2.8 | 10745 | 2001 | 9999 |  |  | N | Natural Gas | [12 empty] | 0.74 | 0.2046 | 0.2046 | 0.2046 | 0.2046 | [11 empty] | California Power Holdings LLC | 100 | EWP America Inc | 100
Red Bluff | 56184_G_IC2 | 56184 | G | IC2 |  | Combustion Turbine | IC Engine | WEC_CALN | California | 6 | Tehama | 103 | 06103 | 2.8 | 10745 | 2001 | 9999 |  |  | N | Natural Gas | [12 empty] | 0.74 | 0.2046 | 0.2046 | 0.2046 | 0.2046 | [11 empty] | California Power Holdings LLC | 100 | EWP America Inc | 100
Red Bluff | 56184_G_IC3 | 56184 | G | IC3 |  | Combustion Turbine | IC Engine | WEC_CALN | California | 6 | Tehama | 103 | 06103 | 2.8 | 10745 | 2001 | 9999 |  |  | N | Natural Gas | [12 empty] | 0.74 | 0.2046 | 0.2046 | 0.2046 | 0.2046 | [11 empty] | California Power Holdings LLC | 100 | EWP America Inc | 100
Red Bluff | 56184_G_IC4 | 56184 | G | IC4 |  | Combustion Turbine | IC Engine | WEC_CALN | California | 6 | Tehama | 103 | 06103 | 2.8 | 10745 | 2001 | 9999 |  |  | N | Natural Gas | [12 empty] | 0.74 | 0.2046 | 0.2046 | 0.2046 | 0.2046 | [11 empty] | California Power Holdings LLC | 100 | EWP America Inc | 100
Red Bluff | 56184_G_IC5 | 56184 | G | IC5 |  | Combustion Turbine | IC Engine | WEC_CALN | California | 6 | Tehama | 103 | 06103 | 2.8 | 10745 | 2001 | 9999 |  |  | N | Natural Gas | [12 empty] | 0.74 | 0.2046 | 0.2046 | 0.2046 | 0.2046 | [11 empty] | California Power Holdings LLC | 100 | EWP America Inc | 100
Red Bluff | 56184_G_IC6 | 56184 | G | IC6 |  | Combustion Turbine | IC Engine | WEC_CALN | California | 6 | Tehama | 103 | 06103 | 2.8 | 10745 | 2001 | 9999 |  |  | N | Natural Gas | [12 empty] | 0.74 | 0.2046 | 0.2046 | 0.2046 | 0.2046 | [11 empty] | California Power Holdings LLC | 100 | EWP America Inc | 100
Red Bluff | 56184_G_IC7 | 56184 | G | IC7 |  | Combustion Turbine | IC Engine | WEC_CALN | California | 6 | Tehama | 103 | 06103 | 2.8 | 10745 | 2001 | 9999 |  |  | N | Natural Gas | [12 empty] | 0.74 | 0.2046 | 0.2046 | 0.2046 | 0.2046 | [11 empty] | California Power Holdings LLC | 100 | EWP America Inc | 100
Red Bluff | 56184_G_IC8 | 56184 | G | IC8 |  | Combustion Turbine | IC Engine | WEC_CALN | California | 6 | Tehama | 103 | 06103 | 2.8 | 10745 | 2001 | 9999 |  |  | N | Natural Gas | [12 empty] | 0.74 | 0.2046 | 0.2046 | 0.2046 | 0.2046 | [11 empty] | California Power Holdings LLC | 100 | EWP America Inc | 100
Red Bluff | 56184_G_IC9 | 56184 | G | IC9 |  | Combustion Turbine | IC Engine | WEC_CALN | California | 6 | Tehama | 103 | 06103 | 2.8 | 10745 | 2001 | 9999 |  |  | N | Natural Gas | [12 empty] | 0.74 | 0.2046 | 0.2046 | 0.2046 | 0.2046 | [11 empty] | California Power Holdings LLC | 100 | EWP America Inc | 100
Chowchilla II | 56185_G_IC1 | 56185 | G | IC1 |  | Combustion Turbine | IC Engine | WEC_CALN | California | 6 | Madera | 39 | 06039 | 3.1 | 10745 | 2001 | 9999 |  |  | N | Natural Gas | [12 empty] | 0.74 | 0.2046 | 0.2046 | 0.2046 | 0.2046 | [11 empty] | California Power Holdings LLC | 100 | EWP America Inc | 100
Chowchilla II | 56185_G_IC10 | 56185 | G | IC10 |  | Combustion Turbine | IC Engine | WEC_CALN | California | 6 | Madera | 39 | 06039 | 3.1 | 10745 | 2001 | 9999 |  |  | N | Natural Gas | [12 empty] | 0.74 | 0.2046 | 0.2046 | 0.2046 | 0.2046 | [11 empty] | California Power Holdings LLC | 100 | EWP America Inc | 100
Chowchilla II | 56185_G_IC11 | 56185 | G | IC11 |  | Combustion Turbine | IC Engine | WEC_CALN | California | 6 | Madera | 39 | 06039 | 3.1 | 10745 | 2001 | 9999 |  |  | N | Natural Gas | [12 empty] | 0.74 | 0.2046 | 0.2046 | 0.2046 | 0.2046 | [11 empty] | California Power Holdings LLC | 100 | EWP America Inc | 100
Chowchilla II | 56185_G_IC12 | 56185 | G | IC12 |  | Combustion Turbine | IC Engine | WEC_CALN | California | 6 | Madera | 39 | 06039 | 3.1 | 10745 | 2001 | 9999 |  |  | N | Natural Gas | [12 empty] | 0.74 | 0.2046 | 0.2046 | 0.2046 | 0.2046 | [11 empty] | California Power Holdings LLC | 100 | EWP America Inc | 100
Chowchilla II | 56185_G_IC13 | 56185 | G | IC13 |  | Combustion Turbine | IC Engine | WEC_CALN | California | 6 | Madera | 39 | 06039 | 3.1 | 10745 | 2001 | 9999 |  |  | N | Natural Gas | [12 empty] | 0.74 | 0.2046 | 0.2046 | 0.2046 | 0.2046 | [11 empty] | California Power Holdings LLC | 100 | EWP America Inc | 100
Chowchilla II | 56185_G_IC14 | 56185 | G | IC14 |  | Combustion Turbine | IC Engine | WEC_CALN | California | 6 | Madera | 39 | 06039 | 3.1 | 10745 | 2001 | 9999 |  |  | N | Natural Gas | [12 empty] | 0.74 | 0.2046 | 0.2046 | 0.2046 | 0.2046 | [11 empty] | California Power Holdings LLC | 100 | EWP America Inc | 100
Chowchilla II | 56185_G_IC15 | 56185 | G | IC15 |  | Combustion Turbine | IC Engine | WEC_CALN | California | 6 | Madera | 39 | 06039 | 3.1 | 10745 | 2001 | 9999 |  |  | N | Natural Gas | [12 empty] | 0.74 | 0.2046 | 0.2046 | 0.2046 | 0.2046 | [11 empty] | California Power Holdings LLC | 100 | EWP America Inc | 100
Chowchilla II | 56185_G_IC16 | 56185 | G | IC16 |  | Combustion Turbine | IC Engine | WEC_CALN | California | 6 | Madera | 39 | 06039 | 3.1 | 10745 | 2001 | 9999 |  |  | N | Natural Gas | [12 empty] | 0.74 | 0.2046 | 0.2046 | 0.2046 | 0.2046 | [11 empty] | California Power Holdings LLC | 100 | EWP America Inc | 100
Chowchilla II | 56185_G_IC2 | 56185 | G | IC2 |  | Combustion Turbine | IC Engine | WEC_CALN | California | 6 | Madera | 39 | 06039 | 3.1 | 10745 | 2001 | 9999 |  |  | N | Natural Gas | [12 empty] | 0.74 | 0.2046 | 0.2046 | 0.2046 | 0.2046 | [11 empty] | California Power Holdings LLC | 100 | EWP America Inc | 100
Chowchilla II | 56185_G_IC3 | 56185 | G | IC3 |  | Combustion Turbine | IC Engine | WEC_CALN | California | 6 | Madera | 39 | 06039 | 3.1 | 10745 | 2001 | 9999 |  |  | N | Natural Gas | [12 empty] | 0.74 | 0.2046 | 0.2046 | 0.2046 | 0.2046 | [11 empty] | California Power Holdings LLC | 100 | EWP America Inc | 100
Chowchilla II | 56185_G_IC4 | 56185 | G | IC4 |  | Combustion Turbine | IC Engine | WEC_CALN | California | 6 | Madera | 39 | 06039 | 3.1 | 10745 | 2001 | 9999 |  |  | N | Natural Gas | [12 empty] | 0.74 | 0.2046 | 0.2046 | 0.2046 | 0.2046 | [11 empty] | California Power Holdings LLC | 100 | EWP America Inc | 100
Chowchilla II | 56185_G_IC5 | 56185 | G | IC5 |  | Combustion Turbine | IC Engine | WEC_CALN | California | 6 | Madera | 39 | 06039 | 3.1 | 10745 | 2001 | 9999 |  |  | N | Natural Gas | [12 empty] | 0.74 | 0.2046 | 0.2046 | 0.2046 | 0.2046 | [11 empty] | California Power Holdings LLC | 100 | EWP America Inc | 100
Chowchilla II | 56185_G_IC6 | 56185 | G | IC6 |  | Combustion Turbine | IC Engine | WEC_CALN | California | 6 | Madera | 39 | 06039 | 3.1 | 10745 | 2001 | 9999 |  |  | N | Natural Gas | [12 empty] | 0.74 | 0.2046 | 0.2046 | 0.2046 | 0.2046 | [11 empty] | California Power Holdings LLC | 100 | EWP America Inc | 100
Chowchilla II | 56185_G_IC7 | 56185 | G | IC7 |  | Combustion Turbine | IC Engine | WEC_CALN | California | 6 | Madera | 39 | 06039 | 3.1 | 10745 | 2001 | 9999 |  |  | N | Natural Gas | [12 empty] | 0.74 | 0.2046 | 0.2046 | 0.2046 | 0.2046 | [11 empty] | California Power Holdings LLC | 100 | EWP America Inc | 100
Chowchilla II | 56185_G_IC8 | 56185 | G | IC8 |  | Combustion Turbine | IC Engine | WEC_CALN | California | 6 | Madera | 39 | 06039 | 3.1 | 10745 | 2001 | 9999 |  |  | N | Natural Gas | [12 empty] | 0.74 | 0.2046 | 0.2046 | 0.2046 | 0.2046 | [11 empty] | California Power Holdings LLC | 100 | EWP America Inc | 100
Chowchilla II | 56185_G_IC9 | 56185 | G | IC9 |  | Combustion Turbine | IC Engine | WEC_CALN | California | 6 | Madera | 39 | 06039 | 3.1 | 10745 | 2001 | 9999 |  |  | N | Natural Gas | [12 empty] | 0.74 | 0.2046 | 0.2046 | 0.2046 | 0.2046 | [11 empty] | California Power Holdings LLC | 100 | EWP America Inc | 100
Pinelawn Power LLC | 56188_G_CTG | 56188 | G | CTG | 89567 | Combined Cycle |  | NY_Z_K | New York | 36 | Suffolk | 103 | 36103 | 47 | 8758 | 2005 | 9999 |  |  | N | Natural Gas, Distillate Fuel Oil |  |  |  | H2O | SCR | [8 empty] | 0.0086993 | 0.0086993 | 0.0086993 | 0.0086993 | [11 empty] | Pinelawn Power LLC | 100 | Electric Power Development Co Ltd (J Power) | 100
Pinelawn Power LLC | 56188_G_STG | 56188 | G | STG | 89567 | Combined Cycle |  | NY_Z_K | New York | 36 | Suffolk | 103 | 36103 | 27.5 | 8758 | 2005 | 9999 |  |  | N | Natural Gas, Distillate Fuel Oil |  |  |  | NH3 | SCR | [8 empty] | 0.0086993 | 0.0086993 | 0.0086993 | 0.0086993 | [11 empty] | Pinelawn Power LLC | 100 | Electric Power Development Co Ltd (J Power) | 100
Waterside Power, LLC | 56189_G_4 | 56189 | G | 4 | 89487 | Combustion Turbine |  | NENG_CT | Connecticut | 9 | Fairfield | 1 | 09001 | 23.3 | 11602 | 2004 | 9999 |  |  | N | Distillate Fuel Oil |  |  |  | H2O | [8 empty] | 0.002 | 0.15 | 0.15 | 0.15 | 0.15 | [11 empty] | Waterside Power LLC | 100 | Western Generation Partners LLC | 100
Waterside Power, LLC | 56189_G_5 | 56189 | G | 5 | 89488 | Combustion Turbine |  | NENG_CT | Connecticut | 9 | Fairfield | 1 | 09001 | 23.3 | 11608 | 2004 | 9999 |  |  | N | Distillate Fuel Oil |  |  |  | H2O | [8 empty] | 0.002 | 0.15 | 0.15 | 0.15 | 0.15 | [11 empty] | Waterside Power LLC | 100 | Western Generation Partners LLC | 100
Waterside Power, LLC | 56189_G_7 | 56189 | G | 7 | 89718 | Combustion Turbine |  | NENG_CT | Connecticut | 9 | Fairfield | 1 | 09001 | 23.3 | 11608 | 2006 | 9999 |  |  | N | Distillate Fuel Oil |  |  |  | H2O | [9 empty] | 0.15 | 0.15 | 0.15 | 0.15 | [11 empty] | Waterside Power LLC | 100 | Western Generation Partners LLC | 100
Dike City Power Plant | 56194_G_001 | 56194 | G | 001 |  | Combustion Turbine | IC Engine | MIS_IA | Iowa | 19 | Grundy | 75 | 19075 | 2.2 | 10745 | 2005 | 9999 |  |  | N | Distillate Fuel Oil | [12 empty] | 2.5 | 1.6498 | 1.6498 | 1.6498 | 1.6498 | [11 empty] | Dike IA (City of) | 100 | Dike IA (City of) | 100
Combine Hills I | 56195_G_001 | 56195 | G | 001 |  | Onshore Wind |  | WECC_PNW | Oregon | 41 | Umatilla | 59 | 41059 | 41 | 0 | 2003 | 9999 |  |  | N | Wind | [13 empty] | 0 | 0 | 0 | 0 | [11 empty] | Eurus Combine Hills I LLC | 100 | Tokyo Electric Power Co | 100
500MW CC | 56196_G_CA01 | 56196 | G | CA01 | 89648 | Combined Cycle |  | NY_Z_J | New York | 36 | Queens | 81 | 36081 | 172.3 | 7509 | 2005 | 9999 |  |  | N | Natural Gas, Distillate Fuel Oil |  |  |  | DLNB + H2O | SCR | [8 empty] | 0.0092129 | 0.0092129 | 0.0092129 | 0.0092129 | [11 empty] | New York Power Authority | 100 | New York Power Authority | 100
500MW CC | 56196_G_CT01 | 56196 | G | CT01 | 89648 | Combined Cycle |  | NY_Z_J | New York | 36 | Queens | 81 | 36081 | 151.3 | 7509 | 2005 | 9999 |  |  | N | Natural Gas, Distillate Fuel Oil |  |  |  | DLNB + H2O | SCR | [8 empty] | 0.0092129 | 0.0092129 | 0.0092129 | 0.0092129 | [11 empty] | New York Power Authority | 100 | New York Power Authority | 100
500MW CC | 56196_G_CT02 | 56196 | G | CT02 | 89649 | Combined Cycle |  | NY_Z_J | New York | 36 | Queens | 81 | 36081 | 151.3 | 7509 | 2005 | 9999 |  |  | N | Natural Gas, Distillate Fuel Oil |  |  |  | DLNB + H2O | SCR | [8 empty] | 0.0092129 | 0.0092129 | 0.0092129 | 0.0092129 | [11 empty] | New York Power Authority | 100 | New York Power Authority | 100
TG Windfarm LLC | 56199_G_1 | 56199 | G | 1 |  | Onshore Wind |  | MIS_MNWI | Minnesota | 27 | Pipestone | 117 | 27117 | 2 | 0 | 2003 | 9999 |  |  | N | Wind | [13 empty] | 0 | 0 | 0 | 0 | [11 empty] | TG Windfarm LLC | 100 | NRG Energy Inc | 100
CG Windfarm LLC | 56200_G_I | 56200 | G | I |  | Onshore Wind |  | MIS_MNWI | Minnesota | 27 | Pipestone | 117 | 27117 | 2 | 0 | 2003 | 9999 |  |  | N | Wind | [13 empty] | 0 | 0 | 0 | 0 | [11 empty] | CG Windfarm LLC | 100 | NRG Energy Inc | 100
Bisson Windfarm LLC | 56201_G_I | 56201 | G | I |  | Onshore Wind |  | MIS_MNWI | Minnesota | 27 | Pipestone | 117 | 27117 | 2 | 0 | 2003 | 9999 |  |  | N | Wind | [13 empty] | 0 | 0 | 0 | 0 | [11 empty] | Bisson Windfarm LLC | 100 | NRG Energy Inc | 100
Tofteland Windfarm LLC | 56202_G_I | 56202 | G | I |  | Onshore Wind |  | MIS_MNWI | Minnesota | 27 | Pipestone | 117 | 27117 | 2 | 0 | 2003 | 9999 |  |  | N | Wind | [13 empty] | 0 | 0 | 0 | 0 | [11 empty] | Tofteland Windfarm LLC | 100 | NRG Energy Inc | 100
Westridge Windfarm LLC | 56203_G_1 | 56203 | G | 1 |  | Onshore Wind |  | MIS_MNWI | Minnesota | 27 | Pipestone | 117 | 27117 | 2 | 0 | 2003 | 9999 |  |  | N | Wind | [13 empty] | 0 | 0 | 0 | 0 | [11 empty] | Westridge Windfarm LLC | 100 | NRG Energy Inc | 100
Fey Windfarm LLC | 56204_G_1 | 56204 | G | 1 |  | Onshore Wind |  | MIS_MNWI | Minnesota | 27 | Pipestone | 117 | 27117 | 2 | 0 | 2003 | 9999 |  |  | N | Wind | [13 empty] | 0 | 0 | 0 | 0 | [11 empty] | Fey Windfarm LLC | 100 | NRG Energy Inc | 100
Windcurrent Farms LLC | 56205_G_1 | 56205 | G | 1 |  | Onshore Wind |  | MIS_MNWI | Minnesota | 27 | Pipestone | 117 | 27117 | 2 | 0 | 2003 | 9999 |  |  | N | Wind | [13 empty] | 0 | 0 | 0 | 0 | [11 empty] | Windcurrent Farms LLC | 100 | NRG Energy Inc | 100
K-Brink Windfarm LLC | 56206_G_1 | 56206 | G | 1 |  | Onshore Wind |  | MIS_MNWI | Minnesota | 27 | Pipestone | 117 | 27117 | 2 | 0 | 2003 | 9999 |  |  | N | Wind | [13 empty] | 0 | 0 | 0 | 0 | [11 empty] | K Brink Windfarm LLC | 100 | NRG Energy Inc | 100
DL Windy Acres LLC | 56207_G_1 | 56207 | G | 1 |  | Onshore Wind |  | MIS_MNWI | Minnesota | 27 | Jackson | 63 | 27063 | 2 | 0 | 2003 | 9999 |  |  | N | Wind | [13 empty] | 0 | 0 | 0 | 0 | [11 empty] | DL Windy Acres LLC | 100 | Exelon Corp | 100
S&P Windfarm LLC | 56208_G_1 | 56208 | G | 1 |  | Onshore Wind |  | MIS_MNWI | Minnesota | 27 | Jackson | 63 | 27063 | 2 | 0 | 2003 | 9999 |  |  | N | Wind | [13 empty] | 0 | 0 | 0 | 0 | [11 empty] | S&P Windfarm LLC | 100 | Exelon Corp | 100
Boeve Windfarm LLC | 56209_G_1 | 56209 | G | 1 |  | Onshore Wind |  | MIS_MNWI | Minnesota | 27 | Pipestone | 117 | 27117 | 2 | 0 | 2003 | 9999 |  |  | N | Wind | [13 empty] | 0 | 0 | 0 | 0 | [11 empty] | Boeve Windfarm LLC | 100 | NRG Energy Inc | 100
B&K Energy Systems LLC | 56210_G_1 | 56210 | G | 1 |  | Onshore Wind |  | MIS_MNWI | Minnesota | 27 | Jackson | 63 | 27063 | 2 | 0 | 2003 | 9999 |  |  | N | Wind | [13 empty] | 0 | 0 | 0 | 0 | [11 empty] | B&K Energy Systems LLC | 100 | Exelon Corp | 100
Sweetwater Wind 1 LLC | 56211_G_SW1 | 56211 | G | SW1 |  | Onshore Wind |  | ERC_WEST | Texas | 48 | Nolan | 353 | 48353 | 37.5 | 0 | 2003 | 9999 |  |  | N | Wind | [13 empty] | 0 | 0 | 0 | 0 | [11 empty] | Sweetwater Wind 1 LLC | 100 | ArcLight Capital Partners LLC | 100
Sweetwater Wind 2 LLC | 56212_G_SW2 | 56212 | G | SW2 |  | Onshore Wind |  | ERC_WEST | Texas | 48 | Nolan | 353 | 48353 | 98.8 | 0 | 2005 | 9999 |  |  | N | Wind | [13 empty] | 0 | 0 | 0 | 0 | [11 empty] | Sweetwater Wind 2 LLC | 100 | ArcLight Capital Partners LLC | 100
Allendorf | 56215_G_A1 | 56215 | G | A1 |  | Onshore Wind |  | MIS_IA | Iowa | 19 | Osceola | 143 | 19143 | 1.2 | 0 | 1998 | 9999 |  |  | N | Wind | [13 empty] | 0 | 0 | 0 | 0 | [11 empty] | Gregory J Jaunich | 99 | Gregory J Jaunich | 99
Allendorf | 56215_G_ST | 56215 | G | ST |  | Onshore Wind |  | MIS_IA | Iowa | 19 | Osceola | 143 | 19143 | 0.6 | 0 | 1998 | 9999 |  |  | N | Wind | [13 empty] | 0 | 0 | 0 | 0 | [11 empty] | Gregory J Jaunich | 99 | Gregory J Jaunich | 99
Allendorf | 56215_G_WT | 56215 | G | WT |  | Onshore Wind |  | MIS_IA | Iowa | 19 | Osceola | 143 | 19143 | 2 | 0 | 2003 | 9999 |  |  | N | Wind | [13 empty] | 0 | 0 | 0 | 0 | [11 empty] | Gregory J Jaunich | 99 | Gregory J Jaunich | 99
Allendorf | 56215_G_ET | 56215 | G | ET |  | Onshore Wind |  | MIS_IA | Iowa | 19 | Osceola | 143 | 19143 | 1.8 | 0 | 2019 | 9999 |  |  | N | Wind | [13 empty] | 0 | 0 | 0 | 0 | [11 empty] | Gregory J Jaunich | 99 | Gregory J Jaunich | 99
TS Power Plant | 56224_B_BLR100 | 56224 | B | BLR100 | 89529 | Coal Steam |  | WECC_NNV | Nevada | 32 | Eureka | 11 | 32011 | 218 | 10573 | 2008 | 9999 | wall | dry | N | Subbituminous | Dry Scrubber | 2008 | 0.92 | LNBO | SCR | 2008 |  | B | NA | ACI | 2008 |  | 0.07 | 0.04971 | 0.04971 | 0.04971 | 0.04971 | 0.1 | 0.1 | 0.1 | 0.97 |  |  |  |  | C2G | 2022 |  | Newmont Nevada Energy Investments | 100 | Barrick Gold Corp | 100
Aeolus Wind Facility | 56225_G_V90 | 56225 | G | V90 |  | Onshore Wind |  | SPP_SPS | Texas | 48 | Hansford | 195 | 48195 | 3 | 0 | 2003 | 9999 |  |  | N | Wind | [13 empty] | 0 | 0 | 0 | 0 | [11 empty] | Vestas Wind Systems | 100 | Vestas Wind Systems | 100
Bowling Green Wind | 56226_G_2 | 56226 | G | 2 |  | Onshore Wind |  | PJM_ATSI | Ohio | 39 | Wood | 173 | 39173 | 1.8 | 0 | 2003 | 9999 |  |  | N | Wind | [13 empty] | 0 | 0 | 0 | 0 | [11 empty] | Omega Joint Venture 6 | 100 | American Municipal Power Inc | 100
Bowling Green Wind | 56226_G_3 | 56226 | G | 3 |  | Onshore Wind |  | PJM_ATSI | Ohio | 39 | Wood | 173 | 39173 | 1.8 | 0 | 2003 | 9999 |  |  | N | Wind | [13 empty] | 0 | 0 | 0 | 0 | [11 empty] | Omega Joint Venture 6 | 100 | American Municipal Power Inc | 100
Bowling Green Wind | 56226_G_1 | 56226 | G | 1 |  | Onshore Wind |  | PJM_ATSI | Ohio | 39 | Wood | 173 | 39173 | 1.8 | 0 | 2004 | 9999 |  |  | N | Wind | [13 empty] | 0 | 0 | 0 | 0 | [11 empty] | Omega Joint Venture 6 | 100 | American Municipal Power Inc | 100
Bowling Green Wind | 56226_G_4 | 56226 | G | 4 |  | Onshore Wind |  | PJM_ATSI | Ohio | 39 | Wood | 173 | 39173 | 1.8 | 0 | 2004 | 9999 |  |  | N | Wind | [13 empty] | 0 | 0 | 0 | 0 | [11 empty] | Omega Joint Venture 6 | 100 | American Municipal Power Inc | 100
Port Westward | 56227_G_1 | 56227 | G | 1 | 89564 | Combined Cycle |  | WECC_PNW | Oregon | 41 | Columbia | 9 | 41009 | 256.2 | 7050 | 2007 | 9999 |  |  | N | Natural Gas |  |  |  |  | SCR | [8 empty] | 0.0089571 | 0.0089571 | 0.0089571 | 0.0089571 | [11 empty] | Portland General Electric Co | 100 | Portland General Electric Co | 100
Port Westward | 56227_G_2 | 56227 | G | 2 | 89564 | Combined Cycle |  | WECC_PNW | Oregon | 41 | Columbia | 9 | 41009 | 136 | 7050 | 2007 | 9999 |  |  | N | Natural Gas |  |  |  |  | SCR | [8 empty] | 0.0089571 | 0.0089571 | 0.0089571 | 0.0089571 | [11 empty] | Portland General Electric Co | 100 | Portland General Electric Co | 100
Prescott Airport | 56228_G_PV1 | 56228 | G | PV1 |  | Solar PV |  | WECC_AZ | Arizona | 4 | Yavapai | 25 | 04025 | 2.1 | 0 | 2002 | 9999 |  |  | N | Solar | [13 empty] | 0 | 0 | 0 | 0 | [11 empty] | Arizona Public Service Co | 100 | Pinnacle West Capital Corp | 100
Cogeneration 1 | 56229_G_CT1 | 56229 | G | CT1 |  | Combined Cycle |  | WECC_AZ | Arizona | 4 | Pima | 19 | 04019 | 8.3 | 5500 | 2002 | 9999 |  |  | Y | Natural Gas | [13 empty] | 0.024573 | 0.024573 | 0.024573 | 0.024573 | [11 empty] | University of Arizona | 100 | University of Arizona | 100
Miramar Energy Facility | 56232_G_1 | 56232 | G | 1 | 89534 | Combustion Turbine |  | WEC_SDGE | California | 6 | San Diego | 73 | 06073 | 47 | 10745 | 2005 | 9999 |  |  | N | Natural Gas |  |  |  | H2O | SCR | [7 empty] | 0.74 | 0.01851 | 0.01851 | 0.01851 | 0.01851 | [11 empty] | San Diego Gas & Electric Co | 100 | Sempra Energy | 100
Miramar Energy Facility | 56232_G_2 | 56232 | G | 2 | 90490 | Combustion Turbine |  | WEC_SDGE | California | 6 | San Diego | 73 | 06073 | 47 | 10745 | 2009 | 9999 |  |  | N | Natural Gas |  |  |  | H2O | SCR | [8 empty] | 0.01854 | 0.01854 | 0.01854 | 0.01854 | [11 empty] | San Diego Gas & Electric Co | 100 | Sempra Energy | 100
EG178 Facility | 56233_G_CT02 | 56233 | G | CT02 |  | Combined Cycle |  | ERC_WEST | Texas | 48 | Scurry | 415 | 48415 | 42 | 7370 | 2005 | 9999 |  |  | N | Natural Gas |  |  |  |  | SCR | [8 empty] | 0.023607 | 0.023607 | 0.023607 | 0.023607 | [11 empty] | Kinder Morgan Energy Partners LP | 100 | Kinder Morgan Inc | 100
EG178 Facility | 56233_G_CTG1 | 56233 | G | CTG1 |  | Combined Cycle |  | ERC_WEST | Texas | 48 | Scurry | 415 | 48415 | 42 | 7370 | 2005 | 9999 |  |  | N | Natural Gas |  |  |  |  | SCR | [8 empty] | 0.023607 | 0.023607 | 0.023607 | 0.023607 | [11 empty] | Kinder Morgan Energy Partners LP | 100 | Kinder Morgan Inc | 100
EG178 Facility | 56233_G_STG | 56233 | G | STG |  | Combined Cycle |  | ERC_WEST | Texas | 48 | Scurry | 415 | 48415 | 16 | 7370 | 2005 | 9999 |  |  | N | Natural Gas |  |  |  | NH3 + STM | SCR | [8 empty] | 0.023607 | 0.023607 | 0.023607 | 0.023607 | [11 empty] | Kinder Morgan Energy Partners LP | 100 | Kinder Morgan Inc | 100
Caithness Long Island Energy Center | 56234_G_CT01 | 56234 | G | CT01 | 89547 | Combined Cycle |  | NY_Z_K | New York | 36 | Suffolk | 103 | 36103 | 179.9 | 7398 | 2009 | 9999 |  |  | N | Natural Gas, Distillate Fuel Oil |  |  |  | DLNB + H2O + NH3 | SCR | [8 empty] | 0.0068111 | 0.0068111 | 0.0068111 | 0.0068111 | [11 empty] | Caithness Long Island LLC | 100 | Caithness Energy LLC | 100
Caithness Long Island Energy Center | 56234_G_ST01 | 56234 | G | ST01 | 89547 | Combined Cycle |  | NY_Z_K | New York | 36 | Suffolk | 103 | 36103 | 137 | 7398 | 2009 | 9999 |  |  | N | Natural Gas, Distillate Fuel Oil |  |  |  | DLNB + H2O + NH3 | SCR | [8 empty] | 0.0068111 | 0.0068111 | 0.0068111 | 0.0068111 | [11 empty] | Caithness Long Island LLC | 100 | Caithness Energy LLC | 100
Lake Side Power Plant | 56237_G_CT01 | 56237 | G | CT01 | 89557 | Combined Cycle |  | WECC_UT | Utah | 49 | Utah | 49 | 49049 | 169 | 7240 | 2007 | 9999 |  |  | N | Natural Gas |  |  |  |  | SCR | [8 empty] | 0.006656 | 0.006656 | 0.006656 | 0.006656 | [11 empty] | PacifiCorp | 100 | Berkshire Hathaway Inc | 100
Lake Side Power Plant | 56237_G_CT02 | 56237 | G | CT02 | 89558 | Combined Cycle |  | WECC_UT | Utah | 49 | Utah | 49 | 49049 | 169 | 7240 | 2007 | 9999 |  |  | N | Natural Gas |  |  |  |  | SCR | [8 empty] | 0.006656 | 0.006656 | 0.006656 | 0.006656 | [11 empty] | PacifiCorp | 100 | Berkshire Hathaway Inc | 100
Lake Side Power Plant | 56237_G_ST01 | 56237 | G | ST01 | 89557 | Combined Cycle |  | WECC_UT | Utah | 49 | Utah | 49 | 49049 | 209 | 7240 | 2007 | 9999 |  |  | N | Natural Gas |  |  |  |  | SCR | [8 empty] | 0.006656 | 0.006656 | 0.006656 | 0.006656 | [11 empty] | PacifiCorp | 100 | Berkshire Hathaway Inc | 100
Lake Side Power Plant | 56237_G_CT21 | 56237 | G | CT21 | 90915 | Combined Cycle |  | WECC_UT | Utah | 49 | Utah | 49 | 49049 | 178 | 7240 | 2014 | 9999 |  |  | N | Natural Gas |  |  |  |  | SCR | [8 empty] | 0.0079739 | 0.0079739 | 0.0079739 | 0.0079739 | [11 empty] | PacifiCorp | 100 | Berkshire Hathaway Inc | 100
Lake Side Power Plant | 56237_G_CT22 | 56237 | G | CT22 | 90916 | Combined Cycle |  | WECC_UT | Utah | 49 | Utah | 49 | 49049 | 178 | 7240 | 2014 | 9999 |  |  | N | Natural Gas |  |  |  |  | SCR | [8 empty] | 0.0079739 | 0.0079739 | 0.0079739 | 0.0079739 | [11 empty] | PacifiCorp | 100 | Berkshire Hathaway Inc | 100
Lake Side Power Plant | 56237_G_ST2 | 56237 | G | ST2 | 90915 | Combined Cycle |  | WECC_UT | Utah | 49 | Utah | 49 | 49049 | 273 | 7240 | 2014 | 9999 |  |  | N | Natural Gas |  |  |  |  | SCR | [8 empty] | 0.0079739 | 0.0079739 | 0.0079739 | 0.0079739 | [11 empty] | PacifiCorp | 100 | Berkshire Hathaway Inc | 100
Groton Generating Station | 56238_G_GT01 | 56238 | G | GT01 | 89548 | Combustion Turbine |  | SPP_WAUE | South Dakota | 46 | Brown | 13 | 46013 | 82.1 | 12050 | 2006 | 9999 |  |  | N | Natural Gas |  |  |  | H2O | [8 empty] | 3 | 0.09622 | 0.09622 | 0.09622 | 0.09622 | [11 empty] | Basin Electric Power Coop | 100 | Basin Electric Power Coop | 100
Groton Generating Station | 56238_G_GT02 | 56238 | G | GT02 | 89754 | Combustion Turbine |  | SPP_WAUE | South Dakota | 46 | Brown | 13 | 46013 | 76.8 | 12050 | 2008 | 9999 |  |  | N | Natural Gas |  |  |  | H2O | [9 empty] | 0.08578 | 0.08578 | 0.08578 | 0.08578 | [11 empty] | Basin Electric Power Coop | 100 | Basin Electric Power Coop | 100
Malaga Power LLC | 56239_G_GT-1 | 56239 | G | GT-1 | 89579 | Combustion Turbine |  | WEC_CALN | California | 6 | Fresno | 19 | 06019 | 48 | 10745 | 2005 | 9999 |  |  | N | Natural Gas |  |  |  |  | SCR | [7 empty] | 0.74 | 0.01885 | 0.01885 | 0.01885 | 0.01885 | [11 empty] | Malaga Power LLC | 100 | Carlyle Group (The) | 100
Malaga Power LLC | 56239_G_GT-2 | 56239 | G | GT-2 | 89580 | Combustion Turbine |  | WEC_CALN | California | 6 | Fresno | 19 | 06019 | 48 | 10745 | 2005 | 9999 |  |  | N | Natural Gas |  |  |  |  | SCR | [7 empty] | 0.74 | 0.01794 | 0.01794 | 0.01794 | 0.01794 | [11 empty] | Malaga Power LLC | 100 | Carlyle Group (The) | 100
Buffalo Gap Wind Farm | 56240_G_1 | 56240 | G | 1 |  | Onshore Wind |  | ERC_WEST | Texas | 48 | Taylor | 441 | 48441 | 120.6 | 0 | 2006 | 9999 |  |  | N | Wind | [13 empty] | 0 | 0 | 0 | 0 | [11 empty] | Buffalo Gap Wind Farm LLC | 100 | AES Corp (The) | 100
Cannon Falls Energy Center | 56241_G_UNT1 | 56241 | G | UNT1 | 89752 | Combustion Turbine |  | MIS_MNWI | Minnesota | 27 | Goodhue | 49 | 27049 | 158 | 11517 | 2008 | 9999 |  |  | N | Natural Gas, Distillate Fuel Oil |  |  |  | DLNB + H2O | [9 empty] | 0.0953 | 0.0953 | 0.0953 | 0.0953 | [11 empty] | Invenergy Cannon Falls LLC | 100 | Invenergy LLC | 100
Cannon Falls Energy Center | 56241_G_UNT2 | 56241 | G | UNT2 | 89753 | Combustion Turbine |  | MIS_MNWI | Minnesota | 27 | Goodhue | 49 | 27049 | 158 | 11517 | 2008 | 9999 |  |  | N | Natural Gas, Distillate Fuel Oil |  |  |  | DLNB + H2O | [9 empty] | 0.06327 | 0.06327 | 0.06327 | 0.06327 | [11 empty] | Invenergy Cannon Falls LLC | 100 | Invenergy LLC | 100
Kindred School | 56242_G_1 | 56242 | G | 1 |  | Combustion Turbine | IC Engine | MIS_MAPP | North Dakota | 38 | Cass | 17 | 38017 | 2 | 13469 | 2001 | 9999 |  |  | N | Distillate Fuel Oil | [12 empty] | 3 | 1.6498 | 1.6498 | 1.6498 | 1.6498 | [11 empty] | Kindred School | 100 | Kindred School | 100
State Auto Insurance | 56244_G_1 | 56244 | G | 1 |  | Combustion Turbine | IC Engine | MIS_MAPP | South Dakota | 46 | Grant | 51 | 46051 | 1.7 | 13469 | 2001 | 9999 |  |  | N | Distillate Fuel Oil | [12 empty] | 3 | 1.6498 | 1.6498 | 1.6498 | 1.6498 | [11 empty] | Otter Tail Power Co | 100 | Otter Tail Corp | 100
Stevens Community Medical Center | 56245_G_1 | 56245 | G | 1 |  | Combustion Turbine | IC Engine | MIS_MNWI | Minnesota | 27 | Stevens | 149 | 27149 | 1 | 13469 | 2004 | 9999 |  |  | N | Distillate Fuel Oil | [13 empty] | 1.6498 | 1.6498 | 1.6498 | 1.6498 | [11 empty] | Stevens Community Medical Center | 100 | Stevens Community Medical Center | 100
West Group Data Center F | 56247_G_1 | 56247 | G | 1 |  | Combustion Turbine | IC Engine | MIS_MNWI | Minnesota | 27 | Dakota | 37 | 27037 | 0.6 | 13469 | 2004 | 9999 |  |  | N | Distillate Fuel Oil | [13 empty] | 1.6498 | 1.6498 | 1.6498 | 1.6498 | [11 empty] | Thomson Corp (The) | 100 | Thomson Corp (The) | 100
West Group Data Center F | 56247_G_2 | 56247 | G | 2 |  | Combustion Turbine | IC Engine | MIS_MNWI | Minnesota | 27 | Dakota | 37 | 27037 | 0.6 | 13469 | 2004 | 9999 |  |  | N | Distillate Fuel Oil | [13 empty] | 1.6498 | 1.6498 | 1.6498 | 1.6498 | [11 empty] | Thomson Corp (The) | 100 | Thomson Corp (The) | 100
West Group Data Center F | 56247_G_3 | 56247 | G | 3 |  | Combustion Turbine | IC Engine | MIS_MNWI | Minnesota | 27 | Dakota | 37 | 27037 | 0.6 | 13469 | 2004 | 9999 |  |  | N | Distillate Fuel Oil | [13 empty] | 1.6498 | 1.6498 | 1.6498 | 1.6498 | [11 empty] | Thomson Corp (The) | 100 | Thomson Corp (The) | 100
West Group Data Center F | 56247_G_4 | 56247 | G | 4 |  | Combustion Turbine | IC Engine | MIS_MNWI | Minnesota | 27 | Dakota | 37 | 27037 | 0.6 | 13469 | 2004 | 9999 |  |  | N | Distillate Fuel Oil | [13 empty] | 1.6498 | 1.6498 | 1.6498 | 1.6498 | [11 empty] | Thomson Corp (The) | 100 | Thomson Corp (The) | 100
Shell Chemical | 56248_G_101G | 56248 | G | 101G |  | Combustion Turbine |  | MIS_LA | Louisiana | 22 | Ascension | 5 | 22005 | 34.5 | 8700 | 2002 | 9999 |  |  | Y | Natural Gas | [12 empty] | 5.261 | 0.19999 | 0.19999 | 0.19999 | 0.19999 | [11 empty] | Shell Energy Services Co | 100 | Royal Dutch Shell plc | 100
Shell Chemical | 56248_G_201G | 56248 | G | 201G |  | Combustion Turbine |  | MIS_LA | Louisiana | 22 | Ascension | 5 | 22005 | 34.5 | 8700 | 2002 | 9999 |  |  | Y | Natural Gas | [12 empty] | 5.261 | 0.19999 | 0.19999 | 0.19999 | 0.19999 | [11 empty] | Shell Energy Services Co | 100 | Royal Dutch Shell plc | 100
Anson County Generation Facility | 56249_G_1 | 56249 | G | 1 | 89583 | Combustion Turbine |  | S_VACA | North Carolina | 37 | Anson | 7 | 37007 | 56.5 | 10745 | 2007 | 9999 |  |  | N | Natural Gas, Distillate Fuel Oil |  |  |  | H2O | [8 empty] | 0.06 | 0.08799 | 0.08799 | 0.08799 | 0.08799 | [11 empty] | North Carolina Electric Membership Corp | 100 | North Carolina Electric Membership Corp | 100
Anson County Generation Facility | 56249_G_2 | 56249 | G | 2 | 89585 | Combustion Turbine |  | S_VACA | North Carolina | 37 | Anson | 7 | 37007 | 56.5 | 10745 | 2007 | 9999 |  |  | N | Natural Gas, Distillate Fuel Oil |  |  |  | H2O | [8 empty] | 0.06 | 0.08996 | 0.08996 | 0.08996 | 0.08996 | [11 empty] | North Carolina Electric Membership Corp | 100 | North Carolina Electric Membership Corp | 100
Anson County Generation Facility | 56249_G_3 | 56249 | G | 3 | 89587 | Combustion Turbine |  | S_VACA | North Carolina | 37 | Anson | 7 | 37007 | 56.5 | 10745 | 2007 | 9999 |  |  | N | Natural Gas, Distillate Fuel Oil |  |  |  | H2O | [8 empty] | 0.06 | 0.08772 | 0.08772 | 0.08772 | 0.08772 | [11 empty] | North Carolina Electric Membership Corp | 100 | North Carolina Electric Membership Corp | 100
Anson County Generation Facility | 56249_G_4 | 56249 | G | 4 | 89589 | Combustion Turbine |  | S_VACA | North Carolina | 37 | Anson | 7 | 37007 | 56.5 | 10745 | 2007 | 9999 |  |  | N | Natural Gas, Distillate Fuel Oil |  |  |  | H2O | [8 empty] | 0.06 | 0.09518 | 0.09518 | 0.09518 | 0.09518 | [11 empty] | North Carolina Electric Membership Corp | 100 | North Carolina Electric Membership Corp | 100
Anson County Generation Facility | 56249_G_5 | 56249 | G | 5 | 89591 | Combustion Turbine |  | S_VACA | North Carolina | 37 | Anson | 7 | 37007 | 56.5 | 10745 | 2007 | 9999 |  |  | N | Natural Gas, Distillate Fuel Oil |  |  |  | H2O | [8 empty] | 0.06 | 0.04138 | 0.04138 | 0.04138 | 0.04138 | [11 empty] | North Carolina Electric Membership Corp | 100 | North Carolina Electric Membership Corp | 100
Anson County Generation Facility | 56249_G_6 | 56249 | G | 6 | 89593 | Combustion Turbine |  | S_VACA | North Carolina | 37 | Anson | 7 | 37007 | 56.5 | 10745 | 2007 | 9999 |  |  | N | Natural Gas, Distillate Fuel Oil |  |  |  | H2O | [8 empty] | 0.06 | 0.0907 | 0.0907 | 0.0907 | 0.0907 | [11 empty] | North Carolina Electric Membership Corp | 100 | North Carolina Electric Membership Corp | 100
Ontario LFGTE | 56250_G_GEN1 | 56250 | G | GEN1 |  | Landfill Gas |  | NY_Z_C&E | New York | 36 | Ontario | 69 | 36069 | 0.8 | 13500 | 2003 | 9999 |  |  | N | Landfill Gas | [13 empty] | 0.22117 | 0.22117 | 0.22117 | 0.22117 | [11 empty] | Seneca Energy II LLC | 100 | Archaea Energy Inc | 100
Ontario LFGTE | 56250_G_GEN2 | 56250 | G | GEN2 |  | Landfill Gas |  | NY_Z_C&E | New York | 36 | Ontario | 69 | 36069 | 0.8 | 13500 | 2003 | 9999 |  |  | N | Landfill Gas | [13 empty] | 0.22117 | 0.22117 | 0.22117 | 0.22117 | [11 empty] | Seneca Energy II LLC | 100 | Archaea Energy Inc | 100
Ontario LFGTE | 56250_G_GEN3 | 56250 | G | GEN3 |  | Landfill Gas |  | NY_Z_C&E | New York | 36 | Ontario | 69 | 36069 | 0.8 | 13500 | 2003 | 9999 |  |  | N | Landfill Gas | [13 empty] | 0.22117 | 0.22117 | 0.22117 | 0.22117 | [11 empty] | Seneca Energy II LLC | 100 | Archaea Energy Inc | 100
Ontario LFGTE | 56250_G_GEN4 | 56250 | G | GEN4 |  | Landfill Gas |  | NY_Z_C&E | New York | 36 | Ontario | 69 | 36069 | 0.8 | 13500 | 2003 | 9999 |  |  | N | Landfill Gas | [13 empty] | 0.22117 | 0.22117 | 0.22117 | 0.22117 | [11 empty] | Seneca Energy II LLC | 100 | Archaea Energy Inc | 100
Ontario LFGTE | 56250_G_GEN5 | 56250 | G | GEN5 |  | Landfill Gas |  | NY_Z_C&E | New York | 36 | Ontario | 69 | 36069 | 0.8 | 13500 | 2005 | 9999 |  |  | N | Landfill Gas | [13 empty] | 0.22117 | 0.22117 | 0.22117 | 0.22117 | [11 empty] | Seneca Energy II LLC | 100 | Archaea Energy Inc | 100
Ontario LFGTE | 56250_G_GEN6 | 56250 | G | GEN6 |  | Landfill Gas |  | NY_Z_C&E | New York | 36 | Ontario | 69 | 36069 | 0.8 | 13500 | 2005 | 9999 |  |  | N | Landfill Gas | [13 empty] | 0.22117 | 0.22117 | 0.22117 | 0.22117 | [11 empty] | Seneca Energy II LLC | 100 | Archaea Energy Inc | 100
Ontario LFGTE | 56250_G_GEN7 | 56250 | G | GEN7 |  | Landfill Gas |  | NY_Z_C&E | New York | 36 | Ontario | 69 | 36069 | 0.8 | 13500 | 2005 | 9999 |  |  | N | Landfill Gas | [13 empty] | 0.22117 | 0.22117 | 0.22117 | 0.22117 | [11 empty] | Seneca Energy II LLC | 100 | Archaea Energy Inc | 100
Ontario LFGTE | 56250_G_GEN8 | 56250 | G | GEN8 |  | Landfill Gas |  | NY_Z_C&E | New York | 36 | Ontario | 69 | 36069 | 0.8 | 13500 | 2010 | 9999 |  |  | N | Landfill Gas | [13 empty] | 0.22117 | 0.22117 | 0.22117 | 0.22117 | [11 empty] | Seneca Energy II LLC | 100 | Archaea Energy Inc | 100
Ontario LFGTE | 56250_G_GEN10 | 56250 | G | GEN10 |  | Landfill Gas |  | NY_Z_C&E | New York | 36 | Ontario | 69 | 36069 | 1.6 | 13500 | 2013 | 9999 |  |  | N | Landfill Gas | [13 empty] | 0.22117 | 0.22117 | 0.22117 | 0.22117 | [11 empty] | Seneca Energy II LLC | 100 | Archaea Energy Inc | 100
Ontario LFGTE | 56250_G_GEN11 | 56250 | G | GEN11 |  | Landfill Gas |  | NY_Z_C&E | New York | 36 | Ontario | 69 | 36069 | 1.6 | 13500 | 2013 | 9999 |  |  | N | Landfill Gas | [13 empty] | 0.22117 | 0.22117 | 0.22117 | 0.22117 | [11 empty] | Seneca Energy II LLC | 100 | Archaea Energy Inc | 100
Ontario LFGTE | 56250_G_GEN9 | 56250 | G | GEN9 |  | Landfill Gas |  | NY_Z_C&E | New York | 36 | Ontario | 69 | 36069 | 1.6 | 13500 | 2013 | 9999 |  |  | N | Landfill Gas | [13 empty] | 0.22117 | 0.22117 | 0.22117 | 0.22117 | [11 empty] | Seneca Energy II LLC | 100 | Archaea Energy Inc | 100
Intrepid | 56251_G_INWF | 56251 | G | INWF |  | Onshore Wind |  | MIS_MIDA | Iowa | 19 | Buena Vista | 21 | 19021 | 160.5 | 0 | 2004 | 9999 |  |  | N | Wind | [13 empty] | 0 | 0 | 0 | 0 | [11 empty] | MidAmerican Energy Co | 100 | Berkshire Hathaway Inc | 100
Intrepid | 56251_G_INWF2 | 56251 | G | INWF2 |  | Onshore Wind |  | MIS_MIDA | Iowa | 19 | Buena Vista | 21 | 19021 | 15 | 0 | 2005 | 9999 |  |  | N | Wind | [13 empty] | 0 | 0 | 0 | 0 | [11 empty] | MidAmerican Energy Co | 100 | Berkshire Hathaway Inc | 100
Century | 56252_G_CWF | 56252 | G | CWF |  | Onshore Wind |  | MIS_MIDA | Iowa | 19 | Hamilton | 79 | 19079 | 150 | 0 | 2005 | 9999 |  |  | N | Wind | [13 empty] | 0 | 0 | 0 | 0 | [11 empty] | MidAmerican Energy Co | 100 | Berkshire Hathaway Inc | 100
Century | 56252_G_CWF2 | 56252 | G | CWF2 |  | Onshore Wind |  | MIS_MIDA | Iowa | 19 | Hamilton | 79 | 19079 | 35 | 0 | 2007 | 9999 |  |  | N | Wind | [13 empty] | 0 | 0 | 0 | 0 | [11 empty] | MidAmerican Energy Co | 100 | Berkshire Hathaway Inc | 100
Century | 56252_G_CWF3 | 56252 | G | CWF3 |  | Onshore Wind |  | MIS_MIDA | Iowa | 19 | Hamilton | 79 | 19079 | 15 | 0 | 2007 | 9999 |  |  | N | Wind | [13 empty] | 0 | 0 | 0 | 0 | [11 empty] | MidAmerican Energy Co | 100 | Berkshire Hathaway Inc | 100
Millcreek Power Generation | 56253_G_MC1 | 56253 | G | MC1 | 89566 | Combustion Turbine |  | WECC_UT | Utah | 49 | Washington | 53 | 49053 | 36.8 | 10745 | 2006 | 9999 |  |  | N | Natural Gas |  |  |  | DLNB | [8 empty] | 0.85 | 0.11223 | 0.11223 | 0.11223 | 0.11223 | [11 empty] | St George Dept Water & Power | 100 | St George Dept Water & Power | 100
Millcreek Power Generation | 56253_G_MC2 | 56253 | G | MC2 | 90575 | Combustion Turbine |  | WECC_UT | Utah | 49 | Washington | 53 | 49053 | 36.8 | 10745 | 2010 | 9999 |  |  | N | Natural Gas |  |  |  | DLNB | SCR | [8 empty] | 0.00756 | 0.00756 | 0.00756 | 0.00756 | [11 empty] | St George Dept Water & Power | 100 | St George Dept Water & Power | 100
Hopkins Ridge Wind | 56255_G_1 | 56255 | G | 1 |  | Onshore Wind |  | WECC_PNW | Washington | 53 | Columbia | 13 | 53013 | 149.4 | 0 | 2005 | 9999 |  |  | N | Wind | [13 empty] | 0 | 0 | 0 | 0 | [11 empty] | Puget Sound Energy Inc | 100 | Puget Energy Inc | 100
Hopkins Ridge Wind | 56255_G_2 | 56255 | G | 2 |  | Onshore Wind |  | WECC_PNW | Washington | 53 | Columbia | 13 | 53013 | 7.2 | 0 | 2008 | 9999 |  |  | N | Wind | [13 empty] | 0 | 0 | 0 | 0 | [11 empty] | Puget Sound Energy Inc | 100 | Puget Energy Inc | 100
Empire Generating Co LLC | 56259_G_CT11 | 56259 | G | CT11 | 89574 | Combined Cycle |  | NY_Z_F | New York | 36 | Rensselaer | 83 | 36083 | 155 | 7315 | 2010 | 9999 |  |  | Y | Natural Gas, Distillate Fuel Oil |  |  |  | DLNB + H2O | SCR | [8 empty] | 0.008724 | 0.008724 | 0.008724 | 0.008724 | [11 empty] | Empire Generating Co LLC | 100 | Black Capital Diamond Partners | 100
Empire Generating Co LLC | 56259_G_CT12 | 56259 | G | CT12 | 89575 | Combined Cycle |  | NY_Z_F | New York | 36 | Rensselaer | 83 | 36083 | 155 | 7315 | 2010 | 9999 |  |  | Y | Natural Gas, Distillate Fuel Oil |  |  |  | DLNB + H2O | SCR | [8 empty] | 0.008724 | 0.008724 | 0.008724 | 0.008724 | [11 empty] | Empire Generating Co LLC | 100 | Black Capital Diamond Partners | 100
Empire Generating Co LLC | 56259_G_ST13 | 56259 | G | ST13 | 89574 | Combined Cycle |  | NY_Z_F | New York | 36 | Rensselaer | 83 | 36083 | 270 | 7315 | 2010 | 9999 |  |  | Y | Natural Gas, Distillate Fuel Oil |  |  |  | LNB + NH3 | SCR | [8 empty] | 0.008724 | 0.008724 | 0.008724 | 0.008724 | [11 empty] | Empire Generating Co LLC | 100 | Black Capital Diamond Partners | 100
High Point, Pump Station Rd | 56260_G_Unit1 | 56260 | G | Unit1 |  | Combustion Turbine | IC Engine | S_VACA | North Carolina | 37 | Guilford | 81 | 37081 | 1.8 | 22848 | 2005 | 9999 |  |  | N | Distillate Fuel Oil | [12 empty] | 2.3 | 1.6498 | 1.6498 | 1.6498 | 1.6498 | [11 empty] | North Carolina Municipal Power Agency No 1 | 100 | North Carolina Municipal Power Agency No 1 | 100
High Point, Pump Station Rd | 56260_G_Unit2 | 56260 | G | Unit2 |  | Combustion Turbine | IC Engine | S_VACA | North Carolina | 37 | Guilford | 81 | 37081 | 1.8 | 23162 | 2005 | 9999 |  |  | N | Distillate Fuel Oil | [12 empty] | 2.3 | 1.6498 | 1.6498 | 1.6498 | 1.6498 | [11 empty] | North Carolina Municipal Power Agency No 1 | 100 | North Carolina Municipal Power Agency No 1 | 100
Lexington | 56261_G_Unit1 | 56261 | G | Unit1 |  | Combustion Turbine | IC Engine | S_VACA | North Carolina | 37 | Davidson | 57 | 37057 | 1.8 | 12283 | 2005 | 9999 |  |  | N | Distillate Fuel Oil | [12 empty] | 2.3 | 1.6498 | 1.6498 | 1.6498 | 1.6498 | [11 empty] | North Carolina Municipal Power Agency No 1 | 100 | North Carolina Municipal Power Agency No 1 | 100
Lexington | 56261_G_Unit2 | 56261 | G | Unit2 |  | Combustion Turbine | IC Engine | S_VACA | North Carolina | 37 | Davidson | 57 | 37057 | 1.8 | 12283 | 2005 | 9999 |  |  | N | Distillate Fuel Oil | [12 empty] | 2.3 | 1.6498 | 1.6498 | 1.6498 | 1.6498 | [11 empty] | North Carolina Municipal Power Agency No 1 | 100 | North Carolina Municipal Power Agency No 1 | 100
Gastonia, Tulip Drive | 56262_G_DG3 | 56262 | G | DG3 |  | Combustion Turbine | IC Engine | S_VACA | North Carolina | 37 | Gaston | 71 | 37071 | 1.8 | 25000 | 2005 | 9999 |  |  | N | Distillate Fuel Oil | [13 empty] | 1.6498 | 1.6498 | 1.6498 | 1.6498 | [11 empty] | North Carolina Municipal Power Agency No 1 | 100 | North Carolina Municipal Power Agency No 1 | 100
Gastonia, Tulip Drive | 56262_G_Unit1 | 56262 | G | Unit1 |  | Combustion Turbine | IC Engine | S_VACA | North Carolina | 37 | Gaston | 71 | 37071 | 1.8 | 25000 | 2005 | 9999 |  |  | N | Distillate Fuel Oil | [12 empty] | 2.3 | 1.6498 | 1.6498 | 1.6498 | 1.6498 | [11 empty] | North Carolina Municipal Power Agency No 1 | 100 | North Carolina Municipal Power Agency No 1 | 100
Gastonia, Tulip Drive | 56262_G_Unit2 | 56262 | G | Unit2 |  | Combustion Turbine | IC Engine | S_VACA | North Carolina | 37 | Gaston | 71 | 37071 | 1.8 | 25000 | 2005 | 9999 |  |  | N | Distillate Fuel Oil | [12 empty] | 2.3 | 1.6498 | 1.6498 | 1.6498 | 1.6498 | [11 empty] | North Carolina Municipal Power Agency No 1 | 100 | North Carolina Municipal Power Agency No 1 | 100
Albemarle Prime Power Park | 56263_G_Unit1 | 56263 | G | Unit1 |  | Combustion Turbine | IC Engine | S_VACA | North Carolina | 37 | Stanly | 167 | 37167 | 1.8 | 18102 | 2006 | 9999 |  |  | N | Distillate Fuel Oil | [12 empty] | 2.3 | 1.6498 | 1.6498 | 1.6498 | 1.6498 | [11 empty] | North Carolina Municipal Power Agency No 1 | 100 | North Carolina Municipal Power Agency No 1 | 100
Albemarle Prime Power Park | 56263_G_Unit2 | 56263 | G | Unit2 |  | Combustion Turbine | IC Engine | S_VACA | North Carolina | 37 | Stanly | 167 | 37167 | 1.8 | 18232 | 2006 | 9999 |  |  | N | Distillate Fuel Oil | [12 empty] | 2.3 | 1.6498 | 1.6498 | 1.6498 | 1.6498 | [11 empty] | North Carolina Municipal Power Agency No 1 | 100 | North Carolina Municipal Power Agency No 1 | 100
IBM West | 56269_G_1 | 56269 | G | 1 |  | Combustion Turbine | IC Engine | MIS_MNWI | Minnesota | 27 | Olmsted | 109 | 27109 | 1.8 | 10881 | 2005 | 9999 |  |  | N | Distillate Fuel Oil | [13 empty] | 1.6498 | 1.6498 | 1.6498 | 1.6498 | [11 empty] | Rochester Dept Public Utilities | 100 | Rochester Dept Public Utilities | 100
IBM West | 56269_G_2 | 56269 | G | 2 |  | Combustion Turbine | IC Engine | MIS_MNWI | Minnesota | 27 | Olmsted | 109 | 27109 | 1.8 | 11189 | 2005 | 9999 |  |  | N | Distillate Fuel Oil | [13 empty] | 1.6498 | 1.6498 | 1.6498 | 1.6498 | [11 empty] | Rochester Dept Public Utilities | 100 | Rochester Dept Public Utilities | 100
Callahan Divide Wind Energy Center | 56270_G_1 | 56270 | G | 1 |  | Onshore Wind |  | ERC_WEST | Texas | 48 | Taylor | 441 | 48441 | 114 | 0 | 2005 | 9999 |  |  | N | Wind | [13 empty] | 0 | 0 | 0 | 0 | [11 empty] | Callahan Wind Divide LLC | 100 | NextEra Energy Inc | 100
Diablo Winds LLC | 56271_G_VEST | 56271 | G | VEST |  | Onshore Wind |  | WEC_CALN | California | 6 | Alameda | 1 | 06001 | 18 | 0 | 2004 | 9999 |  |  | N | Wind | [13 empty] | 0 | 0 | 0 | 0 | [11 empty] | Diablo Wind LLC | 100 | Quinbrook Infrastructure Partners | 100
Weatherford Wind Energy Center | 56273_G_1 | 56273 | G | 1 |  | Onshore Wind |  | SPP_WEST | Oklahoma | 40 | Custer | 39 | 40039 | 106.5 | 0 | 2005 | 9999 |  |  | N | Wind | [13 empty] | 0 | 0 | 0 | 0 | [11 empty] | Weatherford Wind LLC | 100 | NextEra Energy Inc | 100
Weatherford Wind Energy Center | 56273_G_2 | 56273 | G | 2 |  | Onshore Wind |  | SPP_WEST | Oklahoma | 40 | Custer | 39 | 40039 | 40.5 | 0 | 2005 | 9999 |  |  | N | Wind | [13 empty] | 0 | 0 | 0 | 0 | [11 empty] | FPL Energy Cowboy Wind LLC | 100 | NextEra Energy Inc | 100
Valley Queen Cheese | 56274_G_1 | 56274 | G | 1 |  | Combustion Turbine | IC Engine | MIS_MAPP | South Dakota | 46 | Grant | 51 | 46051 | 0.5 | 11324 | 2002 | 9999 |  |  | N | Distillate Fuel Oil | [12 empty] | 3 | 1.6498 | 1.6498 | 1.6498 | 1.6498 | [11 empty] | Valley Queen Cheese | 100 | Valley Queen Cheese Factory Inc | 100
Valley Queen Cheese | 56274_G_2 | 56274 | G | 2 |  | Combustion Turbine | IC Engine | MIS_MAPP | South Dakota | 46 | Grant | 51 | 46051 | 0.5 | 11276 | 2002 | 9999 |  |  | N | Distillate Fuel Oil | [12 empty] | 3 | 1.6498 | 1.6498 | 1.6498 | 1.6498 | [11 empty] | Valley Queen Cheese | 100 | Valley Queen Cheese Factory Inc | 100
Valley Queen Cheese | 56274_G_3 | 56274 | G | 3 |  | Combustion Turbine | IC Engine | MIS_MAPP | South Dakota | 46 | Grant | 51 | 46051 | 0.5 | 11276 | 2004 | 9999 |  |  | N | Distillate Fuel Oil | [12 empty] | 3 | 1.6498 | 1.6498 | 1.6498 | 1.6498 | [11 empty] | Valley Queen Cheese | 100 | Valley Queen Cheese Factory Inc | 100
Helzel & Schwarzhoff 86 | 56275_G_WGNS | 56275 | G | WGNS |  | Onshore Wind |  | WECC_SCE | California | 6 | Kern | 29 | 06029 | 2.4 | 0 | 1986 | 9999 |  |  | N | Wind | [13 empty] | 0 | 0 | 0 | 0 | [11 empty] | AES Wind Generation Inc | 100 | AES Corp (The) | 100
ZCO | 56276_G_WGNS | 56276 | G | WGNS |  | Onshore Wind |  | WECC_SCE | California | 6 | Kern | 29 | 06029 | 1.6 | 0 | 1985 | 9999 |  |  | N | Wind | [13 empty] | 0 | 0 | 0 | 0 | [11 empty] | AES Wind Generation Inc | 100 | AES Corp (The) | 100
Bavarian LFGTE | 56277_G_1 | 56277 | G | 1 |  | Landfill Gas |  | PJM_West | Kentucky | 21 | Boone | 15 | 21015 | 0.8 | 13500 | 2003 | 9999 |  |  | N | Landfill Gas | [13 empty] | 0.22117 | 0.22117 | 0.22117 | 0.22117 | [11 empty] | East Kentucky Power Coop | 50 | East Kentucky Power Coop | 50
Bavarian LFGTE | 56277_G_2 | 56277 | G | 2 |  | Landfill Gas |  | PJM_West | Kentucky | 21 | Boone | 15 | 21015 | 0.8 | 13500 | 2003 | 9999 |  |  | N | Landfill Gas | [13 empty] | 0.22117 | 0.22117 | 0.22117 | 0.22117 | [11 empty] | East Kentucky Power Coop | 50 | East Kentucky Power Coop | 50
Bavarian LFGTE | 56277_G_3 | 56277 | G | 3 |  | Landfill Gas |  | PJM_West | Kentucky | 21 | Boone | 15 | 21015 | 0.8 | 13500 | 2003 | 9999 |  |  | N | Landfill Gas | [13 empty] | 0.22117 | 0.22117 | 0.22117 | 0.22117 | [11 empty] | East Kentucky Power Coop | 50 | East Kentucky Power Coop | 50
Bavarian LFGTE | 56277_G_4 | 56277 | G | 4 |  | Landfill Gas |  | PJM_West | Kentucky | 21 | Boone | 15 | 21015 | 0.8 | 13500 | 2003 | 9999 |  |  | N | Landfill Gas | [13 empty] | 0.22117 | 0.22117 | 0.22117 | 0.22117 | [11 empty] | East Kentucky Power Coop | 50 | East Kentucky Power Coop | 50
Bavarian LFGTE | 56277_G_5 | 56277 | G | 5 |  | Landfill Gas |  | PJM_West | Kentucky | 21 | Boone | 15 | 21015 | 1.5 | 13500 | 2016 | 9999 |  |  | N | Landfill Gas | [13 empty] | 0.22117 | 0.22117 | 0.22117 | 0.22117 | [11 empty] | East Kentucky Power Coop | 50 | East Kentucky Power Coop | 50
Green Valley LFGTE | 56278_G_1 | 56278 | G | 1 |  | Landfill Gas |  | PJM_West | Kentucky | 21 | Greenup | 89 | 21089 | 0.8 | 13500 | 2003 | 9999 |  |  | N | Landfill Gas | [13 empty] | 0.22117 | 0.22117 | 0.22117 | 0.22117 | [11 empty] | East Kentucky Power Coop | 100 | East Kentucky Power Coop | 100
Green Valley LFGTE | 56278_G_2 | 56278 | G | 2 |  | Landfill Gas |  | PJM_West | Kentucky | 21 | Greenup | 89 | 21089 | 0.8 | 13500 | 2003 | 9999 |  |  | N | Landfill Gas | [13 empty] | 0.22117 | 0.22117 | 0.22117 | 0.22117 | [11 empty] | East Kentucky Power Coop | 100 | East Kentucky Power Coop | 100
Green Valley LFGTE | 56278_G_3 | 56278 | G | 3 |  | Landfill Gas |  | PJM_West | Kentucky | 21 | Greenup | 89 | 21089 | 0.8 | 13500 | 2003 | 9999 |  |  | N | Landfill Gas | [13 empty] | 0.22117 | 0.22117 | 0.22117 | 0.22117 | [11 empty] | East Kentucky Power Coop | 100 | East Kentucky Power Coop | 100
Laurel Ridge LFGTE | 56279_G_1 | 56279 | G | 1 |  | Landfill Gas |  | PJM_West | Kentucky | 21 | Laurel | 125 | 21125 | 0.8 | 13500 | 2003 | 9999 |  |  | N | Landfill Gas | [13 empty] | 0.22117 | 0.22117 | 0.22117 | 0.22117 | [11 empty] | East Kentucky Power Coop | 100 | East Kentucky Power Coop | 100
Laurel Ridge LFGTE | 56279_G_2 | 56279 | G | 2 |  | Landfill Gas |  | PJM_West | Kentucky | 21 | Laurel | 125 | 21125 | 0.8 | 13500 | 2003 | 9999 |  |  | N | Landfill Gas | [13 empty] | 0.22117 | 0.22117 | 0.22117 | 0.22117 | [11 empty] | East Kentucky Power Coop | 100 | East Kentucky Power Coop | 100
Laurel Ridge LFGTE | 56279_G_3 | 56279 | G | 3 |  | Landfill Gas |  | PJM_West | Kentucky | 21 | Laurel | 125 | 21125 | 0.8 | 13500 | 2003 | 9999 |  |  | N | Landfill Gas | [13 empty] | 0.22117 | 0.22117 | 0.22117 | 0.22117 | [11 empty] | East Kentucky Power Coop | 100 | East Kentucky Power Coop | 100
Laurel Ridge LFGTE | 56279_G_4 | 56279 | G | 4 |  | Landfill Gas |  | PJM_West | Kentucky | 21 | Laurel | 125 | 21125 | 0.8 | 13500 | 2003 | 9999 |  |  | N | Landfill Gas | [13 empty] | 0.22117 | 0.22117 | 0.22117 | 0.22117 | [11 empty] | East Kentucky Power Coop | 100 | East Kentucky Power Coop | 100
Laurel Ridge LFGTE | 56279_G_5 | 56279 | G | 5 |  | Landfill Gas |  | PJM_West | Kentucky | 21 | Laurel | 125 | 21125 | 0.8 | 13500 | 2006 | 9999 |  |  | N | Landfill Gas | [13 empty] | 0.22117 | 0.22117 | 0.22117 | 0.22117 | [11 empty] | East Kentucky Power Coop | 100 | East Kentucky Power Coop | 100
Hardin County LFGTE | 56280_G_1 | 56280 | G | 1 |  | Landfill Gas |  | PJM_West | Kentucky | 21 | Hardin | 93 | 21093 | 0.8 | 13500 | 2006 | 9999 |  |  | N | Landfill Gas | [13 empty] | 0.22117 | 0.22117 | 0.22117 | 0.22117 | [11 empty] | East Kentucky Power Coop | 100 | East Kentucky Power Coop | 100
Hardin County LFGTE | 56280_G_2 | 56280 | G | 2 |  | Landfill Gas |  | PJM_West | Kentucky | 21 | Hardin | 93 | 21093 | 0.8 | 13500 | 2006 | 9999 |  |  | N | Landfill Gas | [13 empty] | 0.22117 | 0.22117 | 0.22117 | 0.22117 | [11 empty] | East Kentucky Power Coop | 100 | East Kentucky Power Coop | 100
Hardin County LFGTE | 56280_G_3 | 56280 | G | 3 |  | Landfill Gas |  | PJM_West | Kentucky | 21 | Hardin | 93 | 21093 | 0.8 | 13500 | 2006 | 9999 |  |  | N | Landfill Gas | [13 empty] | 0.22117 | 0.22117 | 0.22117 | 0.22117 | [11 empty] | East Kentucky Power Coop | 100 | East Kentucky Power Coop | 100
Hargis-Hebert Electric Generating | 56283_G_U-1 | 56283 | G | U-1 | 89602 | Combustion Turbine |  | MIS_LA | Louisiana | 22 | Lafayette | 55 | 22055 | 47 | 16025 | 2006 | 9999 |  |  | N | Natural Gas |  |  |  | H2O | [8 empty] | 5.261 | 0.09191 | 0.09191 | 0.09191 | 0.09191 | [11 empty] | Lafayette Utilities System | 100 | Lafayette Utilities System | 100
Hargis-Hebert Electric Generating | 56283_G_U-2 | 56283 | G | U-2 | 89603 | Combustion Turbine |  | MIS_LA | Louisiana | 22 | Lafayette | 55 | 22055 | 47 | 16025 | 2006 | 9999 |  |  | N | Natural Gas |  |  |  | H2O | [8 empty] | 5.261 | 0.09172 | 0.09172 | 0.09172 | 0.09172 | [11 empty] | Lafayette Utilities System | 100 | Lafayette Utilities System | 100
Salem Water Plant | 56288_G_1 | 56288 | G | 1 |  | Combustion Turbine | IC Engine | PJM_West | Virginia | 51 | Salem City | 775 | 51775 | 2 | 13469 | 2003 | 9999 |  |  | N | Distillate Fuel Oil | [12 empty] | 2.64 | 3.4675 | 3.4675 | 3.4675 | 3.4675 | [11 empty] | Salem VA (City of) | 100 | Salem VA (City of) | 100
Salem Street Dept | 56289_G_1 | 56289 | G | 1 |  | Combustion Turbine | IC Engine | PJM_West | Virginia | 51 | Salem City | 775 | 51775 | 2 | 13469 | 2005 | 9999 |  |  | N | Distillate Fuel Oil | [13 empty] | 1.6498 | 1.6498 | 1.6498 | 1.6498 | [11 empty] | Salem VA (City of) | 100 | Salem VA (City of) | 100
Maple Ridge Wind Farm | 56290_G_1 | 56290 | G | 1 |  | Onshore Wind |  | NY_Z_C&E | New York | 36 | Lewis | 49 | 36049 | 137 | 0 | 2005 | 9999 |  |  | N | Wind | [13 empty] | 0 | 0 | 0 | 0 | [11 empty] | Flat Rock Windpower LLC | 100 | Energias de Portugal SA | 100
Maple Ridge Wind Farm | 56290_G_1A | 56290 | G | 1A |  | Onshore Wind |  | NY_Z_C&E | New York | 36 | Lewis | 49 | 36049 | 61 | 0 | 2006 | 9999 |  |  | N | Wind | [13 empty] | 0 | 0 | 0 | 0 | [11 empty] | Flat Rock Windpower LLC | 100 | Energias de Portugal SA | 100
Maple Ridge Wind Farm | 56290_G_2 | 56290 | G | 2 |  | Onshore Wind |  | NY_Z_C&E | New York | 36 | Lewis | 49 | 36049 | 33 | 0 | 2006 | 9999 |  |  | N | Wind | [13 empty] | 0 | 0 | 0 | 0 | [11 empty] | Flat Rock Windpower LLC | 100 | Energias de Portugal SA | 100
Maple Ridge Wind Farm | 56290_G_3 | 56290 | G | 3 |  | Onshore Wind |  | NY_Z_C&E | New York | 36 | Lewis | 49 | 36049 | 91 | 0 | 2006 | 9999 |  |  | N | Wind | [13 empty] | 0 | 0 | 0 | 0 | [11 empty] | Flat Rock Windpower II LLC | 100 | Energias de Portugal SA | 100
Horse Hollow Wind Energy Center | 56291_G_1 | 56291 | G | 1 |  | Onshore Wind |  | ERC_WEST | Texas | 48 | Taylor | 441 | 48441 | 213 | 0 | 2005 | 9999 |  |  | N | Wind | [13 empty] | 0 | 0 | 0 | 0 | [11 empty] | Horse Hollow Wind LLC | 100 | NextEra Energy Inc | 100
Horse Hollow Wind Energy Center | 56291_G_2 | 56291 | G | 2 |  | Onshore Wind |  | ERC_WEST | Texas | 48 | Taylor | 441 | 48441 | 223.5 | 0 | 2006 | 9999 |  |  | N | Wind | [13 empty] | 0 | 0 | 0 | 0 | [11 empty] | Horse Hollow Wind II LLC | 61.5 | NextEra Energy Inc | 100
Horse Hollow Wind Energy Center | 56291_G_3 | 56291 | G | 3 |  | Onshore Wind |  | ERC_WEST | Texas | 48 | Taylor | 441 | 48441 | 299 | 0 | 2006 | 9999 |  |  | N | Wind | [13 empty] | 0 | 0 | 0 | 0 | [11 empty] | Horse Hollow Wind III LLC | 100 | NextEra Energy Inc | 100
Hamlet Generating Facility | 56292_G_ES1 | 56292 | G | ES1 | 89611 | Combustion Turbine |  | S_VACA | North Carolina | 37 | Richmond | 153 | 37153 | 56.5 | 11012 | 2007 | 9999 |  |  | N | Natural Gas, Distillate Fuel Oil |  |  |  | H2O | [8 empty] | 0.06 | 0.08688 | 0.08688 | 0.08688 | 0.08688 | [11 empty] | North Carolina Electric Membership Corp | 100 | North Carolina Electric Membership Corp | 100
Hamlet Generating Facility | 56292_G_ES2 | 56292 | G | ES2 | 89613 | Combustion Turbine |  | S_VACA | North Carolina | 37 | Richmond | 153 | 37153 | 56.5 | 11012 | 2007 | 9999 |  |  | N | Natural Gas, Distillate Fuel Oil |  |  |  | H2O | [8 empty] | 0.06 | 0.09311 | 0.09311 | 0.09311 | 0.09311 | [11 empty] | North Carolina Electric Membership Corp | 100 | North Carolina Electric Membership Corp | 100
Hamlet Generating Facility | 56292_G_ES3 | 56292 | G | ES3 | 89615 | Combustion Turbine |  | S_VACA | North Carolina | 37 | Richmond | 153 | 37153 | 56.5 | 11012 | 2007 | 9999 |  |  | N | Natural Gas, Distillate Fuel Oil |  |  |  | H2O | [8 empty] | 0.06 | 0.09331 | 0.09331 | 0.09331 | 0.09331 | [11 empty] | North Carolina Electric Membership Corp | 100 | North Carolina Electric Membership Corp | 100
Hamlet Generating Facility | 56292_G_ES4 | 56292 | G | ES4 | 89617 | Combustion Turbine |  | S_VACA | North Carolina | 37 | Richmond | 153 | 37153 | 56.5 | 11012 | 2007 | 9999 |  |  | N | Natural Gas, Distillate Fuel Oil |  |  |  | H2O | [8 empty] | 0.06 | 0.08659 | 0.08659 | 0.08659 | 0.08659 | [11 empty] | North Carolina Electric Membership Corp | 100 | North Carolina Electric Membership Corp | 100
Hamlet Generating Facility | 56292_G_ES5 | 56292 | G | ES5 | 89619 | Combustion Turbine |  | S_VACA | North Carolina | 37 | Richmond | 153 | 37153 | 56.5 | 11012 | 2007 | 9999 |  |  | N | Natural Gas, Distillate Fuel Oil |  |  |  | H2O | [8 empty] | 0.06 | 0.08784 | 0.08784 | 0.08784 | 0.08784 | [11 empty] | North Carolina Electric Membership Corp | 100 | North Carolina Electric Membership Corp | 100
Hamlet Generating Facility | 56292_G_ES6 | 56292 | G | ES6 | 90839 | Combustion Turbine |  | S_VACA | North Carolina | 37 | Richmond | 153 | 37153 | 56.5 | 11012 | 2013 | 9999 |  |  | N | Natural Gas, Distillate Fuel Oil |  |  |  | H2O | [8 empty] | 0.06 | 0.09312 | 0.09312 | 0.09312 | 0.09312 | [11 empty] | North Carolina Electric Membership Corp | 100 | North Carolina Electric Membership Corp | 100
Caprock Wind Farm | 56293_G_1 | 56293 | G | 1 |  | Onshore Wind |  | SPP_SPS | New Mexico | 35 | Quay | 37 | 35037 | 60 | 0 | 2004 | 9999 |  |  | N | Wind | [13 empty] | 0 | 0 | 0 | 0 | [11 empty] | Leeward Renewable Energy LLC | 100 | Ontario Municipal Employees Retirement System | 100
Caprock Wind Farm | 56293_G_2 | 56293 | G | 2 |  | Onshore Wind |  | SPP_SPS | New Mexico | 35 | Quay | 37 | 35037 | 20 | 0 | 2005 | 9999 |  |  | N | Wind | [13 empty] | 0 | 0 | 0 | 0 | [11 empty] | Caprock Wind LP | 100 | Cielo Wind Power | 100
Kumeyaay Wind | 56295_G_1 | 56295 | G | 1 |  | Onshore Wind |  | WEC_SDGE | California | 6 | San Diego | 73 | 06073 | 50 | 0 | 2005 | 9999 |  |  | N | Wind | [13 empty] | 0 | 0 | 0 | 0 | [11 empty] | Kumeyaay Wind LLC | 100 | ArcLight Capital Partners LLC | 100
Trimont Area Wind Farm | 56296_G_1 | 56296 | G | 1 |  | Onshore Wind |  | MIS_MNWI | Minnesota | 27 | Martin | 91 | 27091 | 100.5 | 0 | 2005 | 9999 |  |  | N | Wind | [13 empty] | 0 | 0 | 0 | 0 | [11 empty] | Trimont Wind I LLC | 100 | Iberdrola SA | 100
Crescent Ridge | 56297_G_1 | 56297 | G | 1 |  | Onshore Wind |  | MIS_IL | Illinois | 17 | Bureau | 11 | 17011 | 53 | 0 | 2005 | 9999 |  |  | N | Wind | [13 empty] | 0 | 0 | 0 | 0 | [11 empty] | Crescent Ridge LLC | 100 | ArcLight Capital Partners LLC | 100
Roseville Energy Park | 56298_G_0001 | 56298 | G | 0001 | 89721 | Combined Cycle |  | WEC_BANC | California | 6 | Placer | 61 | 06061 | 38 | 8053 | 2007 | 9999 |  |  | N | Natural Gas |  |  |  | DLNB | SCR | [8 empty] | 0.0064358 | 0.0064358 | 0.0064358 | 0.0064358 | [11 empty] | Roseville Electric | 100 | Roseville Electric | 100
Roseville Energy Park | 56298_G_0002 | 56298 | G | 0002 | 89722 | Combined Cycle |  | WEC_BANC | California | 6 | Placer | 61 | 06061 | 38 | 8053 | 2007 | 9999 |  |  | N | Natural Gas |  |  |  | DLNB | SCR | [8 empty] | 0.0064358 | 0.0064358 | 0.0064358 | 0.0064358 | [11 empty] | Roseville Electric | 100 | Roseville Electric | 100
Roseville Energy Park | 56298_G_0003 | 56298 | G | 0003 | 89722 | Combined Cycle |  | WEC_BANC | California | 6 | Placer | 61 | 06061 | 75 | 8053 | 2007 | 9999 |  |  | N | Natural Gas |  |  |  | DLNB | SCR | [8 empty] | 0.0064358 | 0.0064358 | 0.0064358 | 0.0064358 | [11 empty] | Roseville Electric | 100 | Roseville Electric | 100
Wind Park Bear Creek | 56299_G_1 | 56299 | G | 1 |  | Onshore Wind |  | PJM_WMAC | Pennsylvania | 42 | Luzerne | 79 | 42079 | 24 | 0 | 2006 | 9999 |  |  | N | Wind | [13 empty] | 0 | 0 | 0 | 0 | [11 empty] | Wind Park Bear Creek LLC | 100 | JPMorgan Chase & Co | 100
Jersey-Atlantic Wind Farm | 56300_G_1 | 56300 | G | 1 |  | Onshore Wind |  | PJM_EMAC | New Jersey | 34 | Atlantic | 1 | 34001 | 7.5 | 0 | 2006 | 9999 |  |  | N | Wind | [13 empty] | 0 | 0 | 0 | 0 | [11 empty] | Jersey Atlantic Wind LLC | 100 | ArcLight Capital Partners LLC | 100
Wolverine Creek | 56301_G_1 | 56301 | G | 1 |  | Onshore Wind |  | WECC_ID | Idaho | 16 | Bonneville | 19 | 16019 | 64.5 | 0 | 2006 | 9999 |  |  | N | Wind | [13 empty] | 0 | 0 | 0 | 0 | [11 empty] | Wolverine Creek Energy LLC | 100 | Invenergy LLC | 100
Oasis Wind | 56302_G_1 | 56302 | G | 1 |  | Onshore Wind |  | WECC_SCE | California | 6 | Kern | 29 | 06029 | 59 | 0 | 2004 | 9999 |  |  | N | Wind | [13 empty] | 0 | 0 | 0 | 0 | [11 empty] | Eurus Energy America Corp | 50 | Energy Capital Partners | 50
Elk River Wind | 56303_G_1 | 56303 | G | 1 |  | Onshore Wind |  | SPP_N | Kansas | 20 | Butler | 15 | 20015 | 150 | 0 | 2005 | 9999 |  |  | N | Wind | [13 empty] | 0 | 0 | 0 | 0 | [11 empty] | Elk River Windfarm LLC | 100 | Iberdrola SA | 100
San Juan Mesa Wind Project LLC | 56304_G_1 | 56304 | G | 1 |  | Onshore Wind |  | SPP_SPS | New Mexico | 35 | Roosevelt | 41 | 35041 | 120 | 0 | 2005 | 9999 |  |  | N | Wind | [13 empty] | 0 | 0 | 0 | 0 | [11 empty] | San Juan Mesa Wind Project LLC | 75 | Global Infrastructure Partners | 75
Adams Wind Farm | 56307_G_1 | 56307 | G | 1 |  | Onshore Wind |  | MIS_IA | Minnesota | 27 | Mower | 99 | 27099 | 14 | 0 | 2003 | 9999 |  |  | N | Wind | [13 empty] | 0 | 0 | 0 | 0 | [11 empty] | Garwin McNeilus Wind Energy Co | 100 | Garwin McNeilus Wind Energy Co | 100
Adams Wind Farm | 56307_G_2 | 56307 | G | 2 |  | Onshore Wind |  | MIS_IA | Minnesota | 27 | Mower | 99 | 27099 | 10 | 0 | 2004 | 9999 |  |  | N | Wind | [13 empty] | 0 | 0 | 0 | 0 | [11 empty] | Rose Creek Wind LLC | 60 | Rose Creek Wind LLC | 60
Fossil Gulch | 56308_G_1 | 56308 | G | 1 |  | Onshore Wind |  | WECC_ID | Idaho | 16 | Gooding | 47 | 16047 | 10.5 | 0 | 2005 | 9999 |  |  | N | Wind | [13 empty] | 0 | 0 | 0 | 0 | [11 empty] | Colorado & Sante Fe Energy Co | 100 | Colorado & Sante Fe Energy Co | 100
Trigen St. Louis | 56309_B_HRSG1 | 56309 | B | HRSG1 |  | O/G Steam |  | MIS_MO | Missouri | 29 | St Louis | 189 | 29189 | 1.5 | 8300 | 1999 | 9999 |  |  | Y | Natural Gas | [13 empty] | 0.2 | 0.2 | 0.2 | 0.2 | [11 empty] | Ashley Energy LLC | 100 | Ashley Energy LLC | 100
Trigen St. Louis | 56309_B_HRSG2 | 56309 | B | HRSG2 |  | O/G Steam |  | MIS_MO | Missouri | 29 | St Louis | 189 | 29189 | 1.5 | 8300 | 1999 | 9999 |  |  | Y | Natural Gas | [13 empty] | 0.2 | 0.2 | 0.2 | 0.2 | [11 empty] | Ashley Energy LLC | 100 | Ashley Energy LLC | 100
Trigen St. Louis | 56309_G_CT-1 | 56309 | G | CT-1 |  | Combined Cycle |  | MIS_MO | Missouri | 29 | St Louis | 189 | 29189 | 5 | 5500 | 1999 | 9999 |  |  | Y | Natural Gas | [13 empty] | 0.024573 | 0.024573 | 0.024573 | 0.024573 | [11 empty] | Ashley Energy LLC | 100 | Ashley Energy LLC | 100
Trigen St. Louis | 56309_G_CT-2 | 56309 | G | CT-2 |  | Combined Cycle |  | MIS_MO | Missouri | 29 | St Louis | 189 | 29189 | 5 | 5500 | 1999 | 9999 |  |  | Y | Natural Gas | [13 empty] | 0.024573 | 0.024573 | 0.024573 | 0.024573 | [11 empty] | Ashley Energy LLC | 100 | Ashley Energy LLC | 100
Trigen St. Louis | 56309_G_IC-1 | 56309 | G | IC-1 |  | Combustion Turbine | IC Engine | MIS_MO | Missouri | 29 | St Louis | 189 | 29189 | 1 | 23143 | 1999 | 9999 |  |  | N | Distillate Fuel Oil | [13 empty] | 1.6498 | 1.6498 | 1.6498 | 1.6498 | [11 empty] | Ashley Energy LLC | 100 | Ashley Energy LLC | 100
Trigen St. Louis | 56309_G_ST-3 | 56309 | G | ST-3 |  | Combined Cycle |  | MIS_MO | Missouri | 29 | St Louis | 189 | 29189 | 18 | 5500 | 2000 | 9999 |  |  | Y | Natural Gas | [12 empty] | 5.26 | 0.024573 | 0.024573 | 0.024573 | 0.024573 | [11 empty] | Ashley Energy LLC | 100 | Ashley Energy LLC | 100
Sweetwater Wind 3 LLC | 56311_G_SW3 | 56311 | G | SW3 |  | Onshore Wind |  | ERC_WEST | Texas | 48 | Nolan | 353 | 48353 | 135 | 0 | 2005 | 9999 |  |  | N | Wind | [13 empty] | 0 | 0 | 0 | 0 | [11 empty] | Sweetwater Wind 3 LLC | 100 | Northwestern Mutual Life Ins Co (The) | 100
Raft River Geothermal Power Plant | 56317_G_1 | 56317 | G | 1 |  | Geothermal |  | WECC_ID | Idaho | 16 | Cassia | 31 | 16031 | 10 | 9771 | 2008 | 9999 |  |  | N | Geothermal | [13 empty] | 0 | 0 | 0 | 0 | 0.4563 | 0.4563 | 0.4563 | [8 empty] | Raft River Energy I LLC | 100 | Ormat Technologies Inc | 100
Wygen 2 | 56319_B_1 | 56319 | B | 1 | 89633 | Coal Steam |  | WECC_WY | Wyoming | 56 | Campbell | 5 | 56005 | 90 | 11967 | 2008 | 2048 | wall | dry | N | Subbituminous | Dry Scrubber | 2008 | 0.933 | LNBO | SCR | 2008 |  | B | NA | ACI | 2016 |  | 0.1 | 0.05812 | 0.05812 | 0.05812 | 0.05812 | 0.1 | 0.1 | 0.1 | 0.983 | [7 empty] | Cheyenne Light Fuel & Power Co | 100 | Black Hills Corp | 100
Spring Canyon | 56320_G_1 | 56320 | G | 1 |  | Onshore Wind |  | WECC_CO | Colorado | 8 | Logan | 75 | 08075 | 60 | 0 | 2006 | 9999 |  |  | N | Wind | [13 empty] | 0 | 0 | 0 | 0 | [11 empty] | Spring Canyon Energy LLC | 100 | Invenergy LLC | 100
Richard Burdette Geothermal | 56321_G_1 | 56321 | G | 1 |  | Geothermal |  | WECC_NNV | Nevada | 32 | Washoe | 31 | 32031 | 10 | 9771 | 2005 | 9999 |  |  | N | Geothermal | [13 empty] | 0 | 0 | 0 | 0 | 0.4563 | 0.4563 | 0.4563 | [8 empty] | Ormat Nevada Inc | 100 | Ormat Technologies Inc | 100
Richard Burdette Geothermal | 56321_G_OEC2 | 56321 | G | OEC2 |  | Geothermal |  | WECC_NNV | Nevada | 32 | Washoe | 31 | 32031 | 10 | 9771 | 2005 | 9999 |  |  | N | Geothermal | [13 empty] | 0 | 0 | 0 | 0 | 0.4563 | 0.4563 | 0.4563 | [8 empty] | Ormat Nevada Inc | 100 | Ormat Technologies Inc | 100
Wild Horse | 56322_G_1 | 56322 | G | 1 |  | Onshore Wind |  | WECC_PNW | Washington | 53 | Kittitas | 37 | 53037 | 228.6 | 0 | 2006 | 9999 |  |  | N | Wind | [13 empty] | 0 | 0 | 0 | 0 | [11 empty] | Puget Sound Energy Inc | 100 | Puget Energy Inc | 100
Wild Horse | 56322_G_WHS1 | 56322 | G | WHS1 |  | Solar PV |  | WECC_PNW | Washington | 53 | Kittitas | 37 | 53037 | 0.5 | 0 | 2007 | 9999 |  |  | N | Solar | [13 empty] | 0 | 0 | 0 | 0 | [11 empty] | Puget Sound Energy Inc | 100 | Puget Energy Inc | 100
Wild Horse | 56322_G_WH2 | 56322 | G | WH2 |  | Onshore Wind |  | WECC_PNW | Washington | 53 | Kittitas | 37 | 53037 | 44 | 0 | 2009 | 9999 |  |  | N | Wind | [13 empty] | 0 | 0 | 0 | 0 | [11 empty] | Puget Sound Energy Inc | 100 | Puget Energy Inc | 100
Modern Innovative Energy LLC | 56323_G_GEN1 | 56323 | G | GEN1 |  | Landfill Gas |  | NY_Z_A | New York | 36 | Niagara | 63 | 36063 | 1.6 | 13500 | 2006 | 9999 |  |  | N | Landfill Gas | [13 empty] | 0.22117 | 0.22117 | 0.22117 | 0.22117 | [11 empty] | Modern Innovative Energy LLC | 100 | Archaea Energy Inc | 100
Modern Innovative Energy LLC | 56323_G_GEN2 | 56323 | G | GEN2 |  | Landfill Gas |  | NY_Z_A | New York | 36 | Niagara | 63 | 36063 | 1.6 | 13500 | 2006 | 9999 |  |  | N | Landfill Gas | [13 empty] | 0.22117 | 0.22117 | 0.22117 | 0.22117 | [11 empty] | Modern Innovative Energy LLC | 100 | Archaea Energy Inc | 100
Modern Innovative Energy LLC | 56323_G_GEN3 | 56323 | G | GEN3 |  | Landfill Gas |  | NY_Z_A | New York | 36 | Niagara | 63 | 36063 | 1.6 | 13500 | 2006 | 9999 |  |  | N | Landfill Gas | [13 empty] | 0.22117 | 0.22117 | 0.22117 | 0.22117 | [11 empty] | Modern Innovative Energy LLC | 100 | Archaea Energy Inc | 100
Modern Innovative Energy LLC | 56323_G_GEN4 | 56323 | G | GEN4 |  | Landfill Gas |  | NY_Z_A | New York | 36 | Niagara | 63 | 36063 | 1.6 | 13500 | 2006 | 9999 |  |  | N | Landfill Gas | [13 empty] | 0.22117 | 0.22117 | 0.22117 | 0.22117 | [11 empty] | Modern Innovative Energy LLC | 100 | Archaea Energy Inc | 100
Colonie LFGTE Facility | 56324_G_GEN1 | 56324 | G | GEN1 |  | Landfill Gas |  | NY_Z_F | New York | 36 | Albany | 1 | 36001 | 1.6 | 13500 | 2006 | 9999 |  |  | N | Landfill Gas | [13 empty] | 0.22117 | 0.22117 | 0.22117 | 0.22117 | [11 empty] | Innovative/Colonie LLC | 100 | Archaea Energy Inc | 100
Colonie LFGTE Facility | 56324_G_GEN2 | 56324 | G | GEN2 |  | Landfill Gas |  | NY_Z_F | New York | 36 | Albany | 1 | 36001 | 1.6 | 13500 | 2006 | 9999 |  |  | N | Landfill Gas | [13 empty] | 0.22117 | 0.22117 | 0.22117 | 0.22117 | [11 empty] | Innovative/Colonie LLC | 100 | Archaea Energy Inc | 100
Colonie LFGTE Facility | 56324_G_GEN3 | 56324 | G | GEN3 |  | Landfill Gas |  | NY_Z_F | New York | 36 | Albany | 1 | 36001 | 1.6 | 13500 | 2006 | 9999 |  |  | N | Landfill Gas | [13 empty] | 0.22117 | 0.22117 | 0.22117 | 0.22117 | [11 empty] | Innovative/Colonie LLC | 100 | Archaea Energy Inc | 100
Colonie LFGTE Facility | 56324_G_GEN4 | 56324 | G | GEN4 |  | Landfill Gas |  | NY_Z_F | New York | 36 | Albany | 1 | 36001 | 1.6 | 13500 | 2016 | 9999 |  |  | N | Landfill Gas | [13 empty] | 0.22117 | 0.22117 | 0.22117 | 0.22117 | [11 empty] | Innovative/Colonie LLC | 100 | Archaea Energy Inc | 100
Mustang Station Unit 4 | 56326_G_GEN1 | 56326 | G | GEN1 | 89654 | Combustion Turbine |  | SPP_SPS | Texas | 48 | Yoakum | 501 | 48501 | 153 | 11411 | 2006 | 9999 |  |  | N | Natural Gas |  |  |  | DLNB | [8 empty] | 0.015 | 0.02706 | 0.02706 | 0.02706 | 0.02706 | [11 empty] | Golden Spread Electric Coop Inc | 100 | Golden Spread Electric Coop Inc | 100
Mustang Station Unit 4 | 56326_G_GEN2 | 56326 | G | GEN2 | 89751 | Combustion Turbine |  | SPP_SPS | Texas | 48 | Yoakum | 501 | 48501 | 153 | 11411 | 2007 | 9999 |  |  | N | Natural Gas |  |  |  | DLNB | [8 empty] | 0.015 | 0.0281 | 0.0281 | 0.0281 | 0.0281 | [11 empty] | Golden Spread Electric Coop Inc | 100 | Golden Spread Electric Coop Inc | 100
Mustang Station Unit 4 | 56326_G_GEN3 | 56326 | G | GEN3 | 90776 | Combustion Turbine |  | SPP_SPS | Texas | 48 | Yoakum | 501 | 48501 | 156 | 11410 | 2013 | 9999 |  |  | N | Natural Gas |  |  |  | DLNB | [9 empty] | 0.02748 | 0.02748 | 0.02748 | 0.02748 | [11 empty] | Golden Spread Electric Coop Inc | 100 | Golden Spread Electric Coop Inc | 100
Pendleton County LFGTE | 56327_G_1 | 56327 | G | 1 |  | Landfill Gas |  | PJM_West | Kentucky | 21 | Pendleton | 191 | 21191 | 0.8 | 13500 | 2007 | 9999 |  |  | N | Landfill Gas | [13 empty] | 0.22117 | 0.22117 | 0.22117 | 0.22117 | [11 empty] | East Kentucky Power Coop | 100 | East Kentucky Power Coop | 100
Pendleton County LFGTE | 56327_G_2 | 56327 | G | 2 |  | Landfill Gas |  | PJM_West | Kentucky | 21 | Pendleton | 191 | 21191 | 0.8 | 13500 | 2007 | 9999 |  |  | N | Landfill Gas | [13 empty] | 0.22117 | 0.22117 | 0.22117 | 0.22117 | [11 empty] | East Kentucky Power Coop | 100 | East Kentucky Power Coop | 100
Pendleton County LFGTE | 56327_G_3 | 56327 | G | 3 |  | Landfill Gas |  | PJM_West | Kentucky | 21 | Pendleton | 191 | 21191 | 0.8 | 13500 | 2007 | 9999 |  |  | N | Landfill Gas | [13 empty] | 0.22117 | 0.22117 | 0.22117 | 0.22117 | [11 empty] | East Kentucky Power Coop | 100 | East Kentucky Power Coop | 100
Pendleton County LFGTE | 56327_G_4 | 56327 | G | 4 |  | Landfill Gas |  | PJM_West | Kentucky | 21 | Pendleton | 191 | 21191 | 0.8 | 13500 | 2007 | 9999 |  |  | N | Landfill Gas | [13 empty] | 0.22117 | 0.22117 | 0.22117 | 0.22117 | [11 empty] | East Kentucky Power Coop | 100 | East Kentucky Power Coop | 100
Harry D Mattison Gas Plant | 56328_G_1 | 56328 | G | 1 | 89740 | Combustion Turbine |  | SPP_WEST | Arkansas | 5 | Washington | 143 | 05143 | 75 | 12535 | 2007 | 9999 |  |  | N | Natural Gas |  |  |  | DLNB | [9 empty] | 0.04744 | 0.04744 | 0.04744 | 0.04744 | [11 empty] | Southwestern Electric Power Co | 100 | American Electric Power Co Inc | 100
Harry D Mattison Gas Plant | 56328_G_2 | 56328 | G | 2 | 89741 | Combustion Turbine |  | SPP_WEST | Arkansas | 5 | Washington | 143 | 05143 | 75 | 12535 | 2007 | 9999 |  |  | N | Natural Gas |  |  |  | DLNB | [9 empty] | 0.04614 | 0.04614 | 0.04614 | 0.04614 | [11 empty] | Southwestern Electric Power Co | 100 | American Electric Power Co Inc | 100
Harry D Mattison Gas Plant | 56328_G_3 | 56328 | G | 3 | 91249 | Combustion Turbine |  | SPP_WEST | Arkansas | 5 | Washington | 143 | 05143 | 72 | 12535 | 2007 | 9999 |  |  | N | Natural Gas |  |  |  | DLNB | [9 empty] | 0.07271 | 0.07271 | 0.07271 | 0.07271 | [11 empty] | Southwestern Electric Power Co | 100 | American Electric Power Co Inc | 100
Harry D Mattison Gas Plant | 56328_G_4 | 56328 | G | 4 | 91250 | Combustion Turbine |  | SPP_WEST | Arkansas | 5 | Washington | 143 | 05143 | 72 | 12535 | 2007 | 9999 |  |  | N | Natural Gas |  |  |  | DLNB | [9 empty] | 0.07744 | 0.07744 | 0.07744 | 0.07744 | [11 empty] | Southwestern Electric Power Co | 100 | American Electric Power Co Inc | 100
Gauley River Power Partners | 56333_G_GEN1 | 56333 | G | GEN1 |  | Hydro |  | PJM_West | West Virginia | 54 | Nicholas | 67 | 54067 | 40 | 0 | 2001 | 9999 |  |  | N | Hydro | [13 empty] | 0 | 0 | 0 | 0 | [11 empty] | Gauley River Power Partners LP | 100 | Hull Street Energy LLC | 100
Gauley River Power Partners | 56333_G_GEN2 | 56333 | G | GEN2 |  | Hydro |  | PJM_West | West Virginia | 54 | Nicholas | 67 | 54067 | 40 | 0 | 2001 | 9999 |  |  | N | Hydro | [13 empty] | 0 | 0 | 0 | 0 | [11 empty] | Gauley River Power Partners LP | 100 | Hull Street Energy LLC | 100
Blue Canyon Windpower II | 56335_G_EW2 | 56335 | G | EW2 |  | Onshore Wind |  | SPP_WEST | Oklahoma | 40 | Comanche | 31 | 40031 | 151 | 0 | 2005 | 9999 |  |  | N | Wind | [13 empty] | 0 | 0 | 0 | 0 | [11 empty] | Blue Canyon Windpower II LLC | 100 | Energias de Portugal SA | 100
Aragonne Wind LLC | 56336_G_1 | 56336 | G | 1 |  | Onshore Wind |  | WECC_NM | New Mexico | 35 | Guadalupe | 19 | 35019 | 90 | 0 | 2006 | 9999 |  |  | N | Wind | [13 empty] | 0 | 0 | 0 | 0 | [11 empty] | Starwood Property Trust Inc | 70 | Starwood Capital Group Global LLC | 70
Sweetwater Wind 4 LLC | 56337_G_SW4 | 56337 | G | SW4 |  | Onshore Wind |  | ERC_WEST | Texas | 48 | Nolan | 353 | 48353 | 241 | 0 | 2007 | 9999 |  |  | N | Wind | [13 empty] | 0 | 0 | 0 | 0 | [11 empty] | Babcock & Brown | 47.2574 | Babcock & Brown | 47.2574
High Trail Wind Farm LLC | 56338_G_1 | 56338 | G | 1 |  | Onshore Wind |  | PJM_COMD | Illinois | 17 | McLean | 113 | 17113 | 198 | 0 | 2007 | 9999 |  |  | N | Wind | [13 empty] | 0 | 0 | 0 | 0 | [11 empty] | High Trail Wind Farm LLC | 100 | Energias de Portugal SA | 100
Albemarle Hospital Unit | 56339_G_1 | 56339 | G | 1 |  | Combustion Turbine | IC Engine | S_VACA | North Carolina | 37 | Stanly | 167 | 37167 | 1.8 | 11990 | 2006 | 9999 |  |  | N | Distillate Fuel Oil | [12 empty] | 2.3 | 1.6498 | 1.6498 | 1.6498 | 1.6498 | [11 empty] | North Carolina Municipal Power Agency No 1 | 100 | North Carolina Municipal Power Agency No 1 | 100
Cherryville City Hall | 56340_G_1 | 56340 | G | 1 |  | Combustion Turbine | IC Engine | S_VACA | North Carolina | 37 | Gaston | 71 | 37071 | 1.8 | 16183 | 2006 | 9999 |  |  | N | Distillate Fuel Oil | [12 empty] | 2.3 | 1.6498 | 1.6498 | 1.6498 | 1.6498 | [11 empty] | North Carolina Municipal Power Agency No 1 | 100 | North Carolina Municipal Power Agency No 1 | 100
Lincolnton High School | 56341_G_1 | 56341 | G | 1 |  | Combustion Turbine | IC Engine | S_VACA | North Carolina | 37 | Lincoln | 109 | 37109 | 1.8 | 16454 | 2006 | 9999 |  |  | N | Distillate Fuel Oil | [12 empty] | 2.3 | 1.6498 | 1.6498 | 1.6498 | 1.6498 | [11 empty] | North Carolina Municipal Power Agency No 1 | 100 | North Carolina Municipal Power Agency No 1 | 100
Maiden Community Center | 56342_G_1 | 56342 | G | 1 |  | Combustion Turbine | IC Engine | S_VACA | North Carolina | 37 | Catawba | 35 | 37035 | 1.8 | 15848 | 2006 | 9999 |  |  | N | Distillate Fuel Oil | [12 empty] | 2.3 | 1.6498 | 1.6498 | 1.6498 | 1.6498 | [11 empty] | North Carolina Municipal Power Agency No 1 | 100 | North Carolina Municipal Power Agency No 1 | 100
Monroe Middle School | 56343_G_1 | 56343 | G | 1 |  | Combustion Turbine | IC Engine | S_VACA | North Carolina | 37 | Union | 179 | 37179 | 1.8 | 20879 | 2006 | 9999 |  |  | N | Distillate Fuel Oil | [12 empty] | 2.3 | 1.6498 | 1.6498 | 1.6498 | 1.6498 | [11 empty] | North Carolina Municipal Power Agency No 1 | 100 | North Carolina Municipal Power Agency No 1 | 100
Morganton Station 5 | 56344_G_1 | 56344 | G | 1 |  | Combustion Turbine | IC Engine | S_VACA | North Carolina | 37 | Burke | 23 | 37023 | 1.8 | 12283 | 2006 | 9999 |  |  | N | Distillate Fuel Oil | [12 empty] | 2.3 | 1.6498 | 1.6498 | 1.6498 | 1.6498 | [11 empty] | North Carolina Municipal Power Agency No 1 | 100 | North Carolina Municipal Power Agency No 1 | 100
Pineville Delivery 2 | 56345_G_1 | 56345 | G | 1 |  | Combustion Turbine | IC Engine | S_VACA | North Carolina | 37 | Mecklenburg | 119 | 37119 | 1.8 | 12283 | 2006 | 9999 |  |  | N | Distillate Fuel Oil | [12 empty] | 2.3 | 1.6498 | 1.6498 | 1.6498 | 1.6498 | [11 empty] | North Carolina Municipal Power Agency No 1 | 100 | North Carolina Municipal Power Agency No 1 | 100
Bear Valley Power Plant | 56346_G_ICE1 | 56346 | G | ICE1 |  | Combustion Turbine | IC Engine | WECC_SCE | California | 6 | San Bernardino | 71 | 06071 | 1.2 | 18000 | 2005 | 9999 |  |  | N | Natural Gas | [12 empty] | 0.74 | 0.2046 | 0.2046 | 0.2046 | 0.2046 | [11 empty] | Bear Valley Electric Service | 100 | American States Water Co | 100
Bear Valley Power Plant | 56346_G_ICE2 | 56346 | G | ICE2 |  | Combustion Turbine | IC Engine | WECC_SCE | California | 6 | San Bernardino | 71 | 06071 | 1.2 | 18000 | 2005 | 9999 |  |  | N | Natural Gas | [12 empty] | 0.74 | 0.2046 | 0.2046 | 0.2046 | 0.2046 | [11 empty] | Bear Valley Electric Service | 100 | American States Water Co | 100
Bear Valley Power Plant | 56346_G_ICE3 | 56346 | G | ICE3 |  | Combustion Turbine | IC Engine | WECC_SCE | California | 6 | San Bernardino | 71 | 06071 | 1.2 | 18000 | 2005 | 9999 |  |  | N | Natural Gas | [12 empty] | 0.74 | 0.2046 | 0.2046 | 0.2046 | 0.2046 | [11 empty] | Bear Valley Electric Service | 100 | American States Water Co | 100
Bear Valley Power Plant | 56346_G_ICE4 | 56346 | G | ICE4 |  | Combustion Turbine | IC Engine | WECC_SCE | California | 6 | San Bernardino | 71 | 06071 | 1.2 | 18000 | 2005 | 9999 |  |  | N | Natural Gas | [12 empty] | 0.74 | 0.2046 | 0.2046 | 0.2046 | 0.2046 | [11 empty] | Bear Valley Electric Service | 100 | American States Water Co | 100
Bear Valley Power Plant | 56346_G_ICE5 | 56346 | G | ICE5 |  | Combustion Turbine | IC Engine | WECC_SCE | California | 6 | San Bernardino | 71 | 06071 | 1.2 | 18000 | 2005 | 9999 |  |  | N | Natural Gas | [12 empty] | 0.74 | 0.2046 | 0.2046 | 0.2046 | 0.2046 | [11 empty] | Bear Valley Electric Service | 100 | American States Water Co | 100
Bear Valley Power Plant | 56346_G_ICE6 | 56346 | G | ICE6 |  | Combustion Turbine | IC Engine | WECC_SCE | California | 6 | San Bernardino | 71 | 06071 | 1.2 | 18000 | 2005 | 9999 |  |  | N | Natural Gas | [12 empty] | 0.74 | 0.2046 | 0.2046 | 0.2046 | 0.2046 | [11 empty] | Bear Valley Electric Service | 100 | American States Water Co | 100
Bear Valley Power Plant | 56346_G_ICE7 | 56346 | G | ICE7 |  | Combustion Turbine | IC Engine | WECC_SCE | California | 6 | San Bernardino | 71 | 06071 | 1.2 | 18000 | 2005 | 9999 |  |  | N | Natural Gas | [12 empty] | 0.74 | 0.2046 | 0.2046 | 0.2046 | 0.2046 | [11 empty] | Bear Valley Electric Service | 100 | American States Water Co | 100
Cedar Ridge | 56347_G_1 | 56347 | G | 1 |  | Onshore Wind |  | MIS_WUMS | Wisconsin | 55 | Fond Du Lac | 39 | 55039 | 67.7 | 0 | 2008 | 9999 |  |  | N | Wind | [13 empty] | 0 | 0 | 0 | 0 | [11 empty] | Wisconsin Power & Light Co | 100 | Alliant Energy Corp | 100
Laverne Diesel Generating Plant | 56348_G_1 | 56348 | G | 1 |  | Combustion Turbine | IC Engine | SPP_WEST | Oklahoma | 40 | Harper | 59 | 40059 | 2 | 10745 | 2006 | 9999 |  |  | N | Distillate Fuel Oil | [12 empty] | 0.8 | 3.4674 | 3.4674 | 3.4674 | 3.4674 | [11 empty] | Laverne OK (Town of) | 100 | Laverne OK (Town of) | 100
Laverne Diesel Generating Plant | 56348_G_2 | 56348 | G | 2 |  | Combustion Turbine | IC Engine | SPP_WEST | Oklahoma | 40 | Harper | 59 | 40059 | 2 | 10871 | 2006 | 9999 |  |  | N | Distillate Fuel Oil | [12 empty] | 0.8 | 3.4272 | 3.4272 | 3.4272 | 3.4272 | [11 empty] | Laverne OK (Town of) | 100 | Laverne OK (Town of) | 100
Quail Run Energy Center | 56349_G_CT2A | 56349 | G | CT2A | 91262 | Combined Cycle |  | ERC_WEST | Texas | 48 | Ector | 135 | 48135 | 68 | 8683 | 2002 | 9999 |  |  | N | Natural Gas |  |  |  | DLNB | SCR | [8 empty] | 0.015273 | 0.015273 | 0.015273 | 0.015273 | [11 empty] | Starwood Energy Group Global LLC | 100 | Starwood Capital Group Global LLC | 100
Quail Run Energy Center | 56349_G_CT2B | 56349 | G | CT2B | 91263 | Combined Cycle |  | ERC_WEST | Texas | 48 | Ector | 135 | 48135 | 68 | 8683 | 2002 | 9999 |  |  | N | Natural Gas |  |  |  | DLNB | SCR | [8 empty] | 0.015273 | 0.015273 | 0.015273 | 0.015273 | [11 empty] | Starwood Energy Group Global LLC | 100 | Starwood Capital Group Global LLC | 100
Quail Run Energy Center | 56349_G_CT1A | 56349 | G | CT1A | 89698 | Combined Cycle |  | ERC_WEST | Texas | 48 | Ector | 135 | 48135 | 70 | 8683 | 2007 | 9999 |  |  | N | Natural Gas |  |  |  | DLNB | SCR | [8 empty] | 0.015961 | 0.015961 | 0.015961 | 0.015961 | [11 empty] | Starwood Energy Group Global LLC | 100 | Starwood Capital Group Global LLC | 100
Quail Run Energy Center | 56349_G_CT1B | 56349 | G | CT1B | 89699 | Combined Cycle |  | ERC_WEST | Texas | 48 | Ector | 135 | 48135 | 70 | 8683 | 2007 | 9999 |  |  | N | Natural Gas |  |  |  | DLNB | SCR | [8 empty] | 0.015961 | 0.015961 | 0.015961 | 0.015961 | [11 empty] | Starwood Energy Group Global LLC | 100 | Starwood Capital Group Global LLC | 100
Quail Run Energy Center | 56349_G_ST1 | 56349 | G | ST1 | 89698 | Combined Cycle |  | ERC_WEST | Texas | 48 | Ector | 135 | 48135 | 98.1 | 8683 | 2007 | 9999 |  |  | N | Natural Gas |  |  |  | LNB + NH3 | SCR | [8 empty] | 0.015961 | 0.015961 | 0.015961 | 0.015961 | [11 empty] | Starwood Energy Group Global LLC | 100 | Starwood Capital Group Global LLC | 100
Quail Run Energy Center | 56349_G_ST2 | 56349 | G | ST2 | 91262 | Combined Cycle |  | ERC_WEST | Texas | 48 | Ector | 135 | 48135 | 98.1 | 8683 | 2008 | 9999 |  |  | N | Natural Gas |  |  |  | LNB + NH3 | SCR | [8 empty] | 0.015273 | 0.015273 | 0.015273 | 0.015273 | [11 empty] | Starwood Energy Group Global LLC | 100 | Starwood Capital Group Global LLC | 100
Colorado Bend Energy Center | 56350_G_CT1A | 56350 | G | CT1A | 91260 | Combined Cycle |  | ERC_REST | Texas | 48 | Wharton | 481 | 48481 | 70 | 8440 | 2002 | 9999 |  |  | N | Natural Gas |  |  |  | DLNB | SCR | [8 empty] | 0.013712 | 0.013712 | 0.013712 | 0.013712 | [11 empty] | Colorado Bend I Power LLC | 100 | TexGen Power LLC | 100
Colorado Bend Energy Center | 56350_G_CT1B | 56350 | G | CT1B | 91261 | Combined Cycle |  | ERC_REST | Texas | 48 | Wharton | 481 | 48481 | 62 | 8440 | 2002 | 9999 |  |  | N | Natural Gas |  |  |  | DLNB | SCR | [8 empty] | 0.013712 | 0.013712 | 0.013712 | 0.013712 | [11 empty] | Colorado Bend I Power LLC | 100 | TexGen Power LLC | 100
Colorado Bend Energy Center | 56350_G_CT2A | 56350 | G | CT2A | 91264 | Combined Cycle |  | ERC_REST | Texas | 48 | Wharton | 481 | 48481 | 69 | 8440 | 2002 | 9999 |  |  | N | Natural Gas |  |  |  | DLNB | SCR | [8 empty] | 0.013066 | 0.013066 | 0.013066 | 0.013066 | [11 empty] | Colorado Bend I Power LLC | 100 | TexGen Power LLC | 100
Colorado Bend Energy Center | 56350_G_CT2B | 56350 | G | CT2B | 91265 | Combined Cycle |  | ERC_REST | Texas | 48 | Wharton | 481 | 48481 | 63 | 8440 | 2002 | 9999 |  |  | N | Natural Gas |  |  |  | DLNB | SCR | [8 empty] | 0.013066 | 0.013066 | 0.013066 | 0.013066 | [11 empty] | Colorado Bend I Power LLC | 100 | TexGen Power LLC | 100
Colorado Bend Energy Center | 56350_G_ST1 | 56350 | G | ST1 | 91260 | Combined Cycle |  | ERC_REST | Texas | 48 | Wharton | 481 | 48481 | 101 | 8440 | 2007 | 9999 |  |  | N | Natural Gas |  |  |  | LNB + NH3 | SCR | [8 empty] | 0.013712 | 0.013712 | 0.013712 | 0.013712 | [11 empty] | Colorado Bend I Power LLC | 100 | TexGen Power LLC | 100
Colorado Bend Energy Center | 56350_G_ST2 | 56350 | G | ST2 | 91264 | Combined Cycle |  | ERC_REST | Texas | 48 | Wharton | 481 | 48481 | 103 | 8440 | 2008 | 9999 |  |  | N | Natural Gas |  |  |  | LNB + NH3 | SCR | [8 empty] | 0.013066 | 0.013066 | 0.013066 | 0.013066 | [11 empty] | Colorado Bend I Power LLC | 100 | TexGen Power LLC | 100
Spearville | 56351_G_1 | 56351 | G | 1 |  | Onshore Wind |  | SPP_N | Kansas | 20 | Ford | 57 | 20057 | 100.5 | 0 | 2006 | 9999 |  |  | N | Wind | [13 empty] | 0 | 0 | 0 | 0 | [11 empty] | Evergy Metro Inc | 100 | Evergy Inc | 100
Spearville | 56351_G_2 | 56351 | G | 2 |  | Onshore Wind |  | SPP_N | Kansas | 20 | Ford | 57 | 20057 | 48 | 0 | 2010 | 9999 |  |  | N | Wind | [13 empty] | 0 | 0 | 0 | 0 | [11 empty] | Evergy Metro Inc | 100 | Evergy Inc | 100
Whispering Willow Wind Farm - East | 56355_G_1 | 56355 | G | 1 |  | Onshore Wind |  | MIS_MIDA | Iowa | 19 | Franklin | 69 | 19069 | 199.7 | 0 | 2009 | 9999 |  |  | N | Wind | [13 empty] | 0 | 0 | 0 | 0 | [11 empty] | Interstate Power & Light Co | 100 | Alliant Energy Corp | 100
Clearwater Power Plant | 56356_G_CT1 | 56356 | G | CT1 |  | Combined Cycle |  | WECC_SCE | California | 6 | Riverside | 65 | 06065 | 21 | 7417 | 2005 | 9999 |  |  | Y | Natural Gas | [13 empty] | 0.03187 | 0.03187 | 0.03187 | 0.03187 | [11 empty] | Corona CA (City of) | 100 | Corona CA (City of) | 100
Clearwater Power Plant | 56356_G_ST1 | 56356 | G | ST1 |  | Combined Cycle |  | WECC_SCE | California | 6 | Riverside | 65 | 06065 | 7 | 7417 | 2005 | 9999 |  |  | Y | Natural Gas | [13 empty] | 0.03187 | 0.03187 | 0.03187 | 0.03187 | [11 empty] | Corona CA (City of) | 100 | Corona CA (City of) | 100
FPL Energy Burleigh County Wind | 56357_G_GE15 | 56357 | G | GE15 |  | Onshore Wind |  | SPP_WAUE | North Dakota | 38 | Burleigh | 15 | 38015 | 31.5 | 0 | 2005 | 9999 |  |  | N | Wind | [13 empty] | 0 | 0 | 0 | 0 | [11 empty] | Wilton Wind Energy I LLC | 100 | NextEra Energy Inc | 100
FPL Energy Burleigh County Wind | 56357_G_GE | 56357 | G | GE |  | Onshore Wind |  | SPP_WAUE | North Dakota | 38 | Burleigh | 15 | 38015 | 18 | 0 | 2006 | 9999 |  |  | N | Wind | [13 empty] | 0 | 0 | 0 | 0 | [11 empty] | Wilton Wind Energy I LLC | 100 | NextEra Energy Inc | 100
Klondike Windpower II | 56359_G_PH2 | 56359 | G | PH2 |  | Onshore Wind |  | WECC_PNW | Oregon | 41 | Sherman | 55 | 41055 | 75 | 0 | 2005 | 9999 |  |  | N | Wind | [13 empty] | 0 | 0 | 0 | 0 | [11 empty] | Klondike Wind Power II LLC | 100 | Iberdrola SA | 100
Leaning Juniper | 56360_G_1 | 56360 | G | 1 |  | Onshore Wind |  | WECC_PNW | Oregon | 41 | Gilliam | 21 | 41021 | 109.2 | 0 | 2006 | 9999 |  |  | N | Wind | [13 empty] | 0 | 0 | 0 | 0 | [11 empty] | PacifiCorp | 100 | Berkshire Hathaway Inc | 100
Big Horn Wind Project | 56361_G_1 | 56361 | G | 1 |  | Onshore Wind |  | WECC_PNW | Washington | 53 | Klickitat | 39 | 53039 | 199 | 0 | 2006 | 9999 |  |  | N | Wind | [13 empty] | 0 | 0 | 0 | 0 | [11 empty] | Big Horn Wind Project LLC | 100 | Iberdrola SA | 100
Shiloh I Wind Project | 56362_G_1 | 56362 | G | 1 |  | Onshore Wind |  | WEC_CALN | California | 6 | Solano | 95 | 06095 | 150 | 0 | 2006 | 9999 |  |  | N | Wind | [13 empty] | 0 | 0 | 0 | 0 | [11 empty] | Shiloh I Wind Project LLC | 100 | Iberdrola SA | 100
Danville New Design Plant | 56363_G_GEN 1 | 56363 | G | GEN 1 |  | Combustion Turbine | IC Engine | PJM_Dom | Virginia | 51 | Danville City | 590 | 51590 | 1.2 | 12283 | 2005 | 9999 |  |  | N | Distillate Fuel Oil | [12 empty] | 2.64 | 1.6498 | 1.6498 | 1.6498 | 1.6498 | [11 empty] | Danville Power & Light Dept | 100 | Danville Power & Light Dept | 100
Danville Kentuck Road Plant | 56364_G_GEN 1 | 56364 | G | GEN 1 |  | Combustion Turbine | IC Engine | PJM_Dom | Virginia | 51 | Pittsylvania | 143 | 51143 | 1.2 | 12283 | 2005 | 9999 |  |  | N | Distillate Fuel Oil | [12 empty] | 2.64 | 1.6498 | 1.6498 | 1.6498 | 1.6498 | [11 empty] | Danville Power & Light Dept | 100 | Danville Power & Light Dept | 100
Electric Avenue Facility | 56367_G_4 | 56367 | G | 4 |  | Combustion Turbine | IC Engine | PJM_Dom | Virginia | 51 | Culpeper | 47 | 51047 | 1.5 | 17508 | 1997 | 9999 |  |  | N | Distillate Fuel Oil | [13 empty] | 1.6498 | 1.6498 | 1.6498 | 1.6498 | [11 empty] | Culpeper VA (Town of) | 100 | Culpeper VA (Town of) | 100
Electric Avenue Facility | 56367_G_1 | 56367 | G | 1 |  | Combustion Turbine | IC Engine | PJM_Dom | Virginia | 51 | Culpeper | 47 | 51047 | 1.8 | 11298 | 2004 | 9999 |  |  | N | Distillate Fuel Oil | [12 empty] | 2.64 | 1.6498 | 1.6498 | 1.6498 | 1.6498 | [11 empty] | Culpeper VA (Town of) | 100 | Culpeper VA (Town of) | 100
Electric Avenue Facility | 56367_G_2 | 56367 | G | 2 |  | Combustion Turbine | IC Engine | PJM_Dom | Virginia | 51 | Culpeper | 47 | 51047 | 1.8 | 11185 | 2004 | 9999 |  |  | N | Distillate Fuel Oil | [12 empty] | 2.64 | 1.6498 | 1.6498 | 1.6498 | 1.6498 | [11 empty] | Culpeper VA (Town of) | 100 | Culpeper VA (Town of) | 100
Electric Avenue Facility | 56367_G_3 | 56367 | G | 3 |  | Combustion Turbine | IC Engine | PJM_Dom | Virginia | 51 | Culpeper | 47 | 51047 | 1.8 | 11185 | 2004 | 9999 |  |  | N | Distillate Fuel Oil | [12 empty] | 2.64 | 1.6498 | 1.6498 | 1.6498 | 1.6498 | [11 empty] | Culpeper VA (Town of) | 100 | Culpeper VA (Town of) | 100
Water Treatment Plant Generators | 56368_G_WP1 | 56368 | G | WP1 |  | Combustion Turbine | IC Engine | PJM_Dom | Virginia | 51 | Prince William | 153 | 51153 | 1.7 | 13730 | 2007 | 9999 |  |  | N | Distillate Fuel Oil | [13 empty] | 1.6498 | 1.6498 | 1.6498 | 1.6498 | [11 empty] | Manassas VA (City of) | 100 | Manassas VA (City of) | 100
Casselman Wind Power Project | 56369_G_1 | 56369 | G | 1 |  | Onshore Wind |  | PJM_PENE | Pennsylvania | 42 | Somerset | 111 | 42111 | 34.5 | 0 | 2007 | 9999 |  |  | N | Wind | [13 empty] | 0 | 0 | 0 | 0 | [11 empty] | Casselman Windpower LLC | 100 | Iberdrola SA | 100
Cedar Creek Wind | 56371_G_1 | 56371 | G | 1 |  | Onshore Wind |  | WECC_CO | Colorado | 8 | Weld | 123 | 08123 | 221 | 0 | 2007 | 9999 |  |  | N | Wind | [13 empty] | 0 | 0 | 0 | 0 | [11 empty] | Cedar Creek Wind Energy LLC | 100 | BP plc | 100
Cedar Creek Wind | 56371_G_2 | 56371 | G | 2 |  | Onshore Wind |  | WECC_CO | Colorado | 8 | Weld | 123 | 08123 | 79.5 | 0 | 2007 | 9999 |  |  | N | Wind | [13 empty] | 0 | 0 | 0 | 0 | [11 empty] | Cedar Creek Wind Energy LLC | 100 | BP plc | 100
Sweetwater Wind 5 | 56372_G_SW5 | 56372 | G | SW5 |  | Onshore Wind |  | ERC_WEST | Texas | 48 | Nolan | 353 | 48353 | 80.5 | 0 | 2007 | 9999 |  |  | N | Wind | [13 empty] | 0 | 0 | 0 | 0 | [11 empty] | Babcock & Brown Sweetwater 4 5 LLC | 50 | ArcLight Capital Partners LLC | 50
Robert Mueller Energy Center | 56374_G_CT1 | 56374 | G | CT1 |  | Combustion Turbine |  | ERC_REST | Texas | 48 | Travis | 453 | 48453 | 3.7 | 10745 | 2006 | 9999 |  |  | Y | Natural Gas | [12 empty] | 3 | 0.0759 | 0.0759 | 0.0759 | 0.0759 | [11 empty] | Austin Energy | 100 | Austin Energy | 100
Robert Mueller Energy Center | 56374_G_DG1 | 56374 | G | DG1 |  | Combustion Turbine | IC Engine | ERC_REST | Texas | 48 | Travis | 453 | 48453 | 1.5 | 10802 | 2006 | 9999 |  |  | N | Distillate Fuel Oil | [12 empty] | 3 | 1.6498 | 1.6498 | 1.6498 | 1.6498 | [11 empty] | Austin Energy | 100 | Austin Energy | 100
Pike County Wind Power | 56376_G_WTG1 | 56376 | G | WTG1 |  | Onshore Wind |  | MIS_IL | Illinois | 17 | Pike | 149 | 17149 | 1.7 | 0 | 2005 | 9999 |  |  | N | Wind | [13 empty] | 0 | 0 | 0 | 0 | [11 empty] | Illinois Rural Electric Coop | 100 | Illinois Rural Electric Coop | 100
Judith Gap Wind Energy Center | 56377_G_1 | 56377 | G | 1 |  | Onshore Wind |  | WECC_MT | Montana | 30 | Wheatland | 107 | 30107 | 135 | 0 | 2005 | 9999 |  |  | N | Wind | [13 empty] | 0 | 0 | 0 | 0 | [11 empty] | Judith Gap Energy LLC | 100 | Invenergy LLC | 100
Victory Wind Farm | 56379_G_VWF | 56379 | G | VWF |  | Onshore Wind |  | MIS_MIDA | Iowa | 19 | Carroll | 27 | 19027 | 99 | 0 | 2006 | 9999 |  |  | N | Wind | [13 empty] | 0 | 0 | 0 | 0 | [11 empty] | MidAmerican Energy Co | 100 | Berkshire Hathaway Inc | 100
Centennial Wind Farm | 56380_G_WT1 | 56380 | G | WT1 |  | Onshore Wind |  | SPP_WEST | Oklahoma | 40 | Harper | 59 | 40059 | 120 | 0 | 2006 | 9999 |  |  | N | Wind | [13 empty] | 0 | 0 | 0 | 0 | [11 empty] | Oklahoma Gas & Electric Co | 100 | OGE Energy Corp | 100
Northern Iowa Windpower II | 56383_G_TOI2 | 56383 | G | TOI2 |  | Onshore Wind |  | MIS_IA | Iowa | 19 | Worth | 195 | 19195 | 80 | 0 | 2008 | 9999 |  |  | N | Wind | [13 empty] | 0 | 0 | 0 | 0 | [11 empty] | Northern Iowa Windpower II LLC | 100 | Iberdrola SA | 100
Top of Iowa Windfarm III | 56386_G_TOI3 | 56386 | G | TOI3 |  | Onshore Wind |  | MIS_IA | Iowa | 19 | Worth | 195 | 19195 | 3.4 | 0 | 2008 | 9999 |  |  | N | Wind | [13 empty] | 0 | 0 | 0 | 0 | [11 empty] | Madison Gas & Electric Co | 100 | MGE Energy Inc | 100
Blue Sky Green Field Wind Project | 56391_G_1 | 56391 | G | 1 |  | Onshore Wind |  | MIS_WUMS | Wisconsin | 55 | Fond Du Lac | 39 | 55039 | 21 | 0 | 2008 | 9999 |  |  | N | Wind | [13 empty] | 0 | 0 | 0 | 0 | [11 empty] | Wisconsin Electric Power Co | 100 | WEC Energy Group Inc | 100
FPL Energy Oliver Wind I LLC | 56392_G_1 | 56392 | G | 1 |  | Onshore Wind |  | MIS_MNWI | North Dakota | 38 | Oliver | 65 | 38065 | 50.6 | 0 | 2006 | 9999 |  |  | N | Wind | [13 empty] | 0 | 0 | 0 | 0 | [11 empty] | Oliver Wind I LLC | 100 | NextEra Energy Inc | 100
Forest Creek Wind Farm LLC | 56394_G_1 | 56394 | G | 1 |  | Onshore Wind |  | ERC_WEST | Texas | 48 | Glasscock | 173 | 48173 | 124.2 | 0 | 2006 | 9999 |  |  | N | Wind | [13 empty] | 0 | 0 | 0 | 0 | [11 empty] | Forest Creek Wind Farm LLC | 100 | RWE Group | 100
Mesquite Wind Power LLC | 56395_G_1 | 56395 | G | 1 |  | Onshore Wind |  | ERC_WEST | Texas | 48 | Shackelford | 417 | 48417 | 200 | 0 | 2007 | 9999 |  |  | N | Wind | [13 empty] | 0 | 0 | 0 | 0 | [11 empty] | Mesquite Wind Power LLC | 100 | Energias de Portugal SA | 100
Hunlock Unit 4 | 56397_G_4 | 56397 | G | 4 | 2176 | Combustion Turbine |  | PJM_WMAC | Pennsylvania | 42 | Luzerne | 79 | 42079 | 45.9 | 25000 | 2000 | 9999 |  |  | N | Natural Gas |  |  |  | H2O | [8 empty] | 4 | 0.08538 | 0.08538 | 0.08538 | 0.08538 | [11 empty] | Hunlock Energy LLC | 100 | UGI Corp | 100
Lempster Wind LLC | 56399_G_1 | 56399 | G | 1 |  | Onshore Wind |  | NENGREST | New Hampshire | 33 | Sullivan | 19 | 33019 | 24 | 0 | 2008 | 9999 |  |  | N | Wind | [13 empty] | 0 | 0 | 0 | 0 | [11 empty] | Lempster Wind LLC | 100 | Iberdrola SA | 100
Treasure Coast Energy Center | 56400_G_CT1 | 56400 | G | CT1 | 89720 | Combined Cycle |  | FRCC | Florida | 12 | St Lucie | 111 | 12111 | 158.8 | 7050 | 2008 | 9999 |  |  | N | Natural Gas, Distillate Fuel Oil |  |  |  | DLNB + H2O | SCR | [7 empty] | 0.001 | 0.0057611 | 0.0057611 | 0.0057611 | 0.0057611 | [11 empty] | Florida Municipal Power Agency | 100 | Florida Municipal Power Agency | 100
Treasure Coast Energy Center | 56400_G_ST1 | 56400 | G | ST1 | 89720 | Combined Cycle |  | FRCC | Florida | 12 | St Lucie | 111 | 12111 | 159.2 | 7050 | 2008 | 9999 |  |  | N | Natural Gas, Distillate Fuel Oil |  |  |  | DLNB + H2O | SCR | [8 empty] | 0.0057611 | 0.0057611 | 0.0057611 | 0.0057611 | [11 empty] | Florida Municipal Power Agency | 100 | Florida Municipal Power Agency | 100
Noble Hill Landfill | 56404_G_NHLC | 56404 | G | NHLC |  | Landfill Gas |  | SPP_N | Missouri | 29 | Greene | 77 | 29077 | 3 | 13500 | 2006 | 9999 |  |  | N | Landfill Gas | [13 empty] | 0.22117 | 0.22117 | 0.22117 | 0.22117 | [11 empty] | Springfield MO (City of) | 100 | Springfield MO (City of) | 100
Nevada Solar One | 56405_B_HI | 56405 | B | HI |  | Solar Thermal |  | WECC_SNV | Nevada | 32 | Clark | 3 | 32003 | 68 | 9771 | 2007 | 9999 |  |  | N | Solar | [13 empty] | 0 | 0 | 0 | 0 | [11 empty] | Nevada Solar One LLC | 100 | Acciona Energia | 100
Sierra Pacific Burlington Facility | 56406_B_BLR1 | 56406 | B | BLR1 |  | Biomass |  | WECC_PNW | Washington | 53 | Skagit | 57 | 53057 | 24.6 | 4552 | 2007 | 9999 |  |  | Y | Biomass |  |  |  |  | SNCR |  |  | ESPC + C | No |  |  |  |  | 0.13 | 0.13 | 0.13 | 0.13 | [11 empty] | Sierra Pacific Industries Inc | 100 | Sierra Pacific Industries | 100
West County Energy Center | 56407_G_1A | 56407 | G | 1A | 89726 | Combined Cycle |  | FRCC | Florida | 12 | Palm Beach | 99 | 12099 | 257.6 | 7060 | 2009 | 9999 |  |  | N | Natural Gas, Distillate Fuel Oil |  |  |  | DLNB + H2O + NH3 | SCR | [8 empty] | 0.0078199 | 0.0078199 | 0.0078199 | 0.0078199 | [11 empty] | Florida Power & Light Co | 100 | NextEra Energy Inc | 100
West County Energy Center | 56407_G_1B | 56407 | G | 1B | 89727 | Combined Cycle |  | FRCC | Florida | 12 | Palm Beach | 99 | 12099 | 257.6 | 7060 | 2009 | 9999 |  |  | N | Natural Gas, Distillate Fuel Oil |  |  |  | DLNB + H2O + NH3 | SCR | [8 empty] | 0.0078199 | 0.0078199 | 0.0078199 | 0.0078199 | [11 empty] | Florida Power & Light Co | 100 | NextEra Energy Inc | 100
West County Energy Center | 56407_G_1C | 56407 | G | 1C | 89728 | Combined Cycle |  | FRCC | Florida | 12 | Palm Beach | 99 | 12099 | 257.6 | 7060 | 2009 | 9999 |  |  | N | Natural Gas, Distillate Fuel Oil |  |  |  | DLNB + H2O + NH3 | SCR | [8 empty] | 0.0078199 | 0.0078199 | 0.0078199 | 0.0078199 | [11 empty] | Florida Power & Light Co | 100 | NextEra Energy Inc | 100
West County Energy Center | 56407_G_1ST | 56407 | G | 1ST | 89726 | Combined Cycle |  | FRCC | Florida | 12 | Palm Beach | 99 | 12099 | 486.2 | 7060 | 2009 | 9999 |  |  | N | Natural Gas, Distillate Fuel Oil |  |  |  | LNB + NH3 | SCR | [8 empty] | 0.0078199 | 0.0078199 | 0.0078199 | 0.0078199 | [11 empty] | Florida Power & Light Co | 100 | NextEra Energy Inc | 100
West County Energy Center | 56407_G_2A | 56407 | G | 2A | 89729 | Combined Cycle |  | FRCC | Florida | 12 | Palm Beach | 99 | 12099 | 257.7 | 7060 | 2009 | 9999 |  |  | N | Natural Gas, Distillate Fuel Oil |  |  |  | DLNB + H2O + NH3 | SCR | [8 empty] | 0.0078122 | 0.0078122 | 0.0078122 | 0.0078122 | [11 empty] | Florida Power & Light Co | 100 | NextEra Energy Inc | 100
West County Energy Center | 56407_G_2B | 56407 | G | 2B | 89730 | Combined Cycle |  | FRCC | Florida | 12 | Palm Beach | 99 | 12099 | 257.7 | 7060 | 2009 | 9999 |  |  | N | Natural Gas, Distillate Fuel Oil |  |  |  | DLNB + H2O + NH3 | SCR | [8 empty] | 0.0078122 | 0.0078122 | 0.0078122 | 0.0078122 | [11 empty] | Florida Power & Light Co | 100 | NextEra Energy Inc | 100
West County Energy Center | 56407_G_2C | 56407 | G | 2C | 89731 | Combined Cycle |  | FRCC | Florida | 12 | Palm Beach | 99 | 12099 | 257.7 | 7060 | 2009 | 9999 |  |  | N | Natural Gas, Distillate Fuel Oil |  |  |  | DLNB + H2O + NH3 | SCR | [8 empty] | 0.0078122 | 0.0078122 | 0.0078122 | 0.0078122 | [11 empty] | Florida Power & Light Co | 100 | NextEra Energy Inc | 100
West County Energy Center | 56407_G_2ST | 56407 | G | 2ST | 89729 | Combined Cycle |  | FRCC | Florida | 12 | Palm Beach | 99 | 12099 | 485.9 | 7060 | 2009 | 9999 |  |  | N | Natural Gas, Distillate Fuel Oil |  |  |  | LNB + NH3 | SCR | [8 empty] | 0.0078122 | 0.0078122 | 0.0078122 | 0.0078122 | [11 empty] | Florida Power & Light Co | 100 | NextEra Energy Inc | 100
West County Energy Center | 56407_G_3A | 56407 | G | 3A | 90654 | Combined Cycle |  | FRCC | Florida | 12 | Palm Beach | 99 | 12099 | 257.7 | 7060 | 2011 | 9999 |  |  | N | Natural Gas, Distillate Fuel Oil |  |  |  | DLNB + H2O | SCR | [8 empty] | 0.0077172 | 0.0077172 | 0.0077172 | 0.0077172 | [11 empty] | Florida Power & Light Co | 100 | NextEra Energy Inc | 100
West County Energy Center | 56407_G_3B | 56407 | G | 3B | 90655 | Combined Cycle |  | FRCC | Florida | 12 | Palm Beach | 99 | 12099 | 257.7 | 7060 | 2011 | 9999 |  |  | N | Natural Gas, Distillate Fuel Oil |  |  |  | DLNB + H2O | SCR | [8 empty] | 0.0077172 | 0.0077172 | 0.0077172 | 0.0077172 | [11 empty] | Florida Power & Light Co | 100 | NextEra Energy Inc | 100
West County Energy Center | 56407_G_3C | 56407 | G | 3C | 90656 | Combined Cycle |  | FRCC | Florida | 12 | Palm Beach | 99 | 12099 | 257.7 | 7060 | 2011 | 9999 |  |  | N | Natural Gas, Distillate Fuel Oil |  |  |  | DLNB + H2O | SCR | [8 empty] | 0.0077172 | 0.0077172 | 0.0077172 | 0.0077172 | [11 empty] | Florida Power & Light Co | 100 | NextEra Energy Inc | 100
West County Energy Center | 56407_G_3ST | 56407 | G | 3ST | 90654 | Combined Cycle |  | FRCC | Florida | 12 | Palm Beach | 99 | 12099 | 485.9 | 7060 | 2011 | 9999 |  |  | N | Natural Gas, Distillate Fuel Oil |  |  |  | LNB + NH3 | SCR | [8 empty] | 0.0077172 | 0.0077172 | 0.0077172 | 0.0077172 | [11 empty] | Florida Power & Light Co | 100 | NextEra Energy Inc | 100
Agriwind | 56408_G_AWND1 | 56408 | G | AWND1 |  | Onshore Wind |  | PJM_COMD | Illinois | 17 | BUREAU | 11 | 17011 | 8.4 | 0 | 2007 | 9999 |  |  | N | Wind | [13 empty] | 0 | 0 | 0 | 0 | [11 empty] | AgriWind LLC | 100 | Exelon Corp | 100
Stahl Wind Energy | 56409_G_1 | 56409 | G | 1 |  | Onshore Wind |  | MIS_MNWI | Minnesota | 27 | Pipestone | 117 | 27117 | 1.7 | 0 | 2004 | 9999 |  |  | N | Wind | [13 empty] | 0 | 0 | 0 | 0 | [11 empty] | Stahl Wind Energy LLC | 100 | NRG Energy Inc | 100
Carstensen Wind | 56410_G_1 | 56410 | G | 1 |  | Onshore Wind |  | MIS_MNWI | Minnesota | 27 | Pipestone | 117 | 27117 | 1.7 | 0 | 2004 | 9999 |  |  | N | Wind | [13 empty] | 0 | 0 | 0 | 0 | [11 empty] | Carstensen Wind LLC | 100 | NRG Energy Inc | 100
Northern Lights Wind LLC | 56411_G_1 | 56411 | G | 1 |  | Onshore Wind |  | MIS_MNWI | Minnesota | 27 | Pipestone | 117 | 27117 | 1.7 | 0 | 2004 | 9999 |  |  | N | Wind | [13 empty] | 0 | 0 | 0 | 0 | [11 empty] | Northern Lights Wind LLC | 100 | NRG Energy Inc | 100
Lucky Wind | 56412_G_1 | 56412 | G | 1 |  | Onshore Wind |  | MIS_MNWI | Minnesota | 27 | Pipestone | 117 | 27117 | 1.7 | 0 | 2004 | 9999 |  |  | N | Wind | [13 empty] | 0 | 0 | 0 | 0 | [11 empty] | Lucky Wind LLC | 100 | NRG Energy Inc | 100
Greenback Energy | 56413_G_1 | 56413 | G | 1 |  | Onshore Wind |  | MIS_MNWI | Minnesota | 27 | Pipestone | 117 | 27117 | 1.7 | 0 | 2004 | 9999 |  |  | N | Wind | [13 empty] | 0 | 0 | 0 | 0 | [11 empty] | Greenback Energy LLC | 100 | NRG Energy Inc | 100
Redwood Falls Wind | 56414_G_WND1 | 56414 | G | WND1 |  | Onshore Wind |  | MIS_MNWI | Minnesota | 27 | Redwood | 127 | 27127 | 1.7 | 0 | 2004 | 9999 |  |  | N | Wind | [13 empty] | 0 | 0 | 0 | 0 | [11 empty] | Southern Minnesota Municipal Power Agency | 100 | Southern Minnesota Municipal Power Agency | 100
Redwood Falls Wind | 56414_G_WND2 | 56414 | G | WND2 |  | Onshore Wind |  | MIS_MNWI | Minnesota | 27 | Redwood | 127 | 27127 | 1.7 | 0 | 2005 | 9999 |  |  | N | Wind | [13 empty] | 0 | 0 | 0 | 0 | [11 empty] | Southern Minnesota Municipal Power Agency | 100 | Southern Minnesota Municipal Power Agency | 100
Fairmont Wind | 56415_G_WND1 | 56415 | G | WND1 |  | Onshore Wind |  | MIS_MNWI | Minnesota | 27 | Martin | 91 | 27091 | 0.9 | 0 | 2003 | 9999 |  |  | N | Wind | [13 empty] | 0 | 0 | 0 | 0 | [11 empty] | Southern Minnesota Municipal Power Agency | 100 | Southern Minnesota Municipal Power Agency | 100
Fairmont Wind | 56415_G_WND2 | 56415 | G | WND2 |  | Onshore Wind |  | MIS_MNWI | Minnesota | 27 | Martin | 91 | 27091 | 0.9 | 0 | 2003 | 9999 |  |  | N | Wind | [13 empty] | 0 | 0 | 0 | 0 | [11 empty] | Southern Minnesota Municipal Power Agency | 100 | Southern Minnesota Municipal Power Agency | 100
Fairmont Wind | 56415_G_WND3 | 56415 | G | WND3 |  | Onshore Wind |  | MIS_MNWI | Minnesota | 27 | Martin | 91 | 27091 | 1.7 | 0 | 2004 | 9999 |  |  | N | Wind | [13 empty] | 0 | 0 | 0 | 0 | [11 empty] | Southern Minnesota Municipal Power Agency | 100 | Southern Minnesota Municipal Power Agency | 100
Fairmont Wind | 56415_G_WND4 | 56415 | G | WND4 |  | Onshore Wind |  | MIS_MNWI | Minnesota | 27 | Martin | 91 | 27091 | 1.7 | 0 | 2005 | 9999 |  |  | N | Wind | [13 empty] | 0 | 0 | 0 | 0 | [11 empty] | Southern Minnesota Municipal Power Agency | 100 | Southern Minnesota Municipal Power Agency | 100
Michigan Wind 1 | 56416_G_1 | 56416 | G | 1 |  | Onshore Wind |  | MIS_LMI | Michigan | 26 | Huron | 63 | 26063 | 69 | 0 | 2008 | 9999 |  |  | N | Wind | [13 empty] | 0 | 0 | 0 | 0 | [11 empty] | Michigan Wind 1 LLC | 100 | Exelon Corp | 100
Beecher Gas Recovery | 56419_G_B1 | 56419 | G | B1 |  | Landfill Gas |  | PJM_COMD | Illinois | 17 | Will | 197 | 17197 | 1.1 | 13500 | 2006 | 9999 |  |  | N | Landfill Gas | [13 empty] | 0.22117 | 0.22117 | 0.22117 | 0.22117 | [11 empty] | Beecher Energy LLC | 100 | Beecher Energy LLC | 100
Beecher Gas Recovery | 56419_G_B2 | 56419 | G | B2 |  | Landfill Gas |  | PJM_COMD | Illinois | 17 | Will | 197 | 17197 | 1.1 | 13500 | 2006 | 9999 |  |  | N | Landfill Gas | [13 empty] | 0.22117 | 0.22117 | 0.22117 | 0.22117 | [11 empty] | Beecher Energy LLC | 100 | Beecher Energy LLC | 100
Beecher Gas Recovery | 56419_G_B3 | 56419 | G | B3 |  | Landfill Gas |  | PJM_COMD | Illinois | 17 | Will | 197 | 17197 | 1.1 | 13500 | 2008 | 9999 |  |  | N | Landfill Gas | [13 empty] | 0.22117 | 0.22117 | 0.22117 | 0.22117 | [11 empty] | Beecher Energy LLC | 100 | Beecher Energy LLC | 100
Renick Run Pumping Station 03-04 | 56420_G_0003 | 56420 | G | 0003 |  | Combustion Turbine | IC Engine | PJM_West | Ohio | 39 | Franklin | 49 | 39049 | 1.1 | 11666 | 2006 | 9999 |  |  | N | Distillate Fuel Oil | [12 empty] | 3.6 | 1.6498 | 1.6498 | 1.6498 | 1.6498 | [11 empty] | Columbus OH (City of) | 100 | Columbus OH (City of) | 100
Renick Run Pumping Station 03-04 | 56420_G_0004 | 56420 | G | 0004 |  | Combustion Turbine | IC Engine | PJM_West | Ohio | 39 | Franklin | 49 | 39049 | 1.1 | 11657 | 2006 | 9999 |  |  | N | Distillate Fuel Oil | [12 empty] | 3.6 | 1.6498 | 1.6498 | 1.6498 | 1.6498 | [11 empty] | Columbus OH (City of) | 100 | Columbus OH (City of) | 100
PS ST-8 Engine No 1 | 56421_G_0005 | 56421 | G | 0005 |  | Combustion Turbine | IC Engine | PJM_West | Ohio | 39 | Franklin | 49 | 39049 | 1.8 | 12511 | 2008 | 9999 |  |  | N | Distillate Fuel Oil | [12 empty] | 3.6 | 1.6498 | 1.6498 | 1.6498 | 1.6498 | [11 empty] | Columbus OH (City of) | 100 | Columbus OH (City of) | 100
ST-1/1A Engine No 1 | 56422_G_0006 | 56422 | G | 0006 |  | Combustion Turbine | IC Engine | PJM_West | Ohio | 39 | Franklin | 49 | 39049 | 1.1 | 25000 | 2008 | 9999 |  |  | N | Distillate Fuel Oil | [12 empty] | 3.6 | 1.6498 | 1.6498 | 1.6498 | 1.6498 | [11 empty] | Columbus OH (City of) | 100 | Columbus OH (City of) | 100
Dodge Park Engine No 1 | 56423_G_0007 | 56423 | G | 0007 |  | Combustion Turbine | IC Engine | PJM_West | Ohio | 39 | Franklin | 49 | 39049 | 1.8 | 13120 | 2008 | 9999 |  |  | N | Distillate Fuel Oil | [12 empty] | 3.6 | 1.6498 | 1.6498 | 1.6498 | 1.6498 | [11 empty] | Columbus OH (City of) | 100 | Columbus OH (City of) | 100
Mower County Wind Energy Center | 56424_G_1 | 56424 | G | 1 |  | Onshore Wind |  | MIS_IA | Minnesota | 27 | Mower | 99 | 27099 | 98.9 | 0 | 2006 | 9999 |  |  | N | Wind | [13 empty] | 0 | 0 | 0 | 0 | [11 empty] | FPL Energy Mower County LLC | 100 | Xcel Energy Inc | 100
Ameresco Chicopee Energy | 56426_G_Unit1 | 56426 | G | Unit1 |  | Landfill Gas |  | NENGREST | Massachusetts | 25 | Hampden | 13 | 25013 | 1.9 | 13500 | 2004 | 9999 |  |  | N | Landfill Gas | [13 empty] | 0.17292 | 0.17292 | 0.17292 | 0.17292 | [11 empty] | Ameresco Chicopee Energy LLC | 100 | Ameresco Inc | 100
Ameresco Chicopee Energy | 56426_G_Unit2 | 56426 | G | Unit2 |  | Landfill Gas |  | NENGREST | Massachusetts | 25 | Hampden | 13 | 25013 | 1.9 | 13500 | 2004 | 9999 |  |  | N | Landfill Gas | [13 empty] | 0.17551 | 0.17551 | 0.17551 | 0.17551 | [11 empty] | Ameresco Chicopee Energy LLC | 100 | Ameresco Inc | 100
Ameresco Chicopee Energy | 56426_G_Unit3 | 56426 | G | Unit3 |  | Landfill Gas |  | NENGREST | Massachusetts | 25 | Hampden | 13 | 25013 | 1.9 | 13500 | 2004 | 9999 |  |  | N | Landfill Gas | [13 empty] | 0.16204 | 0.16204 | 0.16204 | 0.16204 | [11 empty] | Ameresco Chicopee Energy LLC | 100 | Ameresco Inc | 100
Ameresco Chicopee Energy | 56426_G_UNIT4 | 56426 | G | UNIT4 |  | Landfill Gas |  | NENGREST | Massachusetts | 25 | Hampden | 13 | 25013 | 2 | 13500 | 2010 | 9999 |  |  | N | Landfill Gas | [13 empty] | 0.14772 | 0.14772 | 0.14772 | 0.14772 | [11 empty] | Ameresco Chicopee Energy LLC | 100 | Ameresco Inc | 100
Ameresco Janesville | 56427_G_Unit1 | 56427 | G | Unit1 |  | Landfill Gas |  | MIS_WUMS | Wisconsin | 55 | Rock | 105 | 55105 | 1 | 13500 | 2004 | 9999 |  |  | N | Landfill Gas | [13 empty] | 0.22117 | 0.22117 | 0.22117 | 0.22117 | [11 empty] | Ameresco Janesville LLC | 100 | Ameresco Inc | 100
Ameresco Janesville | 56427_G_Unit2 | 56427 | G | Unit2 |  | Landfill Gas |  | MIS_WUMS | Wisconsin | 55 | Rock | 105 | 55105 | 1 | 13500 | 2004 | 9999 |  |  | N | Landfill Gas | [13 empty] | 0.22117 | 0.22117 | 0.22117 | 0.22117 | [11 empty] | Ameresco Janesville LLC | 100 | Ameresco Inc | 100
Ameresco Janesville | 56427_G_Unit3 | 56427 | G | Unit3 |  | Landfill Gas |  | MIS_WUMS | Wisconsin | 55 | Rock | 105 | 55105 | 1 | 13500 | 2004 | 9999 |  |  | N | Landfill Gas | [13 empty] | 0.22117 | 0.22117 | 0.22117 | 0.22117 | [11 empty] | Ameresco Janesville LLC | 100 | Ameresco Inc | 100
Ameresco Santa Cruz Energy | 56428_G_Unit1 | 56428 | G | Unit1 |  | Landfill Gas |  | WEC_CALN | California | 6 | Santa Cruz | 87 | 06087 | 1 | 13500 | 2006 | 9999 |  |  | N | Landfill Gas | [13 empty] | 0.14914 | 0.14914 | 0.14914 | 0.14914 | [11 empty] | Ameresco Santa Cruz Energy LLC | 100 | Ameresco Inc | 100
Ameresco Santa Cruz Energy | 56428_G_Unit2 | 56428 | G | Unit2 |  | Landfill Gas |  | WEC_CALN | California | 6 | Santa Cruz | 87 | 06087 | 1 | 13500 | 2006 | 9999 |  |  | N | Landfill Gas | [13 empty] | 0.14914 | 0.14914 | 0.14914 | 0.14914 | [11 empty] | Ameresco Santa Cruz Energy LLC | 100 | Ameresco Inc | 100
Ameresco Santa Cruz Energy | 56428_G_Unit3 | 56428 | G | Unit3 |  | Landfill Gas |  | WEC_CALN | California | 6 | Santa Cruz | 87 | 06087 | 1 | 13500 | 2006 | 9999 |  |  | N | Landfill Gas | [13 empty] | 0.14914 | 0.14914 | 0.14914 | 0.14914 | [11 empty] | Ameresco Santa Cruz Energy LLC | 100 | Ameresco Inc | 100
Ameresco Delaware South | 56429_G_1 | 56429 | G | 1 |  | Landfill Gas |  | PJM_EMAC | Delaware | 10 | Sussex | 5 | 10005 | 1 | 13500 | 2006 | 9999 |  |  | N | Landfill Gas | [12 empty] | 0.2 | 0.1697 | 0.1697 | 0.1697 | 0.1697 | [11 empty] | Ameresco Delaware South | 100 | Ameresco Inc | 100
Ameresco Delaware South | 56429_G_2 | 56429 | G | 2 |  | Landfill Gas |  | PJM_EMAC | Delaware | 10 | Sussex | 5 | 10005 | 1 | 13500 | 2006 | 9999 |  |  | N | Landfill Gas | [12 empty] | 0.2 | 0.1697 | 0.1697 | 0.1697 | 0.1697 | [11 empty] | Ameresco Delaware South | 100 | Ameresco Inc | 100
Ameresco Delaware South | 56429_G_3 | 56429 | G | 3 |  | Landfill Gas |  | PJM_EMAC | Delaware | 10 | Sussex | 5 | 10005 | 1 | 13500 | 2006 | 9999 |  |  | N | Landfill Gas | [12 empty] | 0.2 | 0.1697 | 0.1697 | 0.1697 | 0.1697 | [11 empty] | Ameresco Delaware South | 100 | Ameresco Inc | 100
Ameresco Delaware South | 56429_G_4 | 56429 | G | 4 |  | Landfill Gas |  | PJM_EMAC | Delaware | 10 | Sussex | 5 | 10005 | 1 | 13500 | 2006 | 9999 |  |  | N | Landfill Gas | [12 empty] | 0.2 | 0.1697 | 0.1697 | 0.1697 | 0.1697 | [11 empty] | Ameresco Delaware South | 100 | Ameresco Inc | 100
Ameresco Delaware South | 56429_G_5 | 56429 | G | 5 |  | Landfill Gas |  | PJM_EMAC | Delaware | 10 | Sussex | 5 | 10005 | 1 | 13500 | 2010 | 9999 |  |  | N | Landfill Gas | [12 empty] | 0.2 | 0.1697 | 0.1697 | 0.1697 | 0.1697 | [11 empty] | Ameresco Delaware South | 100 | Ameresco Inc | 100
Ameresco Delaware Central | 56430_G_1C | 56430 | G | 1C |  | Landfill Gas |  | PJM_EMAC | Delaware | 10 | Kent | 1 | 10001 | 1 | 13500 | 2006 | 9999 |  |  | N | Landfill Gas | [12 empty] | 0.14 | 0.1697 | 0.1697 | 0.1697 | 0.1697 | [11 empty] | Ameresco Delaware Energy LLC | 100 | Ameresco Inc | 100
Ameresco Delaware Central | 56430_G_2C | 56430 | G | 2C |  | Landfill Gas |  | PJM_EMAC | Delaware | 10 | Kent | 1 | 10001 | 1 | 13500 | 2006 | 9999 |  |  | N | Landfill Gas | [12 empty] | 0.14 | 0.1697 | 0.1697 | 0.1697 | 0.1697 | [11 empty] | Ameresco Delaware Energy LLC | 100 | Ameresco Inc | 100
Ameresco Delaware Central | 56430_G_3C | 56430 | G | 3C |  | Landfill Gas |  | PJM_EMAC | Delaware | 10 | Kent | 1 | 10001 | 1 | 13500 | 2006 | 9999 |  |  | N | Landfill Gas | [12 empty] | 0.14 | 0.1697 | 0.1697 | 0.1697 | 0.1697 | [11 empty] | Ameresco Delaware Energy LLC | 100 | Ameresco Inc | 100
Ameresco Delaware Central | 56430_G_4C | 56430 | G | 4C |  | Landfill Gas |  | PJM_EMAC | Delaware | 10 | Kent | 1 | 10001 | 1 | 13500 | 2014 | 9999 |  |  | N | Landfill Gas | [13 empty] | 0.27112 | 0.27112 | 0.27112 | 0.27112 | [11 empty] | Ameresco Delaware Energy LLC | 100 | Ameresco Inc | 100
Ameresco Delaware Central | 56430_G_5C | 56430 | G | 5C |  | Landfill Gas |  | PJM_EMAC | Delaware | 10 | Kent | 1 | 10001 | 1 | 13500 | 2014 | 9999 |  |  | N | Landfill Gas | [13 empty] | 0.26714 | 0.26714 | 0.26714 | 0.26714 | [11 empty] | Ameresco Delaware Energy LLC | 100 | Ameresco Inc | 100
Wildorado Wind LLC | 56432_G_1 | 56432 | G | 1 |  | Onshore Wind |  | SPP_SPS | Texas | 48 | Oldham | 359 | 48359 | 161 | 0 | 2007 | 9999 |  |  | N | Wind | [13 empty] | 0 | 0 | 0 | 0 | [11 empty] | Wildorado Wind LLC | 100 | Global Infrastructure Partners | 100
Pine Tree Wind Power Project | 56433_G_1 | 56433 | G | 1 |  | Onshore Wind |  | WEC_LADW | California | 6 | Kern | 29 | 06029 | 135 | 0 | 2009 | 9999 |  |  | N | Wind | [13 empty] | 0 | 0 | 0 | 0 | [11 empty] | Los Angeles Dept of Water & Power | 100 | Los Angeles Dept of Water & Power | 100
Burley Butte Windpark | 56434_G_BBWP | 56434 | G | BBWP |  | Onshore Wind |  | WECC_ID | Idaho | 16 | Cassia | 31 | 16031 | 21.3 | 0 | 2011 | 9999 |  |  | N | Wind | [13 empty] | 0 | 0 | 0 | 0 | [11 empty] | Burley Butte Wind Park LLC | 100 | Atlantic Power Corp | 100
Golden Valley Wind Park LLC | 56435_G_GVWP | 56435 | G | GVWP |  | Onshore Wind |  | WECC_ID | Idaho | 16 | Cassia | 31 | 16031 | 12 | 0 | 2011 | 9999 |  |  | N | Wind | [13 empty] | 0 | 0 | 0 | 0 | [11 empty] | Golden Valley Wind Park LLC | 100 | Atlantic Power Corp | 100
Milner Dam Wind Park LLC | 56437_G_MDWP | 56437 | G | MDWP |  | Onshore Wind |  | WECC_ID | Idaho | 16 | Cassia | 31 | 16031 | 19.5 | 0 | 2011 | 9999 |  |  | N | Wind | [13 empty] | 0 | 0 | 0 | 0 | [11 empty] | Milner Dam Wind Park LLC | 100 | Atlantic Power Corp | 100
Oregon Trail Wind Park | 56439_G_OTWP | 56439 | G | OTWP |  | Onshore Wind |  | WECC_ID | Idaho | 16 | Twin Falls | 83 | 16083 | 13.5 | 0 | 2011 | 9999 |  |  | N | Wind | [13 empty] | 0 | 0 | 0 | 0 | [11 empty] | Oregon Trail Wind Park LLC | 100 | Atlantic Power Corp | 100
Pilgrim Stage Wind Park | 56440_G_PSWP | 56440 | G | PSWP |  | Onshore Wind |  | WECC_ID | Idaho | 16 | Twin Falls | 83 | 16083 | 10.5 | 0 | 2011 | 9999 |  |  | N | Wind | [13 empty] | 0 | 0 | 0 | 0 | [11 empty] | Pilgrim Stage Station Wind Park LLC | 100 | Atlantic Power Corp | 100
Salmon Falls Wind Park | 56441_G_SFWP | 56441 | G | SFWP |  | Onshore Wind |  | WECC_ID | Idaho | 16 | Twin Falls | 83 | 16083 | 21 | 0 | 2011 | 9999 |  |  | N | Wind | [13 empty] | 0 | 0 | 0 | 0 | [11 empty] | Salmon Falls Wind Park LLC | 100 | Atlantic Power Corp | 100
Thousand Springs Wind Park | 56442_G_TSWP | 56442 | G | TSWP |  | Onshore Wind |  | WECC_ID | Idaho | 16 | Twin Falls | 83 | 16083 | 12 | 0 | 2011 | 9999 |  |  | N | Wind | [13 empty] | 0 | 0 | 0 | 0 | [11 empty] | Thousand Springs Wind Park LLC | 100 | Atlantic Power Corp | 100
Tuana Gulch Wind Park | 56443_G_TGWP | 56443 | G | TGWP |  | Onshore Wind |  | WECC_ID | Idaho | 16 | Twin Falls | 83 | 16083 | 10.5 | 0 | 2011 | 9999 |  |  | N | Wind | [13 empty] | 0 | 0 | 0 | 0 | [11 empty] | Tuana Gulch Wind Park LLC | 100 | Atlantic Power Corp | 100
Spindle Hill Energy Center | 56445_G_GEN1 | 56445 | G | GEN1 | 89736 | Combustion Turbine |  | WECC_CO | Colorado | 8 | Weld | 123 | 08123 | 135 | 11234 | 2007 | 9999 |  |  | N | Natural Gas, Distillate Fuel Oil |  |  |  | DLNB + H2O | [8 empty] | 0.8 | 0.04811 | 0.04811 | 0.04811 | 0.04811 | [11 empty] | Spindle Hill Energy LLC | 100 | Invenergy LLC | 100
Spindle Hill Energy Center | 56445_G_GEN2 | 56445 | G | GEN2 | 89737 | Combustion Turbine |  | WECC_CO | Colorado | 8 | Weld | 123 | 08123 | 135 | 11234 | 2007 | 9999 |  |  | N | Natural Gas, Distillate Fuel Oil |  |  |  | DLNB + H2O | [8 empty] | 0.8 | 0.05566 | 0.05566 | 0.05566 | 0.05566 | [11 empty] | Spindle Hill Energy LLC | 100 | Invenergy LLC | 100
Buena Vista Energy LLC | 56446_G_1 | 56446 | G | 1 |  | Onshore Wind |  | WEC_CALN | California | 6 | Contra Costa | 13 | 06013 | 38 | 0 | 2006 | 9999 |  |  | N | Wind | [13 empty] | 0 | 0 | 0 | 0 | [11 empty] | Buena Vista Energy LLC | 100 | ArcLight Capital Partners LLC | 100
Mars Hill Wind Farm Project | 56448_G_1 | 56448 | G | 1 |  | Onshore Wind |  | NENG_ME | Maine | 23 | Aroostook | 3 | 23003 | 42 | 0 | 2007 | 9999 |  |  | N | Wind | [13 empty] | 0 | 0 | 0 | 0 | [11 empty] | Evergreen Wind Power LLC | 100 | Brookfield Asset Management Inc | 100
GSG LLC | 56450_G_1 | 56450 | G | 1 |  | Onshore Wind |  | PJM_COMD | Illinois | 17 | Lee | 103 | 17103 | 80 | 0 | 2007 | 9999 |  |  | N | Wind | [13 empty] | 0 | 0 | 0 | 0 | [11 empty] | GSG LLC | 100 | Babcock & Brown | 100
Allegheny Ridge Wind Farm | 56451_G_1 | 56451 | G | 1 |  | Onshore Wind |  | PJM_PENE | Pennsylvania | 42 | Cambria | 21 | 42021 | 80 | 0 | 2007 | 9999 |  |  | N | Wind | [13 empty] | 0 | 0 | 0 | 0 | [11 empty] | Allegheny Ridge Wind Farm LLC | 100 | ArcLight Capital Partners LLC | 100
Plum Point Energy Station | 56456_B_BLR1 | 56456 | B | BLR1 | 90208 | Coal Steam |  | MIS_AR | Arkansas | 5 | Mississippi | 93 | 05093 | 680 | 9682 | 2010 | 9999 | wall | dry | N | Subbituminous | Dry Scrubber | 2010 | 0.9 | LNB + OFA | SCR | 2010 |  | B | NA | ACI | 2010 |  | 0.16 | 0.07339 | 0.07339 | 0.07339 | 0.07339 | 0.1 | 0.1 | 0.1 | 0.95 | [7 empty] | Plum Point Energy Associates LLC | 63 | Starwood Capital Group Global LLC | 63
Post Wind Farm LP | 56457_G_1 | 56457 | G | 1 |  | Onshore Wind |  | ERC_WEST | Texas | 48 | Borden | 33 | 48033 | 84 | 0 | 2006 | 9999 |  |  | N | Wind | [13 empty] | 0 | 0 | 0 | 0 | [11 empty] | Post Wind LLC | 100 | NextEra Energy Inc | 100
Hobbs Generating Station | 56458_G_CHW-T | 56458 | G | CHW-T |  | Combined Cycle |  | SPP_SPS | New Mexico | 35 | Lea | 25 | 35025 | 4.3 | 7503 | 2008 | 9999 |  |  | N | Natural Gas |  |  |  |  | SCR | [8 empty] | 0.0064939 | 0.0064939 | 0.0064939 | 0.0064939 | [11 empty] | Lea Power Partners LLC | 100 | ContourGlobal PLC | 100
Hobbs Generating Station | 56458_G_GT1 | 56458 | G | GT1 | 89738 | Combined Cycle |  | SPP_SPS | New Mexico | 35 | Lea | 25 | 35025 | 164.5 | 7503 | 2008 | 9999 |  |  | N | Natural Gas |  |  |  | DLNB | SCR | [8 empty] | 0.0064939 | 0.0064939 | 0.0064939 | 0.0064939 | [11 empty] | Lea Power Partners LLC | 100 | ContourGlobal PLC | 100
Hobbs Generating Station | 56458_G_GT2 | 56458 | G | GT2 | 89739 | Combined Cycle |  | SPP_SPS | New Mexico | 35 | Lea | 25 | 35025 | 164.9 | 7503 | 2008 | 9999 |  |  | N | Natural Gas |  |  |  | DLNB | SCR | [8 empty] | 0.0064939 | 0.0064939 | 0.0064939 | 0.0064939 | [11 empty] | Lea Power Partners LLC | 100 | ContourGlobal PLC | 100
Hobbs Generating Station | 56458_G_ST3 | 56458 | G | ST3 | 89738 | Combined Cycle |  | SPP_SPS | New Mexico | 35 | Lea | 25 | 35025 | 251.3 | 7503 | 2008 | 9999 |  |  | N | Natural Gas |  |  |  | NH3 | SCR | [8 empty] | 0.0064939 | 0.0064939 | 0.0064939 | 0.0064939 | [11 empty] | Lea Power Partners LLC | 100 | ContourGlobal PLC | 100
MinnDakota Wind LLC | 56459_G_2 | 56459 | G | 2 |  | Onshore Wind |  | MIS_MNWI | Minnesota | 27 | Lincoln | 81 | 27081 | 150 | 0 | 2008 | 9999 |  |  | N | Wind | [13 empty] | 0 | 0 | 0 | 0 | [11 empty] | MinnDakota Wind LLC | 100 | Iberdrola SA | 100
Twin Buttes Wind Project | 56460_G_WT1 | 56460 | G | WT1 |  | Onshore Wind |  | WECC_CO | Colorado | 8 | Bent | 11 | 08011 | 75 | 0 | 2007 | 9999 |  |  | N | Wind | [13 empty] | 0 | 0 | 0 | 0 | [11 empty] | Twin Buttes Wind LLC | 80 | Iberdrola SA | 80
Dry Creek LFG to Energy Project | 56461_G_DC1 | 56461 | G | DC1 |  | Landfill Gas |  | WECC_PNW | Oregon | 41 | Jackson | 29 | 41029 | 1.5 | 14103 | 2007 | 9999 |  |  | N | Landfill Gas | [13 empty] | 0.22117 | 0.22117 | 0.22117 | 0.22117 | [11 empty] | Oregon Environmental Industries | 100 | Oregon Environmental Industries | 100
Dry Creek LFG to Energy Project | 56461_G_DC2 | 56461 | G | DC2 |  | Landfill Gas |  | WECC_PNW | Oregon | 41 | Jackson | 29 | 41029 | 1.5 | 14103 | 2007 | 9999 |  |  | N | Landfill Gas | [13 empty] | 0.22117 | 0.22117 | 0.22117 | 0.22117 | [11 empty] | Oregon Environmental Industries | 100 | Oregon Environmental Industries | 100
Geneva Generation Facility | 56462_G_GEN 1 | 56462 | G | GEN 1 |  | Combustion Turbine | IC Engine | PJM_COMD | Illinois | 17 | Kane | 89 | 17089 | 5.4 | 10745 | 2005 | 2045 |  |  | N | Natural Gas | [13 empty] | 0.26077 | 0.26077 | 0.26077 | 0.26077 | [11 empty] | Geneva IL (City of) | 100 | Geneva Electric Dept | 100
Geneva Generation Facility | 56462_G_GEN 2 | 56462 | G | GEN 2 |  | Combustion Turbine | IC Engine | PJM_COMD | Illinois | 17 | Kane | 89 | 17089 | 5.4 | 10745 | 2005 | 2045 |  |  | N | Natural Gas | [13 empty] | 0.26387 | 0.26387 | 0.26387 | 0.26387 | [11 empty] | Geneva IL (City of) | 100 | Geneva Electric Dept | 100
Geneva Generation Facility | 56462_G_GEN 3 | 56462 | G | GEN 3 |  | Combustion Turbine | IC Engine | PJM_COMD | Illinois | 17 | Kane | 89 | 17089 | 5.4 | 10745 | 2005 | 2045 |  |  | N | Natural Gas | [13 empty] | 0.24606 | 0.24606 | 0.24606 | 0.24606 | [11 empty] | Geneva IL (City of) | 100 | Geneva Electric Dept | 100
Geneva Generation Facility | 56462_G_GEN 4 | 56462 | G | GEN 4 |  | Combustion Turbine | IC Engine | PJM_COMD | Illinois | 17 | Kane | 89 | 17089 | 5.4 | 10745 | 2005 | 2045 |  |  | N | Natural Gas | [13 empty] | 0.21064 | 0.21064 | 0.21064 | 0.21064 | [11 empty] | Geneva IL (City of) | 100 | Geneva Electric Dept | 100
Geneva Generation Facility | 56462_G_GEN 5 | 56462 | G | GEN 5 |  | Combustion Turbine | IC Engine | PJM_COMD | Illinois | 17 | Kane | 89 | 17089 | 5.4 | 10745 | 2005 | 2045 |  |  | N | Natural Gas | [13 empty] | 0.2223 | 0.2223 | 0.2223 | 0.2223 | [11 empty] | Geneva IL (City of) | 100 | Geneva Electric Dept | 100
Oak Ridge LFGTE | 56463_G_1 | 56463 | G | 1 |  | Landfill Gas |  | MIS_INKY | Indiana | 18 | Cass | 17 | 18017 | 0.8 | 13500 | 2003 | 9999 |  |  | N | Landfill Gas | [13 empty] | 0.22117 | 0.22117 | 0.22117 | 0.22117 | [11 empty] | Wabash Valley Power Association Inc | 100 | Wabash Valley Power Association Inc | 100
Oak Ridge LFGTE | 56463_G_2 | 56463 | G | 2 |  | Landfill Gas |  | MIS_INKY | Indiana | 18 | Cass | 17 | 18017 | 0.8 | 13500 | 2003 | 9999 |  |  | N | Landfill Gas | [13 empty] | 0.22117 | 0.22117 | 0.22117 | 0.22117 | [11 empty] | Wabash Valley Power Association Inc | 100 | Wabash Valley Power Association Inc | 100
Oak Ridge LFGTE | 56463_G_3 | 56463 | G | 3 |  | Landfill Gas |  | MIS_INKY | Indiana | 18 | Cass | 17 | 18017 | 0.8 | 13500 | 2003 | 9999 |  |  | N | Landfill Gas | [13 empty] | 0.22117 | 0.22117 | 0.22117 | 0.22117 | [11 empty] | Wabash Valley Power Association Inc | 100 | Wabash Valley Power Association Inc | 100
Oak Ridge LFGTE | 56463_G_4 | 56463 | G | 4 |  | Landfill Gas |  | MIS_INKY | Indiana | 18 | Cass | 17 | 18017 | 0.8 | 13500 | 2003 | 9999 |  |  | N | Landfill Gas | [13 empty] | 0.22117 | 0.22117 | 0.22117 | 0.22117 | [11 empty] | Wabash Valley Power Association Inc | 100 | Wabash Valley Power Association Inc | 100
Jay County LFGTE | 56464_G_1 | 56464 | G | 1 |  | Landfill Gas |  | MIS_INKY | Indiana | 18 | Jay | 75 | 18075 | 0.8 | 13500 | 2005 | 9999 |  |  | N | Landfill Gas | [13 empty] | 0.22117 | 0.22117 | 0.22117 | 0.22117 | [11 empty] | Wabash Valley Power Association Inc | 100 | Wabash Valley Power Association Inc | 100
Jay County LFGTE | 56464_G_2 | 56464 | G | 2 |  | Landfill Gas |  | MIS_INKY | Indiana | 18 | Jay | 75 | 18075 | 0.8 | 13500 | 2005 | 9999 |  |  | N | Landfill Gas | [13 empty] | 0.22117 | 0.22117 | 0.22117 | 0.22117 | [11 empty] | Wabash Valley Power Association Inc | 100 | Wabash Valley Power Association Inc | 100
Jay County LFGTE | 56464_G_3 | 56464 | G | 3 |  | Landfill Gas |  | MIS_INKY | Indiana | 18 | Jay | 75 | 18075 | 0.8 | 13500 | 2005 | 9999 |  |  | N | Landfill Gas | [13 empty] | 0.22117 | 0.22117 | 0.22117 | 0.22117 | [11 empty] | Wabash Valley Power Association Inc | 100 | Wabash Valley Power Association Inc | 100
Jay County LFGTE | 56464_G_4 | 56464 | G | 4 |  | Landfill Gas |  | MIS_INKY | Indiana | 18 | Jay | 75 | 18075 | 0.8 | 13500 | 2005 | 9999 |  |  | N | Landfill Gas | [13 empty] | 0.22117 | 0.22117 | 0.22117 | 0.22117 | [11 empty] | Wabash Valley Power Association Inc | 100 | Wabash Valley Power Association Inc | 100
Liberty I & II LFGTE | 56465_G_1 | 56465 | G | 1 |  | Landfill Gas |  | MIS_INKY | Indiana | 18 | White | 181 | 18181 | 0.8 | 13500 | 2005 | 9999 |  |  | N | Landfill Gas | [13 empty] | 0.22117 | 0.22117 | 0.22117 | 0.22117 | [11 empty] | Wabash Valley Power Association Inc | 100 | Wabash Valley Power Association Inc | 100
Liberty I & II LFGTE | 56465_G_2 | 56465 | G | 2 |  | Landfill Gas |  | MIS_INKY | Indiana | 18 | White | 181 | 18181 | 0.8 | 13500 | 2005 | 9999 |  |  | N | Landfill Gas | [13 empty] | 0.22117 | 0.22117 | 0.22117 | 0.22117 | [11 empty] | Wabash Valley Power Association Inc | 100 | Wabash Valley Power Association Inc | 100
Liberty I & II LFGTE | 56465_G_3 | 56465 | G | 3 |  | Landfill Gas |  | MIS_INKY | Indiana | 18 | White | 181 | 18181 | 0.8 | 13500 | 2005 | 9999 |  |  | N | Landfill Gas | [13 empty] | 0.22117 | 0.22117 | 0.22117 | 0.22117 | [11 empty] | Wabash Valley Power Association Inc | 100 | Wabash Valley Power Association Inc | 100
Liberty I & II LFGTE | 56465_G_4 | 56465 | G | 4 |  | Landfill Gas |  | MIS_INKY | Indiana | 18 | White | 181 | 18181 | 0.8 | 13500 | 2005 | 9999 |  |  | N | Landfill Gas | [13 empty] | 0.22117 | 0.22117 | 0.22117 | 0.22117 | [11 empty] | Wabash Valley Power Association Inc | 100 | Wabash Valley Power Association Inc | 100
Liberty I & II LFGTE | 56465_G_1-II | 56465 | G | 1-II |  | Landfill Gas |  | MIS_INKY | Indiana | 18 | White | 181 | 18181 | 0.8 | 13500 | 2010 | 9999 |  |  | N | Landfill Gas | [13 empty] | 0.22117 | 0.22117 | 0.22117 | 0.22117 | [11 empty] | Wabash Valley Power Association Inc | 100 | Wabash Valley Power Association Inc | 100
Liberty I & II LFGTE | 56465_G_2-II | 56465 | G | 2-II |  | Landfill Gas |  | MIS_INKY | Indiana | 18 | White | 181 | 18181 | 0.8 | 13500 | 2010 | 9999 |  |  | N | Landfill Gas | [13 empty] | 0.22117 | 0.22117 | 0.22117 | 0.22117 | [11 empty] | Wabash Valley Power Association Inc | 100 | Wabash Valley Power Association Inc | 100
Liberty I & II LFGTE | 56465_G_3-II | 56465 | G | 3-II |  | Landfill Gas |  | MIS_INKY | Indiana | 18 | White | 181 | 18181 | 0.8 | 13500 | 2010 | 9999 |  |  | N | Landfill Gas | [13 empty] | 0.22117 | 0.22117 | 0.22117 | 0.22117 | [11 empty] | Wabash Valley Power Association Inc | 100 | Wabash Valley Power Association Inc | 100
Liberty I & II LFGTE | 56465_G_4-II | 56465 | G | 4-II |  | Landfill Gas |  | MIS_INKY | Indiana | 18 | White | 181 | 18181 | 0.8 | 13500 | 2010 | 9999 |  |  | N | Landfill Gas | [13 empty] | 0.22117 | 0.22117 | 0.22117 | 0.22117 | [11 empty] | Wabash Valley Power Association Inc | 100 | Wabash Valley Power Association Inc | 100
Liberty I & II LFGTE | 56465_G_1-III | 56465 | G | 1-III |  | Landfill Gas |  | MIS_INKY | Indiana | 18 | White | 181 | 18181 | 1.6 | 13500 | 2017 | 9999 |  |  | N | Landfill Gas | [13 empty] | 0.09 | 0.09 | 0.09 | 0.09 | [11 empty] | Wabash Valley Power Association Inc | 100 | Wabash Valley Power Association Inc | 100
Liberty I & II LFGTE | 56465_G_2-III | 56465 | G | 2-III |  | Landfill Gas |  | MIS_INKY | Indiana | 18 | White | 181 | 18181 | 1.6 | 13500 | 2017 | 9999 |  |  | N | Landfill Gas | [13 empty] | 0.09 | 0.09 | 0.09 | 0.09 | [11 empty] | Wabash Valley Power Association Inc | 100 | Wabash Valley Power Association Inc | 100
Liberty I & II LFGTE | 56465_G_3-III | 56465 | G | 3-III |  | Landfill Gas |  | MIS_INKY | Indiana | 18 | White | 181 | 18181 | 1.6 | 13500 | 2017 | 9999 |  |  | N | Landfill Gas | [13 empty] | 0.09 | 0.09 | 0.09 | 0.09 | [11 empty] | Wabash Valley Power Association Inc | 100 | Wabash Valley Power Association Inc | 100
Liberty I & II LFGTE | 56465_G_4-III | 56465 | G | 4-III |  | Landfill Gas |  | MIS_INKY | Indiana | 18 | White | 181 | 18181 | 1.6 | 13500 | 2017 | 9999 |  |  | N | Landfill Gas | [13 empty] | 0.09 | 0.09 | 0.09 | 0.09 | [11 empty] | Wabash Valley Power Association Inc | 100 | Wabash Valley Power Association Inc | 100
Marengo Wind Plant | 56466_G_1 | 56466 | G | 1 |  | Onshore Wind |  | WECC_PNW | Washington | 53 | Columbia | 13 | 53013 | 140.4 | 0 | 2007 | 9999 |  |  | N | Wind | [13 empty] | 0 | 0 | 0 | 0 | [11 empty] | PacifiCorp | 100 | Berkshire Hathaway Inc | 100
Marengo Wind Plant | 56466_G_2 | 56466 | G | 2 |  | Onshore Wind |  | WECC_PNW | Washington | 53 | Columbia | 13 | 53013 | 70.2 | 0 | 2008 | 9999 |  |  | N | Wind | [13 empty] | 0 | 0 | 0 | 0 | [11 empty] | PacifiCorp | 100 | Berkshire Hathaway Inc | 100
Russell City Energy Center | 56467_G_CTG1 | 56467 | G | CTG1 | 89932 | Combined Cycle |  | WEC_CALN | California | 6 | Alameda | 1 | 06001 | 185 | 7317 | 2013 | 9999 |  |  | N | Natural Gas |  |  |  | DLNB | SCR | [8 empty] | 0.007564 | 0.007564 | 0.007564 | 0.007564 | [11 empty] | Russell City Energy Co LLC | 100 | Energy Capital Partners | 100
Russell City Energy Center | 56467_G_CTG2 | 56467 | G | CTG2 | 89933 | Combined Cycle |  | WEC_CALN | California | 6 | Alameda | 1 | 06001 | 185 | 7317 | 2013 | 9999 |  |  | N | Natural Gas |  |  |  | DLNB | SCR | [8 empty] | 0.007564 | 0.007564 | 0.007564 | 0.007564 | [11 empty] | Russell City Energy Co LLC | 100 | Energy Capital Partners | 100
Russell City Energy Center | 56467_G_STG1 | 56467 | G | STG1 | 89932 | Combined Cycle |  | WEC_CALN | California | 6 | Alameda | 1 | 06001 | 245 | 7317 | 2013 | 9999 |  |  | N | Natural Gas |  |  |  | LNB + NH3 | SCR | [8 empty] | 0.007564 | 0.007564 | 0.007564 | 0.007564 | [11 empty] | Russell City Energy Co LLC | 100 | Energy Capital Partners | 100
Klondike Windpower III | 56468_G_1 | 56468 | G | 1 |  | Onshore Wind |  | WECC_PNW | Oregon | 41 | Sherman | 55 | 41055 | 221 | 0 | 2007 | 9999 |  |  | N | Wind | [13 empty] | 0 | 0 | 0 | 0 | [11 empty] | Klondike Wind Power III LLC | 100 | Iberdrola SA | 100
Klondike Windpower III | 56468_G_2 | 56468 | G | 2 |  | Onshore Wind |  | WECC_PNW | Oregon | 41 | Sherman | 55 | 41055 | 76.5 | 0 | 2008 | 9999 |  |  | N | Wind | [13 empty] | 0 | 0 | 0 | 0 | [11 empty] | Klondike Wind Power III LLC | 100 | Iberdrola SA | 100
Roseburg Forest Products Biomass | 56469_B_FW-1 | 56469 | B | FW-1 |  | Biomass |  | WECC_PNW | California | 6 | Siskiyou | 93 | 06093 | 9 | 5004 | 1996 | 9999 |  |  | Y | Biomass |  |  |  | NH3 | SNCR |  |  | ESPC | Yes |  |  |  |  | 0.0321 | 0.0321 | 0.0321 | 0.0321 | [11 empty] | Roseburg Forest Products Co | 100 | Roseburg Forest Products Co | 100
Locust Ridge | 56470_G_LRWF | 56470 | G | LRWF |  | Onshore Wind |  | PJM_WMAC | Pennsylvania | 42 | Schuylkill | 107 | 42107 | 26 | 0 | 2007 | 9999 |  |  | N | Wind | [13 empty] | 0 | 0 | 0 | 0 | [11 empty] | Locust Ridge Wind Farm LLC | 100 | Iberdrola SA | 100
McGrath Peaker | 56471_G_1 | 56471 | G | 1 | 90074 | Combustion Turbine |  | WECC_SCE | California | 6 | Ventura | 111 | 06111 | 49 | 10745 | 2012 | 9999 |  |  | N | Natural Gas |  |  |  | DLNB | SCR | [8 empty] | 0.01191 | 0.01191 | 0.01191 | 0.01191 | [11 empty] | Southern California Edison Co | 100 | Edison International | 100
Grapeland Hybrid | 56472_G_1 | 56472 | G | 1 | 90070 | Combustion Turbine |  | WECC_SCE | California | 6 | San Bernardino | 71 | 06071 | 46 | 10745 | 2007 | 9999 |  |  | N | Natural Gas |  |  |  | DLNB | [9 empty] | 0.01489 | 0.01489 | 0.01489 | 0.01489 | [11 empty] | Southern California Edison Co | 100 | Edison International | 100
Grapeland Hybrid | 56472_G_BA1 | 56472 | G | BA1 |  | Energy Storage |  | WECC_SCE | California | 6 | San Bernardino | 71 | 06071 | 10 | 0 | 2016 | 9999 |  |  | N | Energy Storage | [13 empty] | 0 | 0 | 0 | 0 | [11 empty] | Southern California Edison Co | 100 | Edison International | 100
Mira Loma Peaker | 56473_G_1 | 56473 | G | 1 | 90071 | Combustion Turbine |  | WECC_SCE | California | 6 | San Bernardino | 71 | 06071 | 49 | 10745 | 2007 | 9999 |  |  | N | Natural Gas |  |  |  | DLNB | [9 empty] | 0.01338 | 0.01338 | 0.01338 | 0.01338 | [11 empty] | Southern California Edison Co | 100 | Edison International | 100
Barre Peaker | 56474_G_1 | 56474 | G | 1 | 90072 | Combustion Turbine |  | WECC_SCE | California | 6 | Orange | 59 | 06059 | 49 | 10745 | 2007 | 9999 |  |  | N | Natural Gas |  |  |  | DLNB | [9 empty] | 0.00989 | 0.00989 | 0.00989 | 0.00989 | [11 empty] | Southern California Edison Co | 100 | Edison International | 100
Center Hybrid | 56475_G_1 | 56475 | G | 1 | 90073 | Combustion Turbine |  | WECC_SCE | California | 6 | Los Angeles | 37 | 06037 | 47 | 10745 | 2007 | 9999 |  |  | N | Natural Gas |  |  |  | DLNB | [9 empty] | 0.00919 | 0.00919 | 0.00919 | 0.00919 | [11 empty] | Southern California Edison Co | 100 | Edison International | 100
Center Hybrid | 56475_G_BA1 | 56475 | G | BA1 |  | Energy Storage |  | WECC_SCE | California | 6 | Los Angeles | 37 | 06037 | 10 | 0 | 2016 | 9999 |  |  | N | Energy Storage | [13 empty] | 0 | 0 | 0 | 0 | [11 empty] | Southern California Edison Co | 100 | Edison International | 100
Gateway Generating Station | 56476_G_A | 56476 | G | A | 89759 | Combined Cycle |  | WEC_CALN | California | 6 | Contra Costa | 13 | 06013 | 177 | 7223 | 2009 | 9999 |  |  | N | Natural Gas |  |  |  | DLNB | SCR | [8 empty] | 0.006252 | 0.006252 | 0.006252 | 0.006252 | [11 empty] | Pacific Gas & Electric Co | 100 | PG&E Corp | 100
Gateway Generating Station | 56476_G_B | 56476 | G | B | 89760 | Combined Cycle |  | WEC_CALN | California | 6 | Contra Costa | 13 | 06013 | 177 | 7223 | 2009 | 9999 |  |  | N | Natural Gas |  |  |  | DLNB | SCR | [8 empty] | 0.006252 | 0.006252 | 0.006252 | 0.006252 | [11 empty] | Pacific Gas & Electric Co | 100 | PG&E Corp | 100
Gateway Generating Station | 56476_G_C | 56476 | G | C | 89759 | Combined Cycle |  | WEC_CALN | California | 6 | Contra Costa | 13 | 06013 | 209.4 | 7223 | 2009 | 9999 |  |  | N | Natural Gas |  |  |  | LNB | SCR | [8 empty] | 0.006252 | 0.006252 | 0.006252 | 0.006252 | [11 empty] | Pacific Gas & Electric Co | 100 | PG&E Corp | 100
MJMEUC Generating Station #1 | 56478_G_0001 | 56478 | G | 0001 |  | Combustion Turbine |  | MIS_MO | Missouri | 29 | Audrain | 7 | 29007 | 11.3 | 8700 | 2007 | 9999 |  |  | Y | Natural Gas | [13 empty] | 0.23894 | 0.23894 | 0.23894 | 0.23894 | [11 empty] | Missouri Joint Municipal Electric Utility Commission | 100 | Missouri Joint Municipal Electric Utility Commission | 100
Sand Bluff Wind Farm | 56479_G_2 | 56479 | G | 2 |  | Onshore Wind |  | ERC_WEST | Texas | 48 | Glasscock | 173 | 48173 | 90 | 0 | 2007 | 9999 |  |  | N | Wind | [13 empty] | 0 | 0 | 0 | 0 | [11 empty] | Sand Bluff Wind Farm LLC | 100 | RWE Group | 100
Marshfield Utilities Gas Plant | 56480_G_M1 | 56480 | G | M1 | 89761 | Combustion Turbine |  | MIS_WUMS | Wisconsin | 55 | Wood | 141 | 55141 | 53.3 | 11858 | 2011 | 9999 |  |  | N | Natural Gas, Distillate Fuel Oil |  |  |  | H2O | [9 empty] | 0.08052 | 0.08052 | 0.08052 | 0.08052 | [11 empty] | Wisconsin Public Service Corp | 100 | WEC Energy Group Inc | 100
SunE Alamosa | 56481_G_1 | 56481 | G | 1 |  | Solar PV |  | WECC_CO | Colorado | 8 | Alamosa | 3 | 08003 | 1 | 0 | 2007 | 9999 |  |  | N | Solar | [13 empty] | 0 | 0 | 0 | 0 | [11 empty] | SunE Alamosa 1 LLC | 100 | SunEdison | 100
SunE Alamosa | 56481_G_2 | 56481 | G | 2 |  | Solar PV |  | WECC_CO | Colorado | 8 | Alamosa | 3 | 08003 | 6.7 | 0 | 2007 | 9999 |  |  | N | Solar | [13 empty] | 0 | 0 | 0 | 0 | [11 empty] | SunE Alamosa 1 LLC | 100 | SunEdison | 100
Black Mountain Generating Station | 56482_G_1 | 56482 | G | 1 | 89755 | Combustion Turbine |  | WECC_AZ | Arizona | 4 | Mohave | 15 | 04015 | 45 | 10745 | 2008 | 9999 |  |  | N | Natural Gas |  |  |  | H2O | [9 empty] | 0.09453 | 0.09453 | 0.09453 | 0.09453 | [11 empty] | UNS Electric Inc | 100 | Uns Energy Corp | 100
Black Mountain Generating Station | 56482_G_2 | 56482 | G | 2 | 89756 | Combustion Turbine |  | WECC_AZ | Arizona | 4 | Mohave | 15 | 04015 | 45 | 10745 | 2008 | 9999 |  |  | N | Natural Gas |  |  |  | H2O | [9 empty] | 0.08687 | 0.08687 | 0.08687 | 0.08687 | [11 empty] | UNS Electric Inc | 100 | Uns Energy Corp | 100
Post Oak Wind LLC | 56483_G_1 | 56483 | G | 1 |  | Onshore Wind |  | ERC_WEST | Texas | 48 | Shackelford | 417 | 48417 | 200 | 0 | 2008 | 9999 |  |  | N | Wind | [13 empty] | 0 | 0 | 0 | 0 | [11 empty] | Post Oak Wind LLC | 100 | Energias de Portugal SA | 100
Buffalo Gap 2 Wind Farm | 56484_G_1 | 56484 | G | 1 |  | Onshore Wind |  | ERC_WEST | Texas | 48 | Nolan | 353 | 48353 | 232.5 | 0 | 2007 | 9999 |  |  | N | Wind | [13 empty] | 0 | 0 | 0 | 0 | [11 empty] | Buffalo Gap Wind Farm 2 LLC | 100 | AES Corp (The) | 100
Biglow Canyon Wind Farm | 56485_G_1 | 56485 | G | 1 |  | Onshore Wind |  | WECC_PNW | Oregon | 41 | Sherman | 55 | 41055 | 125.4 | 0 | 2007 | 9999 |  |  | N | Wind | [13 empty] | 0 | 0 | 0 | 0 | [11 empty] | Portland General Electric Co | 100 | Portland General Electric Co | 100
Biglow Canyon Wind Farm | 56485_G_2 | 56485 | G | 2 |  | Onshore Wind |  | WECC_PNW | Oregon | 41 | Sherman | 55 | 41055 | 163.3 | 0 | 2009 | 9999 |  |  | N | Wind | [13 empty] | 0 | 0 | 0 | 0 | [11 empty] | Portland General Electric Co | 100 | Portland General Electric Co | 100
Biglow Canyon Wind Farm | 56485_G_3 | 56485 | G | 3 |  | Onshore Wind |  | WECC_PNW | Oregon | 41 | Sherman | 55 | 41055 | 161 | 0 | 2010 | 9999 |  |  | N | Wind | [13 empty] | 0 | 0 | 0 | 0 | [11 empty] | Portland General Electric Co | 100 | Portland General Electric Co | 100
White Creek Wind Farm | 56487_G_1 | 56487 | G | 1 |  | Onshore Wind |  | WECC_PNW | Washington | 53 | Klickitat | 39 | 53039 | 204 | 0 | 2007 | 9999 |  |  | N | Wind | [13 empty] | 0 | 0 | 0 | 0 | [11 empty] | White Creek Wind I LLC | 100 | Lehman Brothers Holdings Inc | 100
Smoky Hills Wind Project Phase I | 56488_G_1 | 56488 | G | 1 |  | Onshore Wind |  | SPP_N | Kansas | 20 | Lincoln | 105 | 20105 | 100.8 | 0 | 2008 | 9999 |  |  | N | Wind | [13 empty] | 0 | 0 | 0 | 0 | [11 empty] | Smoky Hills Wind Farm LLC | 100 | Enel SpA | 100
Elkins Generating Center | 56489_G_A | 56489 | G | A |  | Combustion Turbine |  | SPP_WEST | Arkansas | 5 | Washington | 143 | 05143 | 20 | 11986 | 2010 | 9999 |  |  | N | Natural Gas | [13 empty] | 0.23894 | 0.23894 | 0.23894 | 0.23894 | [11 empty] | Arkansas Electric Coop Corp | 100 | Arkansas Electric Coop Corp | 100
Elkins Generating Center | 56489_G_B | 56489 | G | B |  | Combustion Turbine |  | SPP_WEST | Arkansas | 5 | Washington | 143 | 05143 | 20 | 11985 | 2010 | 9999 |  |  | N | Natural Gas | [13 empty] | 0.23894 | 0.23894 | 0.23894 | 0.23894 | [11 empty] | Arkansas Electric Coop Corp | 100 | Arkansas Electric Coop Corp | 100
Elkins Generating Center | 56489_G_C | 56489 | G | C |  | Combustion Turbine |  | SPP_WEST | Arkansas | 5 | Washington | 143 | 05143 | 20 | 11985 | 2013 | 9999 |  |  | N | Natural Gas | [13 empty] | 0.23894 | 0.23894 | 0.23894 | 0.23894 | [11 empty] | Arkansas Electric Coop Corp | 100 | Arkansas Electric Coop Corp | 100
Buffalo Mountain Energy Center | 56493_G_4 | 56493 | G | 4 |  | Onshore Wind |  | S_C_TVA | Tennessee | 47 | Anderson | 1 | 47001 | 27 | 0 | 2004 | 9999 |  |  | N | Wind | [13 empty] | 0 | 0 | 0 | 0 | [11 empty] | Invenergy TN LLC | 100 | Invenergy LLC | 100
Prairie Star Wind Farm | 56494_G_HP2 | 56494 | G | HP2 |  | Onshore Wind |  | MIS_MNWI | Minnesota | 27 | Mower | 99 | 27099 | 100.6 | 0 | 2007 | 9999 |  |  | N | Wind | [13 empty] | 0 | 0 | 0 | 0 | [11 empty] | High Prairie Wind Farm II LLC | 100 | Energias de Portugal SA | 100
NedPower Mount Storm | 56495_G_MS1 | 56495 | G | MS1 |  | Onshore Wind |  | PJM_AP | West Virginia | 54 | Grant | 23 | 54023 | 164 | 0 | 2008 | 9999 |  |  | N | Wind | [13 empty] | 0 | 0 | 0 | 0 | [11 empty] | NedPower Mount Storm Inc | 100 | Global Infrastructure Partners | 100
NedPower Mount Storm | 56495_G_MS2 | 56495 | G | MS2 |  | Onshore Wind |  | PJM_AP | West Virginia | 54 | Grant | 23 | 54023 | 100 | 0 | 2008 | 9999 |  |  | N | Wind | [13 empty] | 0 | 0 | 0 | 0 | [11 empty] | NedPower Mount Storm Inc | 100 | Global Infrastructure Partners | 100
Phillips 66 Billings Refinery | 56496_G_3701 | 56496 | G | 3701 |  | Fossil Waste |  | WECC_MT | Montana | 30 | Yellowstone | 111 | 30111 | 1.5 | 10994 | 2007 | 9999 |  |  | N | Fossil Waste | [13 empty] | 0.05352 | 0.05352 | 0.05352 | 0.05352 | [11 empty] | ConocoPhillips Billings Refinery | 100 | ConocoPhillips | 100
Goodman Energy Center | 56497_G_1 | 56497 | G | 1 |  | Combustion Turbine | IC Engine | SPP_WEST | Kansas | 20 | Ellis | 51 | 20051 | 8.2 | 10745 | 2008 | 9999 |  |  | N | Natural Gas |  |  |  |  | SCR | [8 empty] | 0.01247 | 0.01247 | 0.01247 | 0.01247 | [11 empty] | Midwest Energy Inc | 100 | Midwest Energy Inc | 100
Goodman Energy Center | 56497_G_2 | 56497 | G | 2 |  | Combustion Turbine | IC Engine | SPP_WEST | Kansas | 20 | Ellis | 51 | 20051 | 8.2 | 10745 | 2008 | 9999 |  |  | N | Natural Gas |  |  |  |  | SCR | [8 empty] | 0.01538 | 0.01538 | 0.01538 | 0.01538 | [11 empty] | Midwest Energy Inc | 100 | Midwest Energy Inc | 100
Goodman Energy Center | 56497_G_3 | 56497 | G | 3 |  | Combustion Turbine | IC Engine | SPP_WEST | Kansas | 20 | Ellis | 51 | 20051 | 8.2 | 10745 | 2008 | 9999 |  |  | N | Natural Gas |  |  |  |  | SCR | [8 empty] | 0.01347 | 0.01347 | 0.01347 | 0.01347 | [11 empty] | Midwest Energy Inc | 100 | Midwest Energy Inc | 100
Goodman Energy Center | 56497_G_4 | 56497 | G | 4 |  | Combustion Turbine | IC Engine | SPP_WEST | Kansas | 20 | Ellis | 51 | 20051 | 8.2 | 10745 | 2008 | 9999 |  |  | N | Natural Gas |  |  |  |  | SCR | [8 empty] | 0.01219 | 0.01219 | 0.01219 | 0.01219 | [11 empty] | Midwest Energy Inc | 100 | Midwest Energy Inc | 100
Goodman Energy Center | 56497_G_5 | 56497 | G | 5 |  | Combustion Turbine | IC Engine | SPP_WEST | Kansas | 20 | Ellis | 51 | 20051 | 8.2 | 10745 | 2008 | 9999 |  |  | N | Natural Gas |  |  |  |  | SCR | [8 empty] | 0.00968 | 0.00968 | 0.00968 | 0.00968 | [11 empty] | Midwest Energy Inc | 100 | Midwest Energy Inc | 100
Goodman Energy Center | 56497_G_6 | 56497 | G | 6 |  | Combustion Turbine | IC Engine | SPP_WEST | Kansas | 20 | Ellis | 51 | 20051 | 8.2 | 10745 | 2008 | 9999 |  |  | N | Natural Gas |  |  |  |  | SCR | [8 empty] | 0.01002 | 0.01002 | 0.01002 | 0.01002 | [11 empty] | Midwest Energy Inc | 100 | Midwest Energy Inc | 100
Goodman Energy Center | 56497_G_7 | 56497 | G | 7 |  | Combustion Turbine | IC Engine | SPP_WEST | Kansas | 20 | Ellis | 51 | 20051 | 8.2 | 10745 | 2008 | 9999 |  |  | N | Natural Gas |  |  |  |  | SCR | [8 empty] | 0.01807 | 0.01807 | 0.01807 | 0.01807 | [11 empty] | Midwest Energy Inc | 100 | Midwest Energy Inc | 100
Goodman Energy Center | 56497_G_8 | 56497 | G | 8 |  | Combustion Turbine | IC Engine | SPP_WEST | Kansas | 20 | Ellis | 51 | 20051 | 8.2 | 10745 | 2008 | 9999 |  |  | N | Natural Gas |  |  |  |  | SCR | [8 empty] | 0.01349 | 0.01349 | 0.01349 | 0.01349 | [11 empty] | Midwest Energy Inc | 100 | Midwest Energy Inc | 100
Goodman Energy Center | 56497_G_9 | 56497 | G | 9 |  | Combustion Turbine | IC Engine | SPP_WEST | Kansas | 20 | Ellis | 51 | 20051 | 8.2 | 10745 | 2008 | 9999 |  |  | N | Natural Gas |  |  |  |  | SCR | [8 empty] | 0.00997 | 0.00997 | 0.00997 | 0.00997 | [11 empty] | Midwest Energy Inc | 100 | Midwest Energy Inc | 100
Goodman Energy Center | 56497_G_10 | 56497 | G | 10 |  | Combustion Turbine | IC Engine | SPP_WEST | Kansas | 20 | Ellis | 51 | 20051 | 9.2 | 10745 | 2016 | 9999 |  |  | N | Natural Gas | [13 empty] | 1.061 | 1.061 | 1.061 | 1.061 | [11 empty] | Midwest Energy Inc | 100 | Midwest Energy Inc | 100
Goodman Energy Center | 56497_G_11 | 56497 | G | 11 |  | Combustion Turbine | IC Engine | SPP_WEST | Kansas | 20 | Ellis | 51 | 20051 | 9.2 | 10745 | 2016 | 9999 |  |  | N | Natural Gas | [13 empty] | 1.061 | 1.061 | 1.061 | 1.061 | [11 empty] | Midwest Energy Inc | 100 | Midwest Energy Inc | 100
Goodman Energy Center | 56497_G_12 | 56497 | G | 12 |  | Combustion Turbine | IC Engine | SPP_WEST | Kansas | 20 | Ellis | 51 | 20051 | 9.2 | 10745 | 2016 | 9999 |  |  | N | Natural Gas | [13 empty] | 1.061 | 1.061 | 1.061 | 1.061 | [11 empty] | Midwest Energy Inc | 100 | Midwest Energy Inc | 100
Mora Drop Hydroelectric Project | 56498_G_1 | 56498 | G | 1 |  | Hydro |  | WECC_ID | Idaho | 16 | Ada | 1 | 16001 | 0.8 | 0 | 2006 | 9999 |  |  | N | Hydro | [13 empty] | 0 | 0 | 0 | 0 | [11 empty] | Riverside Electric Co | 100 | Gravity Renewables Inc | 100
Tiber Dam Hydroelectric Plant | 56499_G_HY1 | 56499 | G | HY1 |  | Hydro |  | WECC_MT | Montana | 30 | Liberty | 51 | 30051 | 7.5 | 0 | 2004 | 9999 |  |  | N | Hydro | [13 empty] | 0 | 0 | 0 | 0 | [11 empty] | Tiber Montana LLC | 100 | Tiber Montana LLC | 100
Western 102 Power Plant | 56500_G_A101 | 56500 | G | A101 |  | Combustion Turbine | IC Engine | WECC_NNV | Nevada | 32 | Storey | 29 | 32029 | 7.9 | 10872 | 2005 | 9999 |  |  | N | Natural Gas | [13 empty] | 1.061 | 1.061 | 1.061 | 1.061 | [11 empty] | Barrick Gold Corp | 100 | Barrick Gold Corp | 100
Western 102 Power Plant | 56500_G_B102 | 56500 | G | B102 |  | Combustion Turbine | IC Engine | WECC_NNV | Nevada | 32 | Storey | 29 | 32029 | 7.9 | 10872 | 2005 | 9999 |  |  | N | Natural Gas | [13 empty] | 1.061 | 1.061 | 1.061 | 1.061 | [11 empty] | Barrick Gold Corp | 100 | Barrick Gold Corp | 100
Western 102 Power Plant | 56500_G_B202 | 56500 | G | B202 |  | Combustion Turbine | IC Engine | WECC_NNV | Nevada | 32 | Storey | 29 | 32029 | 7.9 | 10872 | 2005 | 9999 |  |  | N | Natural Gas | [13 empty] | 1.061 | 1.061 | 1.061 | 1.061 | [11 empty] | Barrick Gold Corp | 100 | Barrick Gold Corp | 100
Western 102 Power Plant | 56500_G_C102 | 56500 | G | C102 |  | Combustion Turbine | IC Engine | WECC_NNV | Nevada | 32 | Storey | 29 | 32029 | 7.9 | 10872 | 2005 | 9999 |  |  | N | Natural Gas | [13 empty] | 1.061 | 1.061 | 1.061 | 1.061 | [11 empty] | Barrick Gold Corp | 100 | Barrick Gold Corp | 100
Western 102 Power Plant | 56500_G_C202 | 56500 | G | C202 |  | Combustion Turbine | IC Engine | WECC_NNV | Nevada | 32 | Storey | 29 | 32029 | 7.9 | 10872 | 2005 | 9999 |  |  | N | Natural Gas | [13 empty] | 1.061 | 1.061 | 1.061 | 1.061 | [11 empty] | Barrick Gold Corp | 100 | Barrick Gold Corp | 100
Western 102 Power Plant | 56500_G_D101 | 56500 | G | D101 |  | Combustion Turbine | IC Engine | WECC_NNV | Nevada | 32 | Storey | 29 | 32029 | 7.9 | 10872 | 2005 | 9999 |  |  | N | Natural Gas | [13 empty] | 1.061 | 1.061 | 1.061 | 1.061 | [11 empty] | Barrick Gold Corp | 100 | Barrick Gold Corp | 100
Western 102 Power Plant | 56500_G_E102 | 56500 | G | E102 |  | Combustion Turbine | IC Engine | WECC_NNV | Nevada | 32 | Storey | 29 | 32029 | 7.9 | 10872 | 2005 | 9999 |  |  | N | Natural Gas | [13 empty] | 1.061 | 1.061 | 1.061 | 1.061 | [11 empty] | Barrick Gold Corp | 100 | Barrick Gold Corp | 100
Western 102 Power Plant | 56500_G_E202 | 56500 | G | E202 |  | Combustion Turbine | IC Engine | WECC_NNV | Nevada | 32 | Storey | 29 | 32029 | 7.9 | 10872 | 2005 | 9999 |  |  | N | Natural Gas | [13 empty] | 1.061 | 1.061 | 1.061 | 1.061 | [11 empty] | Barrick Gold Corp | 100 | Barrick Gold Corp | 100
Western 102 Power Plant | 56500_G_F102 | 56500 | G | F102 |  | Combustion Turbine | IC Engine | WECC_NNV | Nevada | 32 | Storey | 29 | 32029 | 7.9 | 10872 | 2005 | 9999 |  |  | N | Natural Gas | [13 empty] | 1.061 | 1.061 | 1.061 | 1.061 | [11 empty] | Barrick Gold Corp | 100 | Barrick Gold Corp | 100
Western 102 Power Plant | 56500_G_F202 | 56500 | G | F202 |  | Combustion Turbine | IC Engine | WECC_NNV | Nevada | 32 | Storey | 29 | 32029 | 7.9 | 10872 | 2005 | 9999 |  |  | N | Natural Gas | [13 empty] | 1.061 | 1.061 | 1.061 | 1.061 | [11 empty] | Barrick Gold Corp | 100 | Barrick Gold Corp | 100
Western 102 Power Plant | 56500_G_G102 | 56500 | G | G102 |  | Combustion Turbine | IC Engine | WECC_NNV | Nevada | 32 | Storey | 29 | 32029 | 7.9 | 10872 | 2005 | 9999 |  |  | N | Natural Gas | [13 empty] | 1.061 | 1.061 | 1.061 | 1.061 | [11 empty] | Barrick Gold Corp | 100 | Barrick Gold Corp | 100
Western 102 Power Plant | 56500_G_G202 | 56500 | G | G202 |  | Combustion Turbine | IC Engine | WECC_NNV | Nevada | 32 | Storey | 29 | 32029 | 7.9 | 10872 | 2005 | 9999 |  |  | N | Natural Gas | [13 empty] | 1.061 | 1.061 | 1.061 | 1.061 | [11 empty] | Barrick Gold Corp | 100 | Barrick Gold Corp | 100
Western 102 Power Plant | 56500_G_H102 | 56500 | G | H102 |  | Combustion Turbine | IC Engine | WECC_NNV | Nevada | 32 | Storey | 29 | 32029 | 7.9 | 10872 | 2005 | 9999 |  |  | N | Natural Gas | [13 empty] | 1.061 | 1.061 | 1.061 | 1.061 | [11 empty] | Barrick Gold Corp | 100 | Barrick Gold Corp | 100
Western 102 Power Plant | 56500_G_H202 | 56500 | G | H202 |  | Combustion Turbine | IC Engine | WECC_NNV | Nevada | 32 | Storey | 29 | 32029 | 7.9 | 10872 | 2005 | 9999 |  |  | N | Natural Gas | [13 empty] | 1.061 | 1.061 | 1.061 | 1.061 | [11 empty] | Barrick Gold Corp | 100 | Barrick Gold Corp | 100
Western 102 Power Plant | 56500_G_PV1 | 56500 | G | PV1 |  | Solar PV |  | WECC_NNV | Nevada | 32 | Storey | 29 | 32029 | 1 | 0 | 2007 | 9999 |  |  | N | Solar | [13 empty] | 0 | 0 | 0 | 0 | [11 empty] | Barrick Gold Corp | 100 | Barrick Gold Corp | 100
Pomeroy Wind Farm | 56501_G_PWF | 56501 | G | PWF |  | Onshore Wind |  | MIS_MIDA | Iowa | 19 | Pocahontas | 151 | 19151 | 123 | 0 | 2007 | 9999 |  |  | N | Wind | [13 empty] | 0 | 0 | 0 | 0 | [11 empty] | MidAmerican Energy Co | 100 | Berkshire Hathaway Inc | 100
Pomeroy Wind Farm | 56501_G_PWF2 | 56501 | G | PWF2 |  | Onshore Wind |  | MIS_MIDA | Iowa | 19 | Pocahontas | 151 | 19151 | 75 | 0 | 2007 | 9999 |  |  | N | Wind | [13 empty] | 0 | 0 | 0 | 0 | [11 empty] | MidAmerican Energy Co | 100 | Berkshire Hathaway Inc | 100
Pomeroy Wind Farm | 56501_G_PWF3 | 56501 | G | PWF3 |  | Onshore Wind |  | MIS_MIDA | Iowa | 19 | Pocahontas | 151 | 19151 | 58.5 | 0 | 2008 | 9999 |  |  | N | Wind | [13 empty] | 0 | 0 | 0 | 0 | [11 empty] | MidAmerican Energy Co | 100 | Berkshire Hathaway Inc | 100
Pomeroy Wind Farm | 56501_G_PWF4 | 56501 | G | PWF4 |  | Onshore Wind |  | MIS_MIDA | Iowa | 19 | Pocahontas | 151 | 19151 | 29.9 | 0 | 2011 | 9999 |  |  | N | Wind | [13 empty] | 0 | 0 | 0 | 0 | [11 empty] | MidAmerican Energy Co | 100 | Berkshire Hathaway Inc | 100
Emporia Energy Center | 56502_G_1 | 56502 | G | 1 | 89850 | Combustion Turbine |  | SPP_N | Kansas | 20 | Lyon | 111 | 20111 | 45 | 11390 | 2008 | 9999 |  |  | N | Natural Gas |  |  |  | H2O | [9 empty] | 0.09611 | 0.09611 | 0.09611 | 0.09611 | [11 empty] | Evergy Kansas Central Inc | 100 | Evergy Inc | 100
Emporia Energy Center | 56502_G_2 | 56502 | G | 2 | 89851 | Combustion Turbine |  | SPP_N | Kansas | 20 | Lyon | 111 | 20111 | 44 | 11393 | 2008 | 9999 |  |  | N | Natural Gas |  |  |  | H2O | [9 empty] | 0.09695 | 0.09695 | 0.09695 | 0.09695 | [11 empty] | Evergy Kansas Central Inc | 100 | Evergy Inc | 100
Emporia Energy Center | 56502_G_3 | 56502 | G | 3 | 89852 | Combustion Turbine |  | SPP_N | Kansas | 20 | Lyon | 111 | 20111 | 43 | 11393 | 2008 | 9999 |  |  | N | Natural Gas |  |  |  | H2O | [9 empty] | 0.09346 | 0.09346 | 0.09346 | 0.09346 | [11 empty] | Evergy Kansas Central Inc | 100 | Evergy Inc | 100
Emporia Energy Center | 56502_G_4 | 56502 | G | 4 | 89853 | Combustion Turbine |  | SPP_N | Kansas | 20 | Lyon | 111 | 20111 | 44 | 11395 | 2008 | 9999 |  |  | N | Natural Gas |  |  |  | H2O | [9 empty] | 0.09757 | 0.09757 | 0.09757 | 0.09757 | [11 empty] | Evergy Kansas Central Inc | 100 | Evergy Inc | 100
Emporia Energy Center | 56502_G_5 | 56502 | G | 5 | 89854 | Combustion Turbine |  | SPP_N | Kansas | 20 | Lyon | 111 | 20111 | 158 | 11389 | 2008 | 9999 |  |  | N | Natural Gas |  |  |  | DLNB | [9 empty] | 0.03272 | 0.03272 | 0.03272 | 0.03272 | [11 empty] | Evergy Kansas Central Inc | 100 | Evergy Inc | 100
Emporia Energy Center | 56502_G_6 | 56502 | G | 6 | 89855 | Combustion Turbine |  | SPP_N | Kansas | 20 | Lyon | 111 | 20111 | 155 | 11389 | 2009 | 9999 |  |  | N | Natural Gas |  |  |  | DLNB | [9 empty] | 0.0328 | 0.0328 | 0.0328 | 0.0328 | [11 empty] | Evergy Kansas Central Inc | 100 | Evergy Inc | 100
Emporia Energy Center | 56502_G_7 | 56502 | G | 7 | 89856 | Combustion Turbine |  | SPP_N | Kansas | 20 | Lyon | 111 | 20111 | 157 | 11389 | 2009 | 9999 |  |  | N | Natural Gas |  |  |  | DLNB | [9 empty] | 0.03507 | 0.03507 | 0.03507 | 0.03507 | [11 empty] | Evergy Kansas Central Inc | 100 | Evergy Inc | 100
Riley Generating Station | 56503_G_1 | 56503 | G | 1 |  | Combustion Turbine | IC Engine | MIS_LMI | Michigan | 26 | Ottawa | 139 | 26139 | 2 | 13438 | 2006 | 9999 |  |  | N | Natural Gas | [13 empty] | 0.03562 | 0.03562 | 0.03562 | 0.03562 | [11 empty] | Zeeland MI (City of) | 100 | Zeeland MI (City of) | 100
Riley Generating Station | 56503_G_2 | 56503 | G | 2 |  | Combustion Turbine | IC Engine | MIS_LMI | Michigan | 26 | Ottawa | 139 | 26139 | 2 | 13418 | 2006 | 9999 |  |  | N | Natural Gas | [13 empty] | 0.03524 | 0.03524 | 0.03524 | 0.03524 | [11 empty] | Zeeland MI (City of) | 100 | Zeeland MI (City of) | 100
Riley Generating Station | 56503_G_3 | 56503 | G | 3 |  | Combustion Turbine | IC Engine | MIS_LMI | Michigan | 26 | Ottawa | 139 | 26139 | 2 | 13418 | 2006 | 9999 |  |  | N | Natural Gas |  |  |  |  | SCR | [8 empty] | 1.061 | 0.21219 | 1.061 | 0.21219 | [11 empty] | Zeeland MI (City of) | 100 | Zeeland MI (City of) | 100
Riley Generating Station | 56503_G_4 | 56503 | G | 4 |  | Combustion Turbine | IC Engine | MIS_LMI | Michigan | 26 | Ottawa | 139 | 26139 | 2 | 13418 | 2006 | 9999 |  |  | N | Natural Gas |  |  |  |  | SCR | [8 empty] | 1.061 | 0.21219 | 1.061 | 0.21219 | [11 empty] | Zeeland MI (City of) | 100 | Zeeland MI (City of) | 100
Riley Generating Station | 56503_G_5 | 56503 | G | 5 |  | Combustion Turbine | IC Engine | MIS_LMI | Michigan | 26 | Ottawa | 139 | 26139 | 2 | 13418 | 2006 | 9999 |  |  | N | Natural Gas | [13 empty] | 1.061 | 1.061 | 1.061 | 1.061 | [11 empty] | Zeeland MI (City of) | 100 | Zeeland MI (City of) | 100
Municipal Power Plant | 56504_G_1 | 56504 | G | 1 |  | Combustion Turbine | IC Engine | MIS_LMI | Michigan | 26 | Ottawa | 139 | 26139 | 1 | 11772 | 2002 | 9999 |  |  | N | Natural Gas | [13 empty] | 1.061 | 1.061 | 1.061 | 1.061 | [11 empty] | Zeeland MI (City of) | 100 | Zeeland MI (City of) | 100
Municipal Power Plant | 56504_G_2 | 56504 | G | 2 |  | Combustion Turbine | IC Engine | MIS_LMI | Michigan | 26 | Ottawa | 139 | 26139 | 1 | 11863 | 2002 | 9999 |  |  | N | Natural Gas | [13 empty] | 1.061 | 1.061 | 1.061 | 1.061 | [11 empty] | Zeeland MI (City of) | 100 | Zeeland MI (City of) | 100
Jonesboro City Water & Light Plant | 56505_G_SN01 | 56505 | G | SN01 |  | Combustion Turbine |  | MIS_AR | Arkansas | 5 | Craighead | 31 | 05031 | 20 | 11561 | 1999 | 9999 |  |  | N | Natural Gas, Distillate Fuel Oil | [13 empty] | 0.23894 | 0.23894 | 0.23894 | 0.23894 | [11 empty] | Jonesboro Water & Light | 100 | Jonesboro Water & Light | 100
Jonesboro City Water & Light Plant | 56505_G_SN02 | 56505 | G | SN02 |  | Combustion Turbine |  | MIS_AR | Arkansas | 5 | Craighead | 31 | 05031 | 19 | 11562 | 1999 | 9999 |  |  | N | Natural Gas, Distillate Fuel Oil | [13 empty] | 0.23894 | 0.23894 | 0.23894 | 0.23894 | [11 empty] | Jonesboro Water & Light | 100 | Jonesboro Water & Light | 100
Jonesboro City Water & Light Plant | 56505_G_SN04 | 56505 | G | SN04 | 89827 | Combustion Turbine |  | MIS_AR | Arkansas | 5 | Craighead | 31 | 05031 | 46 | 11560 | 2000 | 9999 |  |  | N | Natural Gas, Distillate Fuel Oil |  |  |  | H2O | [9 empty] | 0.1535 | 0.1535 | 0.1535 | 0.1535 | [11 empty] | Jonesboro Water & Light | 100 | Jonesboro Water & Light | 100
Jonesboro City Water & Light Plant | 56505_G_SN06 | 56505 | G | SN06 | 89828 | Combustion Turbine |  | MIS_AR | Arkansas | 5 | Craighead | 31 | 05031 | 46 | 11562 | 2003 | 9999 |  |  | N | Natural Gas, Distillate Fuel Oil |  |  |  | H2O | [9 empty] | 0.113 | 0.113 | 0.113 | 0.113 | [11 empty] | Jonesboro Water & Light | 100 | Jonesboro Water & Light | 100
Jonesboro City Water & Light Plant | 56505_G_SN07 | 56505 | G | SN07 | 89829 | Combustion Turbine |  | MIS_AR | Arkansas | 5 | Craighead | 31 | 05031 | 46 | 11562 | 2007 | 9999 |  |  | N | Natural Gas |  |  |  | H2O | [9 empty] | 0.08299 | 0.08299 | 0.08299 | 0.08299 | [11 empty] | Jonesboro Water & Light | 100 | Jonesboro Water & Light | 100
Scurry County Wind LP | 56506_G_SCW | 56506 | G | SCW |  | Onshore Wind |  | ERC_WEST | Texas | 48 | Scurry | 415 | 48415 | 130.5 | 0 | 2007 | 9999 |  |  | N | Wind | [13 empty] | 0 | 0 | 0 | 0 | [11 empty] | Scurry County Wind LP | 100 | Invenergy LLC | 100
Tesoro SLC Cogeneration Plant | 56509_G_1 | 56509 | G | 1 |  | Combustion Turbine |  | WECC_UT | Utah | 49 | Salt Lake | 35 | 49035 | 11.6 | 11409 | 2004 | 9999 |  |  | Y | Natural Gas | [13 empty] | 0.23894 | 0.23894 | 0.23894 | 0.23894 | [11 empty] | Tesoro Petroleum Corp | 100 | Andeavor | 100
Tesoro SLC Cogeneration Plant | 56509_G_2 | 56509 | G | 2 |  | Combustion Turbine |  | WECC_UT | Utah | 49 | Salt Lake | 35 | 49035 | 11.6 | 11409 | 2004 | 9999 |  |  | Y | Natural Gas | [13 empty] | 0.23894 | 0.23894 | 0.23894 | 0.23894 | [11 empty] | Tesoro Petroleum Corp | 100 | Andeavor | 100
Frey Farm Landfill | 56510_G_GEN2 | 56510 | G | GEN2 |  | Landfill Gas |  | PJM_EMAC | Pennsylvania | 42 | Lancaster | 71 | 42071 | 1.6 | 10885 | 2006 | 9999 |  |  | Y | Landfill Gas | [13 empty] | 0.22117 | 0.22117 | 0.22117 | 0.22117 | [11 empty] | Talen Generation LLC | 100 | Riverstone Holdings LLC | 100
Pennsauken Landfill | 56511_G_GEN1 | 56511 | G | GEN1 |  | Landfill Gas |  | PJM_EMAC | New Jersey | 34 | Camden | 7 | 34007 | 0.9 | 13500 | 2004 | 9999 |  |  | N | Landfill Gas | [13 empty] | 0.22117 | 0.22117 | 0.22117 | 0.22117 | [11 empty] | EPP New Jersey Biogas LLC | 100 | Exelon Corp | 100
Pennsauken Landfill | 56511_G_GEN2 | 56511 | G | GEN2 |  | Landfill Gas |  | PJM_EMAC | New Jersey | 34 | Camden | 7 | 34007 | 0.9 | 13500 | 2004 | 9999 |  |  | N | Landfill Gas | [13 empty] | 0.22117 | 0.22117 | 0.22117 | 0.22117 | [11 empty] | EPP New Jersey Biogas LLC | 100 | Exelon Corp | 100
GLRA Landfill | 56512_G_GEN1 | 56512 | G | GEN1 |  | Landfill Gas |  | PJM_WMAC | Pennsylvania | 42 | Lebanon | 75 | 42075 | 1.6 | 13500 | 2007 | 9999 |  |  | N | Landfill Gas | [13 empty] | 0.22117 | 0.22117 | 0.22117 | 0.22117 | [11 empty] | Lebanon Methane Recovery Inc | 100 | Lebanon Methane Recovery Inc | 100
GLRA Landfill | 56512_G_GEN2 | 56512 | G | GEN2 |  | Landfill Gas |  | PJM_WMAC | Pennsylvania | 42 | Lebanon | 75 | 42075 | 1.6 | 13500 | 2007 | 9999 |  |  | N | Landfill Gas | [13 empty] | 0.22117 | 0.22117 | 0.22117 | 0.22117 | [11 empty] | Lebanon Methane Recovery Inc | 100 | Lebanon Methane Recovery Inc | 100
Whitemarsh Central Utility Plant | 56513_G_CGE | 56513 | G | CGE |  | Combustion Turbine | IC Engine | PJM_EMAC | Pennsylvania | 42 | Montgomery | 91 | 42091 | 1.6 | 15215 | 2007 | 9999 |  |  | N | Natural Gas | [13 empty] | 0.2883 | 0.2883 | 0.2883 | 0.2883 | [11 empty] | EPP Renewable Energy LLC | 100 | Exelon Corp | 100
Plains End II LLC | 56516_G_2G01 | 56516 | G | 2G01 |  | Combustion Turbine | IC Engine | WECC_CO | Colorado | 8 | Jefferson | 59 | 08059 | 8.3 | 10745 | 2008 | 9999 |  |  | N | Natural Gas | [13 empty] | 4.3026 | 4.3026 | 4.3026 | 4.3026 | [11 empty] | Plains End II LLC | 100 | Ares Management LP | 100
Plains End II LLC | 56516_G_2G02 | 56516 | G | 2G02 |  | Combustion Turbine | IC Engine | WECC_CO | Colorado | 8 | Jefferson | 59 | 08059 | 8.3 | 10745 | 2008 | 9999 |  |  | N | Natural Gas | [13 empty] | 4.3026 | 4.3026 | 4.3026 | 4.3026 | [11 empty] | Plains End II LLC | 100 | Ares Management LP | 100
Plains End II LLC | 56516_G_2G03 | 56516 | G | 2G03 |  | Combustion Turbine | IC Engine | WECC_CO | Colorado | 8 | Jefferson | 59 | 08059 | 8.3 | 10745 | 2008 | 9999 |  |  | N | Natural Gas | [13 empty] | 4.3026 | 4.3026 | 4.3026 | 4.3026 | [11 empty] | Plains End II LLC | 100 | Ares Management LP | 100
Plains End II LLC | 56516_G_2G04 | 56516 | G | 2G04 |  | Combustion Turbine | IC Engine | WECC_CO | Colorado | 8 | Jefferson | 59 | 08059 | 8.3 | 10745 | 2008 | 9999 |  |  | N | Natural Gas | [13 empty] | 4.3026 | 4.3026 | 4.3026 | 4.3026 | [11 empty] | Plains End II LLC | 100 | Ares Management LP | 100
Plains End II LLC | 56516_G_2G05 | 56516 | G | 2G05 |  | Combustion Turbine | IC Engine | WECC_CO | Colorado | 8 | Jefferson | 59 | 08059 | 8.3 | 10745 | 2008 | 9999 |  |  | N | Natural Gas | [13 empty] | 4.3026 | 4.3026 | 4.3026 | 4.3026 | [11 empty] | Plains End II LLC | 100 | Ares Management LP | 100
Plains End II LLC | 56516_G_2G06 | 56516 | G | 2G06 |  | Combustion Turbine | IC Engine | WECC_CO | Colorado | 8 | Jefferson | 59 | 08059 | 8.3 | 10745 | 2008 | 9999 |  |  | N | Natural Gas | [13 empty] | 4.3026 | 4.3026 | 4.3026 | 4.3026 | [11 empty] | Plains End II LLC | 100 | Ares Management LP | 100
Plains End II LLC | 56516_G_2G07 | 56516 | G | 2G07 |  | Combustion Turbine | IC Engine | WECC_CO | Colorado | 8 | Jefferson | 59 | 08059 | 8.3 | 10745 | 2008 | 9999 |  |  | N | Natural Gas | [13 empty] | 4.3026 | 4.3026 | 4.3026 | 4.3026 | [11 empty] | Plains End II LLC | 100 | Ares Management LP | 100
Plains End II LLC | 56516_G_2G08 | 56516 | G | 2G08 |  | Combustion Turbine | IC Engine | WECC_CO | Colorado | 8 | Jefferson | 59 | 08059 | 8.3 | 10745 | 2008 | 9999 |  |  | N | Natural Gas | [13 empty] | 4.3026 | 4.3026 | 4.3026 | 4.3026 | [11 empty] | Plains End II LLC | 100 | Ares Management LP | 100
Plains End II LLC | 56516_G_2G09 | 56516 | G | 2G09 |  | Combustion Turbine | IC Engine | WECC_CO | Colorado | 8 | Jefferson | 59 | 08059 | 8.3 | 10745 | 2008 | 9999 |  |  | N | Natural Gas | [13 empty] | 4.3026 | 4.3026 | 4.3026 | 4.3026 | [11 empty] | Plains End II LLC | 100 | Ares Management LP | 100
Plains End II LLC | 56516_G_2G10 | 56516 | G | 2G10 |  | Combustion Turbine | IC Engine | WECC_CO | Colorado | 8 | Jefferson | 59 | 08059 | 8.3 | 10745 | 2008 | 9999 |  |  | N | Natural Gas | [13 empty] | 4.3026 | 4.3026 | 4.3026 | 4.3026 | [11 empty] | Plains End II LLC | 100 | Ares Management LP | 100
Plains End II LLC | 56516_G_2G11 | 56516 | G | 2G11 |  | Combustion Turbine | IC Engine | WECC_CO | Colorado | 8 | Jefferson | 59 | 08059 | 8.3 | 10745 | 2008 | 9999 |  |  | N | Natural Gas | [13 empty] | 4.3026 | 4.3026 | 4.3026 | 4.3026 | [11 empty] | Plains End II LLC | 100 | Ares Management LP | 100
Plains End II LLC | 56516_G_2G12 | 56516 | G | 2G12 |  | Combustion Turbine | IC Engine | WECC_CO | Colorado | 8 | Jefferson | 59 | 08059 | 8.3 | 10745 | 2008 | 9999 |  |  | N | Natural Gas | [13 empty] | 4.3026 | 4.3026 | 4.3026 | 4.3026 | [11 empty] | Plains End II LLC | 100 | Ares Management LP | 100
Plains End II LLC | 56516_G_2G13 | 56516 | G | 2G13 |  | Combustion Turbine | IC Engine | WECC_CO | Colorado | 8 | Jefferson | 59 | 08059 | 8.3 | 10745 | 2008 | 9999 |  |  | N | Natural Gas | [13 empty] | 4.3026 | 4.3026 | 4.3026 | 4.3026 | [11 empty] | Plains End II LLC | 100 | Ares Management LP | 100
Plains End II LLC | 56516_G_2G14 | 56516 | G | 2G14 |  | Combustion Turbine | IC Engine | WECC_CO | Colorado | 8 | Jefferson | 59 | 08059 | 8.3 | 10745 | 2008 | 9999 |  |  | N | Natural Gas | [13 empty] | 4.3026 | 4.3026 | 4.3026 | 4.3026 | [11 empty] | Plains End II LLC | 100 | Ares Management LP | 100
West Diesel Generation Unit | 56517_G_East | 56517 | G | East |  | Combustion Turbine | IC Engine | MIS_MIDA | Iowa | 19 | Pocahontas | 151 | 19151 | 1.9 | 15448 | 2006 | 9999 |  |  | N | Distillate Fuel Oil | [13 empty] | 1.6498 | 1.6498 | 1.6498 | 1.6498 | [11 empty] | Pocahontas City (IA) | 100 | Pocahontas City (IA) | 100
West Diesel Generation Unit | 56517_G_West | 56517 | G | West |  | Combustion Turbine | IC Engine | MIS_MIDA | Iowa | 19 | Pocahontas | 151 | 19151 | 1.9 | 15442 | 2006 | 9999 |  |  | N | Distillate Fuel Oil | [13 empty] | 1.6498 | 1.6498 | 1.6498 | 1.6498 | [11 empty] | Pocahontas City (IA) | 100 | Pocahontas City (IA) | 100
South Energy Center | 56518_G_GT1 | 56518 | G | GT1 |  | Combustion Turbine |  | FRCC | Florida | 12 | Alachua | 1 | 12001 | 4.3 | 8700 | 2009 | 9999 |  |  | Y | Natural Gas | [13 empty] | 0.17799 | 0.17799 | 0.17799 | 0.17799 | [11 empty] | Gainesville Regional Utilities | 100 | Gainesville Regional Utilities | 100
South Energy Center | 56518_G_REG1 | 56518 | G | REG1 |  | Combustion Turbine | IC Engine | FRCC | Florida | 12 | Alachua | 1 | 12001 | 7.4 | 10745 | 2017 | 9999 |  |  | N | Natural Gas | [13 empty] | 0.17799 | 0.17799 | 0.17799 | 0.17799 | [11 empty] | Gainesville Regional Utilities | 100 | Gainesville Regional Utilities | 100
Salem Electric Department | 56519_G_1 | 56519 | G | 1 |  | Combustion Turbine | IC Engine | PJM_West | Virginia | 51 | Salem City | 775 | 51775 | 1.3 | 10745 | 2007 | 9999 |  |  | N | Distillate Fuel Oil | [13 empty] | 1.6498 | 1.6498 | 1.6498 | 1.6498 | [11 empty] | Salem VA (City of) | 100 | Salem VA (City of) | 100
Deertrack Park Gas Recovery | 56520_G_GEN1 | 56520 | G | GEN1 |  | Landfill Gas |  | MIS_WUMS | Wisconsin | 55 | Jefferson | 55 | 55055 | 0.8 | 13500 | 2006 | 9999 |  |  | N | Landfill Gas | [13 empty] | 0.22117 | 0.22117 | 0.22117 | 0.22117 | [11 empty] | WM Renewable Energy LLC | 100 | Waste Management Inc | 100
Deertrack Park Gas Recovery | 56520_G_GEN2 | 56520 | G | GEN2 |  | Landfill Gas |  | MIS_WUMS | Wisconsin | 55 | Jefferson | 55 | 55055 | 0.8 | 13500 | 2006 | 9999 |  |  | N | Landfill Gas | [13 empty] | 0.22117 | 0.22117 | 0.22117 | 0.22117 | [11 empty] | WM Renewable Energy LLC | 100 | Waste Management Inc | 100
Deertrack Park Gas Recovery | 56520_G_GEN3 | 56520 | G | GEN3 |  | Landfill Gas |  | MIS_WUMS | Wisconsin | 55 | Jefferson | 55 | 55055 | 0.8 | 13500 | 2006 | 9999 |  |  | N | Landfill Gas | [13 empty] | 0.22117 | 0.22117 | 0.22117 | 0.22117 | [11 empty] | WM Renewable Energy LLC | 100 | Waste Management Inc | 100
Deertrack Park Gas Recovery | 56520_G_GEN4 | 56520 | G | GEN4 |  | Landfill Gas |  | MIS_WUMS | Wisconsin | 55 | Jefferson | 55 | 55055 | 0.8 | 13500 | 2006 | 9999 |  |  | N | Landfill Gas | [13 empty] | 0.22117 | 0.22117 | 0.22117 | 0.22117 | [11 empty] | WM Renewable Energy LLC | 100 | Waste Management Inc | 100
Deertrack Park Gas Recovery | 56520_G_GEN5 | 56520 | G | GEN5 |  | Landfill Gas |  | MIS_WUMS | Wisconsin | 55 | Jefferson | 55 | 55055 | 0.8 | 13500 | 2007 | 9999 |  |  | N | Landfill Gas | [13 empty] | 0.22117 | 0.22117 | 0.22117 | 0.22117 | [11 empty] | WM Renewable Energy LLC | 100 | Waste Management Inc | 100
Deertrack Park Gas Recovery | 56520_G_GEN6 | 56520 | G | GEN6 |  | Landfill Gas |  | MIS_WUMS | Wisconsin | 55 | Jefferson | 55 | 55055 | 0.8 | 13500 | 2007 | 9999 |  |  | N | Landfill Gas | [13 empty] | 0.22117 | 0.22117 | 0.22117 | 0.22117 | [11 empty] | WM Renewable Energy LLC | 100 | Waste Management Inc | 100
Deertrack Park Gas Recovery | 56520_G_GEN7 | 56520 | G | GEN7 |  | Landfill Gas |  | MIS_WUMS | Wisconsin | 55 | Jefferson | 55 | 55055 | 0.8 | 13500 | 2007 | 9999 |  |  | N | Landfill Gas | [13 empty] | 0.22117 | 0.22117 | 0.22117 | 0.22117 | [11 empty] | WM Renewable Energy LLC | 100 | Waste Management Inc | 100
Deertrack Park Gas Recovery | 56520_G_GEN8 | 56520 | G | GEN8 |  | Landfill Gas |  | MIS_WUMS | Wisconsin | 55 | Jefferson | 55 | 55055 | 0.8 | 13500 | 2007 | 9999 |  |  | N | Landfill Gas | [13 empty] | 0.22117 | 0.22117 | 0.22117 | 0.22117 | [11 empty] | WM Renewable Energy LLC | 100 | Waste Management Inc | 100
Lake Mills Gas Recovery | 56521_G_GEN1 | 56521 | G | GEN1 |  | Landfill Gas |  | MIS_IA | Iowa | 19 | Winnebago | 189 | 19189 | 0.8 | 13500 | 2006 | 9999 |  |  | N | Landfill Gas | [13 empty] | 0.22117 | 0.22117 | 0.22117 | 0.22117 | [11 empty] | Waste Management Inc | 100 | Waste Management Inc | 100
Lake Mills Gas Recovery | 56521_G_GEN2 | 56521 | G | GEN2 |  | Landfill Gas |  | MIS_IA | Iowa | 19 | Winnebago | 189 | 19189 | 0.8 | 13500 | 2006 | 9999 |  |  | N | Landfill Gas | [13 empty] | 0.22117 | 0.22117 | 0.22117 | 0.22117 | [11 empty] | Waste Management Inc | 100 | Waste Management Inc | 100
Lake Mills Gas Recovery | 56521_G_GEN3 | 56521 | G | GEN3 |  | Landfill Gas |  | MIS_IA | Iowa | 19 | Winnebago | 189 | 19189 | 0.8 | 13500 | 2006 | 9999 |  |  | N | Landfill Gas | [13 empty] | 0.22117 | 0.22117 | 0.22117 | 0.22117 | [11 empty] | Waste Management Inc | 100 | Waste Management Inc | 100
Lake Mills Gas Recovery | 56521_G_GEN4 | 56521 | G | GEN4 |  | Landfill Gas |  | MIS_IA | Iowa | 19 | Winnebago | 189 | 19189 | 0.8 | 13500 | 2006 | 9999 |  |  | N | Landfill Gas | [13 empty] | 0.22117 | 0.22117 | 0.22117 | 0.22117 | [11 empty] | Waste Management Inc | 100 | Waste Management Inc | 100
Lake Mills Gas Recovery | 56521_G_GEN5 | 56521 | G | GEN5 |  | Landfill Gas |  | MIS_IA | Iowa | 19 | Winnebago | 189 | 19189 | 0.8 | 13500 | 2006 | 9999 |  |  | N | Landfill Gas | [13 empty] | 0.22117 | 0.22117 | 0.22117 | 0.22117 | [11 empty] | Waste Management Inc | 100 | Waste Management Inc | 100
Springhill Gas Recovery Plant | 56522_G_GEN1 | 56522 | G | GEN1 |  | Landfill Gas |  | S_SOU | Florida | 12 | Jackson | 63 | 12063 | 0.8 | 13500 | 2006 | 9999 |  |  | N | Landfill Gas | [13 empty] | 0.22117 | 0.22117 | 0.22117 | 0.22117 | [11 empty] | WM Renewable Energy LLC | 100 | Waste Management Inc | 100
Springhill Gas Recovery Plant | 56522_G_GEN2 | 56522 | G | GEN2 |  | Landfill Gas |  | S_SOU | Florida | 12 | Jackson | 63 | 12063 | 0.8 | 13500 | 2006 | 9999 |  |  | N | Landfill Gas | [13 empty] | 0.22117 | 0.22117 | 0.22117 | 0.22117 | [11 empty] | WM Renewable Energy LLC | 100 | Waste Management Inc | 100
Springhill Gas Recovery Plant | 56522_G_GEN3 | 56522 | G | GEN3 |  | Landfill Gas |  | S_SOU | Florida | 12 | Jackson | 63 | 12063 | 0.8 | 13500 | 2006 | 9999 |  |  | N | Landfill Gas | [13 empty] | 0.22117 | 0.22117 | 0.22117 | 0.22117 | [11 empty] | WM Renewable Energy LLC | 100 | Waste Management Inc | 100
Springhill Gas Recovery Plant | 56522_G_GEN4 | 56522 | G | GEN4 |  | Landfill Gas |  | S_SOU | Florida | 12 | Jackson | 63 | 12063 | 0.8 | 13500 | 2006 | 9999 |  |  | N | Landfill Gas | [13 empty] | 0.22117 | 0.22117 | 0.22117 | 0.22117 | [11 empty] | WM Renewable Energy LLC | 100 | Waste Management Inc | 100
Springhill Gas Recovery Plant | 56522_G_GEN5 | 56522 | G | GEN5 |  | Landfill Gas |  | S_SOU | Florida | 12 | Jackson | 63 | 12063 | 0.8 | 13500 | 2006 | 9999 |  |  | N | Landfill Gas | [13 empty] | 0.22117 | 0.22117 | 0.22117 | 0.22117 | [11 empty] | WM Renewable Energy LLC | 100 | Waste Management Inc | 100
Springhill Gas Recovery Plant | 56522_G_GEN6 | 56522 | G | GEN6 |  | Landfill Gas |  | S_SOU | Florida | 12 | Jackson | 63 | 12063 | 0.8 | 13500 | 2006 | 9999 |  |  | N | Landfill Gas | [13 empty] | 0.22117 | 0.22117 | 0.22117 | 0.22117 | [11 empty] | WM Renewable Energy LLC | 100 | Waste Management Inc | 100
Two Pine Landfill Gas Recovery | 56523_G_GEN1 | 56523 | G | GEN1 |  | Landfill Gas |  | MIS_AR | Arkansas | 5 | Pulaski | 119 | 05119 | 0.8 | 13500 | 2006 | 9999 |  |  | N | Landfill Gas | [13 empty] | 0.23013 | 0.23013 | 0.23013 | 0.23013 | [11 empty] | WM Renewable Energy LLC | 100 | Waste Management Inc | 100
Two Pine Landfill Gas Recovery | 56523_G_GEN2 | 56523 | G | GEN2 |  | Landfill Gas |  | MIS_AR | Arkansas | 5 | Pulaski | 119 | 05119 | 0.8 | 13500 | 2006 | 9999 |  |  | N | Landfill Gas | [13 empty] | 0.23013 | 0.23013 | 0.23013 | 0.23013 | [11 empty] | WM Renewable Energy LLC | 100 | Waste Management Inc | 100
Two Pine Landfill Gas Recovery | 56523_G_GEN3 | 56523 | G | GEN3 |  | Landfill Gas |  | MIS_AR | Arkansas | 5 | Pulaski | 119 | 05119 | 0.8 | 13500 | 2006 | 9999 |  |  | N | Landfill Gas | [13 empty] | 0.23013 | 0.23013 | 0.23013 | 0.23013 | [11 empty] | WM Renewable Energy LLC | 100 | Waste Management Inc | 100
Two Pine Landfill Gas Recovery | 56523_G_GEN4 | 56523 | G | GEN4 |  | Landfill Gas |  | MIS_AR | Arkansas | 5 | Pulaski | 119 | 05119 | 0.8 | 13500 | 2006 | 9999 |  |  | N | Landfill Gas | [13 empty] | 0.23013 | 0.23013 | 0.23013 | 0.23013 | [11 empty] | WM Renewable Energy LLC | 100 | Waste Management Inc | 100
Two Pine Landfill Gas Recovery | 56523_G_GEN5 | 56523 | G | GEN5 |  | Landfill Gas |  | MIS_AR | Arkansas | 5 | Pulaski | 119 | 05119 | 0.8 | 13500 | 2006 | 9999 |  |  | N | Landfill Gas | [13 empty] | 0.23013 | 0.23013 | 0.23013 | 0.23013 | [11 empty] | WM Renewable Energy LLC | 100 | Waste Management Inc | 100
Austin Gas Recovery | 56524_G_GEN1 | 56524 | G | GEN1 |  | Landfill Gas |  | ERC_REST | Texas | 48 | Travis | 453 | 48453 | 1.6 | 13500 | 2007 | 9999 |  |  | N | Landfill Gas | [13 empty] | 0.22117 | 0.22117 | 0.22117 | 0.22117 | [11 empty] | WM Renewable Energy LLC | 100 | Waste Management Inc | 100
Austin Gas Recovery | 56524_G_GEN2 | 56524 | G | GEN2 |  | Landfill Gas |  | ERC_REST | Texas | 48 | Travis | 453 | 48453 | 1.6 | 13500 | 2007 | 9999 |  |  | N | Landfill Gas | [13 empty] | 0.22117 | 0.22117 | 0.22117 | 0.22117 | [11 empty] | WM Renewable Energy LLC | 100 | Waste Management Inc | 100
Austin Gas Recovery | 56524_G_GEN3 | 56524 | G | GEN3 |  | Landfill Gas |  | ERC_REST | Texas | 48 | Travis | 453 | 48453 | 1.6 | 13500 | 2007 | 9999 |  |  | N | Landfill Gas | [13 empty] | 0.22117 | 0.22117 | 0.22117 | 0.22117 | [11 empty] | WM Renewable Energy LLC | 100 | Waste Management Inc | 100
Timberline Trail Gas Recovery | 56525_G_GEN2 | 56525 | G | GEN2 |  | Landfill Gas |  | MIS_MNWI | Wisconsin | 55 | Rusk | 107 | 55107 | 0.8 | 13500 | 2006 | 9999 |  |  | N | Landfill Gas | [13 empty] | 0.22117 | 0.22117 | 0.22117 | 0.22117 | [11 empty] | Waste Management Inc | 100 | Waste Management Inc | 100
Timberline Trail Gas Recovery | 56525_G_GEN3 | 56525 | G | GEN3 |  | Landfill Gas |  | MIS_MNWI | Wisconsin | 55 | Rusk | 107 | 55107 | 0.8 | 13500 | 2006 | 9999 |  |  | N | Landfill Gas | [13 empty] | 0.22117 | 0.22117 | 0.22117 | 0.22117 | [11 empty] | Waste Management Inc | 100 | Waste Management Inc | 100
Timberline Trail Gas Recovery | 56525_G_GEN4 | 56525 | G | GEN4 |  | Landfill Gas |  | MIS_MNWI | Wisconsin | 55 | Rusk | 107 | 55107 | 0.8 | 13500 | 2006 | 9999 |  |  | N | Landfill Gas | [13 empty] | 0.22117 | 0.22117 | 0.22117 | 0.22117 | [11 empty] | Waste Management Inc | 100 | Waste Management Inc | 100
Timberline Trail Gas Recovery | 56525_G_GEN5 | 56525 | G | GEN5 |  | Landfill Gas |  | MIS_MNWI | Wisconsin | 55 | Rusk | 107 | 55107 | 0.8 | 13500 | 2007 | 9999 |  |  | N | Landfill Gas | [13 empty] | 0.22117 | 0.22117 | 0.22117 | 0.22117 | [11 empty] | Waste Management Inc | 100 | Waste Management Inc | 100
Chaffee Gas Recovery | 56526_G_GEN1 | 56526 | G | GEN1 |  | Landfill Gas |  | NY_Z_A | New York | 36 | Erie | 29 | 36029 | 0.8 | 13500 | 2007 | 9999 |  |  | N | Landfill Gas | [13 empty] | 0.22117 | 0.22117 | 0.22117 | 0.22117 | [11 empty] | Waste Management Inc | 100 | Waste Management Inc | 100
Chaffee Gas Recovery | 56526_G_GEN2 | 56526 | G | GEN2 |  | Landfill Gas |  | NY_Z_A | New York | 36 | Erie | 29 | 36029 | 0.8 | 13500 | 2007 | 9999 |  |  | N | Landfill Gas | [13 empty] | 0.22117 | 0.22117 | 0.22117 | 0.22117 | [11 empty] | Waste Management Inc | 100 | Waste Management Inc | 100
Chaffee Gas Recovery | 56526_G_GEN3 | 56526 | G | GEN3 |  | Landfill Gas |  | NY_Z_A | New York | 36 | Erie | 29 | 36029 | 0.8 | 13500 | 2007 | 9999 |  |  | N | Landfill Gas | [13 empty] | 0.22117 | 0.22117 | 0.22117 | 0.22117 | [11 empty] | Waste Management Inc | 100 | Waste Management Inc | 100
Chaffee Gas Recovery | 56526_G_GEN4 | 56526 | G | GEN4 |  | Landfill Gas |  | NY_Z_A | New York | 36 | Erie | 29 | 36029 | 0.8 | 13500 | 2007 | 9999 |  |  | N | Landfill Gas | [13 empty] | 0.22117 | 0.22117 | 0.22117 | 0.22117 | [11 empty] | Waste Management Inc | 100 | Waste Management Inc | 100
Chaffee Gas Recovery | 56526_G_GEN5 | 56526 | G | GEN5 |  | Landfill Gas |  | NY_Z_A | New York | 36 | Erie | 29 | 36029 | 0.8 | 13500 | 2007 | 9999 |  |  | N | Landfill Gas | [13 empty] | 0.22117 | 0.22117 | 0.22117 | 0.22117 | [11 empty] | Waste Management Inc | 100 | Waste Management Inc | 100
Chaffee Gas Recovery | 56526_G_GEN6 | 56526 | G | GEN6 |  | Landfill Gas |  | NY_Z_A | New York | 36 | Erie | 29 | 36029 | 0.8 | 13500 | 2007 | 9999 |  |  | N | Landfill Gas | [13 empty] | 0.22117 | 0.22117 | 0.22117 | 0.22117 | [11 empty] | Waste Management Inc | 100 | Waste Management Inc | 100
Chaffee Gas Recovery | 56526_G_GEN7 | 56526 | G | GEN7 |  | Landfill Gas |  | NY_Z_A | New York | 36 | Erie | 29 | 36029 | 0.8 | 13500 | 2009 | 9999 |  |  | N | Landfill Gas | [13 empty] | 0.22117 | 0.22117 | 0.22117 | 0.22117 | [11 empty] | Waste Management Inc | 100 | Waste Management Inc | 100
Chaffee Gas Recovery | 56526_G_GEN8 | 56526 | G | GEN8 |  | Landfill Gas |  | NY_Z_A | New York | 36 | Erie | 29 | 36029 | 0.8 | 13500 | 2009 | 9999 |  |  | N | Landfill Gas | [13 empty] | 0.22117 | 0.22117 | 0.22117 | 0.22117 | [11 empty] | Waste Management Inc | 100 | Waste Management Inc | 100
Fitchburg Gas Recovery | 56527_G_GEN1 | 56527 | G | GEN1 |  | Landfill Gas |  | NENGREST | Massachusetts | 25 | Worcester | 27 | 25027 | 1.6 | 13500 | 2007 | 9999 |  |  | N | Landfill Gas | [13 empty] | 0.10047 | 0.10047 | 0.10047 | 0.10047 | [11 empty] | WM Renewable Energy LLC | 100 | Waste Management Inc | 100
Fitchburg Gas Recovery | 56527_G_GEN2 | 56527 | G | GEN2 |  | Landfill Gas |  | NENGREST | Massachusetts | 25 | Worcester | 27 | 25027 | 1.6 | 13500 | 2007 | 9999 |  |  | N | Landfill Gas | [13 empty] | 0.0973 | 0.0973 | 0.0973 | 0.0973 | [11 empty] | WM Renewable Energy LLC | 100 | Waste Management Inc | 100
Fitchburg Gas Recovery | 56527_G_GEN3 | 56527 | G | GEN3 |  | Landfill Gas |  | NENGREST | Massachusetts | 25 | Worcester | 27 | 25027 | 1.6 | 13500 | 2009 | 9999 |  |  | N | Landfill Gas | [13 empty] | 0.09567 | 0.09567 | 0.09567 | 0.09567 | [11 empty] | WM Renewable Energy LLC | 100 | Waste Management Inc | 100
Five Oaks Gas Recovery | 56529_G_GEN1 | 56529 | G | GEN1 |  | Landfill Gas |  | MIS_IL | Illinois | 17 | Christian | 21 | 17021 | 0.8 | 13500 | 2008 | 9999 |  |  | N | Landfill Gas | [13 empty] | 0.22117 | 0.22117 | 0.22117 | 0.22117 | [11 empty] | WM Renewable Energy LLC | 100 | Waste Management Inc | 100
Five Oaks Gas Recovery | 56529_G_GEN2 | 56529 | G | GEN2 |  | Landfill Gas |  | MIS_IL | Illinois | 17 | Christian | 21 | 17021 | 0.8 | 13500 | 2008 | 9999 |  |  | N | Landfill Gas | [13 empty] | 0.22117 | 0.22117 | 0.22117 | 0.22117 | [11 empty] | WM Renewable Energy LLC | 100 | Waste Management Inc | 100
Five Oaks Gas Recovery | 56529_G_GEN3 | 56529 | G | GEN3 |  | Landfill Gas |  | MIS_IL | Illinois | 17 | Christian | 21 | 17021 | 0.8 | 13500 | 2008 | 9999 |  |  | N | Landfill Gas | [13 empty] | 0.22117 | 0.22117 | 0.22117 | 0.22117 | [11 empty] | WM Renewable Energy LLC | 100 | Waste Management Inc | 100
Five Oaks Gas Recovery | 56529_G_GEN4 | 56529 | G | GEN4 |  | Landfill Gas |  | MIS_IL | Illinois | 17 | Christian | 21 | 17021 | 0.8 | 13500 | 2008 | 9999 |  |  | N | Landfill Gas | [13 empty] | 0.22117 | 0.22117 | 0.22117 | 0.22117 | [11 empty] | WM Renewable Energy LLC | 100 | Waste Management Inc | 100
DADS Gas Recovery | 56530_G_GEN1 | 56530 | G | GEN1 |  | Landfill Gas |  | WECC_CO | Colorado | 8 | Arapahoe | 5 | 08005 | 0.8 | 13500 | 2008 | 9999 |  |  | N | Landfill Gas | [13 empty] | 0.22117 | 0.22117 | 0.22117 | 0.22117 | [11 empty] | Waste Management Inc | 100 | Waste Management Inc | 100
DADS Gas Recovery | 56530_G_GEN2 | 56530 | G | GEN2 |  | Landfill Gas |  | WECC_CO | Colorado | 8 | Arapahoe | 5 | 08005 | 0.8 | 13500 | 2008 | 9999 |  |  | N | Landfill Gas | [13 empty] | 0.22117 | 0.22117 | 0.22117 | 0.22117 | [11 empty] | Waste Management Inc | 100 | Waste Management Inc | 100
DADS Gas Recovery | 56530_G_GEN3 | 56530 | G | GEN3 |  | Landfill Gas |  | WECC_CO | Colorado | 8 | Arapahoe | 5 | 08005 | 0.8 | 13500 | 2008 | 9999 |  |  | N | Landfill Gas | [13 empty] | 0.22117 | 0.22117 | 0.22117 | 0.22117 | [11 empty] | Waste Management Inc | 100 | Waste Management Inc | 100
DADS Gas Recovery | 56530_G_GEN4 | 56530 | G | GEN4 |  | Landfill Gas |  | WECC_CO | Colorado | 8 | Arapahoe | 5 | 08005 | 0.8 | 13500 | 2008 | 9999 |  |  | N | Landfill Gas | [13 empty] | 0.22117 | 0.22117 | 0.22117 | 0.22117 | [11 empty] | Waste Management Inc | 100 | Waste Management Inc | 100
Waste Management Bethel LFGTE | 56531_G_GEN1 | 56531 | G | GEN1 |  | Landfill Gas |  | PJM_Dom | Virginia | 51 | Hampton City | 650 | 51650 | 0.8 | 13500 | 2008 | 9999 |  |  | N | Landfill Gas | [13 empty] | 0.6 | 0.6 | 0.6 | 0.6 | [11 empty] | WM Renewable Energy LLC | 100 | Waste Management Inc | 100
Waste Management Bethel LFGTE | 56531_G_GEN2 | 56531 | G | GEN2 |  | Landfill Gas |  | PJM_Dom | Virginia | 51 | Hampton City | 650 | 51650 | 0.8 | 13500 | 2008 | 9999 |  |  | N | Landfill Gas | [13 empty] | 0.6 | 0.6 | 0.6 | 0.6 | [11 empty] | WM Renewable Energy LLC | 100 | Waste Management Inc | 100
Waste Management Bethel LFGTE | 56531_G_GEN3 | 56531 | G | GEN3 |  | Landfill Gas |  | PJM_Dom | Virginia | 51 | Hampton City | 650 | 51650 | 0.8 | 13500 | 2008 | 9999 |  |  | N | Landfill Gas | [13 empty] | 0.6 | 0.6 | 0.6 | 0.6 | [11 empty] | WM Renewable Energy LLC | 100 | Waste Management Inc | 100
Waste Management Bethel LFGTE | 56531_G_GEN4 | 56531 | G | GEN4 |  | Landfill Gas |  | PJM_Dom | Virginia | 51 | Hampton City | 650 | 51650 | 0.8 | 13500 | 2008 | 9999 |  |  | N | Landfill Gas | [13 empty] | 0.6 | 0.6 | 0.6 | 0.6 | [11 empty] | WM Renewable Energy LLC | 100 | Waste Management Inc | 100
Waste Management Bethel LFGTE | 56531_G_GEN5 | 56531 | G | GEN5 |  | Landfill Gas |  | PJM_Dom | Virginia | 51 | Hampton City | 650 | 51650 | 0.8 | 13500 | 2008 | 9999 |  |  | N | Landfill Gas | [13 empty] | 0.6 | 0.6 | 0.6 | 0.6 | [11 empty] | WM Renewable Energy LLC | 100 | Waste Management Inc | 100
Waste Management Bethel LFGTE | 56531_G_GEN6 | 56531 | G | GEN6 |  | Landfill Gas |  | PJM_Dom | Virginia | 51 | Hampton City | 650 | 51650 | 0.8 | 13500 | 2008 | 9999 |  |  | N | Landfill Gas | [13 empty] | 0.6 | 0.6 | 0.6 | 0.6 | [11 empty] | WM Renewable Energy LLC | 100 | Waste Management Inc | 100
Colusa Generating Station | 56532_G_A | 56532 | G | A | 90561 | Combined Cycle |  | WEC_CALN | California | 6 | Colusa | 11 | 06011 | 167 | 7212 | 2010 | 9999 |  |  | N | Natural Gas |  |  |  | DLNB | SCR | [8 empty] | 0.0039813 | 0.0039813 | 0.0039813 | 0.0039813 | [11 empty] | Pacific Gas & Electric Co | 100 | PG&E Corp | 100
Colusa Generating Station | 56532_G_B | 56532 | G | B | 90562 | Combined Cycle |  | WEC_CALN | California | 6 | Colusa | 11 | 06011 | 167 | 7212 | 2010 | 9999 |  |  | N | Natural Gas |  |  |  | DLNB | SCR | [8 empty] | 0.0039813 | 0.0039813 | 0.0039813 | 0.0039813 | [11 empty] | Pacific Gas & Electric Co | 100 | PG&E Corp | 100
Colusa Generating Station | 56532_G_C | 56532 | G | C | 90561 | Combined Cycle |  | WEC_CALN | California | 6 | Colusa | 11 | 06011 | 306 | 7212 | 2010 | 9999 |  |  | N | Natural Gas |  |  |  | LNB | SCR | [8 empty] | 0.0039813 | 0.0039813 | 0.0039813 | 0.0039813 | [11 empty] | Pacific Gas & Electric Co | 100 | PG&E Corp | 100
Cow Branch | 56536_G_1 | 56536 | G | 1 |  | Onshore Wind |  | S_D_AECI | Missouri | 29 | Atchison | 5 | 29005 | 50.4 | 0 | 2008 | 9999 |  |  | N | Wind | [13 empty] | 0 | 0 | 0 | 0 | [11 empty] | Cow Branch Wind Power LLC | 100 | Exelon Corp | 100
Conception | 56537_G_1 | 56537 | G | 1 |  | Onshore Wind |  | S_D_AECI | Missouri | 29 | Nodaway | 147 | 29147 | 50.4 | 0 | 2008 | 9999 |  |  | N | Wind | [13 empty] | 0 | 0 | 0 | 0 | [11 empty] | CR Clearing LLC | 100 | Exelon Corp | 100
Loess Hills | 56538_G_1 | 56538 | G | 1 |  | Onshore Wind |  | S_D_AECI | Missouri | 29 | Atchison | 5 | 29005 | 5 | 0 | 2008 | 9999 |  |  | N | Wind | [13 empty] | 0 | 0 | 0 | 0 | [11 empty] | Loess Hills Wind Farm LLC | 100 | Exelon Corp | 100
Galena 2 Geothermal Power Plant | 56540_G_GEN1 | 56540 | G | GEN1 |  | Geothermal |  | WECC_NNV | Nevada | 32 | Washoe | 31 | 32031 | 9 | 9771 | 2007 | 9999 |  |  | N | Geothermal | [13 empty] | 0 | 0 | 0 | 0 | 0.4563 | 0.4563 | 0.4563 | [8 empty] | Steamboat Hills LLC | 100 | Ormat Technologies Inc | 100
Galena 3 Geothermal Power Plant | 56541_G_GEN1 | 56541 | G | GEN1 |  | Geothermal |  | WECC_NNV | Nevada | 32 | Washoe | 31 | 32031 | 10 | 9771 | 2008 | 9999 |  |  | N | Geothermal | [13 empty] | 0 | 0 | 0 | 0 | 0.4563 | 0.4563 | 0.4563 | [8 empty] | ORNI 14 LLC | 100 | Ormat Technologies Inc | 100
Galena 3 Geothermal Power Plant | 56541_G_GEN2 | 56541 | G | GEN2 |  | Geothermal |  | WECC_NNV | Nevada | 32 | Washoe | 31 | 32031 | 10 | 9771 | 2008 | 9999 |  |  | N | Geothermal | [13 empty] | 0 | 0 | 0 | 0 | 0.4563 | 0.4563 | 0.4563 | [8 empty] | ORNI 14 LLC | 100 | Ormat Technologies Inc | 100
Eastridge Wind Project | 56543_G_1 | 56543 | G | 1 |  | Onshore Wind |  | MIS_MNWI | Minnesota | 27 | Murray | 101 | 27101 | 10.4 | 0 | 2006 | 9999 |  |  | N | Wind | [13 empty] | 0 | 0 | 0 | 0 | [11 empty] | Bendwind LLC | 12.5 | NRG Energy Inc | 100
Windom Wind Project | 56544_G_1 | 56544 | G | 1 |  | Onshore Wind |  | MIS_IA | Minnesota | 27 | Cottonwood | 33 | 27033 | 15.6 | 0 | 2006 | 9999 |  |  | N | Wind | [13 empty] | 0 | 0 | 0 | 0 | [11 empty] | ALP Wind LLC | 8.3333 | NRG Energy Inc | 16.6667
Seneca City of | 56545_G_PPG1 | 56545 | G | PPG1 |  | Combustion Turbine | IC Engine | S_VACA | South Carolina | 45 | Oconee | 73 | 45073 | 1.8 | 10745 | 2004 | 9999 |  |  | N | Distillate Fuel Oil | [13 empty] | 1.6498 | 1.6498 | 1.6498 | 1.6498 | [11 empty] | Seneca SC (City of) | 100 | Seneca SC (City of) | 100
Seneca City of | 56545_G_PPG2 | 56545 | G | PPG2 |  | Combustion Turbine | IC Engine | S_VACA | South Carolina | 45 | Oconee | 73 | 45073 | 1.8 | 10745 | 2004 | 9999 |  |  | N | Distillate Fuel Oil | [13 empty] | 1.6498 | 1.6498 | 1.6498 | 1.6498 | [11 empty] | Seneca SC (City of) | 100 | Seneca SC (City of) | 100
Seneca City of | 56545_G_PPG3 | 56545 | G | PPG3 |  | Combustion Turbine | IC Engine | S_VACA | South Carolina | 45 | Oconee | 73 | 45073 | 1.8 | 10745 | 2004 | 9999 |  |  | N | Distillate Fuel Oil | [13 empty] | 1.6498 | 1.6498 | 1.6498 | 1.6498 | [11 empty] | Seneca SC (City of) | 100 | Seneca SC (City of) | 100
Seneca City of | 56545_G_WPG1 | 56545 | G | WPG1 |  | Combustion Turbine | IC Engine | S_VACA | South Carolina | 45 | Oconee | 73 | 45073 | 1.8 | 10745 | 2004 | 9999 |  |  | N | Distillate Fuel Oil | [13 empty] | 1.6498 | 1.6498 | 1.6498 | 1.6498 | [11 empty] | Seneca SC (City of) | 100 | Seneca SC (City of) | 100
Seneca City of | 56545_G_WPG2 | 56545 | G | WPG2 |  | Combustion Turbine | IC Engine | S_VACA | South Carolina | 45 | Oconee | 73 | 45073 | 1.8 | 10745 | 2004 | 9999 |  |  | N | Distillate Fuel Oil | [13 empty] | 1.6498 | 1.6498 | 1.6498 | 1.6498 | [11 empty] | Seneca SC (City of) | 100 | Seneca SC (City of) | 100
Cornelius Delivery No 1 | 56546_G_1 | 56546 | G | 1 |  | Combustion Turbine | IC Engine | S_VACA | North Carolina | 37 | Mecklenburg | 119 | 37119 | 2 | 12283 | 2007 | 9999 |  |  | N | Distillate Fuel Oil | [13 empty] | 1.6498 | 1.6498 | 1.6498 | 1.6498 | [11 empty] | North Carolina Municipal Power Agency No 1 | 100 | North Carolina Municipal Power Agency No 1 | 100
Bostic Delivery No 2 | 56547_G_1 | 56547 | G | 1 |  | Combustion Turbine | IC Engine | S_VACA | North Carolina | 37 | Rutherford | 161 | 37161 | 1 | 12283 | 2007 | 9999 |  |  | N | Distillate Fuel Oil | [13 empty] | 1.6498 | 1.6498 | 1.6498 | 1.6498 | [11 empty] | North Carolina Municipal Power Agency No 1 | 100 | North Carolina Municipal Power Agency No 1 | 100
Drexel Operations Center | 56548_G_1 | 56548 | G | 1 |  | Combustion Turbine | IC Engine | S_VACA | North Carolina | 37 | Burke | 23 | 37023 | 2 | 25000 | 2007 | 9999 |  |  | N | Distillate Fuel Oil | [13 empty] | 1.6498 | 1.6498 | 1.6498 | 1.6498 | [11 empty] | North Carolina Municipal Power Agency No 1 | 100 | North Carolina Municipal Power Agency No 1 | 100
Granite Falls Walmart | 56549_G_1 | 56549 | G | 1 |  | Combustion Turbine | IC Engine | S_VACA | North Carolina | 37 | Caldwell | 27 | 37027 | 2 | 22434 | 2007 | 9999 |  |  | N | Distillate Fuel Oil | [13 empty] | 1.6498 | 1.6498 | 1.6498 | 1.6498 | [11 empty] | North Carolina Municipal Power Agency No 1 | 100 | North Carolina Municipal Power Agency No 1 | 100
Huntersville Delivery No 2 | 56550_G_1 | 56550 | G | 1 |  | Combustion Turbine | IC Engine | S_VACA | North Carolina | 37 | Mecklenburg | 119 | 37119 | 2 | 12283 | 2007 | 9999 |  |  | N | Distillate Fuel Oil | [13 empty] | 1.6498 | 1.6498 | 1.6498 | 1.6498 | [11 empty] | North Carolina Municipal Power Agency No 1 | 100 | North Carolina Municipal Power Agency No 1 | 100
Landis Delivery No 2 | 56551_G_1 | 56551 | G | 1 |  | Combustion Turbine | IC Engine | S_VACA | North Carolina | 37 | Rowan | 159 | 37159 | 2 | 12283 | 2007 | 9999 |  |  | N | Distillate Fuel Oil | [13 empty] | 1.6498 | 1.6498 | 1.6498 | 1.6498 | [11 empty] | North Carolina Municipal Power Agency No 1 | 100 | North Carolina Municipal Power Agency No 1 | 100
Statesville Delivery No 3 | 56552_G_1 | 56552 | G | 1 |  | Combustion Turbine | IC Engine | S_VACA | North Carolina | 37 | Iredell | 97 | 37097 | 2 | 12283 | 2007 | 9999 |  |  | N | Distillate Fuel Oil | [13 empty] | 1.6498 | 1.6498 | 1.6498 | 1.6498 | [11 empty] | North Carolina Municipal Power Agency No 1 | 100 | North Carolina Municipal Power Agency No 1 | 100
Catawba River Pollution Control | 56553_G_1234 | 56553 | G | 1234 |  | Combustion Turbine | IC Engine | S_VACA | North Carolina | 37 | Burke | 23 | 37023 | 1.1 | 13469 | 2009 | 9999 |  |  | N | Distillate Fuel Oil | [13 empty] | 1.6498 | 1.6498 | 1.6498 | 1.6498 | [11 empty] | Morganton NC (City of) | 100 | Morganton NC (City of) | 100
Salt Lake Energy Systems | 56554_G_Unit1 | 56554 | G | Unit1 |  | Landfill Gas |  | WECC_UT | Utah | 49 | Salt Lake | 35 | 49035 | 0.8 | 13500 | 2006 | 9999 |  |  | N | Landfill Gas | [13 empty] | 0.22117 | 0.22117 | 0.22117 | 0.22117 | [11 empty] | Salt Lake Energy Systems | 100 | DTE Energy Co | 100
Salt Lake Energy Systems | 56554_G_Unit2 | 56554 | G | Unit2 |  | Landfill Gas |  | WECC_UT | Utah | 49 | Salt Lake | 35 | 49035 | 0.8 | 13500 | 2006 | 9999 |  |  | N | Landfill Gas | [13 empty] | 0.22117 | 0.22117 | 0.22117 | 0.22117 | [11 empty] | Salt Lake Energy Systems | 100 | DTE Energy Co | 100
Salt Lake Energy Systems | 56554_G_Unit3 | 56554 | G | Unit3 |  | Landfill Gas |  | WECC_UT | Utah | 49 | Salt Lake | 35 | 49035 | 1.5 | 13500 | 2006 | 9999 |  |  | N | Landfill Gas | [13 empty] | 0.22117 | 0.22117 | 0.22117 | 0.22117 | [11 empty] | Salt Lake Energy Systems | 100 | DTE Energy Co | 100
Bluegrass Ridge | 56555_G_1 | 56555 | G | 1 |  | Onshore Wind |  | S_D_AECI | Missouri | 29 | Gentry | 75 | 29075 | 56.7 | 0 | 2007 | 9999 |  |  | N | Wind | [13 empty] | 0 | 0 | 0 | 0 | [11 empty] | Wind Capital Holdings LLC | 100 | Exelon Corp | 100
PPS Power Plant No 1 | 56556_G_1 | 56556 | G | 1 | 90590 | Combustion Turbine |  | S_C_KY | Kentucky | 21 | McCracken | 145 | 21145 | 55 | 11653 | 2010 | 9999 |  |  | N | Natural Gas |  |  |  | H2O | [9 empty] | 0.10606 | 0.10606 | 0.10606 | 0.10606 | [11 empty] | Paducah Energy LLC | 100 | Paducah Power | 100
PPS Power Plant No 1 | 56556_G_2 | 56556 | G | 2 | 90592 | Combustion Turbine |  | S_C_KY | Kentucky | 21 | McCracken | 145 | 21145 | 55 | 11654 | 2010 | 9999 |  |  | N | Natural Gas |  |  |  | H2O | [9 empty] | 0.10591 | 0.10591 | 0.10591 | 0.10591 | [11 empty] | Paducah Energy LLC | 100 | Paducah Power | 100
Porterhouse Wind (4) LLC | 56560_G_JDW4 | 56560 | G | JDW4 |  | Onshore Wind |  | SPP_SPS | Texas | 48 | Hansford | 195 | 48195 | 79.8 | 0 | 2008 | 9999 |  |  | N | Wind | [13 empty] | 0 | 0 | 0 | 0 | [11 empty] | Porterhouse Wind 4 LLC | 100 | Quinbrook Infrastructure Partners | 100
Filet Wind (5) LLC | 56561_G_JDW5 | 56561 | G | JDW5 |  | Onshore Wind |  | SPP_SPS | Texas | 48 | Sherman | 421 | 48421 | 10 | 0 | 2006 | 9999 |  |  | N | Wind | [13 empty] | 0 | 0 | 0 | 0 | [11 empty] | Exelon Wind 5 LLC | 100 | Quinbrook Infrastructure Partners | 100
Tenderloin Wind (6) LLC | 56562_G_JDW6 | 56562 | G | JDW6 |  | Onshore Wind |  | SPP_SPS | Texas | 48 | Sherman | 421 | 48421 | 10 | 0 | 2007 | 9999 |  |  | N | Wind | [13 empty] | 0 | 0 | 0 | 0 | [11 empty] | Exelon Wind 6 LLC | 100 | Quinbrook Infrastructure Partners | 100
Peetz Table Wind Energy | 56563_G_GE | 56563 | G | GE |  | Onshore Wind |  | WECC_CO | Colorado | 8 | Logan | 75 | 08075 | 199.5 | 0 | 2007 | 9999 |  |  | N | Wind | [13 empty] | 0 | 0 | 0 | 0 | [11 empty] | Peetz Table Wind LLC | 100 | NextEra Energy Inc | 100
John W Turk Jr Power Plant | 56564_B_1 | 56564 | B | 1 | 90325 | Coal Steam |  | SPP_WEST | Arkansas | 5 | Hempstead | 57 | 05057 | 609 | 9102 | 2012 | 9999 | wall | dry | N | Subbituminous | Dry Scrubber | 2012 | 0.961 | LNBO | SCR | 2012 |  | B | NA | ACI | 2012 |  | 0.065 | 0.03875 | 0.03875 | 0.03875 | 0.03875 | 0.1 | 0.1 | 0.1 | 0.99 | [7 empty] | Southwestern Electric Power Co | 73 | American Electric Power Co Inc | 73
J Lamar Stall Unit | 56565_G_6A | 56565 | G | 6A | 90566 | Combined Cycle |  | SPP_WEST | Louisiana | 22 | Caddo | 17 | 22017 | 160 | 7187 | 2010 | 9999 |  |  | N | Natural Gas |  |  |  | DLNB | SCR | [8 empty] | 0.01086 | 0.01086 | 0.01086 | 0.01086 | [11 empty] | Southwestern Electric Power Co | 100 | American Electric Power Co Inc | 100
J Lamar Stall Unit | 56565_G_6B | 56565 | G | 6B | 90567 | Combined Cycle |  | SPP_WEST | Louisiana | 22 | Caddo | 17 | 22017 | 160 | 7187 | 2010 | 9999 |  |  | N | Natural Gas |  |  |  | DLNB | SCR | [8 empty] | 0.01086 | 0.01086 | 0.01086 | 0.01086 | [11 empty] | Southwestern Electric Power Co | 100 | American Electric Power Co Inc | 100
J Lamar Stall Unit | 56565_G_6STG | 56565 | G | 6STG | 90566 | Combined Cycle |  | SPP_WEST | Louisiana | 22 | Caddo | 17 | 22017 | 187 | 7187 | 2010 | 9999 |  |  | N | Natural Gas |  |  |  | DLNB | SCR | [8 empty] | 0.01086 | 0.01086 | 0.01086 | 0.01086 | [11 empty] | Southwestern Electric Power Co | 100 | American Electric Power Co Inc | 100
Nellis Air Force Base Solar Array | 56568_G_NS1 | 56568 | G | NS1 |  | Solar PV |  | WECC_SNV | Nevada | 32 | Clark | 3 | 32003 | 4.9 | 0 | 2007 | 9999 |  |  | N | Solar | [13 empty] | 0 | 0 | 0 | 0 | [11 empty] | Solar Star NAFB LLC | 100 | SunEdison | 100
Nellis Air Force Base Solar Array | 56568_G_NS2 | 56568 | G | NS2 |  | Solar PV |  | WECC_SNV | Nevada | 32 | Clark | 3 | 32003 | 5.2 | 0 | 2007 | 9999 |  |  | N | Solar | [13 empty] | 0 | 0 | 0 | 0 | [11 empty] | Solar Star NAFB LLC | 100 | SunEdison | 100
Nellis Air Force Base Solar Array | 56568_G_NS3 | 56568 | G | NS3 |  | Solar PV |  | WECC_SNV | Nevada | 32 | Clark | 3 | 32003 | 3.9 | 0 | 2007 | 9999 |  |  | N | Solar | [13 empty] | 0 | 0 | 0 | 0 | [11 empty] | Solar Star NAFB LLC | 100 | SunEdison | 100
Niland Gas Turbine Plant | 56569_G_1 | 56569 | G | 1 | 90279 | Combustion Turbine |  | WECC_IID | California | 6 | Imperial | 25 | 06025 | 47.5 | 10745 | 2008 | 9999 |  |  | N | Natural Gas |  |  |  | DLNB | SCR | [8 empty] | 0.00618 | 0.00618 | 0.00618 | 0.00618 | [11 empty] | Imperial Irrigation District | 100 | Imperial Irrigation District | 100
Niland Gas Turbine Plant | 56569_G_2 | 56569 | G | 2 | 90280 | Combustion Turbine |  | WECC_IID | California | 6 | Imperial | 25 | 06025 | 47.5 | 10745 | 2008 | 9999 |  |  | N | Natural Gas |  |  |  | DLNB | SCR | [8 empty] | 0.00787 | 0.00787 | 0.00787 | 0.00787 | [11 empty] | Imperial Irrigation District | 100 | Imperial Irrigation District | 100
Terra-Gen VG Wind LLC | 56570_G_WGNS | 56570 | G | WGNS |  | Onshore Wind |  | WECC_SCE | California | 6 | Kern | 29 | 06029 | 7.4 | 0 | 1984 | 9999 |  |  | N | Wind | [13 empty] | 0 | 0 | 0 | 0 | [11 empty] | Terra Gen VG Wind LLC | 100 | Energy Capital Partners | 100
Eastern Landfill Gas LLC | 56571_G_1 | 56571 | G | 1 |  | Landfill Gas |  | PJM_SMAC | Maryland | 24 | Baltimore | 5 | 24005 | 1.3 | 14103 | 2006 | 9999 |  |  | N | Landfill Gas | [13 empty] | 0.14607 | 0.14607 | 0.14607 | 0.14607 | [11 empty] | Energy Power Partners | 100 | Energy Power Partners | 100
Eastern Landfill Gas LLC | 56571_G_2 | 56571 | G | 2 |  | Landfill Gas |  | PJM_SMAC | Maryland | 24 | Baltimore | 5 | 24005 | 1.3 | 14103 | 2006 | 9999 |  |  | N | Landfill Gas | [13 empty] | 0.23762 | 0.23762 | 0.23762 | 0.23762 | [11 empty] | Energy Power Partners | 100 | Energy Power Partners | 100
Eastern Landfill Gas LLC | 56571_G_3 | 56571 | G | 3 |  | Landfill Gas |  | PJM_SMAC | Maryland | 24 | Baltimore | 5 | 24005 | 1.3 | 14103 | 2006 | 9999 |  |  | N | Landfill Gas | [13 empty] | 0.16489 | 0.16489 | 0.16489 | 0.16489 | [11 empty] | Energy Power Partners | 100 | Energy Power Partners | 100
FPL Energy Oliver Wind II LLC | 56573_G_2 | 56573 | G | 2 |  | Onshore Wind |  | MIS_MAPP | North Dakota | 38 | Oliver | 65 | 38065 | 48 | 0 | 2007 | 9999 |  |  | N | Wind | [13 empty] | 0 | 0 | 0 | 0 | [11 empty] | Oliver Wind Energy Center II LLC | 100 | NextEra Energy Inc | 100
Steel Winds Wind Farm | 56575_G_1 | 56575 | G | 1 |  | Onshore Wind |  | NY_Z_A | New York | 36 | Erie | 29 | 36029 | 20 | 0 | 2007 | 9999 |  |  | N | Wind | [13 empty] | 0 | 0 | 0 | 0 | [11 empty] | Niagara Wind Power LLC | 100 | BQ Energy LLC | 100
Shane's Wind Machine | 56577_G_1 | 56577 | G | 1 |  | Onshore Wind |  | MIS_MNWI | Minnesota | 27 | Pipestone | 117 | 27117 | 1.3 | 0 | 2006 | 9999 |  |  | N | Wind | [13 empty] | 0 | 0 | 0 | 0 | [11 empty] | Shanes Wind Machine LLC | 100 | Exelon Corp | 100
Blue Breezes LLC | 56580_G_1 | 56580 | G | 1 |  | Onshore Wind |  | MIS_MNWI | Minnesota | 27 | Faribault | 43 | 27043 | 1.3 | 0 | 2006 | 9999 |  |  | N | Wind | [13 empty] | 0 | 0 | 0 | 0 | [11 empty] | Blue Breezes LLC | 100 | Exelon Corp | 100
Blue Breezes II LLC | 56581_G_1 | 56581 | G | 1 |  | Onshore Wind |  | MIS_MNWI | Minnesota | 27 | Faribault | 43 | 27043 | 1.3 | 0 | 2006 | 9999 |  |  | N | Wind | [13 empty] | 0 | 0 | 0 | 0 | [11 empty] | Blue Breezes II LLC | 100 | Exelon Corp | 100
Sunset Breeze LLC | 56586_G_1 | 56586 | G | 1 |  | Onshore Wind |  | MIS_MNWI | Minnesota | 27 | Nobles | 105 | 27105 | 1.3 | 0 | 2006 | 9999 |  |  | N | Wind | [13 empty] | 0 | 0 | 0 | 0 | [11 empty] | Sunset Breeze LLC | 100 | Exelon Corp | 100
Minnesota Breeze LLC | 56587_G_1 | 56587 | G | 1 |  | Onshore Wind |  | MIS_MNWI | Minnesota | 27 | Nobles | 105 | 27105 | 1.3 | 0 | 2006 | 9999 |  |  | N | Wind | [13 empty] | 0 | 0 | 0 | 0 | [11 empty] | Minnesota Breeze LLC | 100 | Exelon Corp | 100
G Flow Wind LLC | 56588_G_1 | 56588 | G | 1 |  | Onshore Wind |  | MIS_MNWI | Minnesota | 27 | Nobles | 105 | 27105 | 1.3 | 0 | 2006 | 9999 |  |  | N | Wind | [13 empty] | 0 | 0 | 0 | 0 | [11 empty] | Green Acres Breeze LLC | 100 | Exelon Corp | 100
Wolf Wind Enterprises LLC | 56589_G_1 | 56589 | G | 1 |  | Onshore Wind |  | MIS_IA | Minnesota | 27 | Nobles | 105 | 27105 | 1.3 | 0 | 2006 | 9999 |  |  | N | Wind | [13 empty] | 0 | 0 | 0 | 0 | [11 empty] | Wolf Wind Enterprises LLC | 100 | Exelon Corp | 100
Green Acres Breeze LLC | 56590_G_1 | 56590 | G | 1 |  | Onshore Wind |  | MIS_MNWI | Minnesota | 27 | Nobles | 105 | 27105 | 1.3 | 0 | 2006 | 9999 |  |  | N | Wind | [13 empty] | 0 | 0 | 0 | 0 | [11 empty] | Green Acres Breeze LLC | 100 | Exelon Corp | 100
Horseshoe Bend Wind Park | 56591_G_HBWP | 56591 | G | HBWP |  | Onshore Wind |  | WECC_MT | Montana | 30 | Cascade | 13 | 30013 | 9 | 0 | 2006 | 9999 |  |  | N | Wind | [13 empty] | 0 | 0 | 0 | 0 | [11 empty] | Cycle Horseshoe Bend Wind LLC | 100 | Cycle Horseshoe Bend Wind LLC | 100
Champion Wind Farm LLC | 56592_G_CH1 | 56592 | G | CH1 |  | Onshore Wind |  | ERC_WEST | Texas | 48 | Nolan | 353 | 48353 | 126.5 | 0 | 2008 | 9999 |  |  | N | Wind | [13 empty] | 0 | 0 | 0 | 0 | [11 empty] | Airtricity Champion Wind LLC | 100 | E.ON Group | 100
Roscoe Wind Farm LLC | 56593_G_RO1 | 56593 | G | RO1 |  | Onshore Wind |  | ERC_WEST | Texas | 48 | Nolan | 353 | 48353 | 209 | 0 | 2008 | 9999 |  |  | N | Wind | [13 empty] | 0 | 0 | 0 | 0 | [11 empty] | Airtricity Roscoe Wind Farm LLC | 100 | E.ON Group | 100
Munnsville Wind Farm LLC | 56594_G_MU1 | 56594 | G | MU1 |  | Onshore Wind |  | NY_Z_C&E | New York | 36 | Madison | 53 | 36053 | 34.5 | 0 | 2007 | 9999 |  |  | N | Wind | [13 empty] | 0 | 0 | 0 | 0 | [11 empty] | Munnsville Wind Farm LLC | 100 | RWE Group | 100
Wygen III | 56596_B_1 | 56596 | B | 1 | 90109 | Coal Steam |  | WECC_WY | Wyoming | 56 | Campbell | 5 | 56005 | 100 | 11509 | 2010 | 9999 | wall | dry | N | Subbituminous | Dry Scrubber | 2010 | 0.933 | LNB + OFA | SCR | 2010 |  | B | NA | ACI | 2016 |  | 0.09 | 0.04261 | 0.04261 | 0.04261 | 0.04261 | 0.1 | 0.1 | 0.1 | 0.983 | [7 empty] | Black Hills Power Inc | 52 | Black Hills Corp | 52
Elm Street Substation Generators | 56597_G_EP01 | 56597 | G | EP01 |  | Combustion Turbine | IC Engine | MIS_MO | Missouri | 29 | St Francois | 187 | 29187 | 1.3 | 15990 | 2002 | 9999 |  |  | N | Distillate Fuel Oil | [13 empty] | 1.6498 | 1.6498 | 1.6498 | 1.6498 | [11 empty] | Farmington Light & Power | 100 | Farmington Light & Power | 100
Elm Street Substation Generators | 56597_G_EP02 | 56597 | G | EP02 |  | Combustion Turbine | IC Engine | MIS_MO | Missouri | 29 | St Francois | 187 | 29187 | 1.3 | 15425 | 2002 | 9999 |  |  | N | Distillate Fuel Oil | [13 empty] | 1.6498 | 1.6498 | 1.6498 | 1.6498 | [11 empty] | Farmington Light & Power | 100 | Farmington Light & Power | 100
Elm Street Substation Generators | 56597_G_EP03 | 56597 | G | EP03 |  | Combustion Turbine | IC Engine | MIS_MO | Missouri | 29 | St Francois | 187 | 29187 | 1.3 | 15425 | 2002 | 9999 |  |  | N | Distillate Fuel Oil | [13 empty] | 1.6498 | 1.6498 | 1.6498 | 1.6498 | [11 empty] | Farmington Light & Power | 100 | Farmington Light & Power | 100
Walton Street Substation | 56598_G_EP07 | 56598 | G | EP07 |  | Combustion Turbine | IC Engine | MIS_MO | Missouri | 29 | St Francois | 187 | 29187 | 1.3 | 20180 | 2003 | 9999 |  |  | N | Distillate Fuel Oil | [13 empty] | 1.6498 | 1.6498 | 1.6498 | 1.6498 | [11 empty] | Farmington Light & Power | 100 | Farmington Light & Power | 100
Overall Road Station | 56600_G_EP11 | 56600 | G | EP11 |  | Combustion Turbine | IC Engine | MIS_MO | Missouri | 29 | St Francois | 187 | 29187 | 1.3 | 20013 | 2003 | 9999 |  |  | N | Distillate Fuel Oil | [13 empty] | 1.6498 | 1.6498 | 1.6498 | 1.6498 | [11 empty] | Farmington Light & Power | 100 | Farmington Light & Power | 100
Overall Road Station | 56600_G_EP12 | 56600 | G | EP12 |  | Combustion Turbine | IC Engine | MIS_MO | Missouri | 29 | St Francois | 187 | 29187 | 1.3 | 18677 | 2003 | 9999 |  |  | N | Distillate Fuel Oil | [13 empty] | 1.6498 | 1.6498 | 1.6498 | 1.6498 | [11 empty] | Farmington Light & Power | 100 | Farmington Light & Power | 100
Overall Road Station | 56600_G_EP13 | 56600 | G | EP13 |  | Combustion Turbine | IC Engine | MIS_MO | Missouri | 29 | St Francois | 187 | 29187 | 1.3 | 18677 | 2003 | 9999 |  |  | N | Distillate Fuel Oil | [13 empty] | 1.6498 | 1.6498 | 1.6498 | 1.6498 | [11 empty] | Farmington Light & Power | 100 | Farmington Light & Power | 100
Overall Road Station | 56600_G_EP14 | 56600 | G | EP14 |  | Combustion Turbine | IC Engine | MIS_MO | Missouri | 29 | St Francois | 187 | 29187 | 1.3 | 18677 | 2003 | 9999 |  |  | N | Distillate Fuel Oil | [13 empty] | 1.6498 | 1.6498 | 1.6498 | 1.6498 | [11 empty] | Farmington Light & Power | 100 | Farmington Light & Power | 100
Snyder Wind Farm | 56602_G_SNY1 | 56602 | G | SNY1 |  | Onshore Wind |  | ERC_WEST | Texas | 48 | Scurry | 415 | 48415 | 63 | 0 | 2007 | 9999 |  |  | N | Wind | [13 empty] | 0 | 0 | 0 | 0 | [11 empty] | Snyder Wind Project | 100 | Enel SpA | 100
San Jacinto County Peaking Facility | 56603_G_SJC1 | 56603 | G | SJC1 | 91257 | Combustion Turbine |  | MIS_WOTA | Texas | 48 | San Jacinto | 407 | 48407 | 73 | 12649 | 2001 | 9999 |  |  | N | Natural Gas |  |  |  | DLNB | [9 empty] | 0.02729 | 0.02729 | 0.02729 | 0.02729 | [11 empty] | East Texas Electric Coop Inc | 100 | East Texas Electric Coop Inc | 100
San Jacinto County Peaking Facility | 56603_G_SJC2 | 56603 | G | SJC2 | 91258 | Combustion Turbine |  | MIS_WOTA | Texas | 48 | San Jacinto | 407 | 48407 | 73 | 12649 | 2001 | 9999 |  |  | N | Natural Gas |  |  |  | DLNB | [9 empty] | 0.02655 | 0.02655 | 0.02655 | 0.02655 | [11 empty] | East Texas Electric Coop Inc | 100 | East Texas Electric Coop Inc | 100
Hardin County Peaking Facility | 56604_G_HC1 | 56604 | G | HC1 | 91256 | Combustion Turbine |  | MIS_WOTA | Texas | 48 | Hardin | 199 | 48199 | 73 | 12230 | 2001 | 9999 |  |  | N | Natural Gas |  |  |  | DLNB | [9 empty] | 0.03001 | 0.03001 | 0.03001 | 0.03001 | [11 empty] | Entergy Texas Inc | 100 | Entergy Corp | 100
Hardin County Peaking Facility | 56604_G_HC2 | 56604 | G | HC2 | 91259 | Combustion Turbine |  | MIS_WOTA | Texas | 48 | Hardin | 199 | 48199 | 73 | 12230 | 2001 | 9999 |  |  | N | Natural Gas |  |  |  | DLNB | [9 empty] | 0.03445 | 0.03445 | 0.03445 | 0.03445 | [11 empty] | Entergy Texas Inc | 100 | Entergy Corp | 100
Langdon Renewables, LLC | 56605_G_GE15 | 56605 | G | GE15 |  | Onshore Wind |  | MIS_MAPP | North Dakota | 38 | Cavalier | 19 | 38019 | 118.5 | 0 | 2007 | 9999 |  |  | N | Wind | [13 empty] | 0 | 0 | 0 | 0 | [11 empty] | Langdon Renewables LLC | 100 | NextEra Energy Inc | 100
Culbertson Generation Station | 56606_G_01 | 56606 | G | 01 | 90550 | Combustion Turbine |  | SPP_WAUE | Montana | 30 | Roosevelt | 85 | 30085 | 90.8 | 10745 | 2010 | 9999 |  |  | N | Natural Gas |  |  |  | H2O | [9 empty] | 0.09126 | 0.09126 | 0.09126 | 0.09126 | [11 empty] | Basin Electric Power Coop | 100 | Basin Electric Power Coop | 100
Prairie Winds ND1 | 56607_G_ND1 | 56607 | G | ND1 |  | Onshore Wind |  | SPP_WAUE | North Dakota | 38 | Ward | 101 | 38101 | 115.5 | 0 | 2009 | 9999 |  |  | N | Wind | [13 empty] | 0 | 0 | 0 | 0 | [11 empty] | PrairieWinds ND1 Inc | 100 | Basin Electric Power Coop | 100
Prairie Winds SD1 | 56608_G_SD1 | 56608 | G | SD1 |  | Onshore Wind |  | SPP_WAUE | South Dakota | 46 | Jerauld | 73 | 46073 | 150 | 0 | 2011 | 9999 |  |  | N | Wind | [13 empty] | 0 | 0 | 0 | 0 | [11 empty] | PrairieWinds SD 1 Inc | 100 | Basin Electric Power Coop | 100
Prairie Winds SD1 | 56608_G_SD2 | 56608 | G | SD2 |  | Onshore Wind |  | SPP_WAUE | South Dakota | 46 | Jerauld | 73 | 46073 | 10.5 | 0 | 2011 | 9999 |  |  | N | Wind | [13 empty] | 0 | 0 | 0 | 0 | [11 empty] | PrairieWinds SD 1 Inc | 100 | Basin Electric Power Coop | 100
Prairie Winds SD1 | 56608_G_SD3 | 56608 | G | SD3 |  | Onshore Wind |  | SPP_WAUE | South Dakota | 46 | Jerauld | 73 | 46073 | 1.5 | 0 | 2011 | 9999 |  |  | N | Wind | [13 empty] | 0 | 0 | 0 | 0 | [11 empty] | PrairieWinds SD 1 Inc | 100 | Basin Electric Power Coop | 100
Dry Fork Station | 56609_B_1 | 56609 | B | 1 | 90531 | Coal Steam |  | WECC_WY | Wyoming | 56 | Campbell | 5 | 56005 | 380 | 10552 | 2011 | 9999 | wall | dry | N | Subbituminous | Dry Scrubber | 2011 | 0.95 | LNB + OFA | SCR | 2011 |  | B | NA | ACI | 2011 |  | 0.07 | 0.04179 | 0.04179 | 0.04179 | 0.04179 | 0.1 | 0.1 | 0.1 | 0.99 | [7 empty] | Basin Electric Power Coop | 92.9 | Basin Electric Power Coop | 92.9
Deer Creek Station | 56610_G_01 | 56610 | G | 01 | 90691 | Combined Cycle |  | SPP_WAUE | South Dakota | 46 | Brookings | 11 | 46011 | 150 | 7539 | 2012 | 9999 |  |  | N | Natural Gas |  |  |  |  | SCR | [8 empty] | 0.01816 | 0.01816 | 0.01816 | 0.01816 | [11 empty] | Basin Electric Power Coop | 100 | Basin Electric Power Coop | 100
Deer Creek Station | 56610_G_02 | 56610 | G | 02 | 90691 | Combined Cycle |  | SPP_WAUE | South Dakota | 46 | Brookings | 11 | 46011 | 140 | 7539 | 2012 | 9999 |  |  | N | Natural Gas |  |  |  |  | SCR | [8 empty] | 0.01816 | 0.01816 | 0.01816 | 0.01816 | [11 empty] | Basin Electric Power Coop | 100 | Basin Electric Power Coop | 100
Sandy Creek Energy Station | 56611_B_S01 | 56611 | B | S01 | 90551 | Coal Steam |  | ERC_REST | Texas | 48 | McLennan | 309 | 48309 | 933 | 9330 | 2013 | 9999 | wall | dry | N | Subbituminous | Dry Scrubber | 2013 | 0.9 | LNB + OFA | SCR | 2013 |  | B | NA | ACI | 2013 |  | 0.1 | 0.0455 | 0.0455 | 0.0455 | 0.0455 | 0.1 | 0.1 | 0.1 | 0.95 | [7 empty] | Sandy Creek Energy Associates | 100 | LS Power Group | 100
Logan Wind Energy | 56613_G_1 | 56613 | G | 1 |  | Onshore Wind |  | WECC_CO | Colorado | 8 | Logan | 75 | 08075 | 201 | 0 | 2007 | 9999 |  |  | N | Wind | [13 empty] | 0 | 0 | 0 | 0 | [11 empty] | Logan Wind Energy LLC | 100 | NextEra Energy Inc | 100
Old Trail Wind Farm | 56614_G_2 | 56614 | G | 2 |  | Onshore Wind |  | PJM_COMD | Illinois | 17 | McLean | 113 | 17113 | 198 | 0 | 2007 | 9999 |  |  | N | Wind | [13 empty] | 0 | 0 | 0 | 0 | [11 empty] | Old Trail Wind Farm LLC | 100 | Energias de Portugal SA | 100
Novo BioPower Plant | 56616_B_4PB | 56616 | B | 4PB |  | Biomass |  | WECC_AZ | Arizona | 4 | Navajo | 17 | 04017 | 22.2 | 18088 | 2008 | 9999 |  |  | N | Biomass |  |  |  |  | SNCR |  |  | B + C | NA |  |  |  |  | 0.14274 | 0.14274 | 0.14274 | 0.14274 | [11 empty] | Novo Biopower LLC | 100 | Robert M Worsley | 100
Fenton Wind Farm | 56617_G_1 | 56617 | G | 1 |  | Onshore Wind |  | MIS_MNWI | Minnesota | 27 | Murray | 101 | 27101 | 205.5 | 0 | 2007 | 9999 |  |  | N | Wind | [13 empty] | 0 | 0 | 0 | 0 | [11 empty] | Fenton Power Partners LLC | 100 | General Electric Co | 100
Noble Clinton Windpark LLC | 56618_G_1 | 56618 | G | 1 |  | Onshore Wind |  | NY_Z_D | New York | 36 | Clinton | 19 | 36019 | 100.5 | 0 | 2008 | 9999 |  |  | N | Wind | [13 empty] | 0 | 0 | 0 | 0 | [11 empty] | Valcour Clinton Windpark LLC | 100 | AES Corp (The) | 100
Noble Ellenburg Windpark LLC | 56619_G_1 | 56619 | G | 1 |  | Onshore Wind |  | NY_Z_D | New York | 36 | Clinton | 19 | 36019 | 81 | 0 | 2008 | 9999 |  |  | N | Wind | [13 empty] | 0 | 0 | 0 | 0 | [11 empty] | Valcour Ellenburg Windpark LLC | 100 | AES Corp (The) | 100
Noble Bliss Windpark LLC | 56620_G_1 | 56620 | G | 1 |  | Onshore Wind |  | NY_Z_A | New York | 36 | Wyoming | 121 | 36121 | 100.5 | 0 | 2008 | 9999 |  |  | N | Wind | [13 empty] | 0 | 0 | 0 | 0 | [11 empty] | Valcour Bliss Windpark LLC | 100 | AES Corp (The) | 100
Sleeping Bear LLC | 56621_G_1 | 56621 | G | 1 |  | Onshore Wind |  | SPP_WEST | Oklahoma | 40 | Harper | 59 | 40059 | 94.5 | 0 | 2007 | 9999 |  |  | N | Wind | [13 empty] | 0 | 0 | 0 | 0 | [11 empty] | Sleeping Bear LLC | 100 | Global Infrastructure Partners | 100
Providence Heights Wind LLC | 56622_G_1 | 56622 | G | 1 |  | Onshore Wind |  | PJM_COMD | Illinois | 17 | Bureau | 11 | 17011 | 72 | 0 | 2008 | 9999 |  |  | N | Wind | [13 empty] | 0 | 0 | 0 | 0 | [11 empty] | Providence Heights Wind LLC | 100 | Iberdrola SA | 100
Elkhorn Valley Wind Farm | 56623_G_EH1 | 56623 | G | EH1 |  | Onshore Wind |  | WECC_PNW | Oregon | 41 | Union | 61 | 41061 | 100.7 | 0 | 2007 | 9999 |  |  | N | Wind | [13 empty] | 0 | 0 | 0 | 0 | [11 empty] | Telocaset Wind Power Partners LLC | 100 | Energias de Portugal SA | 100
K&D Energy LLC | 56626_G_1 | 56626 | G | 1 |  | Onshore Wind |  | MIS_IA | Minnesota | 27 | Jackson | 63 | 27063 | 4 | 0 | 2008 | 9999 |  |  | N | Wind | [13 empty] | 0 | 0 | 0 | 0 | [11 empty] | BC Energy LLC | 20 | Exelon Corp | 100
Waterbury Generation | 56629_G_10 | 56629 | G | 10 | 90207 | Combustion Turbine |  | NENG_CT | Connecticut | 9 | New Haven | 9 | 09009 | 95 | 10745 | 2009 | 9999 |  |  | N | Natural Gas, Distillate Fuel Oil |  |  |  | H2O | SCR | [8 empty] | 0.0196 | 0.0196 | 0.0196 | 0.0196 | [11 empty] | Waterbury Generation LLC | 100 | Hull Street Energy LLC | 100
Taconite Ridge 1 Wind Energy Center | 56630_G_1 | 56630 | G | 1 |  | Onshore Wind |  | MIS_MNWI | Minnesota | 27 | St Louis | 137 | 27137 | 25 | 0 | 2008 | 9999 |  |  | N | Wind | [13 empty] | 0 | 0 | 0 | 0 | [11 empty] | ALLETE Inc | 100 | ALLETE Inc | 100
Dutch Hill Wind Project | 56633_G_1 | 56633 | G | 1 |  | Onshore Wind |  | NY_Z_C&E | New York | 36 | Steuben | 101 | 36101 | 37.5 | 0 | 2009 | 9999 |  |  | N | Wind | [13 empty] | 0 | 0 | 0 | 0 | [11 empty] | Canandaigua Power Partners II LLC | 100 | Brookfield Asset Management Inc | 100
Cohocton Wind Project | 56634_G_1 | 56634 | G | 1 |  | Onshore Wind |  | NY_Z_C&E | New York | 36 | Steuben | 101 | 36101 | 87.5 | 0 | 2009 | 9999 |  |  | N | Wind | [13 empty] | 0 | 0 | 0 | 0 | [11 empty] | Canandaigua Power Partners LLC | 100 | Brookfield Asset Management Inc | 100
Harvest | 56635_G_1 | 56635 | G | 1 |  | Onshore Wind |  | MIS_LMI | Michigan | 26 | Huron | 63 | 26063 | 52.8 | 0 | 2008 | 9999 |  |  | N | Wind | [13 empty] | 0 | 0 | 0 | 0 | [11 empty] | Harvest Windfarm LLC | 100 | Exelon Corp | 100
Mountain Home | 56636_G_1 | 56636 | G | 1 |  | Onshore Wind |  | WECC_ID | Idaho | 16 | Elmore | 39 | 16039 | 21 | 0 | 2008 | 9999 |  |  | N | Wind | [13 empty] | 0 | 0 | 0 | 0 | [11 empty] | Hot Springs Windfarm LLC | 100 | Exelon Corp | 100
Bennett Creek Windfarm LLC - Mountain Home | 56637_G_1 | 56637 | G | 1 |  | Onshore Wind |  | WECC_ID | Idaho | 16 | Elmore | 39 | 16039 | 21 | 0 | 2008 | 9999 |  |  | N | Wind | [13 empty] | 0 | 0 | 0 | 0 | [11 empty] | Bennett Creek Windfarm LLC | 100 | Exelon Corp | 100
Buffalo Gap 3 Wind Farm | 56638_G_GEN1 | 56638 | G | GEN1 |  | Onshore Wind |  | ERC_WEST | Texas | 48 | Nolan | 353 | 48353 | 170.2 | 0 | 2008 | 9999 |  |  | N | Wind | [13 empty] | 0 | 0 | 0 | 0 | [11 empty] | Buffalo Gap Wind Farm 3 LLC | 100 | AES Corp (The) | 100
Midway Peaking LLC | 56639_G_1 | 56639 | G | 1 | 90382 | Combustion Turbine |  | WEC_CALN | California | 6 | Fresno | 19 | 06019 | 55.6 | 10959 | 2009 | 9999 |  |  | N | Natural Gas |  |  |  | H2O + NH3 | SCR | [8 empty] | 0.01898 | 0.01898 | 0.01898 | 0.01898 | [11 empty] | Midway Peaking LLC | 100 | Carlyle Group (The) | 100
Midway Peaking LLC | 56639_G_2 | 56639 | G | 2 | 90383 | Combustion Turbine |  | WEC_CALN | California | 6 | Fresno | 19 | 06019 | 55.6 | 10960 | 2009 | 9999 |  |  | N | Natural Gas |  |  |  | H2O + NH3 | SCR | [8 empty] | 0.01771 | 0.01771 | 0.01771 | 0.01771 | [11 empty] | Midway Peaking LLC | 100 | Carlyle Group (The) | 100
Camp Grove Wind Farm | 56640_G_1 | 56640 | G | 1 |  | Onshore Wind |  | PJM_COMD | Illinois | 17 | STARK | 175 | 17175 | 150 | 0 | 2007 | 9999 |  |  | N | Wind | [13 empty] | 0 | 0 | 0 | 0 | [11 empty] | Camp Grove Wind Farm LLC | 100 | General Electric Co | 100
St Paul Cogeneration | 56643_B_7 | 56643 | B | 7 |  | Biomass |  | MIS_MNWI | Minnesota | 27 | Ramsey | 123 | 27123 | 33 | 8176 | 2003 | 9999 |  |  | Y | Biomass |  |  |  |  | SNCR |  |  | ESPC + C | No |  |  |  |  | 0.13178 | 0.13178 | 0.13178 | 0.13178 | [11 empty] | St Paul Cogeneration LLC | 100 | DTE Energy Co | 100
Stanton Wind Energy LLC | 56644_G_1 | 56644 | G | 1 |  | Onshore Wind |  | ERC_WEST | Texas | 48 | Martin | 317 | 48317 | 120 | 0 | 2008 | 9999 |  |  | N | Wind | [13 empty] | 0 | 0 | 0 | 0 | [11 empty] | Stanton Wind Energy LLC | 100 | General Electric Co | 100
Osceola Windpower LLC | 56645_G_CL25 | 56645 | G | CL25 |  | Onshore Wind |  | MIS_IA | Iowa | 19 | Osceola | 143 | 19143 | 100 | 0 | 2008 | 9999 |  |  | N | Wind | [13 empty] | 0 | 0 | 0 | 0 | [11 empty] | Endeavor Wind I LLC | 100 | NextEra Energy Inc | 100
Butler Ridge | 56647_G_1 | 56647 | G | 1 |  | Onshore Wind |  | MIS_WUMS | Wisconsin | 55 | Dodge | 27 | 55027 | 54 | 0 | 2009 | 9999 |  |  | N | Wind | [13 empty] | 0 | 0 | 0 | 0 | [11 empty] | Butler Ridge Wind Energy Center LLC | 100 | NextEra Energy Inc | 100
Majestic 1 Wind Farm | 56648_G_1 | 56648 | G | 1 |  | Onshore Wind |  | SPP_SPS | Texas | 48 | Carson | 65 | 48065 | 79.5 | 0 | 2009 | 9999 |  |  | N | Wind | [13 empty] | 0 | 0 | 0 | 0 | [11 empty] | High Majestic Wind I LLC | 100 | NextEra Energy Inc | 100
South Trent Wind Farm | 56649_G_1 | 56649 | G | 1 |  | Onshore Wind |  | ERC_WEST | Texas | 48 | Nolan | 353 | 48353 | 101.2 | 0 | 2009 | 9999 |  |  | N | Wind | [13 empty] | 0 | 0 | 0 | 0 | [11 empty] | Clearway Yield Operating LLC | 100 | Global Infrastructure Partners | 100
Wessington Springs | 56650_G_1 | 56650 | G | 1 |  | Onshore Wind |  | SPP_WAUE | South Dakota | 46 | Jerauld | 73 | 46073 | 51 | 0 | 2009 | 9999 |  |  | N | Wind | [13 empty] | 0 | 0 | 0 | 0 | [11 empty] | Wessington Wind Energy Center LLC | 100 | NextEra Energy Inc | 100
North Allegheny Windpower Project | 56651_G_1 | 56651 | G | 1 |  | Onshore Wind |  | PJM_PENE | Pennsylvania | 42 | Blair | 13 | 42013 | 70 | 0 | 2009 | 9999 |  |  | N | Wind | [13 empty] | 0 | 0 | 0 | 0 | [11 empty] | DEGS Wind I LLC | 100 | Duke Energy Corp | 100
Hatchet Ridge Wind Project | 56654_G_1 | 56654 | G | 1 |  | Onshore Wind |  | WEC_CALN | California | 6 | Shasta | 89 | 06089 | 101.2 | 0 | 2010 | 9999 |  |  | N | Wind | [13 empty] | 0 | 0 | 0 | 0 | [11 empty] | Pattern Energy Group LP | 100 | Riverstone Holdings LLC | 100
Michigan Wind 2 | 56659_G_1 | 56659 | G | 1 |  | Onshore Wind |  | MIS_LMI | Michigan | 26 | Sanilac | 151 | 26151 | 90 | 0 | 2011 | 9999 |  |  | N | Wind | [13 empty] | 0 | 0 | 0 | 0 | [11 empty] | Michigan Wind 2 LLC | 100 | Exelon Corp | 100
Pattern Gulf Wind | 56661_G_1 | 56661 | G | 1 |  | Onshore Wind |  | ERC_REST | Texas | 48 | Kenedy | 261 | 48261 | 283.2 | 0 | 2008 | 9999 |  |  | N | Wind | [13 empty] | 0 | 0 | 0 | 0 | [11 empty] | Pattern Gulf Wind LLC | 100 | Riverstone Holdings LLC | 100
Dempsey Ridge Wind Farm | 56665_G_DR | 56665 | G | DR |  | Onshore Wind |  | SPP_WEST | Oklahoma | 40 | Roger Mills | 129 | 40129 | 132 | 0 | 2012 | 9999 |  |  | N | Wind | [13 empty] | 0 | 0 | 0 | 0 | [11 empty] | Dempsey Ridge Wind Farm LLC | 100 | Acciona Energia | 100
Goodnoe Hills | 56666_G_1 | 56666 | G | 1 |  | Onshore Wind |  | WECC_PNW | Washington | 53 | Klickitat | 39 | 53039 | 94 | 0 | 2008 | 9999 |  |  | N | Wind | [13 empty] | 0 | 0 | 0 | 0 | [11 empty] | PacifiCorp | 100 | Berkshire Hathaway Inc | 100
NIH Cogeneration Facility | 56668_G_CGT | 56668 | G | CGT |  | Combustion Turbine |  | PJM_SMAC | Maryland | 24 | Montgomery | 31 | 24031 | 27.6 | 12369 | 2018 | 9999 |  |  | N | Natural Gas | [13 empty] | 0.011 | 0.011 | 0.011 | 0.011 | [11 empty] | Pepco Energy Services Inc | 100 | Exelon Corp | 100
Tatanka Wind Power LLC | 56669_G_TW1 | 56669 | G | TW1 |  | Onshore Wind |  | MIS_MAPP | North Dakota | 38 | Dickey | 21 | 38021 | 180 | 0 | 2008 | 9999 |  |  | N | Wind | [13 empty] | 0 | 0 | 0 | 0 | [11 empty] | Tatanka Wind Power LLC | 100 | Acciona Energia | 100
Velva Windfarm LLC | 56670_G_VW1 | 56670 | G | VW1 |  | Onshore Wind |  | MIS_MNWI | North Dakota | 38 | McHenry | 49 | 38049 | 11.9 | 0 | 2005 | 9999 |  |  | N | Wind | [13 empty] | 0 | 0 | 0 | 0 | [11 empty] | Velva Wind Farm LLC | 100 | Acciona Energia | 100
Longview Power Plant | 56671_B_UHA01 | 56671 | B | UHA01 | 90398 | Coal Steam |  | PJM_AP | West Virginia | 54 | Monongalia | 61 | 54061 | 700 | 8904 | 2011 | 9999 | wall | dry | N | Bituminous | Wet Scrubber | 2011 | 0.983 | LNBO | SCR | 2011 |  | B | NA |  |  |  | 0.095 | 0.3851 | 0.06304 | 0.3851 | 0.06304 | 0.05 | 0.1 | 0.56 | 0.99 | [7 empty] | Longview Power LLC | 100 | Genpower Holdings LP | 100
Whirlwind Energy Center | 56673_G_WEC | 56673 | G | WEC |  | Onshore Wind |  | ERC_PHDL | Texas | 48 | Floyd | 153 | 48153 | 57 | 0 | 2007 | 9999 |  |  | N | Wind | [13 empty] | 0 | 0 | 0 | 0 | [11 empty] | Whirlwind Energy LLC | 100 | RES Group | 100
Winchester Power Park | 56674_G_CGT1 | 56674 | G | CGT1 | 90317 | Combustion Turbine |  | ERC_REST | Texas | 48 | Fayette | 149 | 48149 | 44 | 10745 | 2010 | 9999 |  |  | N | Natural Gas |  |  |  |  | SCR | [8 empty] | 0.01134 | 0.00935 | 0.01134 | 0.00935 | [11 empty] | Lower Colorado River Authority | 100 | Lower Colorado River Authority | 100
Winchester Power Park | 56674_G_CGT2 | 56674 | G | CGT2 | 90318 | Combustion Turbine |  | ERC_REST | Texas | 48 | Fayette | 149 | 48149 | 44 | 10745 | 2010 | 9999 |  |  | N | Natural Gas |  |  |  |  | SCR | [8 empty] | 0.0092 | 0.00896 | 0.0092 | 0.00896 | [11 empty] | Lower Colorado River Authority | 100 | Lower Colorado River Authority | 100
Winchester Power Park | 56674_G_CGT3 | 56674 | G | CGT3 | 90319 | Combustion Turbine |  | ERC_REST | Texas | 48 | Fayette | 149 | 48149 | 44 | 10745 | 2010 | 9999 |  |  | N | Natural Gas |  |  |  |  | SCR | [8 empty] | 0.01 | 0.00957 | 0.01 | 0.00957 | [11 empty] | Lower Colorado River Authority | 100 | Lower Colorado River Authority | 100
Winchester Power Park | 56674_G_CGT4 | 56674 | G | CGT4 | 90320 | Combustion Turbine |  | ERC_REST | Texas | 48 | Fayette | 149 | 48149 | 44 | 10745 | 2010 | 9999 |  |  | N | Natural Gas |  |  |  |  | SCR | [8 empty] | 0.00352 | 0.003 | 0.00352 | 0.003 | [11 empty] | Lower Colorado River Authority | 100 | Lower Colorado River Authority | 100
Charles City Wind Farm | 56677_G_CCWF | 56677 | G | CCWF |  | Onshore Wind |  | MIS_MIDA | Iowa | 19 | Floyd | 67 | 19067 | 75 | 0 | 2008 | 9999 |  |  | N | Wind | [13 empty] | 0 | 0 | 0 | 0 | [11 empty] | MidAmerican Energy Co | 100 | Berkshire Hathaway Inc | 100
Benton County Wind Farm | 56679_G_1 | 56679 | G | 1 |  | Onshore Wind |  | MIS_INKY | Indiana | 18 | Benton | 7 | 18007 | 130.5 | 0 | 2008 | 9999 |  |  | N | Wind | [13 empty] | 0 | 0 | 0 | 0 | [11 empty] | Benton County Wind Farm LLC | 100 | General Electric Co | 100
Wicomico | 56680_G_1 | 56680 | G | 1 |  | Landfill Gas |  | PJM_EMAC | Maryland | 24 | Wicomico | 45 | 24045 | 0.3 | 13500 | 2007 | 9999 |  |  | N | Landfill Gas | [13 empty] | 0.22117 | 0.22117 | 0.22117 | 0.22117 | [11 empty] | INGENCO Wholesale Power LLC | 100 | INGENCO | 100
Wicomico | 56680_G_10 | 56680 | G | 10 |  | Landfill Gas |  | PJM_EMAC | Maryland | 24 | Wicomico | 45 | 24045 | 0.3 | 13500 | 2007 | 9999 |  |  | N | Landfill Gas | [13 empty] | 0.22117 | 0.22117 | 0.22117 | 0.22117 | [11 empty] | INGENCO Wholesale Power LLC | 100 | INGENCO | 100
Wicomico | 56680_G_11 | 56680 | G | 11 |  | Landfill Gas |  | PJM_EMAC | Maryland | 24 | Wicomico | 45 | 24045 | 0.3 | 13500 | 2007 | 9999 |  |  | N | Landfill Gas | [13 empty] | 0.22117 | 0.22117 | 0.22117 | 0.22117 | [11 empty] | INGENCO Wholesale Power LLC | 100 | INGENCO | 100
Wicomico | 56680_G_12 | 56680 | G | 12 |  | Landfill Gas |  | PJM_EMAC | Maryland | 24 | Wicomico | 45 | 24045 | 0.3 | 13500 | 2007 | 9999 |  |  | N | Landfill Gas | [13 empty] | 0.22117 | 0.22117 | 0.22117 | 0.22117 | [11 empty] | INGENCO Wholesale Power LLC | 100 | INGENCO | 100
Wicomico | 56680_G_13 | 56680 | G | 13 |  | Landfill Gas |  | PJM_EMAC | Maryland | 24 | Wicomico | 45 | 24045 | 0.3 | 13500 | 2007 | 9999 |  |  | N | Landfill Gas | [13 empty] | 0.22117 | 0.22117 | 0.22117 | 0.22117 | [11 empty] | INGENCO Wholesale Power LLC | 100 | INGENCO | 100
Wicomico | 56680_G_14 | 56680 | G | 14 |  | Landfill Gas |  | PJM_EMAC | Maryland | 24 | Wicomico | 45 | 24045 | 0.3 | 13500 | 2007 | 9999 |  |  | N | Landfill Gas | [13 empty] | 0.22117 | 0.22117 | 0.22117 | 0.22117 | [11 empty] | INGENCO Wholesale Power LLC | 100 | INGENCO | 100
Wicomico | 56680_G_15 | 56680 | G | 15 |  | Landfill Gas |  | PJM_EMAC | Maryland | 24 | Wicomico | 45 | 24045 | 0.3 | 13500 | 2007 | 9999 |  |  | N | Landfill Gas | [13 empty] | 0.22117 | 0.22117 | 0.22117 | 0.22117 | [11 empty] | INGENCO Wholesale Power LLC | 100 | INGENCO | 100
Wicomico | 56680_G_16 | 56680 | G | 16 |  | Landfill Gas |  | PJM_EMAC | Maryland | 24 | Wicomico | 45 | 24045 | 0.3 | 13500 | 2007 | 9999 |  |  | N | Landfill Gas | [13 empty] | 0.22117 | 0.22117 | 0.22117 | 0.22117 | [11 empty] | INGENCO Wholesale Power LLC | 100 | INGENCO | 100
Wicomico | 56680_G_17 | 56680 | G | 17 |  | Landfill Gas |  | PJM_EMAC | Maryland | 24 | Wicomico | 45 | 24045 | 0.3 | 13500 | 2007 | 9999 |  |  | N | Landfill Gas | [13 empty] | 0.22117 | 0.22117 | 0.22117 | 0.22117 | [11 empty] | INGENCO Wholesale Power LLC | 100 | INGENCO | 100
Wicomico | 56680_G_18 | 56680 | G | 18 |  | Landfill Gas |  | PJM_EMAC | Maryland | 24 | Wicomico | 45 | 24045 | 0.3 | 13500 | 2007 | 9999 |  |  | N | Landfill Gas | [13 empty] | 0.22117 | 0.22117 | 0.22117 | 0.22117 | [11 empty] | INGENCO Wholesale Power LLC | 100 | INGENCO | 100
Wicomico | 56680_G_2 | 56680 | G | 2 |  | Landfill Gas |  | PJM_EMAC | Maryland | 24 | Wicomico | 45 | 24045 | 0.3 | 13500 | 2007 | 9999 |  |  | N | Landfill Gas | [13 empty] | 0.22117 | 0.22117 | 0.22117 | 0.22117 | [11 empty] | INGENCO Wholesale Power LLC | 100 | INGENCO | 100
Wicomico | 56680_G_3 | 56680 | G | 3 |  | Landfill Gas |  | PJM_EMAC | Maryland | 24 | Wicomico | 45 | 24045 | 0.3 | 13500 | 2007 | 9999 |  |  | N | Landfill Gas | [13 empty] | 0.22117 | 0.22117 | 0.22117 | 0.22117 | [11 empty] | INGENCO Wholesale Power LLC | 100 | INGENCO | 100
Wicomico | 56680_G_4 | 56680 | G | 4 |  | Landfill Gas |  | PJM_EMAC | Maryland | 24 | Wicomico | 45 | 24045 | 0.3 | 13500 | 2007 | 9999 |  |  | N | Landfill Gas | [13 empty] | 0.22117 | 0.22117 | 0.22117 | 0.22117 | [11 empty] | INGENCO Wholesale Power LLC | 100 | INGENCO | 100
Wicomico | 56680_G_5 | 56680 | G | 5 |  | Landfill Gas |  | PJM_EMAC | Maryland | 24 | Wicomico | 45 | 24045 | 0.3 | 13500 | 2007 | 9999 |  |  | N | Landfill Gas | [13 empty] | 0.22117 | 0.22117 | 0.22117 | 0.22117 | [11 empty] | INGENCO Wholesale Power LLC | 100 | INGENCO | 100
Wicomico | 56680_G_6 | 56680 | G | 6 |  | Landfill Gas |  | PJM_EMAC | Maryland | 24 | Wicomico | 45 | 24045 | 0.3 | 13500 | 2007 | 9999 |  |  | N | Landfill Gas | [13 empty] | 0.22117 | 0.22117 | 0.22117 | 0.22117 | [11 empty] | INGENCO Wholesale Power LLC | 100 | INGENCO | 100
Wicomico | 56680_G_7 | 56680 | G | 7 |  | Landfill Gas |  | PJM_EMAC | Maryland | 24 | Wicomico | 45 | 24045 | 0.3 | 13500 | 2007 | 9999 |  |  | N | Landfill Gas | [13 empty] | 0.22117 | 0.22117 | 0.22117 | 0.22117 | [11 empty] | INGENCO Wholesale Power LLC | 100 | INGENCO | 100
Wicomico | 56680_G_8 | 56680 | G | 8 |  | Landfill Gas |  | PJM_EMAC | Maryland | 24 | Wicomico | 45 | 24045 | 0.3 | 13500 | 2007 | 9999 |  |  | N | Landfill Gas | [13 empty] | 0.22117 | 0.22117 | 0.22117 | 0.22117 | [11 empty] | INGENCO Wholesale Power LLC | 100 | INGENCO | 100
Wicomico | 56680_G_9 | 56680 | G | 9 |  | Landfill Gas |  | PJM_EMAC | Maryland | 24 | Wicomico | 45 | 24045 | 0.3 | 13500 | 2007 | 9999 |  |  | N | Landfill Gas | [13 empty] | 0.22117 | 0.22117 | 0.22117 | 0.22117 | [11 empty] | INGENCO Wholesale Power LLC | 100 | INGENCO | 100
Amelia | 56681_G_1 | 56681 | G | 1 |  | Landfill Gas |  | PJM_Dom | Virginia | 51 | Amelia | 7 | 51007 | 0.3 | 13500 | 2001 | 9999 |  |  | N | Landfill Gas | [13 empty] | 0.6 | 0.6 | 0.6 | 0.6 | [11 empty] | INGENCO | 100 | INGENCO | 100
Amelia | 56681_G_10 | 56681 | G | 10 |  | Landfill Gas |  | PJM_Dom | Virginia | 51 | Amelia | 7 | 51007 | 0.3 | 13500 | 2001 | 9999 |  |  | N | Landfill Gas | [13 empty] | 0.6 | 0.6 | 0.6 | 0.6 | [11 empty] | INGENCO | 100 | INGENCO | 100
Amelia | 56681_G_11 | 56681 | G | 11 |  | Landfill Gas |  | PJM_Dom | Virginia | 51 | Amelia | 7 | 51007 | 0.3 | 13500 | 2001 | 9999 |  |  | N | Landfill Gas | [13 empty] | 0.6 | 0.6 | 0.6 | 0.6 | [11 empty] | INGENCO | 100 | INGENCO | 100
Amelia | 56681_G_12 | 56681 | G | 12 |  | Landfill Gas |  | PJM_Dom | Virginia | 51 | Amelia | 7 | 51007 | 0.3 | 13500 | 2001 | 9999 |  |  | N | Landfill Gas | [13 empty] | 0.6 | 0.6 | 0.6 | 0.6 | [11 empty] | INGENCO | 100 | INGENCO | 100
Amelia | 56681_G_13 | 56681 | G | 13 |  | Landfill Gas |  | PJM_Dom | Virginia | 51 | Amelia | 7 | 51007 | 0.3 | 13500 | 2001 | 9999 |  |  | N | Landfill Gas | [13 empty] | 0.6 | 0.6 | 0.6 | 0.6 | [11 empty] | INGENCO | 100 | INGENCO | 100
Amelia | 56681_G_14 | 56681 | G | 14 |  | Landfill Gas |  | PJM_Dom | Virginia | 51 | Amelia | 7 | 51007 | 0.3 | 13500 | 2001 | 9999 |  |  | N | Landfill Gas | [13 empty] | 0.6 | 0.6 | 0.6 | 0.6 | [11 empty] | INGENCO | 100 | INGENCO | 100
Amelia | 56681_G_15 | 56681 | G | 15 |  | Landfill Gas |  | PJM_Dom | Virginia | 51 | Amelia | 7 | 51007 | 0.3 | 13500 | 2001 | 9999 |  |  | N | Landfill Gas | [13 empty] | 0.6 | 0.6 | 0.6 | 0.6 | [11 empty] | INGENCO | 100 | INGENCO | 100
Amelia | 56681_G_16 | 56681 | G | 16 |  | Landfill Gas |  | PJM_Dom | Virginia | 51 | Amelia | 7 | 51007 | 0.3 | 13500 | 2001 | 9999 |  |  | N | Landfill Gas | [13 empty] | 0.6 | 0.6 | 0.6 | 0.6 | [11 empty] | INGENCO | 100 | INGENCO | 100
Amelia | 56681_G_17 | 56681 | G | 17 |  | Landfill Gas |  | PJM_Dom | Virginia | 51 | Amelia | 7 | 51007 | 0.3 | 13500 | 2001 | 9999 |  |  | N | Landfill Gas | [13 empty] | 0.6 | 0.6 | 0.6 | 0.6 | [11 empty] | INGENCO | 100 | INGENCO | 100
Amelia | 56681_G_18 | 56681 | G | 18 |  | Landfill Gas |  | PJM_Dom | Virginia | 51 | Amelia | 7 | 51007 | 0.3 | 13500 | 2001 | 9999 |  |  | N | Landfill Gas | [13 empty] | 0.6 | 0.6 | 0.6 | 0.6 | [11 empty] | INGENCO | 100 | INGENCO | 100
Amelia | 56681_G_19 | 56681 | G | 19 |  | Landfill Gas |  | PJM_Dom | Virginia | 51 | Amelia | 7 | 51007 | 0.3 | 13500 | 2001 | 9999 |  |  | N | Landfill Gas | [13 empty] | 0.6 | 0.6 | 0.6 | 0.6 | [11 empty] | INGENCO | 100 | INGENCO | 100
Amelia | 56681_G_2 | 56681 | G | 2 |  | Landfill Gas |  | PJM_Dom | Virginia | 51 | Amelia | 7 | 51007 | 0.3 | 13500 | 2001 | 9999 |  |  | N | Landfill Gas | [13 empty] | 0.6 | 0.6 | 0.6 | 0.6 | [11 empty] | INGENCO | 100 | INGENCO | 100
Amelia | 56681_G_20 | 56681 | G | 20 |  | Landfill Gas |  | PJM_Dom | Virginia | 51 | Amelia | 7 | 51007 | 0.3 | 13500 | 2001 | 9999 |  |  | N | Landfill Gas | [13 empty] | 0.6 | 0.6 | 0.6 | 0.6 | [11 empty] | INGENCO | 100 | INGENCO | 100
Amelia | 56681_G_21 | 56681 | G | 21 |  | Landfill Gas |  | PJM_Dom | Virginia | 51 | Amelia | 7 | 51007 | 0.3 | 13500 | 2001 | 9999 |  |  | N | Landfill Gas | [13 empty] | 0.6 | 0.6 | 0.6 | 0.6 | [11 empty] | INGENCO | 100 | INGENCO | 100
Amelia | 56681_G_22 | 56681 | G | 22 |  | Landfill Gas |  | PJM_Dom | Virginia | 51 | Amelia | 7 | 51007 | 0.3 | 13500 | 2001 | 9999 |  |  | N | Landfill Gas | [13 empty] | 0.6 | 0.6 | 0.6 | 0.6 | [11 empty] | INGENCO | 100 | INGENCO | 100
Amelia | 56681_G_23 | 56681 | G | 23 |  | Landfill Gas |  | PJM_Dom | Virginia | 51 | Amelia | 7 | 51007 | 0.3 | 13500 | 2001 | 9999 |  |  | N | Landfill Gas | [13 empty] | 0.6 | 0.6 | 0.6 | 0.6 | [11 empty] | INGENCO | 100 | INGENCO | 100
Amelia | 56681_G_24 | 56681 | G | 24 |  | Landfill Gas |  | PJM_Dom | Virginia | 51 | Amelia | 7 | 51007 | 0.3 | 13500 | 2001 | 9999 |  |  | N | Landfill Gas | [13 empty] | 0.6 | 0.6 | 0.6 | 0.6 | [11 empty] | INGENCO | 100 | INGENCO | 100
Amelia | 56681_G_25 | 56681 | G | 25 |  | Landfill Gas |  | PJM_Dom | Virginia | 51 | Amelia | 7 | 51007 | 0.3 | 13500 | 2001 | 9999 |  |  | N | Landfill Gas | [13 empty] | 0.6 | 0.6 | 0.6 | 0.6 | [11 empty] | INGENCO | 100 | INGENCO | 100
Amelia | 56681_G_26 | 56681 | G | 26 |  | Landfill Gas |  | PJM_Dom | Virginia | 51 | Amelia | 7 | 51007 | 0.3 | 13500 | 2001 | 9999 |  |  | N | Landfill Gas | [13 empty] | 0.6 | 0.6 | 0.6 | 0.6 | [11 empty] | INGENCO | 100 | INGENCO | 100
Amelia | 56681_G_27 | 56681 | G | 27 |  | Landfill Gas |  | PJM_Dom | Virginia | 51 | Amelia | 7 | 51007 | 0.3 | 13500 | 2001 | 9999 |  |  | N | Landfill Gas | [13 empty] | 0.6 | 0.6 | 0.6 | 0.6 | [11 empty] | INGENCO | 100 | INGENCO | 100
Amelia | 56681_G_28 | 56681 | G | 28 |  | Landfill Gas |  | PJM_Dom | Virginia | 51 | Amelia | 7 | 51007 | 0.3 | 13500 | 2001 | 9999 |  |  | N | Landfill Gas | [13 empty] | 0.6 | 0.6 | 0.6 | 0.6 | [11 empty] | INGENCO | 100 | INGENCO | 100
Amelia | 56681_G_29 | 56681 | G | 29 |  | Landfill Gas |  | PJM_Dom | Virginia | 51 | Amelia | 7 | 51007 | 0.3 | 13500 | 2001 | 9999 |  |  | N | Landfill Gas | [13 empty] | 0.6 | 0.6 | 0.6 | 0.6 | [11 empty] | INGENCO | 100 | INGENCO | 100
Amelia | 56681_G_3 | 56681 | G | 3 |  | Landfill Gas |  | PJM_Dom | Virginia | 51 | Amelia | 7 | 51007 | 0.3 | 13500 | 2001 | 9999 |  |  | N | Landfill Gas | [13 empty] | 0.6 | 0.6 | 0.6 | 0.6 | [11 empty] | INGENCO | 100 | INGENCO | 100
Amelia | 56681_G_30 | 56681 | G | 30 |  | Landfill Gas |  | PJM_Dom | Virginia | 51 | Amelia | 7 | 51007 | 0.3 | 13500 | 2001 | 9999 |  |  | N | Landfill Gas | [13 empty] | 0.6 | 0.6 | 0.6 | 0.6 | [11 empty] | INGENCO | 100 | INGENCO | 100
Amelia | 56681_G_31 | 56681 | G | 31 |  | Landfill Gas |  | PJM_Dom | Virginia | 51 | Amelia | 7 | 51007 | 0.3 | 13500 | 2001 | 9999 |  |  | N | Landfill Gas | [13 empty] | 0.6 | 0.6 | 0.6 | 0.6 | [11 empty] | INGENCO | 100 | INGENCO | 100
Amelia | 56681_G_32 | 56681 | G | 32 |  | Landfill Gas |  | PJM_Dom | Virginia | 51 | Amelia | 7 | 51007 | 0.3 | 13500 | 2001 | 9999 |  |  | N | Landfill Gas | [13 empty] | 0.6 | 0.6 | 0.6 | 0.6 | [11 empty] | INGENCO | 100 | INGENCO | 100
Amelia | 56681_G_33 | 56681 | G | 33 |  | Landfill Gas |  | PJM_Dom | Virginia | 51 | Amelia | 7 | 51007 | 0.3 | 13500 | 2001 | 9999 |  |  | N | Landfill Gas | [13 empty] | 0.6 | 0.6 | 0.6 | 0.6 | [11 empty] | INGENCO | 100 | INGENCO | 100
Amelia | 56681_G_34 | 56681 | G | 34 |  | Landfill Gas |  | PJM_Dom | Virginia | 51 | Amelia | 7 | 51007 | 0.3 | 13500 | 2001 | 9999 |  |  | N | Landfill Gas | [13 empty] | 0.6 | 0.6 | 0.6 | 0.6 | [11 empty] | INGENCO | 100 | INGENCO | 100
Amelia | 56681_G_35 | 56681 | G | 35 |  | Landfill Gas |  | PJM_Dom | Virginia | 51 | Amelia | 7 | 51007 | 0.3 | 13500 | 2001 | 9999 |  |  | N | Landfill Gas | [13 empty] | 0.6 | 0.6 | 0.6 | 0.6 | [11 empty] | INGENCO | 100 | INGENCO | 100
Amelia | 56681_G_36 | 56681 | G | 36 |  | Landfill Gas |  | PJM_Dom | Virginia | 51 | Amelia | 7 | 51007 | 0.3 | 13500 | 2001 | 9999 |  |  | N | Landfill Gas | [13 empty] | 0.6 | 0.6 | 0.6 | 0.6 | [11 empty] | INGENCO | 100 | INGENCO | 100
Amelia | 56681_G_37 | 56681 | G | 37 |  | Landfill Gas |  | PJM_Dom | Virginia | 51 | Amelia | 7 | 51007 | 0.3 | 13500 | 2001 | 9999 |  |  | N | Landfill Gas | [13 empty] | 0.6 | 0.6 | 0.6 | 0.6 | [11 empty] | INGENCO | 100 | INGENCO | 100
Amelia | 56681_G_38 | 56681 | G | 38 |  | Landfill Gas |  | PJM_Dom | Virginia | 51 | Amelia | 7 | 51007 | 0.3 | 13500 | 2001 | 9999 |  |  | N | Landfill Gas | [13 empty] | 0.6 | 0.6 | 0.6 | 0.6 | [11 empty] | INGENCO | 100 | INGENCO | 100
Amelia | 56681_G_39 | 56681 | G | 39 |  | Landfill Gas |  | PJM_Dom | Virginia | 51 | Amelia | 7 | 51007 | 0.3 | 13500 | 2001 | 9999 |  |  | N | Landfill Gas | [13 empty] | 0.6 | 0.6 | 0.6 | 0.6 | [11 empty] | INGENCO | 100 | INGENCO | 100
Amelia | 56681_G_4 | 56681 | G | 4 |  | Landfill Gas |  | PJM_Dom | Virginia | 51 | Amelia | 7 | 51007 | 0.3 | 13500 | 2001 | 9999 |  |  | N | Landfill Gas | [13 empty] | 0.6 | 0.6 | 0.6 | 0.6 | [11 empty] | INGENCO | 100 | INGENCO | 100
Amelia | 56681_G_40 | 56681 | G | 40 |  | Landfill Gas |  | PJM_Dom | Virginia | 51 | Amelia | 7 | 51007 | 0.3 | 13500 | 2001 | 9999 |  |  | N | Landfill Gas | [13 empty] | 0.6 | 0.6 | 0.6 | 0.6 | [11 empty] | INGENCO | 100 | INGENCO | 100
Amelia | 56681_G_41 | 56681 | G | 41 |  | Landfill Gas |  | PJM_Dom | Virginia | 51 | Amelia | 7 | 51007 | 0.3 | 13500 | 2001 | 9999 |  |  | N | Landfill Gas | [13 empty] | 0.6 | 0.6 | 0.6 | 0.6 | [11 empty] | INGENCO | 100 | INGENCO | 100
Amelia | 56681_G_42 | 56681 | G | 42 |  | Landfill Gas |  | PJM_Dom | Virginia | 51 | Amelia | 7 | 51007 | 0.3 | 13500 | 2001 | 9999 |  |  | N | Landfill Gas | [13 empty] | 0.6 | 0.6 | 0.6 | 0.6 | [11 empty] | INGENCO | 100 | INGENCO | 100
Amelia | 56681_G_43 | 56681 | G | 43 |  | Landfill Gas |  | PJM_Dom | Virginia | 51 | Amelia | 7 | 51007 | 0.3 | 13500 | 2001 | 9999 |  |  | N | Landfill Gas | [13 empty] | 0.6 | 0.6 | 0.6 | 0.6 | [11 empty] | INGENCO | 100 | INGENCO | 100
Amelia | 56681_G_44 | 56681 | G | 44 |  | Landfill Gas |  | PJM_Dom | Virginia | 51 | Amelia | 7 | 51007 | 0.3 | 13500 | 2001 | 9999 |  |  | N | Landfill Gas | [13 empty] | 0.6 | 0.6 | 0.6 | 0.6 | [11 empty] | INGENCO | 100 | INGENCO | 100
Amelia | 56681_G_45 | 56681 | G | 45 |  | Landfill Gas |  | PJM_Dom | Virginia | 51 | Amelia | 7 | 51007 | 0.3 | 13500 | 2001 | 9999 |  |  | N | Landfill Gas | [13 empty] | 0.6 | 0.6 | 0.6 | 0.6 | [11 empty] | INGENCO | 100 | INGENCO | 100
Amelia | 56681_G_46 | 56681 | G | 46 |  | Landfill Gas |  | PJM_Dom | Virginia | 51 | Amelia | 7 | 51007 | 0.3 | 13500 | 2001 | 9999 |  |  | N | Landfill Gas | [13 empty] | 0.6 | 0.6 | 0.6 | 0.6 | [11 empty] | INGENCO | 100 | INGENCO | 100
Amelia | 56681_G_47 | 56681 | G | 47 |  | Landfill Gas |  | PJM_Dom | Virginia | 51 | Amelia | 7 | 51007 | 0.3 | 13500 | 2001 | 9999 |  |  | N | Landfill Gas | [13 empty] | 0.6 | 0.6 | 0.6 | 0.6 | [11 empty] | INGENCO | 100 | INGENCO | 100
Amelia | 56681_G_48 | 56681 | G | 48 |  | Landfill Gas |  | PJM_Dom | Virginia | 51 | Amelia | 7 | 51007 | 0.3 | 13500 | 2001 | 9999 |  |  | N | Landfill Gas | [13 empty] | 0.6 | 0.6 | 0.6 | 0.6 | [11 empty] | INGENCO | 100 | INGENCO | 100
Amelia | 56681_G_5 | 56681 | G | 5 |  | Landfill Gas |  | PJM_Dom | Virginia | 51 | Amelia | 7 | 51007 | 0.3 | 13500 | 2001 | 9999 |  |  | N | Landfill Gas | [13 empty] | 0.6 | 0.6 | 0.6 | 0.6 | [11 empty] | INGENCO | 100 | INGENCO | 100
Amelia | 56681_G_6 | 56681 | G | 6 |  | Landfill Gas |  | PJM_Dom | Virginia | 51 | Amelia | 7 | 51007 | 0.3 | 13500 | 2001 | 9999 |  |  | N | Landfill Gas | [13 empty] | 0.6 | 0.6 | 0.6 | 0.6 | [11 empty] | INGENCO | 100 | INGENCO | 100
Amelia | 56681_G_7 | 56681 | G | 7 |  | Landfill Gas |  | PJM_Dom | Virginia | 51 | Amelia | 7 | 51007 | 0.3 | 13500 | 2001 | 9999 |  |  | N | Landfill Gas | [13 empty] | 0.6 | 0.6 | 0.6 | 0.6 | [11 empty] | INGENCO | 100 | INGENCO | 100
Amelia | 56681_G_8 | 56681 | G | 8 |  | Landfill Gas |  | PJM_Dom | Virginia | 51 | Amelia | 7 | 51007 | 0.3 | 13500 | 2001 | 9999 |  |  | N | Landfill Gas | [13 empty] | 0.6 | 0.6 | 0.6 | 0.6 | [11 empty] | INGENCO | 100 | INGENCO | 100
Amelia | 56681_G_9 | 56681 | G | 9 |  | Landfill Gas |  | PJM_Dom | Virginia | 51 | Amelia | 7 | 51007 | 0.3 | 13500 | 2001 | 9999 |  |  | N | Landfill Gas | [13 empty] | 0.6 | 0.6 | 0.6 | 0.6 | [11 empty] | INGENCO | 100 | INGENCO | 100
Brunswick Landfill Gas | 56682_G_10 | 56682 | G | 10 |  | Landfill Gas |  | PJM_Dom | Virginia | 51 | Brunswick | 25 | 51025 | 0.3 | 13500 | 2007 | 9999 |  |  | N | Landfill Gas | [13 empty] | 0.6 | 0.6 | 0.6 | 0.6 | [11 empty] | INGENCO Wholesale Power LLC | 100 | INGENCO | 100
Brunswick Landfill Gas | 56682_G_11 | 56682 | G | 11 |  | Landfill Gas |  | PJM_Dom | Virginia | 51 | Brunswick | 25 | 51025 | 0.3 | 13500 | 2007 | 9999 |  |  | N | Landfill Gas | [13 empty] | 0.6 | 0.6 | 0.6 | 0.6 | [11 empty] | INGENCO Wholesale Power LLC | 100 | INGENCO | 100
Brunswick Landfill Gas | 56682_G_12 | 56682 | G | 12 |  | Landfill Gas |  | PJM_Dom | Virginia | 51 | Brunswick | 25 | 51025 | 0.3 | 13500 | 2007 | 9999 |  |  | N | Landfill Gas | [13 empty] | 0.6 | 0.6 | 0.6 | 0.6 | [11 empty] | INGENCO Wholesale Power LLC | 100 | INGENCO | 100
Brunswick Landfill Gas | 56682_G_13 | 56682 | G | 13 |  | Landfill Gas |  | PJM_Dom | Virginia | 51 | Brunswick | 25 | 51025 | 0.3 | 13500 | 2007 | 9999 |  |  | N | Landfill Gas | [13 empty] | 0.6 | 0.6 | 0.6 | 0.6 | [11 empty] | INGENCO Wholesale Power LLC | 100 | INGENCO | 100
Brunswick Landfill Gas | 56682_G_14 | 56682 | G | 14 |  | Landfill Gas |  | PJM_Dom | Virginia | 51 | Brunswick | 25 | 51025 | 0.3 | 13500 | 2007 | 9999 |  |  | N | Landfill Gas | [13 empty] | 0.6 | 0.6 | 0.6 | 0.6 | [11 empty] | INGENCO Wholesale Power LLC | 100 | INGENCO | 100
Brunswick Landfill Gas | 56682_G_15 | 56682 | G | 15 |  | Landfill Gas |  | PJM_Dom | Virginia | 51 | Brunswick | 25 | 51025 | 0.3 | 13500 | 2007 | 9999 |  |  | N | Landfill Gas | [13 empty] | 0.6 | 0.6 | 0.6 | 0.6 | [11 empty] | INGENCO Wholesale Power LLC | 100 | INGENCO | 100
Brunswick Landfill Gas | 56682_G_16 | 56682 | G | 16 |  | Landfill Gas |  | PJM_Dom | Virginia | 51 | Brunswick | 25 | 51025 | 0.3 | 13500 | 2007 | 9999 |  |  | N | Landfill Gas | [13 empty] | 0.6 | 0.6 | 0.6 | 0.6 | [11 empty] | INGENCO Wholesale Power LLC | 100 | INGENCO | 100
Brunswick Landfill Gas | 56682_G_17 | 56682 | G | 17 |  | Landfill Gas |  | PJM_Dom | Virginia | 51 | Brunswick | 25 | 51025 | 0.3 | 13500 | 2007 | 9999 |  |  | N | Landfill Gas | [13 empty] | 0.6 | 0.6 | 0.6 | 0.6 | [11 empty] | INGENCO Wholesale Power LLC | 100 | INGENCO | 100
Brunswick Landfill Gas | 56682_G_18 | 56682 | G | 18 |  | Landfill Gas |  | PJM_Dom | Virginia | 51 | Brunswick | 25 | 51025 | 0.3 | 13500 | 2007 | 9999 |  |  | N | Landfill Gas | [13 empty] | 0.6 | 0.6 | 0.6 | 0.6 | [11 empty] | INGENCO Wholesale Power LLC | 100 | INGENCO | 100
Brunswick Landfill Gas | 56682_G_19 | 56682 | G | 19 |  | Landfill Gas |  | PJM_Dom | Virginia | 51 | Brunswick | 25 | 51025 | 0.3 | 13500 | 2007 | 9999 |  |  | N | Landfill Gas | [13 empty] | 0.6 | 0.6 | 0.6 | 0.6 | [11 empty] | INGENCO Wholesale Power LLC | 100 | INGENCO | 100
Brunswick Landfill Gas | 56682_G_2 | 56682 | G | 2 |  | Landfill Gas |  | PJM_Dom | Virginia | 51 | Brunswick | 25 | 51025 | 0.3 | 13500 | 2007 | 9999 |  |  | N | Landfill Gas | [13 empty] | 0.6 | 0.6 | 0.6 | 0.6 | [11 empty] | INGENCO Wholesale Power LLC | 100 | INGENCO | 100
Brunswick Landfill Gas | 56682_G_20 | 56682 | G | 20 |  | Landfill Gas |  | PJM_Dom | Virginia | 51 | Brunswick | 25 | 51025 | 0.3 | 13500 | 2007 | 9999 |  |  | N | Landfill Gas | [13 empty] | 0.6 | 0.6 | 0.6 | 0.6 | [11 empty] | INGENCO Wholesale Power LLC | 100 | INGENCO | 100
Brunswick Landfill Gas | 56682_G_21 | 56682 | G | 21 |  | Landfill Gas |  | PJM_Dom | Virginia | 51 | Brunswick | 25 | 51025 | 0.3 | 13500 | 2007 | 9999 |  |  | N | Landfill Gas | [13 empty] | 0.6 | 0.6 | 0.6 | 0.6 | [11 empty] | INGENCO Wholesale Power LLC | 100 | INGENCO | 100
Brunswick Landfill Gas | 56682_G_22 | 56682 | G | 22 |  | Landfill Gas |  | PJM_Dom | Virginia | 51 | Brunswick | 25 | 51025 | 0.3 | 13500 | 2007 | 9999 |  |  | N | Landfill Gas | [13 empty] | 0.6 | 0.6 | 0.6 | 0.6 | [11 empty] | INGENCO Wholesale Power LLC | 100 | INGENCO | 100
Brunswick Landfill Gas | 56682_G_23 | 56682 | G | 23 |  | Landfill Gas |  | PJM_Dom | Virginia | 51 | Brunswick | 25 | 51025 | 0.3 | 13500 | 2007 | 9999 |  |  | N | Landfill Gas | [13 empty] | 0.6 | 0.6 | 0.6 | 0.6 | [11 empty] | INGENCO Wholesale Power LLC | 100 | INGENCO | 100
Brunswick Landfill Gas | 56682_G_24 | 56682 | G | 24 |  | Landfill Gas |  | PJM_Dom | Virginia | 51 | Brunswick | 25 | 51025 | 0.3 | 13500 | 2007 | 9999 |  |  | N | Landfill Gas | [13 empty] | 0.6 | 0.6 | 0.6 | 0.6 | [11 empty] | INGENCO Wholesale Power LLC | 100 | INGENCO | 100
Brunswick Landfill Gas | 56682_G_25 | 56682 | G | 25 |  | Landfill Gas |  | PJM_Dom | Virginia | 51 | Brunswick | 25 | 51025 | 0.3 | 13500 | 2007 | 9999 |  |  | N | Landfill Gas | [13 empty] | 0.6 | 0.6 | 0.6 | 0.6 | [11 empty] | INGENCO Wholesale Power LLC | 100 | INGENCO | 100
Brunswick Landfill Gas | 56682_G_26 | 56682 | G | 26 |  | Landfill Gas |  | PJM_Dom | Virginia | 51 | Brunswick | 25 | 51025 | 0.3 | 13500 | 2007 | 9999 |  |  | N | Landfill Gas | [13 empty] | 0.6 | 0.6 | 0.6 | 0.6 | [11 empty] | INGENCO Wholesale Power LLC | 100 | INGENCO | 100
Brunswick Landfill Gas | 56682_G_27 | 56682 | G | 27 |  | Landfill Gas |  | PJM_Dom | Virginia | 51 | Brunswick | 25 | 51025 | 0.3 | 13500 | 2007 | 9999 |  |  | N | Landfill Gas | [13 empty] | 0.6 | 0.6 | 0.6 | 0.6 | [11 empty] | INGENCO Wholesale Power LLC | 100 | INGENCO | 100
Brunswick Landfill Gas | 56682_G_28 | 56682 | G | 28 |  | Landfill Gas |  | PJM_Dom | Virginia | 51 | Brunswick | 25 | 51025 | 0.3 | 13500 | 2007 | 9999 |  |  | N | Landfill Gas | [13 empty] | 0.6 | 0.6 | 0.6 | 0.6 | [11 empty] | INGENCO Wholesale Power LLC | 100 | INGENCO | 100
Brunswick Landfill Gas | 56682_G_29 | 56682 | G | 29 |  | Landfill Gas |  | PJM_Dom | Virginia | 51 | Brunswick | 25 | 51025 | 0.3 | 13500 | 2007 | 9999 |  |  | N | Landfill Gas | [13 empty] | 0.6 | 0.6 | 0.6 | 0.6 | [11 empty] | INGENCO Wholesale Power LLC | 100 | INGENCO | 100
Brunswick Landfill Gas | 56682_G_3 | 56682 | G | 3 |  | Landfill Gas |  | PJM_Dom | Virginia | 51 | Brunswick | 25 | 51025 | 0.3 | 13500 | 2007 | 9999 |  |  | N | Landfill Gas | [13 empty] | 0.6 | 0.6 | 0.6 | 0.6 | [11 empty] | INGENCO Wholesale Power LLC | 100 | INGENCO | 100
Brunswick Landfill Gas | 56682_G_30 | 56682 | G | 30 |  | Landfill Gas |  | PJM_Dom | Virginia | 51 | Brunswick | 25 | 51025 | 0.3 | 13500 | 2007 | 9999 |  |  | N | Landfill Gas | [13 empty] | 0.6 | 0.6 | 0.6 | 0.6 | [11 empty] | INGENCO Wholesale Power LLC | 100 | INGENCO | 100
Brunswick Landfill Gas | 56682_G_31 | 56682 | G | 31 |  | Landfill Gas |  | PJM_Dom | Virginia | 51 | Brunswick | 25 | 51025 | 0.3 | 13500 | 2007 | 9999 |  |  | N | Landfill Gas | [13 empty] | 0.6 | 0.6 | 0.6 | 0.6 | [11 empty] | INGENCO Wholesale Power LLC | 100 | INGENCO | 100
Brunswick Landfill Gas | 56682_G_32 | 56682 | G | 32 |  | Landfill Gas |  | PJM_Dom | Virginia | 51 | Brunswick | 25 | 51025 | 0.3 | 13500 | 2007 | 9999 |  |  | N | Landfill Gas | [13 empty] | 0.6 | 0.6 | 0.6 | 0.6 | [11 empty] | INGENCO Wholesale Power LLC | 100 | INGENCO | 100
Brunswick Landfill Gas | 56682_G_33 | 56682 | G | 33 |  | Landfill Gas |  | PJM_Dom | Virginia | 51 | Brunswick | 25 | 51025 | 0.3 | 13500 | 2007 | 9999 |  |  | N | Landfill Gas | [13 empty] | 0.6 | 0.6 | 0.6 | 0.6 | [11 empty] | INGENCO Wholesale Power LLC | 100 | INGENCO | 100
Brunswick Landfill Gas | 56682_G_34 | 56682 | G | 34 |  | Landfill Gas |  | PJM_Dom | Virginia | 51 | Brunswick | 25 | 51025 | 0.3 | 13500 | 2007 | 9999 |  |  | N | Landfill Gas | [13 empty] | 0.6 | 0.6 | 0.6 | 0.6 | [11 empty] | INGENCO Wholesale Power LLC | 100 | INGENCO | 100
Brunswick Landfill Gas | 56682_G_35 | 56682 | G | 35 |  | Landfill Gas |  | PJM_Dom | Virginia | 51 | Brunswick | 25 | 51025 | 0.3 | 13500 | 2007 | 9999 |  |  | N | Landfill Gas | [13 empty] | 0.6 | 0.6 | 0.6 | 0.6 | [11 empty] | INGENCO Wholesale Power LLC | 100 | INGENCO | 100
Brunswick Landfill Gas | 56682_G_36 | 56682 | G | 36 |  | Landfill Gas |  | PJM_Dom | Virginia | 51 | Brunswick | 25 | 51025 | 0.3 | 13500 | 2007 | 9999 |  |  | N | Landfill Gas | [13 empty] | 0.6 | 0.6 | 0.6 | 0.6 | [11 empty] | INGENCO Wholesale Power LLC | 100 | INGENCO | 100
Brunswick Landfill Gas | 56682_G_4 | 56682 | G | 4 |  | Landfill Gas |  | PJM_Dom | Virginia | 51 | Brunswick | 25 | 51025 | 0.3 | 13500 | 2007 | 9999 |  |  | N | Landfill Gas | [13 empty] | 0.6 | 0.6 | 0.6 | 0.6 | [11 empty] | INGENCO Wholesale Power LLC | 100 | INGENCO | 100
Brunswick Landfill Gas | 56682_G_5 | 56682 | G | 5 |  | Landfill Gas |  | PJM_Dom | Virginia | 51 | Brunswick | 25 | 51025 | 0.3 | 13500 | 2007 | 9999 |  |  | N | Landfill Gas | [13 empty] | 0.6 | 0.6 | 0.6 | 0.6 | [11 empty] | INGENCO Wholesale Power LLC | 100 | INGENCO | 100
Brunswick Landfill Gas | 56682_G_6 | 56682 | G | 6 |  | Landfill Gas |  | PJM_Dom | Virginia | 51 | Brunswick | 25 | 51025 | 0.3 | 13500 | 2007 | 9999 |  |  | N | Landfill Gas | [13 empty] | 0.6 | 0.6 | 0.6 | 0.6 | [11 empty] | INGENCO Wholesale Power LLC | 100 | INGENCO | 100
Brunswick Landfill Gas | 56682_G_7 | 56682 | G | 7 |  | Landfill Gas |  | PJM_Dom | Virginia | 51 | Brunswick | 25 | 51025 | 0.3 | 13500 | 2007 | 9999 |  |  | N | Landfill Gas | [13 empty] | 0.6 | 0.6 | 0.6 | 0.6 | [11 empty] | INGENCO Wholesale Power LLC | 100 | INGENCO | 100
Brunswick Landfill Gas | 56682_G_8 | 56682 | G | 8 |  | Landfill Gas |  | PJM_Dom | Virginia | 51 | Brunswick | 25 | 51025 | 0.3 | 13500 | 2007 | 9999 |  |  | N | Landfill Gas | [13 empty] | 0.6 | 0.6 | 0.6 | 0.6 | [11 empty] | INGENCO Wholesale Power LLC | 100 | INGENCO | 100
Brunswick Landfill Gas | 56682_G_9 | 56682 | G | 9 |  | Landfill Gas |  | PJM_Dom | Virginia | 51 | Brunswick | 25 | 51025 | 0.3 | 13500 | 2007 | 9999 |  |  | N | Landfill Gas | [13 empty] | 0.6 | 0.6 | 0.6 | 0.6 | [11 empty] | INGENCO Wholesale Power LLC | 100 | INGENCO | 100
Charles City | 56683_G_1 | 56683 | G | 1 |  | Landfill Gas |  | PJM_Dom | Virginia | 51 | Charles City | 36 | 51036 | 0.3 | 13500 | 2003 | 9999 |  |  | N | Landfill Gas | [13 empty] | 0.6 | 0.6 | 0.6 | 0.6 | [11 empty] | INGENCO Wholesale Power LLC | 100 | INGENCO | 100
Charles City | 56683_G_10 | 56683 | G | 10 |  | Landfill Gas |  | PJM_Dom | Virginia | 51 | Charles City | 36 | 51036 | 0.3 | 13500 | 2003 | 9999 |  |  | N | Landfill Gas | [13 empty] | 0.6 | 0.6 | 0.6 | 0.6 | [11 empty] | INGENCO Wholesale Power LLC | 100 | INGENCO | 100
Charles City | 56683_G_11 | 56683 | G | 11 |  | Landfill Gas |  | PJM_Dom | Virginia | 51 | Charles City | 36 | 51036 | 0.3 | 13500 | 2003 | 9999 |  |  | N | Landfill Gas | [13 empty] | 0.6 | 0.6 | 0.6 | 0.6 | [11 empty] | INGENCO Wholesale Power LLC | 100 | INGENCO | 100
Charles City | 56683_G_12 | 56683 | G | 12 |  | Landfill Gas |  | PJM_Dom | Virginia | 51 | Charles City | 36 | 51036 | 0.3 | 13500 | 2003 | 9999 |  |  | N | Landfill Gas | [13 empty] | 0.6 | 0.6 | 0.6 | 0.6 | [11 empty] | INGENCO Wholesale Power LLC | 100 | INGENCO | 100
Charles City | 56683_G_13 | 56683 | G | 13 |  | Landfill Gas |  | PJM_Dom | Virginia | 51 | Charles City | 36 | 51036 | 0.3 | 13500 | 2003 | 9999 |  |  | N | Landfill Gas | [13 empty] | 0.6 | 0.6 | 0.6 | 0.6 | [11 empty] | INGENCO Wholesale Power LLC | 100 | INGENCO | 100
Charles City | 56683_G_14 | 56683 | G | 14 |  | Landfill Gas |  | PJM_Dom | Virginia | 51 | Charles City | 36 | 51036 | 0.3 | 13500 | 2003 | 9999 |  |  | N | Landfill Gas | [13 empty] | 0.6 | 0.6 | 0.6 | 0.6 | [11 empty] | INGENCO Wholesale Power LLC | 100 | INGENCO | 100
Charles City | 56683_G_15 | 56683 | G | 15 |  | Landfill Gas |  | PJM_Dom | Virginia | 51 | Charles City | 36 | 51036 | 0.3 | 13500 | 2003 | 9999 |  |  | N | Landfill Gas | [13 empty] | 0.6 | 0.6 | 0.6 | 0.6 | [11 empty] | INGENCO Wholesale Power LLC | 100 | INGENCO | 100
Charles City | 56683_G_16 | 56683 | G | 16 |  | Landfill Gas |  | PJM_Dom | Virginia | 51 | Charles City | 36 | 51036 | 0.3 | 13500 | 2003 | 9999 |  |  | N | Landfill Gas | [13 empty] | 0.6 | 0.6 | 0.6 | 0.6 | [11 empty] | INGENCO Wholesale Power LLC | 100 | INGENCO | 100
Charles City | 56683_G_17 | 56683 | G | 17 |  | Landfill Gas |  | PJM_Dom | Virginia | 51 | Charles City | 36 | 51036 | 0.3 | 13500 | 2003 | 9999 |  |  | N | Landfill Gas | [13 empty] | 0.6 | 0.6 | 0.6 | 0.6 | [11 empty] | INGENCO Wholesale Power LLC | 100 | INGENCO | 100
Charles City | 56683_G_18 | 56683 | G | 18 |  | Landfill Gas |  | PJM_Dom | Virginia | 51 | Charles City | 36 | 51036 | 0.3 | 13500 | 2003 | 9999 |  |  | N | Landfill Gas | [13 empty] | 0.6 | 0.6 | 0.6 | 0.6 | [11 empty] | INGENCO Wholesale Power LLC | 100 | INGENCO | 100
Charles City | 56683_G_19 | 56683 | G | 19 |  | Landfill Gas |  | PJM_Dom | Virginia | 51 | Charles City | 36 | 51036 | 0.3 | 13500 | 2003 | 9999 |  |  | N | Landfill Gas | [13 empty] | 0.6 | 0.6 | 0.6 | 0.6 | [11 empty] | INGENCO Wholesale Power LLC | 100 | INGENCO | 100
Charles City | 56683_G_2 | 56683 | G | 2 |  | Landfill Gas |  | PJM_Dom | Virginia | 51 | Charles City | 36 | 51036 | 0.3 | 13500 | 2003 | 9999 |  |  | N | Landfill Gas | [13 empty] | 0.6 | 0.6 | 0.6 | 0.6 | [11 empty] | INGENCO Wholesale Power LLC | 100 | INGENCO | 100
Charles City | 56683_G_20 | 56683 | G | 20 |  | Landfill Gas |  | PJM_Dom | Virginia | 51 | Charles City | 36 | 51036 | 0.3 | 13500 | 2003 | 9999 |  |  | N | Landfill Gas | [13 empty] | 0.6 | 0.6 | 0.6 | 0.6 | [11 empty] | INGENCO Wholesale Power LLC | 100 | INGENCO | 100
Charles City | 56683_G_21 | 56683 | G | 21 |  | Landfill Gas |  | PJM_Dom | Virginia | 51 | Charles City | 36 | 51036 | 0.3 | 13500 | 2003 | 9999 |  |  | N | Landfill Gas | [13 empty] | 0.6 | 0.6 | 0.6 | 0.6 | [11 empty] | INGENCO Wholesale Power LLC | 100 | INGENCO | 100
Charles City | 56683_G_22 | 56683 | G | 22 |  | Landfill Gas |  | PJM_Dom | Virginia | 51 | Charles City | 36 | 51036 | 0.3 | 13500 | 2003 | 9999 |  |  | N | Landfill Gas | [13 empty] | 0.6 | 0.6 | 0.6 | 0.6 | [11 empty] | INGENCO Wholesale Power LLC | 100 | INGENCO | 100
Charles City | 56683_G_23 | 56683 | G | 23 |  | Landfill Gas |  | PJM_Dom | Virginia | 51 | Charles City | 36 | 51036 | 0.3 | 13500 | 2003 | 9999 |  |  | N | Landfill Gas | [13 empty] | 0.6 | 0.6 | 0.6 | 0.6 | [11 empty] | INGENCO Wholesale Power LLC | 100 | INGENCO | 100
Charles City | 56683_G_24 | 56683 | G | 24 |  | Landfill Gas |  | PJM_Dom | Virginia | 51 | Charles City | 36 | 51036 | 0.3 | 13500 | 2003 | 9999 |  |  | N | Landfill Gas | [13 empty] | 0.6 | 0.6 | 0.6 | 0.6 | [11 empty] | INGENCO Wholesale Power LLC | 100 | INGENCO | 100
Charles City | 56683_G_25 | 56683 | G | 25 |  | Landfill Gas |  | PJM_Dom | Virginia | 51 | Charles City | 36 | 51036 | 0.3 | 13500 | 2003 | 9999 |  |  | N | Landfill Gas | [13 empty] | 0.6 | 0.6 | 0.6 | 0.6 | [11 empty] | INGENCO Wholesale Power LLC | 100 | INGENCO | 100
Charles City | 56683_G_26 | 56683 | G | 26 |  | Landfill Gas |  | PJM_Dom | Virginia | 51 | Charles City | 36 | 51036 | 0.3 | 13500 | 2003 | 9999 |  |  | N | Landfill Gas | [13 empty] | 0.6 | 0.6 | 0.6 | 0.6 | [11 empty] | INGENCO Wholesale Power LLC | 100 | INGENCO | 100
Charles City | 56683_G_27 | 56683 | G | 27 |  | Landfill Gas |  | PJM_Dom | Virginia | 51 | Charles City | 36 | 51036 | 0.3 | 13500 | 2003 | 9999 |  |  | N | Landfill Gas | [13 empty] | 0.6 | 0.6 | 0.6 | 0.6 | [11 empty] | INGENCO Wholesale Power LLC | 100 | INGENCO | 100
Charles City | 56683_G_28 | 56683 | G | 28 |  | Landfill Gas |  | PJM_Dom | Virginia | 51 | Charles City | 36 | 51036 | 0.3 | 13500 | 2003 | 9999 |  |  | N | Landfill Gas | [13 empty] | 0.6 | 0.6 | 0.6 | 0.6 | [11 empty] | INGENCO Wholesale Power LLC | 100 | INGENCO | 100
Charles City | 56683_G_29 | 56683 | G | 29 |  | Landfill Gas |  | PJM_Dom | Virginia | 51 | Charles City | 36 | 51036 | 0.3 | 13500 | 2003 | 9999 |  |  | N | Landfill Gas | [13 empty] | 0.6 | 0.6 | 0.6 | 0.6 | [11 empty] | INGENCO Wholesale Power LLC | 100 | INGENCO | 100
Charles City | 56683_G_3 | 56683 | G | 3 |  | Landfill Gas |  | PJM_Dom | Virginia | 51 | Charles City | 36 | 51036 | 0.3 | 13500 | 2003 | 9999 |  |  | N | Landfill Gas | [13 empty] | 0.6 | 0.6 | 0.6 | 0.6 | [11 empty] | INGENCO Wholesale Power LLC | 100 | INGENCO | 100
Charles City | 56683_G_30 | 56683 | G | 30 |  | Landfill Gas |  | PJM_Dom | Virginia | 51 | Charles City | 36 | 51036 | 0.3 | 13500 | 2003 | 9999 |  |  | N | Landfill Gas | [13 empty] | 0.6 | 0.6 | 0.6 | 0.6 | [11 empty] | INGENCO Wholesale Power LLC | 100 | INGENCO | 100
Charles City | 56683_G_31 | 56683 | G | 31 |  | Landfill Gas |  | PJM_Dom | Virginia | 51 | Charles City | 36 | 51036 | 0.3 | 13500 | 2003 | 9999 |  |  | N | Landfill Gas | [13 empty] | 0.6 | 0.6 | 0.6 | 0.6 | [11 empty] | INGENCO Wholesale Power LLC | 100 | INGENCO | 100
Charles City | 56683_G_32 | 56683 | G | 32 |  | Landfill Gas |  | PJM_Dom | Virginia | 51 | Charles City | 36 | 51036 | 0.3 | 13500 | 2003 | 9999 |  |  | N | Landfill Gas | [13 empty] | 0.6 | 0.6 | 0.6 | 0.6 | [11 empty] | INGENCO Wholesale Power LLC | 100 | INGENCO | 100
Charles City | 56683_G_33 | 56683 | G | 33 |  | Landfill Gas |  | PJM_Dom | Virginia | 51 | Charles City | 36 | 51036 | 0.3 | 13500 | 2003 | 9999 |  |  | N | Landfill Gas | [13 empty] | 0.6 | 0.6 | 0.6 | 0.6 | [11 empty] | INGENCO Wholesale Power LLC | 100 | INGENCO | 100
Charles City | 56683_G_34 | 56683 | G | 34 |  | Landfill Gas |  | PJM_Dom | Virginia | 51 | Charles City | 36 | 51036 | 0.3 | 13500 | 2003 | 9999 |  |  | N | Landfill Gas | [13 empty] | 0.6 | 0.6 | 0.6 | 0.6 | [11 empty] | INGENCO Wholesale Power LLC | 100 | INGENCO | 100
Charles City | 56683_G_35 | 56683 | G | 35 |  | Landfill Gas |  | PJM_Dom | Virginia | 51 | Charles City | 36 | 51036 | 0.3 | 13500 | 2003 | 9999 |  |  | N | Landfill Gas | [13 empty] | 0.6 | 0.6 | 0.6 | 0.6 | [11 empty] | INGENCO Wholesale Power LLC | 100 | INGENCO | 100
Charles City | 56683_G_36 | 56683 | G | 36 |  | Landfill Gas |  | PJM_Dom | Virginia | 51 | Charles City | 36 | 51036 | 0.3 | 13500 | 2003 | 9999 |  |  | N | Landfill Gas | [13 empty] | 0.6 | 0.6 | 0.6 | 0.6 | [11 empty] | INGENCO Wholesale Power LLC | 100 | INGENCO | 100
Charles City | 56683_G_37 | 56683 | G | 37 |  | Landfill Gas |  | PJM_Dom | Virginia | 51 | Charles City | 36 | 51036 | 0.3 | 13500 | 2003 | 9999 |  |  | N | Landfill Gas | [13 empty] | 0.6 | 0.6 | 0.6 | 0.6 | [11 empty] | INGENCO Wholesale Power LLC | 100 | INGENCO | 100
Charles City | 56683_G_38 | 56683 | G | 38 |  | Landfill Gas |  | PJM_Dom | Virginia | 51 | Charles City | 36 | 51036 | 0.3 | 13500 | 2003 | 9999 |  |  | N | Landfill Gas | [13 empty] | 0.6 | 0.6 | 0.6 | 0.6 | [11 empty] | INGENCO Wholesale Power LLC | 100 | INGENCO | 100
Charles City | 56683_G_39 | 56683 | G | 39 |  | Landfill Gas |  | PJM_Dom | Virginia | 51 | Charles City | 36 | 51036 | 0.3 | 13500 | 2003 | 9999 |  |  | N | Landfill Gas | [13 empty] | 0.6 | 0.6 | 0.6 | 0.6 | [11 empty] | INGENCO Wholesale Power LLC | 100 | INGENCO | 100
Charles City | 56683_G_4 | 56683 | G | 4 |  | Landfill Gas |  | PJM_Dom | Virginia | 51 | Charles City | 36 | 51036 | 0.3 | 13500 | 2003 | 9999 |  |  | N | Landfill Gas | [13 empty] | 0.6 | 0.6 | 0.6 | 0.6 | [11 empty] | INGENCO Wholesale Power LLC | 100 | INGENCO | 100
Charles City | 56683_G_40 | 56683 | G | 40 |  | Landfill Gas |  | PJM_Dom | Virginia | 51 | Charles City | 36 | 51036 | 0.3 | 13500 | 2003 | 9999 |  |  | N | Landfill Gas | [13 empty] | 0.6 | 0.6 | 0.6 | 0.6 | [11 empty] | INGENCO Wholesale Power LLC | 100 | INGENCO | 100
Charles City | 56683_G_41 | 56683 | G | 41 |  | Landfill Gas |  | PJM_Dom | Virginia | 51 | Charles City | 36 | 51036 | 0.3 | 13500 | 2003 | 9999 |  |  | N | Landfill Gas | [13 empty] | 0.6 | 0.6 | 0.6 | 0.6 | [11 empty] | INGENCO Wholesale Power LLC | 100 | INGENCO | 100
Charles City | 56683_G_42 | 56683 | G | 42 |  | Landfill Gas |  | PJM_Dom | Virginia | 51 | Charles City | 36 | 51036 | 0.3 | 13500 | 2003 | 9999 |  |  | N | Landfill Gas | [13 empty] | 0.6 | 0.6 | 0.6 | 0.6 | [11 empty] | INGENCO Wholesale Power LLC | 100 | INGENCO | 100
Charles City | 56683_G_43 | 56683 | G | 43 |  | Landfill Gas |  | PJM_Dom | Virginia | 51 | Charles City | 36 | 51036 | 0.3 | 13500 | 2003 | 9999 |  |  | N | Landfill Gas | [13 empty] | 0.6 | 0.6 | 0.6 | 0.6 | [11 empty] | INGENCO Wholesale Power LLC | 100 | INGENCO | 100
Charles City | 56683_G_44 | 56683 | G | 44 |  | Landfill Gas |  | PJM_Dom | Virginia | 51 | Charles City | 36 | 51036 | 0.3 | 13500 | 2003 | 9999 |  |  | N | Landfill Gas | [13 empty] | 0.6 | 0.6 | 0.6 | 0.6 | [11 empty] | INGENCO Wholesale Power LLC | 100 | INGENCO | 100
Charles City | 56683_G_45 | 56683 | G | 45 |  | Landfill Gas |  | PJM_Dom | Virginia | 51 | Charles City | 36 | 51036 | 0.3 | 13500 | 2003 | 9999 |  |  | N | Landfill Gas | [13 empty] | 0.6 | 0.6 | 0.6 | 0.6 | [11 empty] | INGENCO Wholesale Power LLC | 100 | INGENCO | 100
Charles City | 56683_G_46 | 56683 | G | 46 |  | Landfill Gas |  | PJM_Dom | Virginia | 51 | Charles City | 36 | 51036 | 0.3 | 13500 | 2003 | 9999 |  |  | N | Landfill Gas | [13 empty] | 0.6 | 0.6 | 0.6 | 0.6 | [11 empty] | INGENCO Wholesale Power LLC | 100 | INGENCO | 100
Charles City | 56683_G_47 | 56683 | G | 47 |  | Landfill Gas |  | PJM_Dom | Virginia | 51 | Charles City | 36 | 51036 | 0.3 | 13500 | 2003 | 9999 |  |  | N | Landfill Gas | [13 empty] | 0.6 | 0.6 | 0.6 | 0.6 | [11 empty] | INGENCO Wholesale Power LLC | 100 | INGENCO | 100
Charles City | 56683_G_48 | 56683 | G | 48 |  | Landfill Gas |  | PJM_Dom | Virginia | 51 | Charles City | 36 | 51036 | 0.3 | 13500 | 2003 | 9999 |  |  | N | Landfill Gas | [13 empty] | 0.6 | 0.6 | 0.6 | 0.6 | [11 empty] | INGENCO Wholesale Power LLC | 100 | INGENCO | 100
Charles City | 56683_G_5 | 56683 | G | 5 |  | Landfill Gas |  | PJM_Dom | Virginia | 51 | Charles City | 36 | 51036 | 0.3 | 13500 | 2003 | 9999 |  |  | N | Landfill Gas | [13 empty] | 0.6 | 0.6 | 0.6 | 0.6 | [11 empty] | INGENCO Wholesale Power LLC | 100 | INGENCO | 100
Charles City | 56683_G_6 | 56683 | G | 6 |  | Landfill Gas |  | PJM_Dom | Virginia | 51 | Charles City | 36 | 51036 | 0.3 | 13500 | 2003 | 9999 |  |  | N | Landfill Gas | [13 empty] | 0.6 | 0.6 | 0.6 | 0.6 | [11 empty] | INGENCO Wholesale Power LLC | 100 | INGENCO | 100
Charles City | 56683_G_7 | 56683 | G | 7 |  | Landfill Gas |  | PJM_Dom | Virginia | 51 | Charles City | 36 | 51036 | 0.3 | 13500 | 2003 | 9999 |  |  | N | Landfill Gas | [13 empty] | 0.6 | 0.6 | 0.6 | 0.6 | [11 empty] | INGENCO Wholesale Power LLC | 100 | INGENCO | 100
Charles City | 56683_G_8 | 56683 | G | 8 |  | Landfill Gas |  | PJM_Dom | Virginia | 51 | Charles City | 36 | 51036 | 0.3 | 13500 | 2003 | 9999 |  |  | N | Landfill Gas | [13 empty] | 0.6 | 0.6 | 0.6 | 0.6 | [11 empty] | INGENCO Wholesale Power LLC | 100 | INGENCO | 100
Charles City | 56683_G_9 | 56683 | G | 9 |  | Landfill Gas |  | PJM_Dom | Virginia | 51 | Charles City | 36 | 51036 | 0.3 | 13500 | 2003 | 9999 |  |  | N | Landfill Gas | [13 empty] | 0.6 | 0.6 | 0.6 | 0.6 | [11 empty] | INGENCO Wholesale Power LLC | 100 | INGENCO | 100
Chesterfield Landfill Gas | 56684_G_1 | 56684 | G | 1 |  | Landfill Gas |  | PJM_Dom | Virginia | 51 | Chesterfield | 41 | 51041 | 0.3 | 13500 | 2004 | 9999 |  |  | N | Landfill Gas | [13 empty] | 0.6 | 0.6 | 0.6 | 0.6 | [11 empty] | INGENCO Wholesale Power LLC | 100 | INGENCO | 100
Chesterfield Landfill Gas | 56684_G_10 | 56684 | G | 10 |  | Landfill Gas |  | PJM_Dom | Virginia | 51 | Chesterfield | 41 | 51041 | 0.3 | 13500 | 2004 | 9999 |  |  | N | Landfill Gas | [13 empty] | 0.6 | 0.6 | 0.6 | 0.6 | [11 empty] | INGENCO Wholesale Power LLC | 100 | INGENCO | 100
Chesterfield Landfill Gas | 56684_G_11 | 56684 | G | 11 |  | Landfill Gas |  | PJM_Dom | Virginia | 51 | Chesterfield | 41 | 51041 | 0.3 | 13500 | 2004 | 9999 |  |  | N | Landfill Gas | [13 empty] | 0.6 | 0.6 | 0.6 | 0.6 | [11 empty] | INGENCO Wholesale Power LLC | 100 | INGENCO | 100
Chesterfield Landfill Gas | 56684_G_12 | 56684 | G | 12 |  | Landfill Gas |  | PJM_Dom | Virginia | 51 | Chesterfield | 41 | 51041 | 0.3 | 13500 | 2004 | 9999 |  |  | N | Landfill Gas | [13 empty] | 0.6 | 0.6 | 0.6 | 0.6 | [11 empty] | INGENCO Wholesale Power LLC | 100 | INGENCO | 100
Chesterfield Landfill Gas | 56684_G_13 | 56684 | G | 13 |  | Landfill Gas |  | PJM_Dom | Virginia | 51 | Chesterfield | 41 | 51041 | 0.3 | 13500 | 2004 | 9999 |  |  | N | Landfill Gas | [13 empty] | 0.6 | 0.6 | 0.6 | 0.6 | [11 empty] | INGENCO Wholesale Power LLC | 100 | INGENCO | 100
Chesterfield Landfill Gas | 56684_G_14 | 56684 | G | 14 |  | Landfill Gas |  | PJM_Dom | Virginia | 51 | Chesterfield | 41 | 51041 | 0.3 | 13500 | 2004 | 9999 |  |  | N | Landfill Gas | [13 empty] | 0.6 | 0.6 | 0.6 | 0.6 | [11 empty] | INGENCO Wholesale Power LLC | 100 | INGENCO | 100
Chesterfield Landfill Gas | 56684_G_15 | 56684 | G | 15 |  | Landfill Gas |  | PJM_Dom | Virginia | 51 | Chesterfield | 41 | 51041 | 0.3 | 13500 | 2004 | 9999 |  |  | N | Landfill Gas | [13 empty] | 0.6 | 0.6 | 0.6 | 0.6 | [11 empty] | INGENCO Wholesale Power LLC | 100 | INGENCO | 100
Chesterfield Landfill Gas | 56684_G_16 | 56684 | G | 16 |  | Landfill Gas |  | PJM_Dom | Virginia | 51 | Chesterfield | 41 | 51041 | 0.3 | 13500 | 2004 | 9999 |  |  | N | Landfill Gas | [13 empty] | 0.6 | 0.6 | 0.6 | 0.6 | [11 empty] | INGENCO Wholesale Power LLC | 100 | INGENCO | 100
Chesterfield Landfill Gas | 56684_G_17 | 56684 | G | 17 |  | Landfill Gas |  | PJM_Dom | Virginia | 51 | Chesterfield | 41 | 51041 | 0.3 | 13500 | 2004 | 9999 |  |  | N | Landfill Gas | [13 empty] | 0.6 | 0.6 | 0.6 | 0.6 | [11 empty] | INGENCO Wholesale Power LLC | 100 | INGENCO | 100
Chesterfield Landfill Gas | 56684_G_18 | 56684 | G | 18 |  | Landfill Gas |  | PJM_Dom | Virginia | 51 | Chesterfield | 41 | 51041 | 0.3 | 13500 | 2004 | 9999 |  |  | N | Landfill Gas | [13 empty] | 0.6 | 0.6 | 0.6 | 0.6 | [11 empty] | INGENCO Wholesale Power LLC | 100 | INGENCO | 100
Chesterfield Landfill Gas | 56684_G_19 | 56684 | G | 19 |  | Landfill Gas |  | PJM_Dom | Virginia | 51 | Chesterfield | 41 | 51041 | 0.3 | 13500 | 2004 | 9999 |  |  | N | Landfill Gas | [13 empty] | 0.6 | 0.6 | 0.6 | 0.6 | [11 empty] | INGENCO Wholesale Power LLC | 100 | INGENCO | 100
Chesterfield Landfill Gas | 56684_G_2 | 56684 | G | 2 |  | Landfill Gas |  | PJM_Dom | Virginia | 51 | Chesterfield | 41 | 51041 | 0.3 | 13500 | 2004 | 9999 |  |  | N | Landfill Gas | [13 empty] | 0.6 | 0.6 | 0.6 | 0.6 | [11 empty] | INGENCO Wholesale Power LLC | 100 | INGENCO | 100
Chesterfield Landfill Gas | 56684_G_20 | 56684 | G | 20 |  | Landfill Gas |  | PJM_Dom | Virginia | 51 | Chesterfield | 41 | 51041 | 0.3 | 13500 | 2004 | 9999 |  |  | N | Landfill Gas | [13 empty] | 0.6 | 0.6 | 0.6 | 0.6 | [11 empty] | INGENCO Wholesale Power LLC | 100 | INGENCO | 100
Chesterfield Landfill Gas | 56684_G_21 | 56684 | G | 21 |  | Landfill Gas |  | PJM_Dom | Virginia | 51 | Chesterfield | 41 | 51041 | 0.3 | 13500 | 2004 | 9999 |  |  | N | Landfill Gas | [13 empty] | 0.6 | 0.6 | 0.6 | 0.6 | [11 empty] | INGENCO Wholesale Power LLC | 100 | INGENCO | 100
Chesterfield Landfill Gas | 56684_G_22 | 56684 | G | 22 |  | Landfill Gas |  | PJM_Dom | Virginia | 51 | Chesterfield | 41 | 51041 | 0.3 | 13500 | 2004 | 9999 |  |  | N | Landfill Gas | [13 empty] | 0.6 | 0.6 | 0.6 | 0.6 | [11 empty] | INGENCO Wholesale Power LLC | 100 | INGENCO | 100
Chesterfield Landfill Gas | 56684_G_23 | 56684 | G | 23 |  | Landfill Gas |  | PJM_Dom | Virginia | 51 | Chesterfield | 41 | 51041 | 0.3 | 13500 | 2004 | 9999 |  |  | N | Landfill Gas | [13 empty] | 0.6 | 0.6 | 0.6 | 0.6 | [11 empty] | INGENCO Wholesale Power LLC | 100 | INGENCO | 100
Chesterfield Landfill Gas | 56684_G_24 | 56684 | G | 24 |  | Landfill Gas |  | PJM_Dom | Virginia | 51 | Chesterfield | 41 | 51041 | 0.3 | 13500 | 2004 | 9999 |  |  | N | Landfill Gas | [13 empty] | 0.6 | 0.6 | 0.6 | 0.6 | [11 empty] | INGENCO Wholesale Power LLC | 100 | INGENCO | 100
Chesterfield Landfill Gas | 56684_G_25 | 56684 | G | 25 |  | Landfill Gas |  | PJM_Dom | Virginia | 51 | Chesterfield | 41 | 51041 | 0.3 | 13500 | 2004 | 9999 |  |  | N | Landfill Gas | [13 empty] | 0.6 | 0.6 | 0.6 | 0.6 | [11 empty] | INGENCO Wholesale Power LLC | 100 | INGENCO | 100
Chesterfield Landfill Gas | 56684_G_26 | 56684 | G | 26 |  | Landfill Gas |  | PJM_Dom | Virginia | 51 | Chesterfield | 41 | 51041 | 0.3 | 13500 | 2004 | 9999 |  |  | N | Landfill Gas | [13 empty] | 0.6 | 0.6 | 0.6 | 0.6 | [11 empty] | INGENCO Wholesale Power LLC | 100 | INGENCO | 100
Chesterfield Landfill Gas | 56684_G_27 | 56684 | G | 27 |  | Landfill Gas |  | PJM_Dom | Virginia | 51 | Chesterfield | 41 | 51041 | 0.3 | 13500 | 2004 | 9999 |  |  | N | Landfill Gas | [13 empty] | 0.6 | 0.6 | 0.6 | 0.6 | [11 empty] | INGENCO Wholesale Power LLC | 100 | INGENCO | 100
Chesterfield Landfill Gas | 56684_G_28 | 56684 | G | 28 |  | Landfill Gas |  | PJM_Dom | Virginia | 51 | Chesterfield | 41 | 51041 | 0.3 | 13500 | 2004 | 9999 |  |  | N | Landfill Gas | [13 empty] | 0.6 | 0.6 | 0.6 | 0.6 | [11 empty] | INGENCO Wholesale Power LLC | 100 | INGENCO | 100
Chesterfield Landfill Gas | 56684_G_29 | 56684 | G | 29 |  | Landfill Gas |  | PJM_Dom | Virginia | 51 | Chesterfield | 41 | 51041 | 0.3 | 13500 | 2004 | 9999 |  |  | N | Landfill Gas | [13 empty] | 0.6 | 0.6 | 0.6 | 0.6 | [11 empty] | INGENCO Wholesale Power LLC | 100 | INGENCO | 100
Chesterfield Landfill Gas | 56684_G_3 | 56684 | G | 3 |  | Landfill Gas |  | PJM_Dom | Virginia | 51 | Chesterfield | 41 | 51041 | 0.3 | 13500 | 2004 | 9999 |  |  | N | Landfill Gas | [13 empty] | 0.6 | 0.6 | 0.6 | 0.6 | [11 empty] | INGENCO Wholesale Power LLC | 100 | INGENCO | 100
Chesterfield Landfill Gas | 56684_G_30 | 56684 | G | 30 |  | Landfill Gas |  | PJM_Dom | Virginia | 51 | Chesterfield | 41 | 51041 | 0.3 | 13500 | 2004 | 9999 |  |  | N | Landfill Gas | [13 empty] | 0.6 | 0.6 | 0.6 | 0.6 | [11 empty] | INGENCO Wholesale Power LLC | 100 | INGENCO | 100
Chesterfield Landfill Gas | 56684_G_31 | 56684 | G | 31 |  | Landfill Gas |  | PJM_Dom | Virginia | 51 | Chesterfield | 41 | 51041 | 0.3 | 13500 | 2004 | 9999 |  |  | N | Landfill Gas | [13 empty] | 0.6 | 0.6 | 0.6 | 0.6 | [11 empty] | INGENCO Wholesale Power LLC | 100 | INGENCO | 100
Chesterfield Landfill Gas | 56684_G_32 | 56684 | G | 32 |  | Landfill Gas |  | PJM_Dom | Virginia | 51 | Chesterfield | 41 | 51041 | 0.3 | 13500 | 2004 | 9999 |  |  | N | Landfill Gas | [13 empty] | 0.6 | 0.6 | 0.6 | 0.6 | [11 empty] | INGENCO Wholesale Power LLC | 100 | INGENCO | 100
Chesterfield Landfill Gas | 56684_G_33 | 56684 | G | 33 |  | Landfill Gas |  | PJM_Dom | Virginia | 51 | Chesterfield | 41 | 51041 | 0.3 | 13500 | 2004 | 9999 |  |  | N | Landfill Gas | [13 empty] | 0.6 | 0.6 | 0.6 | 0.6 | [11 empty] | INGENCO Wholesale Power LLC | 100 | INGENCO | 100
Chesterfield Landfill Gas | 56684_G_34 | 56684 | G | 34 |  | Landfill Gas |  | PJM_Dom | Virginia | 51 | Chesterfield | 41 | 51041 | 0.3 | 13500 | 2004 | 9999 |  |  | N | Landfill Gas | [13 empty] | 0.6 | 0.6 | 0.6 | 0.6 | [11 empty] | INGENCO Wholesale Power LLC | 100 | INGENCO | 100
Chesterfield Landfill Gas | 56684_G_35 | 56684 | G | 35 |  | Landfill Gas |  | PJM_Dom | Virginia | 51 | Chesterfield | 41 | 51041 | 0.3 | 13500 | 2004 | 9999 |  |  | N | Landfill Gas | [13 empty] | 0.6 | 0.6 | 0.6 | 0.6 | [11 empty] | INGENCO Wholesale Power LLC | 100 | INGENCO | 100
Chesterfield Landfill Gas | 56684_G_36 | 56684 | G | 36 |  | Landfill Gas |  | PJM_Dom | Virginia | 51 | Chesterfield | 41 | 51041 | 0.3 | 13500 | 2004 | 9999 |  |  | N | Landfill Gas | [13 empty] | 0.6 | 0.6 | 0.6 | 0.6 | [11 empty] | INGENCO Wholesale Power LLC | 100 | INGENCO | 100
Chesterfield Landfill Gas | 56684_G_37 | 56684 | G | 37 |  | Landfill Gas |  | PJM_Dom | Virginia | 51 | Chesterfield | 41 | 51041 | 0.3 | 13500 | 2004 | 9999 |  |  | N | Landfill Gas | [13 empty] | 0.6 | 0.6 | 0.6 | 0.6 | [11 empty] | INGENCO Wholesale Power LLC | 100 | INGENCO | 100
Chesterfield Landfill Gas | 56684_G_38 | 56684 | G | 38 |  | Landfill Gas |  | PJM_Dom | Virginia | 51 | Chesterfield | 41 | 51041 | 0.3 | 13500 | 2004 | 9999 |  |  | N | Landfill Gas | [13 empty] | 0.6 | 0.6 | 0.6 | 0.6 | [11 empty] | INGENCO Wholesale Power LLC | 100 | INGENCO | 100
Chesterfield Landfill Gas | 56684_G_39 | 56684 | G | 39 |  | Landfill Gas |  | PJM_Dom | Virginia | 51 | Chesterfield | 41 | 51041 | 0.3 | 13500 | 2004 | 9999 |  |  | N | Landfill Gas | [13 empty] | 0.6 | 0.6 | 0.6 | 0.6 | [11 empty] | INGENCO Wholesale Power LLC | 100 | INGENCO | 100
Chesterfield Landfill Gas | 56684_G_4 | 56684 | G | 4 |  | Landfill Gas |  | PJM_Dom | Virginia | 51 | Chesterfield | 41 | 51041 | 0.3 | 13500 | 2004 | 9999 |  |  | N | Landfill Gas | [13 empty] | 0.6 | 0.6 | 0.6 | 0.6 | [11 empty] | INGENCO Wholesale Power LLC | 100 | INGENCO | 100
Chesterfield Landfill Gas | 56684_G_40 | 56684 | G | 40 |  | Landfill Gas |  | PJM_Dom | Virginia | 51 | Chesterfield | 41 | 51041 | 0.3 | 13500 | 2004 | 9999 |  |  | N | Landfill Gas | [13 empty] | 0.6 | 0.6 | 0.6 | 0.6 | [11 empty] | INGENCO Wholesale Power LLC | 100 | INGENCO | 100
Chesterfield Landfill Gas | 56684_G_41 | 56684 | G | 41 |  | Landfill Gas |  | PJM_Dom | Virginia | 51 | Chesterfield | 41 | 51041 | 0.3 | 13500 | 2004 | 9999 |  |  | N | Landfill Gas | [13 empty] | 0.6 | 0.6 | 0.6 | 0.6 | [11 empty] | INGENCO Wholesale Power LLC | 100 | INGENCO | 100
Chesterfield Landfill Gas | 56684_G_42 | 56684 | G | 42 |  | Landfill Gas |  | PJM_Dom | Virginia | 51 | Chesterfield | 41 | 51041 | 0.3 | 13500 | 2004 | 9999 |  |  | N | Landfill Gas | [13 empty] | 0.6 | 0.6 | 0.6 | 0.6 | [11 empty] | INGENCO Wholesale Power LLC | 100 | INGENCO | 100
Chesterfield Landfill Gas | 56684_G_43 | 56684 | G | 43 |  | Landfill Gas |  | PJM_Dom | Virginia | 51 | Chesterfield | 41 | 51041 | 0.3 | 13500 | 2004 | 9999 |  |  | N | Landfill Gas | [13 empty] | 0.6 | 0.6 | 0.6 | 0.6 | [11 empty] | INGENCO Wholesale Power LLC | 100 | INGENCO | 100
Chesterfield Landfill Gas | 56684_G_44 | 56684 | G | 44 |  | Landfill Gas |  | PJM_Dom | Virginia | 51 | Chesterfield | 41 | 51041 | 0.3 | 13500 | 2004 | 9999 |  |  | N | Landfill Gas | [13 empty] | 0.6 | 0.6 | 0.6 | 0.6 | [11 empty] | INGENCO Wholesale Power LLC | 100 | INGENCO | 100
Chesterfield Landfill Gas | 56684_G_45 | 56684 | G | 45 |  | Landfill Gas |  | PJM_Dom | Virginia | 51 | Chesterfield | 41 | 51041 | 0.3 | 13500 | 2004 | 9999 |  |  | N | Landfill Gas | [13 empty] | 0.6 | 0.6 | 0.6 | 0.6 | [11 empty] | INGENCO Wholesale Power LLC | 100 | INGENCO | 100
Chesterfield Landfill Gas | 56684_G_46 | 56684 | G | 46 |  | Landfill Gas |  | PJM_Dom | Virginia | 51 | Chesterfield | 41 | 51041 | 0.3 | 13500 | 2004 | 9999 |  |  | N | Landfill Gas | [13 empty] | 0.6 | 0.6 | 0.6 | 0.6 | [11 empty] | INGENCO Wholesale Power LLC | 100 | INGENCO | 100
Chesterfield Landfill Gas | 56684_G_47 | 56684 | G | 47 |  | Landfill Gas |  | PJM_Dom | Virginia | 51 | Chesterfield | 41 | 51041 | 0.3 | 13500 | 2004 | 9999 |  |  | N | Landfill Gas | [13 empty] | 0.6 | 0.6 | 0.6 | 0.6 | [11 empty] | INGENCO Wholesale Power LLC | 100 | INGENCO | 100
Chesterfield Landfill Gas | 56684_G_48 | 56684 | G | 48 |  | Landfill Gas |  | PJM_Dom | Virginia | 51 | Chesterfield | 41 | 51041 | 0.3 | 13500 | 2004 | 9999 |  |  | N | Landfill Gas | [13 empty] | 0.6 | 0.6 | 0.6 | 0.6 | [11 empty] | INGENCO Wholesale Power LLC | 100 | INGENCO | 100
Chesterfield Landfill Gas | 56684_G_5 | 56684 | G | 5 |  | Landfill Gas |  | PJM_Dom | Virginia | 51 | Chesterfield | 41 | 51041 | 0.3 | 13500 | 2004 | 9999 |  |  | N | Landfill Gas | [13 empty] | 0.6 | 0.6 | 0.6 | 0.6 | [11 empty] | INGENCO Wholesale Power LLC | 100 | INGENCO | 100
Chesterfield Landfill Gas | 56684_G_6 | 56684 | G | 6 |  | Landfill Gas |  | PJM_Dom | Virginia | 51 | Chesterfield | 41 | 51041 | 0.3 | 13500 | 2004 | 9999 |  |  | N | Landfill Gas | [13 empty] | 0.6 | 0.6 | 0.6 | 0.6 | [11 empty] | INGENCO Wholesale Power LLC | 100 | INGENCO | 100
Chesterfield Landfill Gas | 56684_G_7 | 56684 | G | 7 |  | Landfill Gas |  | PJM_Dom | Virginia | 51 | Chesterfield | 41 | 51041 | 0.3 | 13500 | 2004 | 9999 |  |  | N | Landfill Gas | [13 empty] | 0.6 | 0.6 | 0.6 | 0.6 | [11 empty] | INGENCO Wholesale Power LLC | 100 | INGENCO | 100
Chesterfield Landfill Gas | 56684_G_8 | 56684 | G | 8 |  | Landfill Gas |  | PJM_Dom | Virginia | 51 | Chesterfield | 41 | 51041 | 0.3 | 13500 | 2004 | 9999 |  |  | N | Landfill Gas | [13 empty] | 0.6 | 0.6 | 0.6 | 0.6 | [11 empty] | INGENCO Wholesale Power LLC | 100 | INGENCO | 100
Chesterfield Landfill Gas | 56684_G_9 | 56684 | G | 9 |  | Landfill Gas |  | PJM_Dom | Virginia | 51 | Chesterfield | 41 | 51041 | 0.3 | 13500 | 2004 | 9999 |  |  | N | Landfill Gas | [13 empty] | 0.6 | 0.6 | 0.6 | 0.6 | [11 empty] | INGENCO Wholesale Power LLC | 100 | INGENCO | 100
King & Queen | 56686_G_1 | 56686 | G | 1 |  | Landfill Gas |  | PJM_Dom | Virginia | 51 | King and Queen | 97 | 51097 | 0.3 | 13500 | 2008 | 9999 |  |  | N | Landfill Gas | [13 empty] | 0.6 | 0.6 | 0.6 | 0.6 | [11 empty] | INGENCO Wholesale Power LLC | 100 | INGENCO | 100
King & Queen | 56686_G_10 | 56686 | G | 10 |  | Landfill Gas |  | PJM_Dom | Virginia | 51 | King and Queen | 97 | 51097 | 0.3 | 13500 | 2008 | 9999 |  |  | N | Landfill Gas | [13 empty] | 0.6 | 0.6 | 0.6 | 0.6 | [11 empty] | INGENCO Wholesale Power LLC | 100 | INGENCO | 100
King & Queen | 56686_G_11 | 56686 | G | 11 |  | Landfill Gas |  | PJM_Dom | Virginia | 51 | King and Queen | 97 | 51097 | 0.3 | 13500 | 2008 | 9999 |  |  | N | Landfill Gas | [13 empty] | 0.6 | 0.6 | 0.6 | 0.6 | [11 empty] | INGENCO Wholesale Power LLC | 100 | INGENCO | 100
King & Queen | 56686_G_12 | 56686 | G | 12 |  | Landfill Gas |  | PJM_Dom | Virginia | 51 | King and Queen | 97 | 51097 | 0.3 | 13500 | 2008 | 9999 |  |  | N | Landfill Gas | [13 empty] | 0.6 | 0.6 | 0.6 | 0.6 | [11 empty] | INGENCO Wholesale Power LLC | 100 | INGENCO | 100
King & Queen | 56686_G_13 | 56686 | G | 13 |  | Landfill Gas |  | PJM_Dom | Virginia | 51 | King and Queen | 97 | 51097 | 0.3 | 13500 | 2008 | 9999 |  |  | N | Landfill Gas | [13 empty] | 0.6 | 0.6 | 0.6 | 0.6 | [11 empty] | INGENCO Wholesale Power LLC | 100 | INGENCO | 100
King & Queen | 56686_G_14 | 56686 | G | 14 |  | Landfill Gas |  | PJM_Dom | Virginia | 51 | King and Queen | 97 | 51097 | 0.3 | 13500 | 2008 | 9999 |  |  | N | Landfill Gas | [13 empty] | 0.6 | 0.6 | 0.6 | 0.6 | [11 empty] | INGENCO Wholesale Power LLC | 100 | INGENCO | 100
King & Queen | 56686_G_15 | 56686 | G | 15 |  | Landfill Gas |  | PJM_Dom | Virginia | 51 | King and Queen | 97 | 51097 | 0.3 | 13500 | 2008 | 9999 |  |  | N | Landfill Gas | [13 empty] | 0.6 | 0.6 | 0.6 | 0.6 | [11 empty] | INGENCO Wholesale Power LLC | 100 | INGENCO | 100
King & Queen | 56686_G_16 | 56686 | G | 16 |  | Landfill Gas |  | PJM_Dom | Virginia | 51 | King and Queen | 97 | 51097 | 0.3 | 13500 | 2008 | 9999 |  |  | N | Landfill Gas | [13 empty] | 0.6 | 0.6 | 0.6 | 0.6 | [11 empty] | INGENCO Wholesale Power LLC | 100 | INGENCO | 100
King & Queen | 56686_G_17 | 56686 | G | 17 |  | Landfill Gas |  | PJM_Dom | Virginia | 51 | King and Queen | 97 | 51097 | 0.3 | 13500 | 2008 | 9999 |  |  | N | Landfill Gas | [13 empty] | 0.6 | 0.6 | 0.6 | 0.6 | [11 empty] | INGENCO Wholesale Power LLC | 100 | INGENCO | 100
King & Queen | 56686_G_18 | 56686 | G | 18 |  | Landfill Gas |  | PJM_Dom | Virginia | 51 | King and Queen | 97 | 51097 | 0.3 | 13500 | 2008 | 9999 |  |  | N | Landfill Gas | [13 empty] | 0.6 | 0.6 | 0.6 | 0.6 | [11 empty] | INGENCO Wholesale Power LLC | 100 | INGENCO | 100
King & Queen | 56686_G_19 | 56686 | G | 19 |  | Landfill Gas |  | PJM_Dom | Virginia | 51 | King and Queen | 97 | 51097 | 0.3 | 13500 | 2008 | 9999 |  |  | N | Landfill Gas | [13 empty] | 0.6 | 0.6 | 0.6 | 0.6 | [11 empty] | INGENCO Wholesale Power LLC | 100 | INGENCO | 100
King & Queen | 56686_G_2 | 56686 | G | 2 |  | Landfill Gas |  | PJM_Dom | Virginia | 51 | King and Queen | 97 | 51097 | 0.3 | 13500 | 2008 | 9999 |  |  | N | Landfill Gas | [13 empty] | 0.6 | 0.6 | 0.6 | 0.6 | [11 empty] | INGENCO Wholesale Power LLC | 100 | INGENCO | 100
King & Queen | 56686_G_20 | 56686 | G | 20 |  | Landfill Gas |  | PJM_Dom | Virginia | 51 | King and Queen | 97 | 51097 | 0.3 | 13500 | 2008 | 9999 |  |  | N | Landfill Gas | [13 empty] | 0.6 | 0.6 | 0.6 | 0.6 | [11 empty] | INGENCO Wholesale Power LLC | 100 | INGENCO | 100
King & Queen | 56686_G_21 | 56686 | G | 21 |  | Landfill Gas |  | PJM_Dom | Virginia | 51 | King and Queen | 97 | 51097 | 0.3 | 13500 | 2008 | 9999 |  |  | N | Landfill Gas | [13 empty] | 0.6 | 0.6 | 0.6 | 0.6 | [11 empty] | INGENCO Wholesale Power LLC | 100 | INGENCO | 100
King & Queen | 56686_G_22 | 56686 | G | 22 |  | Landfill Gas |  | PJM_Dom | Virginia | 51 | King and Queen | 97 | 51097 | 0.3 | 13500 | 2008 | 9999 |  |  | N | Landfill Gas | [13 empty] | 0.6 | 0.6 | 0.6 | 0.6 | [11 empty] | INGENCO Wholesale Power LLC | 100 | INGENCO | 100
King & Queen | 56686_G_23 | 56686 | G | 23 |  | Landfill Gas |  | PJM_Dom | Virginia | 51 | King and Queen | 97 | 51097 | 0.3 | 13500 | 2008 | 9999 |  |  | N | Landfill Gas | [13 empty] | 0.6 | 0.6 | 0.6 | 0.6 | [11 empty] | INGENCO Wholesale Power LLC | 100 | INGENCO | 100
King & Queen | 56686_G_24 | 56686 | G | 24 |  | Landfill Gas |  | PJM_Dom | Virginia | 51 | King and Queen | 97 | 51097 | 0.3 | 13500 | 2008 | 9999 |  |  | N | Landfill Gas | [13 empty] | 0.6 | 0.6 | 0.6 | 0.6 | [11 empty] | INGENCO Wholesale Power LLC | 100 | INGENCO | 100
King & Queen | 56686_G_25 | 56686 | G | 25 |  | Landfill Gas |  | PJM_Dom | Virginia | 51 | King and Queen | 97 | 51097 | 0.3 | 13500 | 2008 | 9999 |  |  | N | Landfill Gas | [13 empty] | 0.6 | 0.6 | 0.6 | 0.6 | [11 empty] | INGENCO Wholesale Power LLC | 100 | INGENCO | 100
King & Queen | 56686_G_26 | 56686 | G | 26 |  | Landfill Gas |  | PJM_Dom | Virginia | 51 | King and Queen | 97 | 51097 | 0.3 | 13500 | 2008 | 9999 |  |  | N | Landfill Gas | [13 empty] | 0.6 | 0.6 | 0.6 | 0.6 | [11 empty] | INGENCO Wholesale Power LLC | 100 | INGENCO | 100
King & Queen | 56686_G_27 | 56686 | G | 27 |  | Landfill Gas |  | PJM_Dom | Virginia | 51 | King and Queen | 97 | 51097 | 0.3 | 13500 | 2008 | 9999 |  |  | N | Landfill Gas | [13 empty] | 0.6 | 0.6 | 0.6 | 0.6 | [11 empty] | INGENCO Wholesale Power LLC | 100 | INGENCO | 100
King & Queen | 56686_G_28 | 56686 | G | 28 |  | Landfill Gas |  | PJM_Dom | Virginia | 51 | King and Queen | 97 | 51097 | 0.3 | 13500 | 2008 | 9999 |  |  | N | Landfill Gas | [13 empty] | 0.6 | 0.6 | 0.6 | 0.6 | [11 empty] | INGENCO Wholesale Power LLC | 100 | INGENCO | 100
King & Queen | 56686_G_29 | 56686 | G | 29 |  | Landfill Gas |  | PJM_Dom | Virginia | 51 | King and Queen | 97 | 51097 | 0.3 | 13500 | 2008 | 9999 |  |  | N | Landfill Gas | [13 empty] | 0.6 | 0.6 | 0.6 | 0.6 | [11 empty] | INGENCO Wholesale Power LLC | 100 | INGENCO | 100
King & Queen | 56686_G_3 | 56686 | G | 3 |  | Landfill Gas |  | PJM_Dom | Virginia | 51 | King and Queen | 97 | 51097 | 0.3 | 13500 | 2008 | 9999 |  |  | N | Landfill Gas | [13 empty] | 0.6 | 0.6 | 0.6 | 0.6 | [11 empty] | INGENCO Wholesale Power LLC | 100 | INGENCO | 100
King & Queen | 56686_G_30 | 56686 | G | 30 |  | Landfill Gas |  | PJM_Dom | Virginia | 51 | King and Queen | 97 | 51097 | 0.3 | 13500 | 2008 | 9999 |  |  | N | Landfill Gas | [13 empty] | 0.6 | 0.6 | 0.6 | 0.6 | [11 empty] | INGENCO Wholesale Power LLC | 100 | INGENCO | 100
King & Queen | 56686_G_31 | 56686 | G | 31 |  | Landfill Gas |  | PJM_Dom | Virginia | 51 | King and Queen | 97 | 51097 | 0.3 | 13500 | 2008 | 9999 |  |  | N | Landfill Gas | [13 empty] | 0.6 | 0.6 | 0.6 | 0.6 | [11 empty] | INGENCO Wholesale Power LLC | 100 | INGENCO | 100
King & Queen | 56686_G_32 | 56686 | G | 32 |  | Landfill Gas |  | PJM_Dom | Virginia | 51 | King and Queen | 97 | 51097 | 0.3 | 13500 | 2008 | 9999 |  |  | N | Landfill Gas | [13 empty] | 0.6 | 0.6 | 0.6 | 0.6 | [11 empty] | INGENCO Wholesale Power LLC | 100 | INGENCO | 100
King & Queen | 56686_G_33 | 56686 | G | 33 |  | Landfill Gas |  | PJM_Dom | Virginia | 51 | King and Queen | 97 | 51097 | 0.3 | 13500 | 2008 | 9999 |  |  | N | Landfill Gas | [13 empty] | 0.6 | 0.6 | 0.6 | 0.6 | [11 empty] | INGENCO Wholesale Power LLC | 100 | INGENCO | 100
King & Queen | 56686_G_34 | 56686 | G | 34 |  | Landfill Gas |  | PJM_Dom | Virginia | 51 | King and Queen | 97 | 51097 | 0.3 | 13500 | 2008 | 9999 |  |  | N | Landfill Gas | [13 empty] | 0.6 | 0.6 | 0.6 | 0.6 | [11 empty] | INGENCO Wholesale Power LLC | 100 | INGENCO | 100
King & Queen | 56686_G_35 | 56686 | G | 35 |  | Landfill Gas |  | PJM_Dom | Virginia | 51 | King and Queen | 97 | 51097 | 0.3 | 13500 | 2008 | 9999 |  |  | N | Landfill Gas | [13 empty] | 0.6 | 0.6 | 0.6 | 0.6 | [11 empty] | INGENCO Wholesale Power LLC | 100 | INGENCO | 100
King & Queen | 56686_G_36 | 56686 | G | 36 |  | Landfill Gas |  | PJM_Dom | Virginia | 51 | King and Queen | 97 | 51097 | 0.3 | 13500 | 2008 | 9999 |  |  | N | Landfill Gas | [13 empty] | 0.6 | 0.6 | 0.6 | 0.6 | [11 empty] | INGENCO Wholesale Power LLC | 100 | INGENCO | 100
King & Queen | 56686_G_4 | 56686 | G | 4 |  | Landfill Gas |  | PJM_Dom | Virginia | 51 | King and Queen | 97 | 51097 | 0.3 | 13500 | 2008 | 9999 |  |  | N | Landfill Gas | [13 empty] | 0.6 | 0.6 | 0.6 | 0.6 | [11 empty] | INGENCO Wholesale Power LLC | 100 | INGENCO | 100
King & Queen | 56686_G_5 | 56686 | G | 5 |  | Landfill Gas |  | PJM_Dom | Virginia | 51 | King and Queen | 97 | 51097 | 0.3 | 13500 | 2008 | 9999 |  |  | N | Landfill Gas | [13 empty] | 0.6 | 0.6 | 0.6 | 0.6 | [11 empty] | INGENCO Wholesale Power LLC | 100 | INGENCO | 100
King & Queen | 56686_G_6 | 56686 | G | 6 |  | Landfill Gas |  | PJM_Dom | Virginia | 51 | King and Queen | 97 | 51097 | 0.3 | 13500 | 2008 | 9999 |  |  | N | Landfill Gas | [13 empty] | 0.6 | 0.6 | 0.6 | 0.6 | [11 empty] | INGENCO Wholesale Power LLC | 100 | INGENCO | 100
King & Queen | 56686_G_7 | 56686 | G | 7 |  | Landfill Gas |  | PJM_Dom | Virginia | 51 | King and Queen | 97 | 51097 | 0.3 | 13500 | 2008 | 9999 |  |  | N | Landfill Gas | [13 empty] | 0.6 | 0.6 | 0.6 | 0.6 | [11 empty] | INGENCO Wholesale Power LLC | 100 | INGENCO | 100
King & Queen | 56686_G_8 | 56686 | G | 8 |  | Landfill Gas |  | PJM_Dom | Virginia | 51 | King and Queen | 97 | 51097 | 0.3 | 13500 | 2008 | 9999 |  |  | N | Landfill Gas | [13 empty] | 0.6 | 0.6 | 0.6 | 0.6 | [11 empty] | INGENCO Wholesale Power LLC | 100 | INGENCO | 100
King & Queen | 56686_G_9 | 56686 | G | 9 |  | Landfill Gas |  | PJM_Dom | Virginia | 51 | King and Queen | 97 | 51097 | 0.3 | 13500 | 2008 | 9999 |  |  | N | Landfill Gas | [13 empty] | 0.6 | 0.6 | 0.6 | 0.6 | [11 empty] | INGENCO Wholesale Power LLC | 100 | INGENCO | 100
Mountain View | 56687_G_1 | 56687 | G | 1 |  | Landfill Gas |  | PJM_AP | Pennsylvania | 42 | Franklin | 55 | 42055 | 0.3 | 13500 | 2003 | 9999 |  |  | N | Landfill Gas | [13 empty] | 0.22117 | 0.22117 | 0.22117 | 0.22117 | [11 empty] | INGENCO | 100 | INGENCO | 100
Mountain View | 56687_G_10 | 56687 | G | 10 |  | Landfill Gas |  | PJM_AP | Pennsylvania | 42 | Franklin | 55 | 42055 | 0.3 | 13500 | 2003 | 9999 |  |  | N | Landfill Gas | [13 empty] | 0.22117 | 0.22117 | 0.22117 | 0.22117 | [11 empty] | INGENCO | 100 | INGENCO | 100
Mountain View | 56687_G_11 | 56687 | G | 11 |  | Landfill Gas |  | PJM_AP | Pennsylvania | 42 | Franklin | 55 | 42055 | 0.3 | 13500 | 2003 | 9999 |  |  | N | Landfill Gas | [13 empty] | 0.22117 | 0.22117 | 0.22117 | 0.22117 | [11 empty] | INGENCO | 100 | INGENCO | 100
Mountain View | 56687_G_12 | 56687 | G | 12 |  | Landfill Gas |  | PJM_AP | Pennsylvania | 42 | Franklin | 55 | 42055 | 0.3 | 13500 | 2003 | 9999 |  |  | N | Landfill Gas | [13 empty] | 0.22117 | 0.22117 | 0.22117 | 0.22117 | [11 empty] | INGENCO | 100 | INGENCO | 100
Mountain View | 56687_G_13 | 56687 | G | 13 |  | Landfill Gas |  | PJM_AP | Pennsylvania | 42 | Franklin | 55 | 42055 | 0.3 | 13500 | 2003 | 9999 |  |  | N | Landfill Gas | [13 empty] | 0.22117 | 0.22117 | 0.22117 | 0.22117 | [11 empty] | INGENCO | 100 | INGENCO | 100
Mountain View | 56687_G_14 | 56687 | G | 14 |  | Landfill Gas |  | PJM_AP | Pennsylvania | 42 | Franklin | 55 | 42055 | 0.3 | 13500 | 2003 | 9999 |  |  | N | Landfill Gas | [13 empty] | 0.22117 | 0.22117 | 0.22117 | 0.22117 | [11 empty] | INGENCO | 100 | INGENCO | 100
Mountain View | 56687_G_15 | 56687 | G | 15 |  | Landfill Gas |  | PJM_AP | Pennsylvania | 42 | Franklin | 55 | 42055 | 0.3 | 13500 | 2003 | 9999 |  |  | N | Landfill Gas | [13 empty] | 0.22117 | 0.22117 | 0.22117 | 0.22117 | [11 empty] | INGENCO | 100 | INGENCO | 100
Mountain View | 56687_G_16 | 56687 | G | 16 |  | Landfill Gas |  | PJM_AP | Pennsylvania | 42 | Franklin | 55 | 42055 | 0.3 | 13500 | 2003 | 9999 |  |  | N | Landfill Gas | [13 empty] | 0.22117 | 0.22117 | 0.22117 | 0.22117 | [11 empty] | INGENCO | 100 | INGENCO | 100
Mountain View | 56687_G_17 | 56687 | G | 17 |  | Landfill Gas |  | PJM_AP | Pennsylvania | 42 | Franklin | 55 | 42055 | 0.3 | 13500 | 2003 | 9999 |  |  | N | Landfill Gas | [13 empty] | 0.22117 | 0.22117 | 0.22117 | 0.22117 | [11 empty] | INGENCO | 100 | INGENCO | 100
Mountain View | 56687_G_18 | 56687 | G | 18 |  | Landfill Gas |  | PJM_AP | Pennsylvania | 42 | Franklin | 55 | 42055 | 0.3 | 13500 | 2003 | 9999 |  |  | N | Landfill Gas | [13 empty] | 0.22117 | 0.22117 | 0.22117 | 0.22117 | [11 empty] | INGENCO | 100 | INGENCO | 100
Mountain View | 56687_G_19 | 56687 | G | 19 |  | Landfill Gas |  | PJM_AP | Pennsylvania | 42 | Franklin | 55 | 42055 | 0.3 | 13500 | 2003 | 9999 |  |  | N | Landfill Gas | [13 empty] | 0.22117 | 0.22117 | 0.22117 | 0.22117 | [11 empty] | INGENCO | 100 | INGENCO | 100
Mountain View | 56687_G_2 | 56687 | G | 2 |  | Landfill Gas |  | PJM_AP | Pennsylvania | 42 | Franklin | 55 | 42055 | 0.3 | 13500 | 2003 | 9999 |  |  | N | Landfill Gas | [13 empty] | 0.22117 | 0.22117 | 0.22117 | 0.22117 | [11 empty] | INGENCO | 100 | INGENCO | 100
Mountain View | 56687_G_20 | 56687 | G | 20 |  | Landfill Gas |  | PJM_AP | Pennsylvania | 42 | Franklin | 55 | 42055 | 0.3 | 13500 | 2003 | 9999 |  |  | N | Landfill Gas | [13 empty] | 0.22117 | 0.22117 | 0.22117 | 0.22117 | [11 empty] | INGENCO | 100 | INGENCO | 100
Mountain View | 56687_G_21 | 56687 | G | 21 |  | Landfill Gas |  | PJM_AP | Pennsylvania | 42 | Franklin | 55 | 42055 | 0.3 | 13500 | 2003 | 9999 |  |  | N | Landfill Gas | [13 empty] | 0.22117 | 0.22117 | 0.22117 | 0.22117 | [11 empty] | INGENCO | 100 | INGENCO | 100
Mountain View | 56687_G_22 | 56687 | G | 22 |  | Landfill Gas |  | PJM_AP | Pennsylvania | 42 | Franklin | 55 | 42055 | 0.3 | 13500 | 2003 | 9999 |  |  | N | Landfill Gas | [13 empty] | 0.22117 | 0.22117 | 0.22117 | 0.22117 | [11 empty] | INGENCO | 100 | INGENCO | 100
Mountain View | 56687_G_23 | 56687 | G | 23 |  | Landfill Gas |  | PJM_AP | Pennsylvania | 42 | Franklin | 55 | 42055 | 0.3 | 13500 | 2003 | 9999 |  |  | N | Landfill Gas | [13 empty] | 0.22117 | 0.22117 | 0.22117 | 0.22117 | [11 empty] | INGENCO | 100 | INGENCO | 100
Mountain View | 56687_G_24 | 56687 | G | 24 |  | Landfill Gas |  | PJM_AP | Pennsylvania | 42 | Franklin | 55 | 42055 | 0.3 | 13500 | 2003 | 9999 |  |  | N | Landfill Gas | [13 empty] | 0.22117 | 0.22117 | 0.22117 | 0.22117 | [11 empty] | INGENCO | 100 | INGENCO | 100
Mountain View | 56687_G_25 | 56687 | G | 25 |  | Landfill Gas |  | PJM_AP | Pennsylvania | 42 | Franklin | 55 | 42055 | 0.3 | 13500 | 2003 | 9999 |  |  | N | Landfill Gas | [13 empty] | 0.22117 | 0.22117 | 0.22117 | 0.22117 | [11 empty] | INGENCO | 100 | INGENCO | 100
Mountain View | 56687_G_26 | 56687 | G | 26 |  | Landfill Gas |  | PJM_AP | Pennsylvania | 42 | Franklin | 55 | 42055 | 0.3 | 13500 | 2003 | 9999 |  |  | N | Landfill Gas | [13 empty] | 0.22117 | 0.22117 | 0.22117 | 0.22117 | [11 empty] | INGENCO | 100 | INGENCO | 100
Mountain View | 56687_G_27 | 56687 | G | 27 |  | Landfill Gas |  | PJM_AP | Pennsylvania | 42 | Franklin | 55 | 42055 | 0.3 | 13500 | 2003 | 9999 |  |  | N | Landfill Gas | [13 empty] | 0.22117 | 0.22117 | 0.22117 | 0.22117 | [11 empty] | INGENCO | 100 | INGENCO | 100
Mountain View | 56687_G_28 | 56687 | G | 28 |  | Landfill Gas |  | PJM_AP | Pennsylvania | 42 | Franklin | 55 | 42055 | 0.3 | 13500 | 2003 | 9999 |  |  | N | Landfill Gas | [13 empty] | 0.22117 | 0.22117 | 0.22117 | 0.22117 | [11 empty] | INGENCO | 100 | INGENCO | 100
Mountain View | 56687_G_29 | 56687 | G | 29 |  | Landfill Gas |  | PJM_AP | Pennsylvania | 42 | Franklin | 55 | 42055 | 0.3 | 13500 | 2003 | 9999 |  |  | N | Landfill Gas | [13 empty] | 0.22117 | 0.22117 | 0.22117 | 0.22117 | [11 empty] | INGENCO | 100 | INGENCO | 100
Mountain View | 56687_G_3 | 56687 | G | 3 |  | Landfill Gas |  | PJM_AP | Pennsylvania | 42 | Franklin | 55 | 42055 | 0.3 | 13500 | 2003 | 9999 |  |  | N | Landfill Gas | [13 empty] | 0.22117 | 0.22117 | 0.22117 | 0.22117 | [11 empty] | INGENCO | 100 | INGENCO | 100
Mountain View | 56687_G_30 | 56687 | G | 30 |  | Landfill Gas |  | PJM_AP | Pennsylvania | 42 | Franklin | 55 | 42055 | 0.3 | 13500 | 2003 | 9999 |  |  | N | Landfill Gas | [13 empty] | 0.22117 | 0.22117 | 0.22117 | 0.22117 | [11 empty] | INGENCO | 100 | INGENCO | 100
Mountain View | 56687_G_31 | 56687 | G | 31 |  | Landfill Gas |  | PJM_AP | Pennsylvania | 42 | Franklin | 55 | 42055 | 0.3 | 13500 | 2003 | 9999 |  |  | N | Landfill Gas | [13 empty] | 0.22117 | 0.22117 | 0.22117 | 0.22117 | [11 empty] | INGENCO | 100 | INGENCO | 100
Mountain View | 56687_G_32 | 56687 | G | 32 |  | Landfill Gas |  | PJM_AP | Pennsylvania | 42 | Franklin | 55 | 42055 | 0.3 | 13500 | 2003 | 9999 |  |  | N | Landfill Gas | [13 empty] | 0.22117 | 0.22117 | 0.22117 | 0.22117 | [11 empty] | INGENCO | 100 | INGENCO | 100
Mountain View | 56687_G_33 | 56687 | G | 33 |  | Landfill Gas |  | PJM_AP | Pennsylvania | 42 | Franklin | 55 | 42055 | 0.3 | 13500 | 2003 | 9999 |  |  | N | Landfill Gas | [13 empty] | 0.22117 | 0.22117 | 0.22117 | 0.22117 | [11 empty] | INGENCO | 100 | INGENCO | 100
Mountain View | 56687_G_34 | 56687 | G | 34 |  | Landfill Gas |  | PJM_AP | Pennsylvania | 42 | Franklin | 55 | 42055 | 0.3 | 13500 | 2003 | 9999 |  |  | N | Landfill Gas | [13 empty] | 0.22117 | 0.22117 | 0.22117 | 0.22117 | [11 empty] | INGENCO | 100 | INGENCO | 100
Mountain View | 56687_G_35 | 56687 | G | 35 |  | Landfill Gas |  | PJM_AP | Pennsylvania | 42 | Franklin | 55 | 42055 | 0.3 | 13500 | 2003 | 9999 |  |  | N | Landfill Gas | [13 empty] | 0.22117 | 0.22117 | 0.22117 | 0.22117 | [11 empty] | INGENCO | 100 | INGENCO | 100
Mountain View | 56687_G_36 | 56687 | G | 36 |  | Landfill Gas |  | PJM_AP | Pennsylvania | 42 | Franklin | 55 | 42055 | 0.3 | 13500 | 2003 | 9999 |  |  | N | Landfill Gas | [13 empty] | 0.22117 | 0.22117 | 0.22117 | 0.22117 | [11 empty] | INGENCO | 100 | INGENCO | 100
Mountain View | 56687_G_37 | 56687 | G | 37 |  | Landfill Gas |  | PJM_AP | Pennsylvania | 42 | Franklin | 55 | 42055 | 0.3 | 13500 | 2003 | 9999 |  |  | N | Landfill Gas | [13 empty] | 0.22117 | 0.22117 | 0.22117 | 0.22117 | [11 empty] | INGENCO | 100 | INGENCO | 100
Mountain View | 56687_G_38 | 56687 | G | 38 |  | Landfill Gas |  | PJM_AP | Pennsylvania | 42 | Franklin | 55 | 42055 | 0.3 | 13500 | 2003 | 9999 |  |  | N | Landfill Gas | [13 empty] | 0.22117 | 0.22117 | 0.22117 | 0.22117 | [11 empty] | INGENCO | 100 | INGENCO | 100
Mountain View | 56687_G_39 | 56687 | G | 39 |  | Landfill Gas |  | PJM_AP | Pennsylvania | 42 | Franklin | 55 | 42055 | 0.3 | 13500 | 2003 | 9999 |  |  | N | Landfill Gas | [13 empty] | 0.22117 | 0.22117 | 0.22117 | 0.22117 | [11 empty] | INGENCO | 100 | INGENCO | 100
Mountain View | 56687_G_4 | 56687 | G | 4 |  | Landfill Gas |  | PJM_AP | Pennsylvania | 42 | Franklin | 55 | 42055 | 0.3 | 13500 | 2003 | 9999 |  |  | N | Landfill Gas | [13 empty] | 0.22117 | 0.22117 | 0.22117 | 0.22117 | [11 empty] | INGENCO | 100 | INGENCO | 100
Mountain View | 56687_G_40 | 56687 | G | 40 |  | Landfill Gas |  | PJM_AP | Pennsylvania | 42 | Franklin | 55 | 42055 | 0.3 | 13500 | 2003 | 9999 |  |  | N | Landfill Gas | [13 empty] | 0.22117 | 0.22117 | 0.22117 | 0.22117 | [11 empty] | INGENCO | 100 | INGENCO | 100
Mountain View | 56687_G_41 | 56687 | G | 41 |  | Landfill Gas |  | PJM_AP | Pennsylvania | 42 | Franklin | 55 | 42055 | 0.3 | 13500 | 2003 | 9999 |  |  | N | Landfill Gas | [13 empty] | 0.22117 | 0.22117 | 0.22117 | 0.22117 | [11 empty] | INGENCO | 100 | INGENCO | 100
Mountain View | 56687_G_42 | 56687 | G | 42 |  | Landfill Gas |  | PJM_AP | Pennsylvania | 42 | Franklin | 55 | 42055 | 0.3 | 13500 | 2003 | 9999 |  |  | N | Landfill Gas | [13 empty] | 0.22117 | 0.22117 | 0.22117 | 0.22117 | [11 empty] | INGENCO | 100 | INGENCO | 100
Mountain View | 56687_G_43 | 56687 | G | 43 |  | Landfill Gas |  | PJM_AP | Pennsylvania | 42 | Franklin | 55 | 42055 | 0.3 | 13500 | 2003 | 9999 |  |  | N | Landfill Gas | [13 empty] | 0.22117 | 0.22117 | 0.22117 | 0.22117 | [11 empty] | INGENCO | 100 | INGENCO | 100
Mountain View | 56687_G_44 | 56687 | G | 44 |  | Landfill Gas |  | PJM_AP | Pennsylvania | 42 | Franklin | 55 | 42055 | 0.3 | 13500 | 2003 | 9999 |  |  | N | Landfill Gas | [13 empty] | 0.22117 | 0.22117 | 0.22117 | 0.22117 | [11 empty] | INGENCO | 100 | INGENCO | 100
Mountain View | 56687_G_45 | 56687 | G | 45 |  | Landfill Gas |  | PJM_AP | Pennsylvania | 42 | Franklin | 55 | 42055 | 0.3 | 13500 | 2003 | 9999 |  |  | N | Landfill Gas | [13 empty] | 0.22117 | 0.22117 | 0.22117 | 0.22117 | [11 empty] | INGENCO | 100 | INGENCO | 100
Mountain View | 56687_G_46 | 56687 | G | 46 |  | Landfill Gas |  | PJM_AP | Pennsylvania | 42 | Franklin | 55 | 42055 | 0.3 | 13500 | 2003 | 9999 |  |  | N | Landfill Gas | [13 empty] | 0.22117 | 0.22117 | 0.22117 | 0.22117 | [11 empty] | INGENCO | 100 | INGENCO | 100
Mountain View | 56687_G_47 | 56687 | G | 47 |  | Landfill Gas |  | PJM_AP | Pennsylvania | 42 | Franklin | 55 | 42055 | 0.3 | 13500 | 2003 | 9999 |  |  | N | Landfill Gas | [13 empty] | 0.22117 | 0.22117 | 0.22117 | 0.22117 | [11 empty] | INGENCO | 100 | INGENCO | 100
Mountain View | 56687_G_48 | 56687 | G | 48 |  | Landfill Gas |  | PJM_AP | Pennsylvania | 42 | Franklin | 55 | 42055 | 0.3 | 13500 | 2003 | 9999 |  |  | N | Landfill Gas | [13 empty] | 0.22117 | 0.22117 | 0.22117 | 0.22117 | [11 empty] | INGENCO | 100 | INGENCO | 100
Mountain View | 56687_G_5 | 56687 | G | 5 |  | Landfill Gas |  | PJM_AP | Pennsylvania | 42 | Franklin | 55 | 42055 | 0.3 | 13500 | 2003 | 9999 |  |  | N | Landfill Gas | [13 empty] | 0.22117 | 0.22117 | 0.22117 | 0.22117 | [11 empty] | INGENCO | 100 | INGENCO | 100
Mountain View | 56687_G_6 | 56687 | G | 6 |  | Landfill Gas |  | PJM_AP | Pennsylvania | 42 | Franklin | 55 | 42055 | 0.3 | 13500 | 2003 | 9999 |  |  | N | Landfill Gas | [13 empty] | 0.22117 | 0.22117 | 0.22117 | 0.22117 | [11 empty] | INGENCO | 100 | INGENCO | 100
Mountain View | 56687_G_7 | 56687 | G | 7 |  | Landfill Gas |  | PJM_AP | Pennsylvania | 42 | Franklin | 55 | 42055 | 0.3 | 13500 | 2003 | 9999 |  |  | N | Landfill Gas | [13 empty] | 0.22117 | 0.22117 | 0.22117 | 0.22117 | [11 empty] | INGENCO | 100 | INGENCO | 100
Mountain View | 56687_G_8 | 56687 | G | 8 |  | Landfill Gas |  | PJM_AP | Pennsylvania | 42 | Franklin | 55 | 42055 | 0.3 | 13500 | 2003 | 9999 |  |  | N | Landfill Gas | [13 empty] | 0.22117 | 0.22117 | 0.22117 | 0.22117 | [11 empty] | INGENCO | 100 | INGENCO | 100
Mountain View | 56687_G_9 | 56687 | G | 9 |  | Landfill Gas |  | PJM_AP | Pennsylvania | 42 | Franklin | 55 | 42055 | 0.3 | 13500 | 2003 | 9999 |  |  | N | Landfill Gas | [13 empty] | 0.22117 | 0.22117 | 0.22117 | 0.22117 | [11 empty] | INGENCO | 100 | INGENCO | 100
New Bern | 56688_G_1 | 56688 | G | 1 |  | Landfill Gas |  | S_VACA | North Carolina | 37 | Craven | 49 | 37049 | 0.3 | 13500 | 2007 | 9999 |  |  | N | Landfill Gas | [13 empty] | 0.32586 | 0.32586 | 0.32586 | 0.32586 | [11 empty] | INGENCO Wholesale Power LLC | 100 | INGENCO | 100
New Bern | 56688_G_10 | 56688 | G | 10 |  | Landfill Gas |  | S_VACA | North Carolina | 37 | Craven | 49 | 37049 | 0.3 | 13500 | 2007 | 9999 |  |  | N | Landfill Gas | [13 empty] | 0.32586 | 0.32586 | 0.32586 | 0.32586 | [11 empty] | INGENCO Wholesale Power LLC | 100 | INGENCO | 100
New Bern | 56688_G_11 | 56688 | G | 11 |  | Landfill Gas |  | S_VACA | North Carolina | 37 | Craven | 49 | 37049 | 0.3 | 13500 | 2007 | 9999 |  |  | N | Landfill Gas | [13 empty] | 0.32586 | 0.32586 | 0.32586 | 0.32586 | [11 empty] | INGENCO Wholesale Power LLC | 100 | INGENCO | 100
New Bern | 56688_G_12 | 56688 | G | 12 |  | Landfill Gas |  | S_VACA | North Carolina | 37 | Craven | 49 | 37049 | 0.3 | 13500 | 2007 | 9999 |  |  | N | Landfill Gas | [13 empty] | 0.32586 | 0.32586 | 0.32586 | 0.32586 | [11 empty] | INGENCO Wholesale Power LLC | 100 | INGENCO | 100
New Bern | 56688_G_2 | 56688 | G | 2 |  | Landfill Gas |  | S_VACA | North Carolina | 37 | Craven | 49 | 37049 | 0.3 | 13500 | 2007 | 9999 |  |  | N | Landfill Gas | [13 empty] | 0.32586 | 0.32586 | 0.32586 | 0.32586 | [11 empty] | INGENCO Wholesale Power LLC | 100 | INGENCO | 100
New Bern | 56688_G_3 | 56688 | G | 3 |  | Landfill Gas |  | S_VACA | North Carolina | 37 | Craven | 49 | 37049 | 0.3 | 13500 | 2007 | 9999 |  |  | N | Landfill Gas | [13 empty] | 0.32586 | 0.32586 | 0.32586 | 0.32586 | [11 empty] | INGENCO Wholesale Power LLC | 100 | INGENCO | 100
New Bern | 56688_G_4 | 56688 | G | 4 |  | Landfill Gas |  | S_VACA | North Carolina | 37 | Craven | 49 | 37049 | 0.3 | 13500 | 2007 | 9999 |  |  | N | Landfill Gas | [13 empty] | 0.32586 | 0.32586 | 0.32586 | 0.32586 | [11 empty] | INGENCO Wholesale Power LLC | 100 | INGENCO | 100
New Bern | 56688_G_5 | 56688 | G | 5 |  | Landfill Gas |  | S_VACA | North Carolina | 37 | Craven | 49 | 37049 | 0.3 | 13500 | 2007 | 9999 |  |  | N | Landfill Gas | [13 empty] | 0.32586 | 0.32586 | 0.32586 | 0.32586 | [11 empty] | INGENCO Wholesale Power LLC | 100 | INGENCO | 100
New Bern | 56688_G_6 | 56688 | G | 6 |  | Landfill Gas |  | S_VACA | North Carolina | 37 | Craven | 49 | 37049 | 0.3 | 13500 | 2007 | 9999 |  |  | N | Landfill Gas | [13 empty] | 0.32586 | 0.32586 | 0.32586 | 0.32586 | [11 empty] | INGENCO Wholesale Power LLC | 100 | INGENCO | 100
New Bern | 56688_G_7 | 56688 | G | 7 |  | Landfill Gas |  | S_VACA | North Carolina | 37 | Craven | 49 | 37049 | 0.3 | 13500 | 2007 | 9999 |  |  | N | Landfill Gas | [13 empty] | 0.32586 | 0.32586 | 0.32586 | 0.32586 | [11 empty] | INGENCO Wholesale Power LLC | 100 | INGENCO | 100
New Bern | 56688_G_8 | 56688 | G | 8 |  | Landfill Gas |  | S_VACA | North Carolina | 37 | Craven | 49 | 37049 | 0.3 | 13500 | 2007 | 9999 |  |  | N | Landfill Gas | [13 empty] | 0.32586 | 0.32586 | 0.32586 | 0.32586 | [11 empty] | INGENCO Wholesale Power LLC | 100 | INGENCO | 100
New Bern | 56688_G_9 | 56688 | G | 9 |  | Landfill Gas |  | S_VACA | North Carolina | 37 | Craven | 49 | 37049 | 0.3 | 13500 | 2007 | 9999 |  |  | N | Landfill Gas | [13 empty] | 0.32586 | 0.32586 | 0.32586 | 0.32586 | [11 empty] | INGENCO Wholesale Power LLC | 100 | INGENCO | 100
New Bern | 56688_G_13 | 56688 | G | 13 |  | Landfill Gas |  | S_VACA | North Carolina | 37 | Craven | 49 | 37049 | 0.3 | 13500 | 2011 | 9999 |  |  | N | Landfill Gas | [13 empty] | 0.32586 | 0.32586 | 0.32586 | 0.32586 | [11 empty] | INGENCO Wholesale Power LLC | 100 | INGENCO | 100
New Bern | 56688_G_14 | 56688 | G | 14 |  | Landfill Gas |  | S_VACA | North Carolina | 37 | Craven | 49 | 37049 | 0.3 | 13500 | 2011 | 9999 |  |  | N | Landfill Gas | [13 empty] | 0.32586 | 0.32586 | 0.32586 | 0.32586 | [11 empty] | INGENCO Wholesale Power LLC | 100 | INGENCO | 100
New Bern | 56688_G_15 | 56688 | G | 15 |  | Landfill Gas |  | S_VACA | North Carolina | 37 | Craven | 49 | 37049 | 0.3 | 13500 | 2011 | 9999 |  |  | N | Landfill Gas | [13 empty] | 0.32586 | 0.32586 | 0.32586 | 0.32586 | [11 empty] | INGENCO Wholesale Power LLC | 100 | INGENCO | 100
New Bern | 56688_G_16 | 56688 | G | 16 |  | Landfill Gas |  | S_VACA | North Carolina | 37 | Craven | 49 | 37049 | 0.3 | 13500 | 2011 | 9999 |  |  | N | Landfill Gas | [13 empty] | 0.32586 | 0.32586 | 0.32586 | 0.32586 | [11 empty] | INGENCO Wholesale Power LLC | 100 | INGENCO | 100
New Bern | 56688_G_17 | 56688 | G | 17 |  | Landfill Gas |  | S_VACA | North Carolina | 37 | Craven | 49 | 37049 | 0.3 | 13500 | 2011 | 9999 |  |  | N | Landfill Gas | [13 empty] | 0.32586 | 0.32586 | 0.32586 | 0.32586 | [11 empty] | INGENCO Wholesale Power LLC | 100 | INGENCO | 100
New Bern | 56688_G_18 | 56688 | G | 18 |  | Landfill Gas |  | S_VACA | North Carolina | 37 | Craven | 49 | 37049 | 0.3 | 13500 | 2011 | 9999 |  |  | N | Landfill Gas | [13 empty] | 0.32586 | 0.32586 | 0.32586 | 0.32586 | [11 empty] | INGENCO Wholesale Power LLC | 100 | INGENCO | 100
Pine Grove | 56690_G_1 | 56690 | G | 1 |  | Landfill Gas |  | PJM_WMAC | Pennsylvania | 42 | Schuylkill | 107 | 42107 | 0.3 | 13500 | 2008 | 9999 |  |  | N | Landfill Gas | [13 empty] | 0.22117 | 0.22117 | 0.22117 | 0.22117 | [11 empty] | INGENCO Wholesale Power LLC | 100 | INGENCO | 100
Pine Grove | 56690_G_10 | 56690 | G | 10 |  | Landfill Gas |  | PJM_WMAC | Pennsylvania | 42 | Schuylkill | 107 | 42107 | 0.3 | 13500 | 2008 | 9999 |  |  | N | Landfill Gas | [13 empty] | 0.22117 | 0.22117 | 0.22117 | 0.22117 | [11 empty] | INGENCO Wholesale Power LLC | 100 | INGENCO | 100
Pine Grove | 56690_G_11 | 56690 | G | 11 |  | Landfill Gas |  | PJM_WMAC | Pennsylvania | 42 | Schuylkill | 107 | 42107 | 0.3 | 13500 | 2008 | 9999 |  |  | N | Landfill Gas | [13 empty] | 0.22117 | 0.22117 | 0.22117 | 0.22117 | [11 empty] | INGENCO Wholesale Power LLC | 100 | INGENCO | 100
Pine Grove | 56690_G_12 | 56690 | G | 12 |  | Landfill Gas |  | PJM_WMAC | Pennsylvania | 42 | Schuylkill | 107 | 42107 | 0.3 | 13500 | 2008 | 9999 |  |  | N | Landfill Gas | [13 empty] | 0.22117 | 0.22117 | 0.22117 | 0.22117 | [11 empty] | INGENCO Wholesale Power LLC | 100 | INGENCO | 100
Pine Grove | 56690_G_13 | 56690 | G | 13 |  | Landfill Gas |  | PJM_WMAC | Pennsylvania | 42 | Schuylkill | 107 | 42107 | 0.3 | 13500 | 2008 | 9999 |  |  | N | Landfill Gas | [13 empty] | 0.22117 | 0.22117 | 0.22117 | 0.22117 | [11 empty] | INGENCO Wholesale Power LLC | 100 | INGENCO | 100
Pine Grove | 56690_G_14 | 56690 | G | 14 |  | Landfill Gas |  | PJM_WMAC | Pennsylvania | 42 | Schuylkill | 107 | 42107 | 0.3 | 13500 | 2008 | 9999 |  |  | N | Landfill Gas | [13 empty] | 0.22117 | 0.22117 | 0.22117 | 0.22117 | [11 empty] | INGENCO Wholesale Power LLC | 100 | INGENCO | 100
Pine Grove | 56690_G_15 | 56690 | G | 15 |  | Landfill Gas |  | PJM_WMAC | Pennsylvania | 42 | Schuylkill | 107 | 42107 | 0.3 | 13500 | 2008 | 9999 |  |  | N | Landfill Gas | [13 empty] | 0.22117 | 0.22117 | 0.22117 | 0.22117 | [11 empty] | INGENCO Wholesale Power LLC | 100 | INGENCO | 100
Pine Grove | 56690_G_16 | 56690 | G | 16 |  | Landfill Gas |  | PJM_WMAC | Pennsylvania | 42 | Schuylkill | 107 | 42107 | 0.3 | 13500 | 2008 | 9999 |  |  | N | Landfill Gas | [13 empty] | 0.22117 | 0.22117 | 0.22117 | 0.22117 | [11 empty] | INGENCO Wholesale Power LLC | 100 | INGENCO | 100
Pine Grove | 56690_G_17 | 56690 | G | 17 |  | Landfill Gas |  | PJM_WMAC | Pennsylvania | 42 | Schuylkill | 107 | 42107 | 0.3 | 13500 | 2008 | 9999 |  |  | N | Landfill Gas | [13 empty] | 0.22117 | 0.22117 | 0.22117 | 0.22117 | [11 empty] | INGENCO Wholesale Power LLC | 100 | INGENCO | 100
Pine Grove | 56690_G_18 | 56690 | G | 18 |  | Landfill Gas |  | PJM_WMAC | Pennsylvania | 42 | Schuylkill | 107 | 42107 | 0.3 | 13500 | 2008 | 9999 |  |  | N | Landfill Gas | [13 empty] | 0.22117 | 0.22117 | 0.22117 | 0.22117 | [11 empty] | INGENCO Wholesale Power LLC | 100 | INGENCO | 100
Pine Grove | 56690_G_2 | 56690 | G | 2 |  | Landfill Gas |  | PJM_WMAC | Pennsylvania | 42 | Schuylkill | 107 | 42107 | 0.3 | 13500 | 2008 | 9999 |  |  | N | Landfill Gas | [13 empty] | 0.22117 | 0.22117 | 0.22117 | 0.22117 | [11 empty] | INGENCO Wholesale Power LLC | 100 | INGENCO | 100
Pine Grove | 56690_G_3 | 56690 | G | 3 |  | Landfill Gas |  | PJM_WMAC | Pennsylvania | 42 | Schuylkill | 107 | 42107 | 0.3 | 13500 | 2008 | 9999 |  |  | N | Landfill Gas | [13 empty] | 0.22117 | 0.22117 | 0.22117 | 0.22117 | [11 empty] | INGENCO Wholesale Power LLC | 100 | INGENCO | 100
Pine Grove | 56690_G_4 | 56690 | G | 4 |  | Landfill Gas |  | PJM_WMAC | Pennsylvania | 42 | Schuylkill | 107 | 42107 | 0.3 | 13500 | 2008 | 9999 |  |  | N | Landfill Gas | [13 empty] | 0.22117 | 0.22117 | 0.22117 | 0.22117 | [11 empty] | INGENCO Wholesale Power LLC | 100 | INGENCO | 100
Pine Grove | 56690_G_5 | 56690 | G | 5 |  | Landfill Gas |  | PJM_WMAC | Pennsylvania | 42 | Schuylkill | 107 | 42107 | 0.3 | 13500 | 2008 | 9999 |  |  | N | Landfill Gas | [13 empty] | 0.22117 | 0.22117 | 0.22117 | 0.22117 | [11 empty] | INGENCO Wholesale Power LLC | 100 | INGENCO | 100
Pine Grove | 56690_G_6 | 56690 | G | 6 |  | Landfill Gas |  | PJM_WMAC | Pennsylvania | 42 | Schuylkill | 107 | 42107 | 0.3 | 13500 | 2008 | 9999 |  |  | N | Landfill Gas | [13 empty] | 0.22117 | 0.22117 | 0.22117 | 0.22117 | [11 empty] | INGENCO Wholesale Power LLC | 100 | INGENCO | 100
Pine Grove | 56690_G_7 | 56690 | G | 7 |  | Landfill Gas |  | PJM_WMAC | Pennsylvania | 42 | Schuylkill | 107 | 42107 | 0.3 | 13500 | 2008 | 9999 |  |  | N | Landfill Gas | [13 empty] | 0.22117 | 0.22117 | 0.22117 | 0.22117 | [11 empty] | INGENCO Wholesale Power LLC | 100 | INGENCO | 100
Pine Grove | 56690_G_8 | 56690 | G | 8 |  | Landfill Gas |  | PJM_WMAC | Pennsylvania | 42 | Schuylkill | 107 | 42107 | 0.3 | 13500 | 2008 | 9999 |  |  | N | Landfill Gas | [13 empty] | 0.22117 | 0.22117 | 0.22117 | 0.22117 | [11 empty] | INGENCO Wholesale Power LLC | 100 | INGENCO | 100
Pine Grove | 56690_G_9 | 56690 | G | 9 |  | Landfill Gas |  | PJM_WMAC | Pennsylvania | 42 | Schuylkill | 107 | 42107 | 0.3 | 13500 | 2008 | 9999 |  |  | N | Landfill Gas | [13 empty] | 0.22117 | 0.22117 | 0.22117 | 0.22117 | [11 empty] | INGENCO Wholesale Power LLC | 100 | INGENCO | 100
Virginia Beach | 56693_G_1 | 56693 | G | 1 |  | Landfill Gas |  | PJM_Dom | Virginia | 51 | Virginia Beach City | 810 | 51810 | 0.3 | 13500 | 2001 | 9999 |  |  | N | Landfill Gas | [13 empty] | 0.6 | 0.6 | 0.6 | 0.6 | [11 empty] | INGENCO | 100 | INGENCO | 100
Virginia Beach | 56693_G_10 | 56693 | G | 10 |  | Landfill Gas |  | PJM_Dom | Virginia | 51 | Virginia Beach City | 810 | 51810 | 0.3 | 13500 | 2001 | 9999 |  |  | N | Landfill Gas | [13 empty] | 0.6 | 0.6 | 0.6 | 0.6 | [11 empty] | INGENCO | 100 | INGENCO | 100
Virginia Beach | 56693_G_11 | 56693 | G | 11 |  | Landfill Gas |  | PJM_Dom | Virginia | 51 | Virginia Beach City | 810 | 51810 | 0.3 | 13500 | 2001 | 9999 |  |  | N | Landfill Gas | [13 empty] | 0.6 | 0.6 | 0.6 | 0.6 | [11 empty] | INGENCO | 100 | INGENCO | 100
Virginia Beach | 56693_G_12 | 56693 | G | 12 |  | Landfill Gas |  | PJM_Dom | Virginia | 51 | Virginia Beach City | 810 | 51810 | 0.3 | 13500 | 2001 | 9999 |  |  | N | Landfill Gas | [13 empty] | 0.6 | 0.6 | 0.6 | 0.6 | [11 empty] | INGENCO | 100 | INGENCO | 100
Virginia Beach | 56693_G_13 | 56693 | G | 13 |  | Landfill Gas |  | PJM_Dom | Virginia | 51 | Virginia Beach City | 810 | 51810 | 0.3 | 13500 | 2001 | 9999 |  |  | N | Landfill Gas | [13 empty] | 0.6 | 0.6 | 0.6 | 0.6 | [11 empty] | INGENCO | 100 | INGENCO | 100
Virginia Beach | 56693_G_14 | 56693 | G | 14 |  | Landfill Gas |  | PJM_Dom | Virginia | 51 | Virginia Beach City | 810 | 51810 | 0.3 | 13500 | 2001 | 9999 |  |  | N | Landfill Gas | [13 empty] | 0.6 | 0.6 | 0.6 | 0.6 | [11 empty] | INGENCO | 100 | INGENCO | 100
Virginia Beach | 56693_G_15 | 56693 | G | 15 |  | Landfill Gas |  | PJM_Dom | Virginia | 51 | Virginia Beach City | 810 | 51810 | 0.3 | 13500 | 2001 | 9999 |  |  | N | Landfill Gas | [13 empty] | 0.6 | 0.6 | 0.6 | 0.6 | [11 empty] | INGENCO | 100 | INGENCO | 100
Virginia Beach | 56693_G_16 | 56693 | G | 16 |  | Landfill Gas |  | PJM_Dom | Virginia | 51 | Virginia Beach City | 810 | 51810 | 0.3 | 13500 | 2001 | 9999 |  |  | N | Landfill Gas | [13 empty] | 0.6 | 0.6 | 0.6 | 0.6 | [11 empty] | INGENCO | 100 | INGENCO | 100
Virginia Beach | 56693_G_17 | 56693 | G | 17 |  | Landfill Gas |  | PJM_Dom | Virginia | 51 | Virginia Beach City | 810 | 51810 | 0.3 | 13500 | 2001 | 9999 |  |  | N | Landfill Gas | [13 empty] | 0.6 | 0.6 | 0.6 | 0.6 | [11 empty] | INGENCO | 100 | INGENCO | 100
Virginia Beach | 56693_G_18 | 56693 | G | 18 |  | Landfill Gas |  | PJM_Dom | Virginia | 51 | Virginia Beach City | 810 | 51810 | 0.3 | 13500 | 2001 | 9999 |  |  | N | Landfill Gas | [13 empty] | 0.6 | 0.6 | 0.6 | 0.6 | [11 empty] | INGENCO | 100 | INGENCO | 100
Virginia Beach | 56693_G_19 | 56693 | G | 19 |  | Landfill Gas |  | PJM_Dom | Virginia | 51 | Virginia Beach City | 810 | 51810 | 0.3 | 13500 | 2001 | 9999 |  |  | N | Landfill Gas | [13 empty] | 0.6 | 0.6 | 0.6 | 0.6 | [11 empty] | INGENCO | 100 | INGENCO | 100
Virginia Beach | 56693_G_2 | 56693 | G | 2 |  | Landfill Gas |  | PJM_Dom | Virginia | 51 | Virginia Beach City | 810 | 51810 | 0.3 | 13500 | 2001 | 9999 |  |  | N | Landfill Gas | [13 empty] | 0.6 | 0.6 | 0.6 | 0.6 | [11 empty] | INGENCO | 100 | INGENCO | 100
Virginia Beach | 56693_G_20 | 56693 | G | 20 |  | Landfill Gas |  | PJM_Dom | Virginia | 51 | Virginia Beach City | 810 | 51810 | 0.3 | 13500 | 2001 | 9999 |  |  | N | Landfill Gas | [13 empty] | 0.6 | 0.6 | 0.6 | 0.6 | [11 empty] | INGENCO | 100 | INGENCO | 100
Virginia Beach | 56693_G_21 | 56693 | G | 21 |  | Landfill Gas |  | PJM_Dom | Virginia | 51 | Virginia Beach City | 810 | 51810 | 0.3 | 13500 | 2001 | 9999 |  |  | N | Landfill Gas | [13 empty] | 0.6 | 0.6 | 0.6 | 0.6 | [11 empty] | INGENCO | 100 | INGENCO | 100
Virginia Beach | 56693_G_22 | 56693 | G | 22 |  | Landfill Gas |  | PJM_Dom | Virginia | 51 | Virginia Beach City | 810 | 51810 | 0.3 | 13500 | 2001 | 9999 |  |  | N | Landfill Gas | [13 empty] | 0.6 | 0.6 | 0.6 | 0.6 | [11 empty] | INGENCO | 100 | INGENCO | 100
Virginia Beach | 56693_G_23 | 56693 | G | 23 |  | Landfill Gas |  | PJM_Dom | Virginia | 51 | Virginia Beach City | 810 | 51810 | 0.3 | 13500 | 2001 | 9999 |  |  | N | Landfill Gas | [13 empty] | 0.6 | 0.6 | 0.6 | 0.6 | [11 empty] | INGENCO | 100 | INGENCO | 100
Virginia Beach | 56693_G_24 | 56693 | G | 24 |  | Landfill Gas |  | PJM_Dom | Virginia | 51 | Virginia Beach City | 810 | 51810 | 0.3 | 13500 | 2001 | 9999 |  |  | N | Landfill Gas | [13 empty] | 0.6 | 0.6 | 0.6 | 0.6 | [11 empty] | INGENCO | 100 | INGENCO | 100
Virginia Beach | 56693_G_25 | 56693 | G | 25 |  | Landfill Gas |  | PJM_Dom | Virginia | 51 | Virginia Beach City | 810 | 51810 | 0.3 | 13500 | 2001 | 9999 |  |  | N | Landfill Gas | [13 empty] | 0.6 | 0.6 | 0.6 | 0.6 | [11 empty] | INGENCO | 100 | INGENCO | 100
Virginia Beach | 56693_G_26 | 56693 | G | 26 |  | Landfill Gas |  | PJM_Dom | Virginia | 51 | Virginia Beach City | 810 | 51810 | 0.3 | 13500 | 2001 | 9999 |  |  | N | Landfill Gas | [13 empty] | 0.6 | 0.6 | 0.6 | 0.6 | [11 empty] | INGENCO | 100 | INGENCO | 100
Virginia Beach | 56693_G_27 | 56693 | G | 27 |  | Landfill Gas |  | PJM_Dom | Virginia | 51 | Virginia Beach City | 810 | 51810 | 0.3 | 13500 | 2001 | 9999 |  |  | N | Landfill Gas | [13 empty] | 0.6 | 0.6 | 0.6 | 0.6 | [11 empty] | INGENCO | 100 | INGENCO | 100
Virginia Beach | 56693_G_28 | 56693 | G | 28 |  | Landfill Gas |  | PJM_Dom | Virginia | 51 | Virginia Beach City | 810 | 51810 | 0.3 | 13500 | 2001 | 9999 |  |  | N | Landfill Gas | [13 empty] | 0.6 | 0.6 | 0.6 | 0.6 | [11 empty] | INGENCO | 100 | INGENCO | 100
Virginia Beach | 56693_G_29 | 56693 | G | 29 |  | Landfill Gas |  | PJM_Dom | Virginia | 51 | Virginia Beach City | 810 | 51810 | 0.3 | 13500 | 2001 | 9999 |  |  | N | Landfill Gas | [13 empty] | 0.6 | 0.6 | 0.6 | 0.6 | [11 empty] | INGENCO | 100 | INGENCO | 100
Virginia Beach | 56693_G_3 | 56693 | G | 3 |  | Landfill Gas |  | PJM_Dom | Virginia | 51 | Virginia Beach City | 810 | 51810 | 0.3 | 13500 | 2001 | 9999 |  |  | N | Landfill Gas | [13 empty] | 0.6 | 0.6 | 0.6 | 0.6 | [11 empty] | INGENCO | 100 | INGENCO | 100
Virginia Beach | 56693_G_30 | 56693 | G | 30 |  | Landfill Gas |  | PJM_Dom | Virginia | 51 | Virginia Beach City | 810 | 51810 | 0.3 | 13500 | 2001 | 9999 |  |  | N | Landfill Gas | [13 empty] | 0.6 | 0.6 | 0.6 | 0.6 | [11 empty] | INGENCO | 100 | INGENCO | 100
Virginia Beach | 56693_G_31 | 56693 | G | 31 |  | Landfill Gas |  | PJM_Dom | Virginia | 51 | Virginia Beach City | 810 | 51810 | 0.3 | 13500 | 2001 | 9999 |  |  | N | Landfill Gas | [13 empty] | 0.6 | 0.6 | 0.6 | 0.6 | [11 empty] | INGENCO | 100 | INGENCO | 100
Virginia Beach | 56693_G_32 | 56693 | G | 32 |  | Landfill Gas |  | PJM_Dom | Virginia | 51 | Virginia Beach City | 810 | 51810 | 0.3 | 13500 | 2001 | 9999 |  |  | N | Landfill Gas | [13 empty] | 0.6 | 0.6 | 0.6 | 0.6 | [11 empty] | INGENCO | 100 | INGENCO | 100
Virginia Beach | 56693_G_33 | 56693 | G | 33 |  | Landfill Gas |  | PJM_Dom | Virginia | 51 | Virginia Beach City | 810 | 51810 | 0.3 | 13500 | 2001 | 9999 |  |  | N | Landfill Gas | [13 empty] | 0.6 | 0.6 | 0.6 | 0.6 | [11 empty] | INGENCO | 100 | INGENCO | 100
Virginia Beach | 56693_G_34 | 56693 | G | 34 |  | Landfill Gas |  | PJM_Dom | Virginia | 51 | Virginia Beach City | 810 | 51810 | 0.3 | 13500 | 2001 | 9999 |  |  | N | Landfill Gas | [13 empty] | 0.6 | 0.6 | 0.6 | 0.6 | [11 empty] | INGENCO | 100 | INGENCO | 100
Virginia Beach | 56693_G_35 | 56693 | G | 35 |  | Landfill Gas |  | PJM_Dom | Virginia | 51 | Virginia Beach City | 810 | 51810 | 0.3 | 13500 | 2001 | 9999 |  |  | N | Landfill Gas | [13 empty] | 0.6 | 0.6 | 0.6 | 0.6 | [11 empty] | INGENCO | 100 | INGENCO | 100
Virginia Beach | 56693_G_36 | 56693 | G | 36 |  | Landfill Gas |  | PJM_Dom | Virginia | 51 | Virginia Beach City | 810 | 51810 | 0.3 | 13500 | 2001 | 9999 |  |  | N | Landfill Gas | [13 empty] | 0.6 | 0.6 | 0.6 | 0.6 | [11 empty] | INGENCO | 100 | INGENCO | 100
Virginia Beach | 56693_G_4 | 56693 | G | 4 |  | Landfill Gas |  | PJM_Dom | Virginia | 51 | Virginia Beach City | 810 | 51810 | 0.3 | 13500 | 2001 | 9999 |  |  | N | Landfill Gas | [13 empty] | 0.6 | 0.6 | 0.6 | 0.6 | [11 empty] | INGENCO | 100 | INGENCO | 100
Virginia Beach | 56693_G_5 | 56693 | G | 5 |  | Landfill Gas |  | PJM_Dom | Virginia | 51 | Virginia Beach City | 810 | 51810 | 0.3 | 13500 | 2001 | 9999 |  |  | N | Landfill Gas | [13 empty] | 0.6 | 0.6 | 0.6 | 0.6 | [11 empty] | INGENCO | 100 | INGENCO | 100
Virginia Beach | 56693_G_6 | 56693 | G | 6 |  | Landfill Gas |  | PJM_Dom | Virginia | 51 | Virginia Beach City | 810 | 51810 | 0.3 | 13500 | 2001 | 9999 |  |  | N | Landfill Gas | [13 empty] | 0.6 | 0.6 | 0.6 | 0.6 | [11 empty] | INGENCO | 100 | INGENCO | 100
Virginia Beach | 56693_G_7 | 56693 | G | 7 |  | Landfill Gas |  | PJM_Dom | Virginia | 51 | Virginia Beach City | 810 | 51810 | 0.3 | 13500 | 2001 | 9999 |  |  | N | Landfill Gas | [13 empty] | 0.6 | 0.6 | 0.6 | 0.6 | [11 empty] | INGENCO | 100 | INGENCO | 100
Virginia Beach | 56693_G_8 | 56693 | G | 8 |  | Landfill Gas |  | PJM_Dom | Virginia | 51 | Virginia Beach City | 810 | 51810 | 0.3 | 13500 | 2001 | 9999 |  |  | N | Landfill Gas | [13 empty] | 0.6 | 0.6 | 0.6 | 0.6 | [11 empty] | INGENCO | 100 | INGENCO | 100
Virginia Beach | 56693_G_9 | 56693 | G | 9 |  | Landfill Gas |  | PJM_Dom | Virginia | 51 | Virginia Beach City | 810 | 51810 | 0.3 | 13500 | 2001 | 9999 |  |  | N | Landfill Gas | [13 empty] | 0.6 | 0.6 | 0.6 | 0.6 | [11 empty] | INGENCO | 100 | INGENCO | 100
Russell D Smith | 56694_G_1 | 56694 | G | 1 |  | Hydro |  | WECC_PNW | Washington | 53 | Adams | 1 | 53001 | 6.1 | 0 | 1982 | 9999 |  |  | N | Hydro | [13 empty] | 0 | 0 | 0 | 0 | [11 empty] | Tacoma Public Utilities | 100 | Tacoma Public Utilities | 100
Summer Falls Power Plant | 56695_G_1 | 56695 | G | 1 |  | Hydro |  | WECC_PNW | Washington | 53 | Grant | 25 | 53025 | 46 | 0 | 1985 | 9999 |  |  | N | Hydro | [13 empty] | 0 | 0 | 0 | 0 | [11 empty] | East Columbia Basin Irrigation District | 100 | East Columbia Basin Irrigation District | 100
Summer Falls Power Plant | 56695_G_2 | 56695 | G | 2 |  | Hydro |  | WECC_PNW | Washington | 53 | Grant | 25 | 53025 | 46 | 0 | 1985 | 9999 |  |  | N | Hydro | [13 empty] | 0 | 0 | 0 | 0 | [11 empty] | East Columbia Basin Irrigation District | 100 | East Columbia Basin Irrigation District | 100
Eltopia Branch Canal 4.6 | 56696_G_1 | 56696 | G | 1 |  | Hydro |  | WECC_PNW | Washington | 53 | Franklin | 21 | 53021 | 2.2 | 0 | 1983 | 9999 |  |  | N | Hydro | [13 empty] | 0 | 0 | 0 | 0 | [11 empty] | Grand Coulee Project Hydroelectric Authority | 100 | East Columbia Basin Irrigation District | 100
Potholes East Canal 66.0 | 56697_G_1 | 56697 | G | 1 |  | Hydro |  | WECC_PNW | Washington | 53 | Franklin | 21 | 53021 | 2.3 | 0 | 1985 | 9999 |  |  | N | Hydro | [13 empty] | 0 | 0 | 0 | 0 | [11 empty] | Grand Coulee Project Hydroelectric Authority | 100 | East Columbia Basin Irrigation District | 100
Main Canal Headworks | 56698_G_1 | 56698 | G | 1 |  | Hydro |  | WECC_PNW | Washington | 53 | Grant | 25 | 53025 | 26.8 | 0 | 1987 | 9999 |  |  | N | Hydro | [13 empty] | 0 | 0 | 0 | 0 | [11 empty] | East Columbia Basin Irrigation District | 100 | East Columbia Basin Irrigation District | 100
Forward Windpower LLC | 56699_G_1 | 56699 | G | 1 |  | Onshore Wind |  | PJM_PENE | Pennsylvania | 42 | Somerset | 111 | 42111 | 29.4 | 0 | 2008 | 9999 |  |  | N | Wind | [13 empty] | 0 | 0 | 0 | 0 | [11 empty] | Forward Windpower LLC | 100 | NRG Energy Inc | 100
Lookout Windpower LLC | 56700_G_1 | 56700 | G | 1 |  | Onshore Wind |  | PJM_PENE | Pennsylvania | 42 | Somerset | 111 | 42111 | 37.8 | 0 | 2008 | 9999 |  |  | N | Wind | [13 empty] | 0 | 0 | 0 | 0 | [11 empty] | Lookout Windpower LLC | 100 | Global Infrastructure Partners | 100
Haworth Water Treatment Plant | 56701_G_GEN1 | 56701 | G | GEN1 |  | Combustion Turbine | IC Engine | PJM_EMAC | New Jersey | 34 | Bergen | 3 | 34003 | 2 | 11110 | 2004 | 9999 |  |  | N | Natural Gas | [13 empty] | 0.2021 | 0.2021 | 0.2021 | 0.2021 | [11 empty] | EPP Renewable Energy LLC | 100 | Exelon Corp | 100
Haworth Water Treatment Plant | 56701_G_GEN2 | 56701 | G | GEN2 |  | Combustion Turbine | IC Engine | PJM_EMAC | New Jersey | 34 | Bergen | 3 | 34003 | 2 | 11112 | 2004 | 9999 |  |  | N | Natural Gas | [13 empty] | 0.202 | 0.202 | 0.202 | 0.202 | [11 empty] | EPP Renewable Energy LLC | 100 | Exelon Corp | 100
Haworth Water Treatment Plant | 56701_G_GEN3 | 56701 | G | GEN3 |  | Combustion Turbine | IC Engine | PJM_EMAC | New Jersey | 34 | Bergen | 3 | 34003 | 2 | 11112 | 2004 | 9999 |  |  | N | Natural Gas | [13 empty] | 0.202 | 0.202 | 0.202 | 0.202 | [11 empty] | EPP Renewable Energy LLC | 100 | Exelon Corp | 100
Haworth Water Treatment Plant | 56701_G_GEN4 | 56701 | G | GEN4 |  | Combustion Turbine | IC Engine | PJM_EMAC | New Jersey | 34 | Bergen | 3 | 34003 | 2 | 11112 | 2004 | 9999 |  |  | N | Natural Gas | [13 empty] | 0.202 | 0.202 | 0.202 | 0.202 | [11 empty] | EPP Renewable Energy LLC | 100 | Exelon Corp | 100
Haworth Water Treatment Plant | 56701_G_GEN5 | 56701 | G | GEN5 |  | Combustion Turbine | IC Engine | PJM_EMAC | New Jersey | 34 | Bergen | 3 | 34003 | 3.9 | 10745 | 2018 | 9999 |  |  | N | Distillate Fuel Oil | [13 empty] | 1.6498 | 1.6498 | 1.6498 | 1.6498 | [11 empty] | EPP Renewable Energy LLC | 100 | Exelon Corp | 100
Haworth Water Treatment Plant | 56701_G_GEN6 | 56701 | G | GEN6 |  | Combustion Turbine | IC Engine | PJM_EMAC | New Jersey | 34 | Bergen | 3 | 34003 | 3.9 | 10745 | 2018 | 9999 |  |  | N | Distillate Fuel Oil | [13 empty] | 1.6498 | 1.6498 | 1.6498 | 1.6498 | [11 empty] | EPP Renewable Energy LLC | 100 | Exelon Corp | 100
Tuolumne Wind Project | 56702_G_WPT1 | 56702 | G | WPT1 |  | Onshore Wind |  | WECC_PNW | Washington | 53 | Klickitat | 39 | 53039 | 136.3 | 0 | 2009 | 9999 |  |  | N | Wind | [13 empty] | 0 | 0 | 0 | 0 | [11 empty] | Tuolumne Wind Project Authority | 100 | Tuolumne Wind Project Authority | 100
Lyons Falls Hydroelectric | 56703_G_1 | 56703 | G | 1 |  | Hydro |  | NY_Z_C&E | New York | 36 | Lewis | 49 | 36049 | 1 | 0 | 1923 | 9999 |  |  | N | Hydro | [13 empty] | 0 | 0 | 0 | 0 | [11 empty] | Northbrook Lyons Falls LLC | 100 | Northbrook Lyons Falls LLC | 100
Lyons Falls Hydroelectric | 56703_G_6 | 56703 | G | 6 |  | Hydro |  | NY_Z_C&E | New York | 36 | Lewis | 49 | 36049 | 1.2 | 0 | 1963 | 9999 |  |  | N | Hydro | [13 empty] | 0 | 0 | 0 | 0 | [11 empty] | Northbrook Lyons Falls LLC | 100 | Northbrook Lyons Falls LLC | 100
Lyons Falls Hydroelectric | 56703_G_7 | 56703 | G | 7 |  | Hydro |  | NY_Z_C&E | New York | 36 | Lewis | 49 | 36049 | 1.2 | 0 | 1966 | 9999 |  |  | N | Hydro | [13 empty] | 0 | 0 | 0 | 0 | [11 empty] | Northbrook Lyons Falls LLC | 100 | Northbrook Lyons Falls LLC | 100
Lyons Falls Hydroelectric | 56703_G_9 | 56703 | G | 9 |  | Hydro |  | NY_Z_C&E | New York | 36 | Lewis | 49 | 36049 | 0.9 | 0 | 1971 | 9999 |  |  | N | Hydro | [13 empty] | 0 | 0 | 0 | 0 | [11 empty] | Northbrook Lyons Falls LLC | 100 | Northbrook Lyons Falls LLC | 100
Lyons Falls Hydroelectric | 56703_G_8 | 56703 | G | 8 |  | Hydro |  | NY_Z_C&E | New York | 36 | Lewis | 49 | 36049 | 1.2 | 0 | 1974 | 9999 |  |  | N | Hydro | [13 empty] | 0 | 0 | 0 | 0 | [11 empty] | Northbrook Lyons Falls LLC | 100 | Northbrook Lyons Falls LLC | 100
Gouldtown | 56704_G_3 | 56704 | G | 3 |  | Hydro |  | NY_Z_C&E | New York | 36 | Lewis | 49 | 36049 | 2 | 0 | 1953 | 9999 |  |  | N | Hydro | [13 empty] | 0 | 0 | 0 | 0 | [11 empty] | Northbrook Lyons Falls LLC | 100 | Northbrook Lyons Falls LLC | 100
Kosterville | 56705_G_4 | 56705 | G | 4 |  | Hydro |  | NY_Z_C&E | New York | 36 | Lewis | 49 | 36049 | 0.5 | 0 | 1955 | 9999 |  |  | N | Hydro | [13 empty] | 0 | 0 | 0 | 0 | [11 empty] | Northbrook Lyons Falls LLC | 100 | Northbrook Lyons Falls LLC | 100
Kosterville | 56705_G_5 | 56705 | G | 5 |  | Hydro |  | NY_Z_C&E | New York | 36 | Lewis | 49 | 36049 | 0.5 | 0 | 1958 | 9999 |  |  | N | Hydro | [13 empty] | 0 | 0 | 0 | 0 | [11 empty] | Northbrook Lyons Falls LLC | 100 | Northbrook Lyons Falls LLC | 100
Ampersand Chowchilla Biomass LLC | 56706_B_SD200 | 56706 | B | SD200 |  | Biomass |  | WEC_CALN | California | 6 | Madera | 39 | 06039 | 10.5 | 19505 | 2008 | 9999 |  |  | N | Biomass |  |  | 0.9 | NH3 | SNCR |  |  | B + C | NA |  |  |  |  | 0.07228 | 0.07228 | 0.07228 | 0.07228 |  |  |  |  | Yes | 2008 | [5 empty] | Global Ampersand LLC | 100 | Ampersand Energy Partners LLC | 100
El Nido Facility | 56707_B_SD200 | 56707 | B | SD200 |  | Biomass |  | WEC_CALN | California | 6 | Merced | 47 | 06047 | 10.5 | 20516 | 2008 | 9999 |  |  | N | Biomass |  |  | 0.9 | NH3 | SNCR |  |  | B + C | NA |  |  |  |  | 0.08777 | 0.08777 | 0.08777 | 0.08777 |  |  |  |  | Yes | 2008 | [5 empty] | Global Ampersand LLC | 100 | Ampersand Energy Partners LLC | 100
CFB Power Plant | 56708_B_H1101 | 56708 | B | H1101 |  | O/G Steam |  | ERC_REST | Texas | 48 | Calhoun | 57 | 48057 | 143 | 11798 | 2012 | 9999 |  | dry | N | Natural Gas |  |  |  | CF + LNB + NH3 | SNCR | [7 empty] | 0.178 | 0.04956 | 0.04956 | 0.04956 | 0.04956 | [11 empty] | Formosa Plastics Corp TX | 100 | Formosa Plastics Corp | 100
CFB Power Plant | 56708_B_H1201 | 56708 | B | H1201 |  | O/G Steam |  | ERC_REST | Texas | 48 | Calhoun | 57 | 48057 | 143 | 11798 | 2012 | 9999 |  | dry | N | Natural Gas |  |  |  | CF + LNB + NH3 | SNCR | [7 empty] | 0.178 | 0.05379 | 0.05379 | 0.05379 | 0.05379 | [11 empty] | NuCoastal Energy | 100 | NuCoastal Energy | 100
Jeffers Wind 20 LLC | 56750_G_1 | 56750 | G | 1 |  | Onshore Wind |  | MIS_IA | Minnesota | 27 | Cottonwood | 33 | 27033 | 50 | 0 | 2008 | 9999 |  |  | N | Wind | [13 empty] | 0 | 0 | 0 | 0 | [11 empty] | Jeffers Wind 20 LLC | 100 | Longroad Energy Holdings LLC | 100
Spanish Fork Wind Park 2 LLC | 56751_G_1 | 56751 | G | 1 |  | Onshore Wind |  | WECC_UT | Utah | 49 | Utah | 49 | 49049 | 18.9 | 0 | 2008 | 9999 |  |  | N | Wind | [13 empty] | 0 | 0 | 0 | 0 | [11 empty] | Spanish Fork Wind Park 2 LLC | 100 | NRG Energy Inc | 100
Mountain Wind Power LLC | 56752_G_1 | 56752 | G | 1 |  | Onshore Wind |  | WECC_WY | Wyoming | 56 | Uinta | 41 | 56041 | 61 | 0 | 2008 | 9999 |  |  | N | Wind | [13 empty] | 0 | 0 | 0 | 0 | [11 empty] | Mountain Wind LLC | 100 | Edison International | 100
Mountain Wind Power II LLC | 56753_G_1 | 56753 | G | 1 |  | Onshore Wind |  | WECC_WY | Wyoming | 56 | Uinta | 41 | 56041 | 80 | 0 | 2008 | 9999 |  |  | N | Wind | [13 empty] | 0 | 0 | 0 | 0 | [11 empty] | Mountain Wind Power II LLC | 100 | Edison International | 100
Goat Wind LP | 56754_G_1 | 56754 | G | 1 |  | Onshore Wind |  | ERC_WEST | Texas | 48 | Sterling | 431 | 48431 | 80 | 0 | 2008 | 9999 |  |  | N | Wind | [13 empty] | 0 | 0 | 0 | 0 | [11 empty] | Goat Wind LLC | 100 | NRG Energy Inc | 100
Goat Wind LP | 56754_G_2 | 56754 | G | 2 |  | Onshore Wind |  | ERC_WEST | Texas | 48 | Sterling | 431 | 48431 | 69.6 | 0 | 2009 | 9999 |  |  | N | Wind | [13 empty] | 0 | 0 | 0 | 0 | [11 empty] | Goat Wind LLC | 100 | NRG Energy Inc | 100
Odin Wind Farm LLC | 56755_G_1 | 56755 | G | 1 |  | Onshore Wind |  | MIS_MNWI | Minnesota | 27 | Cottonwood | 33 | 27033 | 20 | 0 | 2008 | 9999 |  |  | N | Wind | [13 empty] | 0 | 0 | 0 | 0 | [11 empty] | OWF One LLC | 20 | NRG Energy Inc | 100
Capricorn Ridge Wind LLC | 56763_G_1 | 56763 | G | 1 |  | Onshore Wind |  | ERC_WEST | Texas | 48 | Sterling | 431 | 48431 | 149.5 | 0 | 2007 | 9999 |  |  | N | Wind | [13 empty] | 0 | 0 | 0 | 0 | [11 empty] | Cap Ridge Wind 1 LLC | 100 | NextEra Energy Inc | 100
Capricorn Ridge Wind LLC | 56763_G_2 | 56763 | G | 2 |  | Onshore Wind |  | ERC_WEST | Texas | 48 | Sterling | 431 | 48431 | 214.5 | 0 | 2007 | 9999 |  |  | N | Wind | [13 empty] | 0 | 0 | 0 | 0 | [11 empty] | Capricorn Ridge Wind LLC | 100 | NextEra Energy Inc | 100
Capricorn Ridge Wind LLC | 56763_G_3 | 56763 | G | 3 |  | Onshore Wind |  | ERC_WEST | Texas | 48 | Sterling | 431 | 48431 | 186 | 0 | 2008 | 9999 |  |  | N | Wind | [13 empty] | 0 | 0 | 0 | 0 | [11 empty] | Capricorn Ridge Wind II LLC | 100 | NextEra Energy Inc | 100
Capricorn Ridge Wind LLC | 56763_G_4 | 56763 | G | 4 |  | Onshore Wind |  | ERC_WEST | Texas | 48 | Sterling | 431 | 48431 | 112.5 | 0 | 2008 | 9999 |  |  | N | Wind | [13 empty] | 0 | 0 | 0 | 0 | [11 empty] | Capricorn Ridge Wind II LLC | 100 | NextEra Energy Inc | 100
Winnebago Wind Power Project | 56764_G_1 | 56764 | G | 1 |  | Onshore Wind |  | MIS_IA | Iowa | 19 | Winnebago | 189 | 19189 | 20 | 0 | 2008 | 9999 |  |  | N | Wind | [13 empty] | 0 | 0 | 0 | 0 | [11 empty] | Renewable Power Markets Access Inc | 100 | Iberdrola SA | 100
Barton Windpower LLC | 56765_G_1 | 56765 | G | 1 |  | Onshore Wind |  | MIS_IA | Iowa | 19 | Worth | 195 | 19195 | 28 | 0 | 2009 | 9999 |  |  | N | Wind | [13 empty] | 0 | 0 | 0 | 0 | [11 empty] | Barton Windpower LLC | 100 | Iberdrola SA | 100
Barton Windpower LLC | 56765_G_2 | 56765 | G | 2 |  | Onshore Wind |  | MIS_IA | Iowa | 19 | Worth | 195 | 19195 | 132 | 0 | 2009 | 9999 |  |  | N | Wind | [13 empty] | 0 | 0 | 0 | 0 | [11 empty] | Barton Windpower II LLC | 100 | Iberdrola SA | 100
Farmers City Wind LLC | 56767_G_1 | 56767 | G | 1 |  | Onshore Wind |  | MIS_MO | Missouri | 29 | Atchison | 5 | 29005 | 146 | 0 | 2009 | 9999 |  |  | N | Wind | [13 empty] | 0 | 0 | 0 | 0 | [11 empty] | Farmers City Wind LLC | 100 | Iberdrola SA | 100
CalRenew-1 | 56768_G_CR1 | 56768 | G | CR1 |  | Solar PV |  | WEC_CALN | California | 6 | Fresno | 19 | 06019 | 5 | 0 | 2010 | 9999 |  |  | N | Solar | [13 empty] | 0 | 0 | 0 | 0 | [11 empty] | CalRENEW 1 LLC | 100 | Meridian Energy Limited | 100
Locust Ridge II LLC | 56770_G_1 | 56770 | G | 1 |  | Onshore Wind |  | PJM_WMAC | Pennsylvania | 42 | Schuylkill | 107 | 42107 | 102 | 0 | 2009 | 9999 |  |  | N | Wind | [13 empty] | 0 | 0 | 0 | 0 | [11 empty] | Locust Ridge Wind Farm II LLC | 100 | Iberdrola SA | 100
Silver Star I Wind Power Project | 56771_G_1 | 56771 | G | 1 |  | Onshore Wind |  | ERC_REST | Texas | 48 | Erath | 143 | 48143 | 60 | 0 | 2008 | 9999 |  |  | N | Wind | [13 empty] | 0 | 0 | 0 | 0 | [11 empty] | Silver Star I Power Partners LLC | 100 | BP plc | 100
McAdoo Wind Energy LLC | 56773_G_1 | 56773 | G | 1 |  | Onshore Wind |  | ERC_PHDL | Texas | 48 | Dickens | 125 | 48125 | 150 | 0 | 2008 | 9999 |  |  | N | Wind | [13 empty] | 0 | 0 | 0 | 0 | [11 empty] | McAdoo Wind Energy LLC | 100 | Invenergy LLC | 100
Turkey Track Wind Energy LLC | 56774_G_1 | 56774 | G | 1 |  | Onshore Wind |  | ERC_WEST | Texas | 48 | Nolan | 353 | 48353 | 169.5 | 0 | 2008 | 9999 |  |  | N | Wind | [13 empty] | 0 | 0 | 0 | 0 | [11 empty] | Invenergy Renewables LLC | 100 | Invenergy LLC | 100
Scurry County Wind II | 56775_G_1 | 56775 | G | 1 |  | Onshore Wind |  | ERC_WEST | Texas | 48 | Scurry | 415 | 48415 | 120 | 0 | 2007 | 9999 |  |  | N | Wind | [13 empty] | 0 | 0 | 0 | 0 | [11 empty] | Scurry County Wind II LLC | 100 | Invenergy LLC | 100
Gunsight Mountain Wind Energy LLC | 56776_G_1 | 56776 | G | 1 |  | Onshore Wind |  | ERC_WEST | Texas | 48 | Howard | 227 | 48227 | 120 | 0 | 2016 | 9999 |  |  | N | Wind | [13 empty] | 0 | 0 | 0 | 0 | [11 empty] | Gunsight Mountain Wind Energy LLC | 100 | Invenergy LLC | 100
Fowler Ridge Wind Farm LLC | 56777_G_FIA | 56777 | G | FIA |  | Onshore Wind |  | PJM_West | Indiana | 18 | Benton | 7 | 18007 | 201.3 | 0 | 2009 | 9999 |  |  | N | Wind | [13 empty] | 0 | 0 | 0 | 0 | [11 empty] | Fowler Ridge Wind LLC | 100 | Dominion Energy Inc | 100
Fowler Ridge Wind Farm LLC | 56777_G_FIB | 56777 | G | FIB |  | Onshore Wind |  | PJM_West | Indiana | 18 | Benton | 7 | 18007 | 100 | 0 | 2009 | 9999 |  |  | N | Wind | [13 empty] | 0 | 0 | 0 | 0 | [11 empty] | Fowler Ridge Wind LLC | 100 | Dominion Energy Inc | 100
Fowler Ridge Wind Farm LLC | 56777_G_FII | 56777 | G | FII |  | Onshore Wind |  | PJM_West | Indiana | 18 | Benton | 7 | 18007 | 200 | 0 | 2009 | 9999 |  |  | N | Wind | [13 empty] | 0 | 0 | 0 | 0 | [11 empty] | Fowler Ridge II Wind Farm LLC | 50 | Dominion Energy Inc | 50
Fowler Ridge Wind Farm LLC | 56777_G_FIII | 56777 | G | FIII |  | Onshore Wind |  | PJM_West | Indiana | 18 | Benton | 7 | 18007 | 99 | 0 | 2009 | 9999 |  |  | N | Wind | [13 empty] | 0 | 0 | 0 | 0 | [11 empty] | Fowler Ridge III Wind Farm LLC | 100 | BP plc | 100
Evergreen BioPower LLC | 56781_B_3 | 56781 | B | 3 |  | Biomass |  | WECC_PNW | Oregon | 41 | Linn | 43 | 41043 | 10 | 4738 | 2007 | 9999 |  |  | Y | Biomass |  |  |  | FR + OFA |  |  |  | ESPH + C | No |  |  |  |  | 0.22033 | 0.22033 | 0.22033 | 0.22033 | [11 empty] | Evergreen Biopower LLC | 100 | Evergreen Biopower | 100
Diamond Willow Wind Facility | 56782_G_DIAW | 56782 | G | DIAW |  | Onshore Wind |  | MIS_MAPP | Montana | 30 | Fallon | 25 | 30025 | 30 | 0 | 2007 | 9999 |  |  | N | Wind | [13 empty] | 0 | 0 | 0 | 0 | [11 empty] | MDU Resources Group Inc | 100 | MDU Resources Group Inc | 100
Elbow Creek Wind Project LLC | 56783_G_1 | 56783 | G | 1 |  | Onshore Wind |  | ERC_WEST | Texas | 48 | Howard | 227 | 48227 | 121.9 | 0 | 2008 | 9999 |  |  | N | Wind | [13 empty] | 0 | 0 | 0 | 0 | [11 empty] | Elbow Creek Wind Project LLC | 100 | Global Infrastructure Partners | 100
Cloud County Wind Farm | 56784_G_1 | 56784 | G | 1 |  | Onshore Wind |  | SPP_N | Kansas | 20 | Cloud | 29 | 20029 | 105 | 0 | 2008 | 9999 |  |  | N | Wind | [13 empty] | 0 | 0 | 0 | 0 | [11 empty] | Cloud County Wind Farm LLC | 100 | Energias de Portugal SA | 100
Cloud County Wind Farm | 56784_G_2 | 56784 | G | 2 |  | Onshore Wind |  | SPP_N | Kansas | 20 | Cloud | 29 | 20029 | 96 | 0 | 2008 | 9999 |  |  | N | Wind | [13 empty] | 0 | 0 | 0 | 0 | [11 empty] | Cloud County Wind Farm LLC | 100 | Energias de Portugal SA | 100
Spiritwood Station | 56786_B_1 | 56786 | B | 1 | 90511 | Coal Steam |  | MIS_MAPP | North Dakota | 38 | Stutsman | 93 | 38093 | 92 | 8300 | 2014 | 9999 | FBC | dry | Y | Lignite | Dry Scrubber | 2014 | 0.98 | CF + OFA | SNCR |  | 2014 | B | NA | ACI | 2014 |  | 0.06 | 0.4559 | 0.09622 | 0.4559 | 0.09622 | 0.1 | 0.1 | 0.1 | 0.98 | [7 empty] | Great River Energy | 100 | Great River Energy | 100
Geismar Cogen | 56787_G_GTG | 56787 | G | GTG |  | Combustion Turbine |  | MIS_LA | Louisiana | 22 | Ascension | 5 | 22005 | 72.5 | 8700 | 2000 | 9999 |  |  | Y | Natural Gas | [13 empty] | 0.04943 | 0.04943 | 0.04943 | 0.04943 | [11 empty] | Air Liquide Large Industries US LP | 100 | Air Liquide Group | 100
Pebble Springs Wind LLC | 56789_G_1 | 56789 | G | 1 |  | Onshore Wind |  | WECC_PNW | Oregon | 41 | Gilliam | 21 | 41021 | 98.7 | 0 | 2009 | 9999 |  |  | N | Wind | [13 empty] | 0 | 0 | 0 | 0 | [11 empty] | Pebble Springs Wind LLC | 100 | Iberdrola SA | 100
Hay Canyon Wind Power LLC | 56790_G_1 | 56790 | G | 1 |  | Onshore Wind |  | WECC_PNW | Oregon | 41 | Sherman | 55 | 41055 | 100.8 | 0 | 2009 | 9999 |  |  | N | Wind | [13 empty] | 0 | 0 | 0 | 0 | [11 empty] | Hay Canyon Wind LLC | 100 | Iberdrola SA | 100
Dillon Wind LLC | 56791_G_1 | 56791 | G | 1 |  | Onshore Wind |  | WECC_SCE | California | 6 | Riverside | 65 | 06065 | 45 | 0 | 2008 | 9999 |  |  | N | Wind | [13 empty] | 0 | 0 | 0 | 0 | [11 empty] | Dillon Wind I LLC | 100 | Iberdrola SA | 100
Buffalo Ridge I LLC | 56792_G_1 | 56792 | G | 1 |  | Onshore Wind |  | MIS_MNWI | South Dakota | 46 | Brookings | 11 | 46011 | 50.4 | 0 | 2009 | 9999 |  |  | N | Wind | [13 empty] | 0 | 0 | 0 | 0 | [11 empty] | Buffalo Ridge I LLC | 50 | Iberdrola SA | 50
Elm Creek Wind LLC | 56793_G_1 | 56793 | G | 1 |  | Onshore Wind |  | MIS_MNWI | Minnesota | 27 | Jackson | 63 | 27063 | 99 | 0 | 2008 | 9999 |  |  | N | Wind | [13 empty] | 0 | 0 | 0 | 0 | [11 empty] | Elm Creek Wind LLC | 100 | Iberdrola SA | 100
Moraine II Wind LLC | 56794_G_1 | 56794 | G | 1 |  | Onshore Wind |  | MIS_MNWI | Minnesota | 27 | Pipestone | 117 | 27117 | 49.5 | 0 | 2009 | 9999 |  |  | N | Wind | [13 empty] | 0 | 0 | 0 | 0 | [11 empty] | Moraine Wind II LLC | 100 | Iberdrola SA | 100
Penascal Wind Power LLC | 56795_G_1 | 56795 | G | 1 |  | Onshore Wind |  | ERC_REST | Texas | 48 | Kenedy | 261 | 48261 | 201.6 | 0 | 2009 | 9999 |  |  | N | Wind | [13 empty] | 0 | 0 | 0 | 0 | [11 empty] | Penascal Wind Power LLC | 100 | Iberdrola SA | 100
South Chestnut LLC | 56796_G_1 | 56796 | G | 1 |  | Onshore Wind |  | PJM_AP | Pennsylvania | 42 | Fayette | 51 | 42051 | 50.4 | 0 | 2012 | 9999 |  |  | N | Wind | [13 empty] | 0 | 0 | 0 | 0 | [11 empty] | South Chestnut LLC | 100 | Iberdrola SA | 100
Pioneer Prairie Wind Farm | 56797_G_1 | 56797 | G | 1 |  | Onshore Wind |  | MIS_IA | Iowa | 19 | Mitchell | 131 | 19131 | 300 | 0 | 2008 | 9999 |  |  | N | Wind | [13 empty] | 0 | 0 | 0 | 0 | [11 empty] | Pioneer Prairie Wind Farm I LLC | 66 | Energias de Portugal SA | 100
Kleen Energy Systems Project | 56798_G_ST | 56798 | G | ST | 90386 | Combined Cycle |  | NENG_CT | Connecticut | 9 | Middlesex | 7 | 09007 | 268 | 7118 | 2011 | 9999 |  |  | N | Natural Gas, Distillate Fuel Oil |  |  |  | DLNB + H2O | SCR | [7 empty] | 0.001 | 0.0082747 | 0.0082747 | 0.0082747 | 0.0082747 | [11 empty] | Kleen Energy Systems LLC | 100 | Kleen Energy Systems LLC | 100
Kleen Energy Systems Project | 56798_G_U1 | 56798 | G | U1 | 90386 | Combined Cycle |  | NENG_CT | Connecticut | 9 | Middlesex | 7 | 09007 | 177 | 7118 | 2011 | 9999 |  |  | N | Natural Gas, Distillate Fuel Oil |  |  |  | DLNB + H2O | SCR | [7 empty] | 0.001 | 0.0082747 | 0.0082747 | 0.0082747 | 0.0082747 | [11 empty] | Kleen Energy Systems LLC | 100 | Kleen Energy Systems LLC | 100
Kleen Energy Systems Project | 56798_G_U2 | 56798 | G | U2 | 90387 | Combined Cycle |  | NENG_CT | Connecticut | 9 | Middlesex | 7 | 09007 | 177 | 7118 | 2011 | 9999 |  |  | N | Natural Gas, Distillate Fuel Oil |  |  |  | DLNB + H2O | SCR | [7 empty] | 0.001 | 0.0082747 | 0.0082747 | 0.0082747 | 0.0082747 | [11 empty] | Kleen Energy Systems LLC | 100 | Kleen Energy Systems LLC | 100
Greenland Energy Center | 56799_G_1 | 56799 | G | 1 | 90380 | Combustion Turbine |  | FRCC | Florida | 12 | Duval | 31 | 12031 | 148 | 11206 | 2011 | 9999 |  |  | N | Natural Gas, Distillate Fuel Oil |  |  |  | DLNB + H2O | [9 empty] | 0.0309 | 0.0309 | 0.0309 | 0.0309 | [11 empty] | JEA | 100 | JEA | 100
Greenland Energy Center | 56799_G_2 | 56799 | G | 2 | 90381 | Combustion Turbine |  | FRCC | Florida | 12 | Duval | 31 | 12031 | 148 | 11206 | 2011 | 9999 |  |  | N | Natural Gas, Distillate Fuel Oil |  |  |  | DLNB + H2O | [9 empty] | 0.02998 | 0.02998 | 0.02998 | 0.02998 | [11 empty] | JEA | 100 | JEA | 100
Hull Wind II | 56800_G_HW2 | 56800 | G | HW2 |  | Onshore Wind |  | NENGREST | Massachusetts | 25 | Plymouth | 23 | 25023 | 1.8 | 0 | 2006 | 9999 |  |  | N | Wind | [13 empty] | 0 | 0 | 0 | 0 | [11 empty] | Hull MA (Town of) | 100 | Hull MA (Town of) | 100
Panoche Energy Center | 56803_G_1 | 56803 | G | 1 | 90388 | Combustion Turbine |  | WEC_CALN | California | 6 | Fresno | 19 | 06019 | 97 | 10745 | 2009 | 9999 |  |  | N | Natural Gas |  |  |  | H2O | SCR | [8 empty] | 0.00975 | 0.00975 | 0.00975 | 0.00975 | [11 empty] | Panoche Energy Center LLC | 100 | Energy Investors Funds Group | 100
Panoche Energy Center | 56803_G_2 | 56803 | G | 2 | 90389 | Combustion Turbine |  | WEC_CALN | California | 6 | Fresno | 19 | 06019 | 97 | 10745 | 2009 | 9999 |  |  | N | Natural Gas |  |  |  | H2O | SCR | [8 empty] | 0.01059 | 0.01059 | 0.01059 | 0.01059 | [11 empty] | Panoche Energy Center LLC | 100 | Energy Investors Funds Group | 100
Panoche Energy Center | 56803_G_3 | 56803 | G | 3 | 90390 | Combustion Turbine |  | WEC_CALN | California | 6 | Fresno | 19 | 06019 | 97 | 10745 | 2009 | 9999 |  |  | N | Natural Gas |  |  |  | H2O | SCR | [8 empty] | 0.01034 | 0.01034 | 0.01034 | 0.01034 | [11 empty] | Panoche Energy Center LLC | 100 | Energy Investors Funds Group | 100
Panoche Energy Center | 56803_G_4 | 56803 | G | 4 | 90391 | Combustion Turbine |  | WEC_CALN | California | 6 | Fresno | 19 | 06019 | 97 | 10745 | 2009 | 9999 |  |  | N | Natural Gas |  |  |  | H2O | SCR | [8 empty] | 0.01098 | 0.01098 | 0.01098 | 0.01098 | [11 empty] | Panoche Energy Center LLC | 100 | Energy Investors Funds Group | 100
Red Hills Wind Project LLC | 56804_G_RH | 56804 | G | RH |  | Onshore Wind |  | SPP_WEST | Oklahoma | 40 | Roger Mills | 129 | 40129 | 123 | 0 | 2008 | 9999 |  |  | N | Wind | [13 empty] | 0 | 0 | 0 | 0 | [11 empty] | Red Hills Wind I LLC | 100 | Acciona Energia | 100
EcoGrove Wind LLC | 56805_G_1 | 56805 | G | 1 |  | Onshore Wind |  | PJM_COMD | Illinois | 17 | Stephenson | 177 | 17177 | 100.5 | 0 | 2009 | 9999 |  |  | N | Wind | [13 empty] | 0 | 0 | 0 | 0 | [11 empty] | EcoGrove Wind LLC | 100 | Acciona Energia | 100
Cedar Bayou 4 | 56806_G_4 | 56806 | G | 4 | 90407 | Combined Cycle |  | ERC_REST | Texas | 48 | Chambers | 71 | 48071 | 172 | 7795 | 2009 | 9999 |  |  | N | Natural Gas |  |  |  | DLNB | SCR | [8 empty] | 0.014744 | 0.014744 | 0.014744 | 0.014744 | [11 empty] | NRG Texas LLC | 50 | Bill Gates | 50
Cedar Bayou 4 | 56806_G_41 | 56806 | G | 41 | 90407 | Combined Cycle |  | ERC_REST | Texas | 48 | Chambers | 71 | 48071 | 165 | 7795 | 2009 | 9999 |  |  | N | Natural Gas |  |  |  | DLNB | SCR | [8 empty] | 0.014744 | 0.014744 | 0.014744 | 0.014744 | [11 empty] | NRG Texas LLC | 50 | Bill Gates | 50
Cedar Bayou 4 | 56806_G_42 | 56806 | G | 42 | 90408 | Combined Cycle |  | ERC_REST | Texas | 48 | Chambers | 71 | 48071 | 165 | 7795 | 2009 | 9999 |  |  | N | Natural Gas |  |  |  | DLNB | SCR | [8 empty] | 0.014744 | 0.014744 | 0.014744 | 0.014744 | [11 empty] | NRG Texas LLC | 50 | Bill Gates | 50
Bear Garden | 56807_G_1A | 56807 | G | 1A | 90440 | Combined Cycle |  | PJM_Dom | Virginia | 51 | Buckingham | 29 | 51029 | 190 | 7050 | 2011 | 9999 |  |  | N | Natural Gas, Distillate Fuel Oil |  |  |  | DLNB + H2O | SCR | [7 empty] | 0.002 | 0.0064973 | 0.0064973 | 0.0064973 | 0.0064973 | [11 empty] | Virginia Electric & Power Co | 100 | Dominion Energy Inc | 100
Bear Garden | 56807_G_1B | 56807 | G | 1B | 90441 | Combined Cycle |  | PJM_Dom | Virginia | 51 | Buckingham | 29 | 51029 | 190 | 7050 | 2011 | 9999 |  |  | N | Natural Gas, Distillate Fuel Oil |  |  |  | DLNB + H2O | SCR | [7 empty] | 0.002 | 0.0064973 | 0.0064973 | 0.0064973 | 0.0064973 | [11 empty] | Virginia Electric & Power Co | 100 | Dominion Energy Inc | 100
Bear Garden | 56807_G_1C | 56807 | G | 1C | 90440 | Combined Cycle |  | PJM_Dom | Virginia | 51 | Buckingham | 29 | 51029 | 242 | 7050 | 2011 | 9999 |  |  | N | Natural Gas, Distillate Fuel Oil |  |  |  | DLNB + H2O | SCR | [7 empty] | 0.002 | 0.0064973 | 0.0064973 | 0.0064973 | 0.0064973 | [11 empty] | Virginia Electric & Power Co | 100 | Dominion Energy Inc | 100
Virginia City Hybrid Energy Center | 56808_B_1 | 56808 | B | 1 | 90448 | Coal Steam |  | PJM_West | Virginia | 51 | Wise | 195 | 51195 | 305 | 9943 | 2012 | 9999 | FBC | dry | N | Bituminous, Waste Coal | Dry Scrubber | 2012 | 0.98 | CF | SNCR |  | 2012 | ESPH + B | No | ACI | 2012 |  | 0.022 | 0.07356 | 0.07356 | 0.07356 | 0.07356 | 0.01 | 0.01 | 0.01 | 0.99 | [7 empty] | Virginia Electric & Power Co | 100 | Dominion Energy Inc | 100
Virginia City Hybrid Energy Center | 56808_B_2 | 56808 | B | 2 | 90449 | Coal Steam |  | PJM_West | Virginia | 51 | Wise | 195 | 51195 | 305 | 9943 | 2012 | 9999 | FBC | dry | N | Bituminous, Waste Coal | Dry Scrubber | 2012 | 0.98 | CF | SNCR |  | 2012 | ESPH + B | No | ACI | 2012 |  | 0.022 | 0.07258 | 0.07258 | 0.07258 | 0.07258 | 0.01 | 0.01 | 0.01 | 0.99 | [7 empty] | Virginia Electric & Power Co | 100 | Dominion Energy Inc | 100
Carroll Wind Farm | 56809_G_CWF | 56809 | G | CWF |  | Onshore Wind |  | MIS_MIDA | Iowa | 19 | Carroll | 27 | 19027 | 150 | 0 | 2008 | 9999 |  |  | N | Wind | [13 empty] | 0 | 0 | 0 | 0 | [11 empty] | MidAmerican Energy Co | 100 | Berkshire Hathaway Inc | 100
Adair Wind Farm | 56810_G_AWF | 56810 | G | AWF |  | Onshore Wind |  | MIS_MIDA | Iowa | 19 | Adair | 1 | 19001 | 174.8 | 0 | 2008 | 9999 |  |  | N | Wind | [13 empty] | 0 | 0 | 0 | 0 | [11 empty] | MidAmerican Energy Co | 100 | Berkshire Hathaway Inc | 100
Walnut Wind Farm | 56811_G_WWF | 56811 | G | WWF |  | Onshore Wind |  | MIS_MIDA | Iowa | 19 | Pottawattamie | 155 | 19155 | 153 | 0 | 2008 | 9999 |  |  | N | Wind | [13 empty] | 0 | 0 | 0 | 0 | [11 empty] | MidAmerican Energy Co | 100 | Berkshire Hathaway Inc | 100
Solana Generating Station | 56812_B_1 | 56812 | B | 1 |  | Solar Thermal |  | WECC_AZ | Arizona | 4 | Maricopa | 13 | 04013 | 295 | 9771 | 2013 | 9999 |  |  | N | Solar | [13 empty] | 0 | 0 | 0 | 0 | [11 empty] | Arizona Solar One LLC | 100 | Abengoa SA | 100
CSU Fresno Solar Project | 56813_G_1 | 56813 | G | 1 |  | Solar PV |  | WEC_CALN | California | 6 | Fresno | 19 | 06019 | 0.5 | 0 | 2007 | 9999 |  |  | N | Solar | [13 empty] | 0 | 0 | 0 | 0 | [11 empty] | MMA Fresno Power LP | 100 | SunEdison | 100
CSU Fresno Solar Project | 56813_G_2 | 56813 | G | 2 |  | Solar PV |  | WEC_CALN | California | 6 | Fresno | 19 | 06019 | 0.5 | 0 | 2007 | 9999 |  |  | N | Solar | [13 empty] | 0 | 0 | 0 | 0 | [11 empty] | MMA Fresno Power LP | 100 | SunEdison | 100
ELACC Photovoltaic Power Facility | 56814_G_PV1 | 56814 | G | PV1 |  | Solar PV |  | WECC_SCE | California | 6 | Los Angeles | 37 | 06037 | 0.4 | 0 | 2008 | 9999 |  |  | N | Solar | [13 empty] | 0 | 0 | 0 | 0 | [11 empty] | MMA LA Power LP | 100 | Fotowatio SL | 100
ELACC Photovoltaic Power Facility | 56814_G_PV2 | 56814 | G | PV2 |  | Solar PV |  | WECC_SCE | California | 6 | Los Angeles | 37 | 06037 | 0.4 | 0 | 2008 | 9999 |  |  | N | Solar | [13 empty] | 0 | 0 | 0 | 0 | [11 empty] | MMA LA Power LP | 100 | Fotowatio SL | 100
Denver Int Airport | 56815_G_1 | 56815 | G | 1 |  | Solar PV |  | WECC_CO | Colorado | 8 | Denver | 31 | 08031 | 1.9 | 0 | 2008 | 9999 |  |  | N | Solar | [13 empty] | 0 | 0 | 0 | 0 | [11 empty] | MMA Das Power | 100 | SunEdison | 100
Central Plains Wind Farm | 56818_G_1 | 56818 | G | 1 |  | Onshore Wind |  | SPP_N | Kansas | 20 | Wichita | 203 | 20203 | 99 | 0 | 2009 | 9999 |  |  | N | Wind | [13 empty] | 0 | 0 | 0 | 0 | [11 empty] | Evergy Kansas Central Inc | 100 | Evergy Inc | 100
Flat Ridge Wind Farm | 56819_G_1 | 56819 | G | 1 |  | Onshore Wind |  | SPP_N | Kansas | 20 | Barber | 7 | 20007 | 50 | 0 | 2009 | 9999 |  |  | N | Wind | [13 empty] | 0 | 0 | 0 | 0 | [11 empty] | Evergy Kansas Central Inc | 50 | BP plc | 50
Hackberry Wind Farm | 56823_G_HWFG1 | 56823 | G | HWFG1 |  | Onshore Wind |  | ERC_WEST | Texas | 48 | Shackelford | 417 | 48417 | 162.3 | 0 | 2008 | 9999 |  |  | N | Wind | [13 empty] | 0 | 0 | 0 | 0 | [11 empty] | Hackberry Wind Project LLC | 100 | RES Group | 100
Marshall Wind 2 LLC | 56824_G_1 | 56824 | G | 1 |  | Onshore Wind |  | MIS_MNWI | Minnesota | 27 | Lyon | 83 | 27083 | 4.2 | 0 | 2007 | 9999 |  |  | N | Wind | [13 empty] | 0 | 0 | 0 | 0 | [11 empty] | Marshall Wind 2 LLC | 100 | Exelon Corp | 100
Marshall Wind 3 LLC | 56825_G_1 | 56825 | G | 1 |  | Onshore Wind |  | MIS_MNWI | Minnesota | 27 | Lyon | 83 | 27083 | 4.2 | 0 | 2007 | 9999 |  |  | N | Wind | [13 empty] | 0 | 0 | 0 | 0 | [11 empty] | Marshall Wind 3 LLC | 100 | Exelon Corp | 100
Marshall Wind 4 LLC | 56826_G_1 | 56826 | G | 1 |  | Onshore Wind |  | MIS_MNWI | Minnesota | 27 | Lyon | 83 | 27083 | 4.2 | 0 | 2007 | 9999 |  |  | N | Wind | [13 empty] | 0 | 0 | 0 | 0 | [11 empty] | Marshall Wind 4 LLC | 100 | Exelon Corp | 100
Marshall Wind 5 LLC | 56827_G_1 | 56827 | G | 1 |  | Onshore Wind |  | MIS_MNWI | Minnesota | 27 | Lyon | 83 | 27083 | 2.1 | 0 | 2007 | 9999 |  |  | N | Wind | [13 empty] | 0 | 0 | 0 | 0 | [11 empty] | Marshall Wind 5 LLC | 100 | Exelon Corp | 100
Marshall Wind 6 LLC | 56828_G_1 | 56828 | G | 1 |  | Onshore Wind |  | MIS_MNWI | Minnesota | 27 | Lyon | 83 | 27083 | 2.1 | 0 | 2007 | 9999 |  |  | N | Wind | [13 empty] | 0 | 0 | 0 | 0 | [11 empty] | Marshall Wind 6 LLC | 100 | Exelon Corp | 100
Kibby Wind Facility | 56829_G_1 | 56829 | G | 1 |  | Onshore Wind |  | NENG_ME | Maine | 23 | Franklin | 7 | 23007 | 66 | 0 | 2009 | 9999 |  |  | N | Wind | [13 empty] | 0 | 0 | 0 | 0 | [11 empty] | Helix Maine Wind Development LLC | 100 | LS Power Group | 100
Kibby Wind Facility | 56829_G_2 | 56829 | G | 2 |  | Onshore Wind |  | NENG_ME | Maine | 23 | Franklin | 7 | 23007 | 66 | 0 | 2010 | 9999 |  |  | N | Wind | [13 empty] | 0 | 0 | 0 | 0 | [11 empty] | Helix Maine Wind Development LLC | 100 | LS Power Group | 100
Crane Creek Wind Energy Center | 56831_G_1 | 56831 | G | 1 |  | Onshore Wind |  | MIS_IA | Iowa | 19 | Howard | 89 | 19089 | 20.8 | 0 | 2009 | 9999 |  |  | N | Wind | [13 empty] | 0 | 0 | 0 | 0 | [11 empty] | Wisconsin Public Service Corp | 100 | WEC Energy Group Inc | 100
North Brawley Geothermal Plant | 56832_G_GE1 | 56832 | G | GE1 |  | Geothermal |  | WECC_IID | California | 6 | Imperial | 25 | 06025 | 10.7 | 9771 | 2009 | 9999 |  |  | N | Geothermal | [13 empty] | 0 | 0 | 0 | 0 | 0.4625 | 0.4625 | 0.4625 | [8 empty] | ORNI 18 LLC | 100 | Ormat Technologies Inc | 100
North Brawley Geothermal Plant | 56832_G_GE2 | 56832 | G | GE2 |  | Geothermal |  | WECC_IID | California | 6 | Imperial | 25 | 06025 | 10.7 | 9771 | 2009 | 9999 |  |  | N | Geothermal | [13 empty] | 0 | 0 | 0 | 0 | 0.4625 | 0.4625 | 0.4625 | [8 empty] | ORNI 18 LLC | 100 | Ormat Technologies Inc | 100
North Brawley Geothermal Plant | 56832_G_GE3 | 56832 | G | GE3 |  | Geothermal |  | WECC_IID | California | 6 | Imperial | 25 | 06025 | 10.7 | 9771 | 2009 | 9999 |  |  | N | Geothermal | [13 empty] | 0 | 0 | 0 | 0 | 0.4625 | 0.4625 | 0.4625 | [8 empty] | ORNI 18 LLC | 100 | Ormat Technologies Inc | 100
North Brawley Geothermal Plant | 56832_G_GE4 | 56832 | G | GE4 |  | Geothermal |  | WECC_IID | California | 6 | Imperial | 25 | 06025 | 10.7 | 9771 | 2009 | 9999 |  |  | N | Geothermal | [13 empty] | 0 | 0 | 0 | 0 | 0.4625 | 0.4625 | 0.4625 | [8 empty] | ORNI 18 LLC | 100 | Ormat Technologies Inc | 100
OREG 1 Inc | 56833_G_CS10 | 56833 | G | CS10 |  | Non-Fossil Waste |  | SPP_WAUE | Montana | 30 | Roosevelt | 85 | 30085 | 5 | 9268 | 2006 | 9999 |  |  | N | Non-Fossil Waste | [13 empty] | 0 | 0 | 0 | 0 | [11 empty] | OREG 1 Inc | 100 | Northleaf Capital Partners | 100
OREG 1 Inc | 56833_G_CS11 | 56833 | G | CS11 |  | Non-Fossil Waste |  | SPP_WAUE | Montana | 30 | Roosevelt | 85 | 30085 | 5 | 9268 | 2006 | 9999 |  |  | N | Non-Fossil Waste | [13 empty] | 0 | 0 | 0 | 0 | [11 empty] | OREG 1 Inc | 100 | Northleaf Capital Partners | 100
OREG 1 Inc | 56833_G_CS7 | 56833 | G | CS7 |  | Non-Fossil Waste |  | SPP_WAUE | Montana | 30 | Roosevelt | 85 | 30085 | 5 | 9268 | 2006 | 9999 |  |  | N | Non-Fossil Waste | [13 empty] | 0 | 0 | 0 | 0 | [11 empty] | OREG 1 Inc | 100 | Northleaf Capital Partners | 100
OREG 1 Inc | 56833_G_CS9 | 56833 | G | CS9 |  | Non-Fossil Waste |  | SPP_WAUE | Montana | 30 | Roosevelt | 85 | 30085 | 5 | 9268 | 2006 | 9999 |  |  | N | Non-Fossil Waste | [13 empty] | 0 | 0 | 0 | 0 | [11 empty] | OREG 1 Inc | 100 | Northleaf Capital Partners | 100
Ribeye Wind (11) LLC | 56835_G_1 | 56835 | G | 1 |  | Onshore Wind |  | SPP_SPS | Texas | 48 | Moore | 341 | 48341 | 10 | 0 | 2008 | 9999 |  |  | N | Wind | [13 empty] | 0 | 0 | 0 | 0 | [11 empty] | Exelon Wind 11 LLC | 100 | Quinbrook Infrastructure Partners | 100
T-Bone Wind (10) LLC | 56836_G_1 | 56836 | G | 1 |  | Onshore Wind |  | SPP_SPS | Texas | 48 | Moore | 341 | 48341 | 10 | 0 | 2008 | 9999 |  |  | N | Wind | [13 empty] | 0 | 0 | 0 | 0 | [11 empty] | Exelon Wind 10 LLC | 100 | Quinbrook Infrastructure Partners | 100
Tri-Tip Wind (9) LLC | 56837_G_1 | 56837 | G | 1 |  | Onshore Wind |  | SPP_SPS | Texas | 48 | Moore | 341 | 48341 | 10 | 0 | 2008 | 9999 |  |  | N | Wind | [13 empty] | 0 | 0 | 0 | 0 | [11 empty] | Exelon Wind 9 LLC | 100 | Quinbrook Infrastructure Partners | 100
Brisket Wind (8) LLC | 56838_G_1 | 56838 | G | 1 |  | Onshore Wind |  | SPP_SPS | Texas | 48 | Moore | 341 | 48341 | 10 | 0 | 2008 | 9999 |  |  | N | Wind | [13 empty] | 0 | 0 | 0 | 0 | [11 empty] | Exelon Wind 8 LLC | 100 | Quinbrook Infrastructure Partners | 100
Flat Iron Wind (7) LLC | 56839_G_1 | 56839 | G | 1 |  | Onshore Wind |  | SPP_SPS | Texas | 48 | Moore | 341 | 48341 | 10 | 0 | 2008 | 9999 |  |  | N | Wind | [13 empty] | 0 | 0 | 0 | 0 | [11 empty] | Exelon Wind 7 LLC | 100 | Quinbrook Infrastructure Partners | 100
Marshall Wind 1 LLC | 56840_G_1 | 56840 | G | 1 |  | Onshore Wind |  | MIS_MNWI | Minnesota | 27 | Lyon | 83 | 27083 | 2.1 | 0 | 2007 | 9999 |  |  | N | Wind | [13 empty] | 0 | 0 | 0 | 0 | [11 empty] | Marshall Wind 1 LLC | 100 | Exelon Corp | 100
Glenrock | 56841_G_1 | 56841 | G | 1 |  | Onshore Wind |  | WECC_WY | Wyoming | 56 | Converse | 9 | 56009 | 119.3 | 0 | 2008 | 9999 |  |  | N | Wind | [13 empty] | 0 | 0 | 0 | 0 | [11 empty] | PacifiCorp | 100 | Berkshire Hathaway Inc | 100
Glenrock | 56841_G_2 | 56841 | G | 2 |  | Onshore Wind |  | WECC_WY | Wyoming | 56 | Converse | 9 | 56009 | 39 | 0 | 2009 | 9999 |  |  | N | Wind | [13 empty] | 0 | 0 | 0 | 0 | [11 empty] | PacifiCorp | 100 | Berkshire Hathaway Inc | 100
Rolling Hills | 56842_G_1 | 56842 | G | 1 |  | Onshore Wind |  | WECC_WY | Wyoming | 56 | Converse | 9 | 56009 | 99 | 0 | 2009 | 9999 |  |  | N | Wind | [13 empty] | 0 | 0 | 0 | 0 | [11 empty] | PacifiCorp | 100 | Berkshire Hathaway Inc | 100
Seven Mile Hill | 56843_G_1 | 56843 | G | 1 |  | Onshore Wind |  | WECC_WY | Wyoming | 56 | Carbon | 7 | 56007 | 122.1 | 0 | 2008 | 9999 |  |  | N | Wind | [13 empty] | 0 | 0 | 0 | 0 | [11 empty] | PacifiCorp | 100 | Berkshire Hathaway Inc | 100
Seven Mile Hill | 56843_G_2 | 56843 | G | 2 |  | Onshore Wind |  | WECC_WY | Wyoming | 56 | Carbon | 7 | 56007 | 24.1 | 0 | 2008 | 9999 |  |  | N | Wind | [13 empty] | 0 | 0 | 0 | 0 | [11 empty] | PacifiCorp | 100 | Berkshire Hathaway Inc | 100
CPV St Charles Energy Center | 56846_G_GTG1 | 56846 | G | GTG1 | 91104 | Combined Cycle |  | PJM_SMAC | Maryland | 24 | Charles | 17 | 24017 | 205 | 7061 | 2017 | 9999 |  |  | N | Natural Gas |  |  |  | DLNB | SCR | [8 empty] | 0.0040666 | 0.0040666 | 0.0040666 | 0.0040666 | [11 empty] | CPV Maryland LLC | 100 | Competitive Power Ventures Inc | 100
CPV St Charles Energy Center | 56846_G_GTG2 | 56846 | G | GTG2 | 91105 | Combined Cycle |  | PJM_SMAC | Maryland | 24 | Charles | 17 | 24017 | 205 | 7061 | 2017 | 9999 |  |  | N | Natural Gas |  |  |  | DLNB | SCR | [8 empty] | 0.0040666 | 0.0040666 | 0.0040666 | 0.0040666 | [11 empty] | CPV Maryland LLC | 100 | Competitive Power Ventures Inc | 100
CPV St Charles Energy Center | 56846_G_STGEN | 56846 | G | STGEN | 91104 | Combined Cycle |  | PJM_SMAC | Maryland | 24 | Charles | 17 | 24017 | 316 | 7061 | 2017 | 9999 |  |  | N | Natural Gas |  |  |  | LNB + NH3 | SCR | [8 empty] | 0.0040666 | 0.0040666 | 0.0040666 | 0.0040666 | [11 empty] | CPV Maryland LLC | 100 | Competitive Power Ventures Inc | 100
Plainfield Renewable Energy LLC | 56847_B_Boil | 56847 | B | Boil |  | Biomass |  | NENG_CT | Connecticut | 9 | Windham | 15 | 09015 | 38 | 14587 | 2013 | 9999 |  |  | N | Biomass | Dry Scrubber | 2013 | 0.9 | FR + OFA | SNCR |  |  | B + C | NA |  |  |  |  | 0.08019 | 0.08019 | 0.08019 | 0.08019 |  |  |  |  | Yes | [6 empty] | Plainfield Renewable Energy LLC | 100 | Greenleaf Power | 100
Haverhill North Cogeneration Facility | 56848_B_HRSG10 | 56848 | B | HRSG10 |  | Fossil Waste |  | PJM_West | Ohio | 39 | Scioto | 145 | 39145 | 10.6 | 4489 | 2010 | 9999 |  |  | Y | Fossil Waste | Dry Scrubber | 2008 | 0.92 |  |  |  |  | B | NA | ACI | 2008 |  | 4.213 | 0.05352 | 0.05352 | 0.05352 | 0.05352 | 0.1 | 0.1 | 0.1 | [8 empty] | Haverhill Cogeneration Co LLC | 100 | Sun Coke Intl Inc | 100
Haverhill North Cogeneration Facility | 56848_B_HRSG6 | 56848 | B | HRSG6 |  | Fossil Waste |  | PJM_West | Ohio | 39 | Scioto | 145 | 39145 | 10.6 | 4489 | 2010 | 9999 |  |  | Y | Fossil Waste | Dry Scrubber | 2008 | 0.92 |  |  |  |  | B | NA | ACI | 2008 |  | 4.213 | 0.05352 | 0.05352 | 0.05352 | 0.05352 | 0.1 | 0.1 | 0.1 | [8 empty] | Haverhill Cogeneration Co LLC | 100 | Sun Coke Intl Inc | 100
Haverhill North Cogeneration Facility | 56848_B_HRSG7 | 56848 | B | HRSG7 |  | Fossil Waste |  | PJM_West | Ohio | 39 | Scioto | 145 | 39145 | 10.6 | 4489 | 2010 | 9999 |  |  | Y | Fossil Waste | Dry Scrubber | 2008 | 0.92 |  |  |  |  | B | NA | ACI | 2008 |  | 4.213 | 0.05352 | 0.05352 | 0.05352 | 0.05352 | 0.1 | 0.1 | 0.1 | [8 empty] | Haverhill Cogeneration Co LLC | 100 | Sun Coke Intl Inc | 100
Haverhill North Cogeneration Facility | 56848_B_HRSG8 | 56848 | B | HRSG8 |  | Fossil Waste |  | PJM_West | Ohio | 39 | Scioto | 145 | 39145 | 10.6 | 4489 | 2010 | 9999 |  |  | Y | Fossil Waste | Dry Scrubber | 2008 | 0.92 |  |  |  |  | B | NA | ACI | 2008 |  | 4.213 | 0.05352 | 0.05352 | 0.05352 | 0.05352 | 0.1 | 0.1 | 0.1 | [8 empty] | Haverhill Cogeneration Co LLC | 100 | Sun Coke Intl Inc | 100
Haverhill North Cogeneration Facility | 56848_B_HRSG9 | 56848 | B | HRSG9 |  | Fossil Waste |  | PJM_West | Ohio | 39 | Scioto | 145 | 39145 | 10.6 | 4489 | 2010 | 9999 |  |  | Y | Fossil Waste | Dry Scrubber | 2008 | 0.92 |  |  |  |  | B | NA | ACI | 2008 |  | 4.213 | 0.05352 | 0.05352 | 0.05352 | 0.05352 | 0.1 | 0.1 | 0.1 | [8 empty] | Haverhill Cogeneration Co LLC | 100 | Sun Coke Intl Inc | 100
Lanchester Generating Station | 56850_G_1 | 56850 | G | 1 |  | Landfill Gas |  | PJM_EMAC | Pennsylvania | 42 | Lancaster | 71 | 42071 | 1.6 | 16174 | 2006 | 9999 |  |  | N | Landfill Gas | [13 empty] | 0.22117 | 0.22117 | 0.22117 | 0.22117 | [11 empty] | Energy Developments Honey Brook LLC | 100 | Energy Developments | 100
Lanchester Generating Station | 56850_G_2 | 56850 | G | 2 |  | Landfill Gas |  | PJM_EMAC | Pennsylvania | 42 | Lancaster | 71 | 42071 | 1.6 | 16175 | 2010 | 9999 |  |  | N | Landfill Gas | [13 empty] | 0.22117 | 0.22117 | 0.22117 | 0.22117 | [11 empty] | Energy Developments Honey Brook LLC | 100 | Energy Developments | 100
Bryon Center | 56851_G_1 | 56851 | G | 1 |  | Landfill Gas |  | MIS_LMI | Michigan | 26 | KENT | 81 | 26081 | 1.5 | 13500 | 2009 | 9999 |  |  | N | Landfill Gas | [13 empty] | 0.22117 | 0.22117 | 0.22117 | 0.22117 | [11 empty] | Energy Developments Byron Center LLC | 100 | Energy Developments | 100
Bryon Center | 56851_G_2 | 56851 | G | 2 |  | Landfill Gas |  | MIS_LMI | Michigan | 26 | KENT | 81 | 26081 | 1.5 | 13500 | 2009 | 9999 |  |  | N | Landfill Gas | [13 empty] | 0.22117 | 0.22117 | 0.22117 | 0.22117 | [11 empty] | Energy Developments Byron Center LLC | 100 | Energy Developments | 100
Pinconning White Feather | 56852_G_1 | 56852 | G | 1 |  | Landfill Gas |  | MIS_LMI | Michigan | 26 | BAY | 17 | 26017 | 1.5 | 13500 | 2009 | 9999 |  |  | N | Landfill Gas | [13 empty] | 0.22117 | 0.22117 | 0.22117 | 0.22117 | [11 empty] | Energy Developments Pinconning LLC | 100 | Energy Developments | 100
Pinconning White Feather | 56852_G_2 | 56852 | G | 2 |  | Landfill Gas |  | MIS_LMI | Michigan | 26 | BAY | 17 | 26017 | 1.5 | 13500 | 2009 | 9999 |  |  | N | Landfill Gas | [13 empty] | 0.22117 | 0.22117 | 0.22117 | 0.22117 | [11 empty] | Energy Developments Pinconning LLC | 100 | Energy Developments | 100
Trans-Jordan Generating Station | 56853_G_1 | 56853 | G | 1 |  | Landfill Gas |  | WECC_UT | Utah | 49 | Salt Lake | 35 | 49035 | 1.5 | 13500 | 2009 | 9999 |  |  | N | Landfill Gas | [13 empty] | 0.22117 | 0.22117 | 0.22117 | 0.22117 | [11 empty] | Energy Developments of South Jordan LLC | 100 | Energy Developments | 100
Trans-Jordan Generating Station | 56853_G_2 | 56853 | G | 2 |  | Landfill Gas |  | WECC_UT | Utah | 49 | Salt Lake | 35 | 49035 | 1.5 | 13500 | 2009 | 9999 |  |  | N | Landfill Gas | [13 empty] | 0.22117 | 0.22117 | 0.22117 | 0.22117 | [11 empty] | Energy Developments of South Jordan LLC | 100 | Energy Developments | 100
Trans-Jordan Generating Station | 56853_G_3 | 56853 | G | 3 |  | Landfill Gas |  | WECC_UT | Utah | 49 | Salt Lake | 35 | 49035 | 1.5 | 13500 | 2009 | 9999 |  |  | N | Landfill Gas | [13 empty] | 0.22117 | 0.22117 | 0.22117 | 0.22117 | [11 empty] | Energy Developments of South Jordan LLC | 100 | Energy Developments | 100
Wheat Field Wind Power Project | 56854_G_GEN1 | 56854 | G | GEN1 |  | Onshore Wind |  | WECC_PNW | Oregon | 41 | Gilliam | 21 | 41021 | 96.6 | 0 | 2009 | 9999 |  |  | N | Wind | [13 empty] | 0 | 0 | 0 | 0 | [11 empty] | Wheatfield Wind Power Project LLC | 100 | Energias de Portugal SA | 100
Arlington Wind Power Project | 56855_G_GEN1 | 56855 | G | GEN1 |  | Onshore Wind |  | WECC_PNW | Oregon | 41 | Gilliam | 21 | 41021 | 102.9 | 0 | 2008 | 9999 |  |  | N | Wind | [13 empty] | 0 | 0 | 0 | 0 | [11 empty] | Arlington Wind Power Project LLC | 100 | Energias de Portugal SA | 100
Rail Splitter Wind Farm | 56856_G_GEN1 | 56856 | G | GEN1 |  | Onshore Wind |  | MIS_IL | Illinois | 17 | Tazewell | 179 | 17179 | 100.5 | 0 | 2009 | 9999 |  |  | N | Wind | [13 empty] | 0 | 0 | 0 | 0 | [11 empty] | Rail Splitter Wind Farm LLC | 100 | Energias de Portugal SA | 100
Marble River Wind Farm | 56857_G_GEN1 | 56857 | G | GEN1 |  | Onshore Wind |  | NY_Z_D | New York | 36 | Clinton | 19 | 36019 | 215 | 0 | 2012 | 9999 |  |  | N | Wind | [13 empty] | 0 | 0 | 0 | 0 | [11 empty] | AES Acciona NY Windpower | 50 | Acciona Energia | 50
Sagebrush Power Partners | 56858_G_GEN1 | 56858 | G | GEN1 |  | Onshore Wind |  | WECC_PNW | Washington | 53 | Kittitas | 37 | 53037 | 100.7 | 0 | 2010 | 9999 |  |  | N | Wind | [13 empty] | 0 | 0 | 0 | 0 | [11 empty] | Sagebrush Power Partners LLC | 100 | Energias de Portugal SA | 100
Crosswind Energy Project | 56859_G_1 | 56859 | G | 1 |  | Onshore Wind |  | MIS_IA | Iowa | 19 | Palo Alto | 147 | 19147 | 21 | 0 | 2007 | 9999 |  |  | N | Wind | [13 empty] | 0 | 0 | 0 | 0 | [11 empty] | Clear View Acres Wind Farm LLC | 10 | Allen Bjork | 10
Hardin Hilltop Wind LLC | 56860_G_1 | 56860 | G | 1 |  | Onshore Wind |  | MIS_IA | Iowa | 19 | Greene | 73 | 19073 | 14.7 | 0 | 2007 | 9999 |  |  | N | Wind | [13 empty] | 0 | 0 | 0 | 0 | [11 empty] | Hardin Hilltop Wind LLC | 100 | NRG Energy Inc | 100
Bolthouse S&P and Rowen Farms Solar | 56862_G_1 | 56862 | G | 1 |  | Solar PV |  | WECC_SCE | California | 6 | Los Angeles | 37 | 06037 | 0.3 | 0 | 2008 | 9999 |  |  | N | Solar | [13 empty] | 0 | 0 | 0 | 0 | [11 empty] | MMA WBF Power LP | 100 | SunEdison | 100
Bolthouse S&P and Rowen Farms Solar | 56862_G_2 | 56862 | G | 2 |  | Solar PV |  | WECC_SCE | California | 6 | Los Angeles | 37 | 06037 | 0.3 | 0 | 2008 | 9999 |  |  | N | Solar | [13 empty] | 0 | 0 | 0 | 0 | [11 empty] | MMA WBF Power LP | 100 | SunEdison | 100
Bolthouse S&P and Rowen Farms Solar | 56862_G_3 | 56862 | G | 3 |  | Solar PV |  | WECC_SCE | California | 6 | Los Angeles | 37 | 06037 | 0.3 | 0 | 2008 | 9999 |  |  | N | Solar | [13 empty] | 0 | 0 | 0 | 0 | [11 empty] | MMA WBF Power LP | 100 | SunEdison | 100
Bolthouse S&P and Rowen Farms Solar | 56862_G_4 | 56862 | G | 4 |  | Solar PV |  | WECC_SCE | California | 6 | Los Angeles | 37 | 06037 | 0.3 | 0 | 2008 | 9999 |  |  | N | Solar | [13 empty] | 0 | 0 | 0 | 0 | [11 empty] | MMA WBF Power LP | 100 | SunEdison | 100
Covel Gardens Gas Recovery | 56864_G_1 | 56864 | G | 1 |  | Landfill Gas |  | ERC_REST | Texas | 48 | Bexar | 29 | 48029 | 1.6 | 14911 | 2005 | 9999 |  |  | N | Landfill Gas | [13 empty] | 0.0887 | 0.0887 | 0.0887 | 0.0887 | [11 empty] | Bio Energy (Texas) LLC | 100 | Energy Developments | 100
Covel Gardens Gas Recovery | 56864_G_2 | 56864 | G | 2 |  | Landfill Gas |  | ERC_REST | Texas | 48 | Bexar | 29 | 48029 | 1.6 | 14912 | 2005 | 9999 |  |  | N | Landfill Gas | [13 empty] | 0.0887 | 0.0887 | 0.0887 | 0.0887 | [11 empty] | Bio Energy (Texas) LLC | 100 | Energy Developments | 100
Covel Gardens Gas Recovery | 56864_G_3 | 56864 | G | 3 |  | Landfill Gas |  | ERC_REST | Texas | 48 | Bexar | 29 | 48029 | 1.6 | 14912 | 2005 | 9999 |  |  | N | Landfill Gas | [13 empty] | 0.0887 | 0.0887 | 0.0887 | 0.0887 | [11 empty] | Bio Energy (Texas) LLC | 100 | Energy Developments | 100
Covel Gardens Gas Recovery | 56864_G_4 | 56864 | G | 4 |  | Landfill Gas |  | ERC_REST | Texas | 48 | Bexar | 29 | 48029 | 1.6 | 14912 | 2005 | 9999 |  |  | N | Landfill Gas | [13 empty] | 0.0887 | 0.0887 | 0.0887 | 0.0887 | [11 empty] | Bio Energy (Texas) LLC | 100 | Energy Developments | 100
Covel Gardens Gas Recovery | 56864_G_5 | 56864 | G | 5 |  | Landfill Gas |  | ERC_REST | Texas | 48 | Bexar | 29 | 48029 | 1.6 | 14912 | 2005 | 9999 |  |  | N | Landfill Gas | [13 empty] | 0.0887 | 0.0887 | 0.0887 | 0.0887 | [11 empty] | Bio Energy (Texas) LLC | 100 | Energy Developments | 100
Covel Gardens Gas Recovery | 56864_G_6 | 56864 | G | 6 |  | Landfill Gas |  | ERC_REST | Texas | 48 | Bexar | 29 | 48029 | 1.6 | 14912 | 2005 | 9999 |  |  | N | Landfill Gas | [13 empty] | 0.0887 | 0.0887 | 0.0887 | 0.0887 | [11 empty] | Bio Energy (Texas) LLC | 100 | Energy Developments | 100
Loraine County Project | 56869_G_1 | 56869 | G | 1 |  | Landfill Gas |  | PJM_ATSI | Ohio | 39 | Lorain | 93 | 39093 | 1.4 | 13500 | 2001 | 9999 |  |  | N | Landfill Gas | [13 empty] | 0.22117 | 0.22117 | 0.22117 | 0.22117 | [11 empty] | Bio Energy (Ohio II) LLC | 100 | Energy Developments | 100
Loraine County Project | 56869_G_2 | 56869 | G | 2 |  | Landfill Gas |  | PJM_ATSI | Ohio | 39 | Lorain | 93 | 39093 | 1.4 | 13500 | 2001 | 9999 |  |  | N | Landfill Gas | [13 empty] | 0.22117 | 0.22117 | 0.22117 | 0.22117 | [11 empty] | Bio Energy (Ohio II) LLC | 100 | Energy Developments | 100
Loraine County Project | 56869_G_3 | 56869 | G | 3 |  | Landfill Gas |  | PJM_ATSI | Ohio | 39 | Lorain | 93 | 39093 | 1.4 | 13500 | 2001 | 9999 |  |  | N | Landfill Gas | [13 empty] | 0.22117 | 0.22117 | 0.22117 | 0.22117 | [11 empty] | Bio Energy (Ohio II) LLC | 100 | Energy Developments | 100
Loraine County Project | 56869_G_4 | 56869 | G | 4 |  | Landfill Gas |  | PJM_ATSI | Ohio | 39 | Lorain | 93 | 39093 | 1.4 | 13500 | 2001 | 9999 |  |  | N | Landfill Gas | [13 empty] | 0.22117 | 0.22117 | 0.22117 | 0.22117 | [11 empty] | Bio Energy (Ohio II) LLC | 100 | Energy Developments | 100
Loraine County Project | 56869_G_5 | 56869 | G | 5 |  | Landfill Gas |  | PJM_ATSI | Ohio | 39 | Lorain | 93 | 39093 | 1.4 | 13500 | 2001 | 9999 |  |  | N | Landfill Gas | [13 empty] | 0.22117 | 0.22117 | 0.22117 | 0.22117 | [11 empty] | Bio Energy (Ohio II) LLC | 100 | Energy Developments | 100
Loraine County Project | 56869_G_6 | 56869 | G | 6 |  | Landfill Gas |  | PJM_ATSI | Ohio | 39 | Lorain | 93 | 39093 | 1.4 | 13500 | 2001 | 9999 |  |  | N | Landfill Gas | [13 empty] | 0.22117 | 0.22117 | 0.22117 | 0.22117 | [11 empty] | Bio Energy (Ohio II) LLC | 100 | Energy Developments | 100
Loraine County Project | 56869_G_7 | 56869 | G | 7 |  | Landfill Gas |  | PJM_ATSI | Ohio | 39 | Lorain | 93 | 39093 | 1.4 | 13500 | 2003 | 9999 |  |  | N | Landfill Gas | [13 empty] | 0.22117 | 0.22117 | 0.22117 | 0.22117 | [11 empty] | Bio Energy (Ohio II) LLC | 100 | Energy Developments | 100
Loraine County Project | 56869_G_8 | 56869 | G | 8 |  | Landfill Gas |  | PJM_ATSI | Ohio | 39 | Lorain | 93 | 39093 | 1.4 | 13500 | 2003 | 9999 |  |  | N | Landfill Gas | [13 empty] | 0.22117 | 0.22117 | 0.22117 | 0.22117 | [11 empty] | Bio Energy (Ohio II) LLC | 100 | Energy Developments | 100
Loraine County Project | 56869_G_10 | 56869 | G | 10 |  | Landfill Gas |  | PJM_ATSI | Ohio | 39 | Lorain | 93 | 39093 | 1.6 | 13500 | 2012 | 9999 |  |  | N | Landfill Gas | [13 empty] | 0.22117 | 0.22117 | 0.22117 | 0.22117 | [11 empty] | Bio Energy (Ohio II) LLC | 100 | Energy Developments | 100
Loraine County Project | 56869_G_11 | 56869 | G | 11 |  | Landfill Gas |  | PJM_ATSI | Ohio | 39 | Lorain | 93 | 39093 | 1.6 | 13500 | 2012 | 9999 |  |  | N | Landfill Gas | [13 empty] | 0.22117 | 0.22117 | 0.22117 | 0.22117 | [11 empty] | Bio Energy (Ohio II) LLC | 100 | Energy Developments | 100
Loraine County Project | 56869_G_12 | 56869 | G | 12 |  | Landfill Gas |  | PJM_ATSI | Ohio | 39 | Lorain | 93 | 39093 | 1.6 | 13500 | 2012 | 9999 |  |  | N | Landfill Gas | [13 empty] | 0.22117 | 0.22117 | 0.22117 | 0.22117 | [11 empty] | Bio Energy (Ohio II) LLC | 100 | Energy Developments | 100
Loraine County Project | 56869_G_13 | 56869 | G | 13 |  | Landfill Gas |  | PJM_ATSI | Ohio | 39 | Lorain | 93 | 39093 | 1.6 | 13500 | 2012 | 9999 |  |  | N | Landfill Gas | [13 empty] | 0.22117 | 0.22117 | 0.22117 | 0.22117 | [11 empty] | Bio Energy (Ohio II) LLC | 100 | Energy Developments | 100
Loraine County Project | 56869_G_14 | 56869 | G | 14 |  | Landfill Gas |  | PJM_ATSI | Ohio | 39 | Lorain | 93 | 39093 | 1.6 | 13500 | 2012 | 9999 |  |  | N | Landfill Gas | [13 empty] | 0.22117 | 0.22117 | 0.22117 | 0.22117 | [11 empty] | Bio Energy (Ohio II) LLC | 100 | Energy Developments | 100
Loraine County Project | 56869_G_15 | 56869 | G | 15 |  | Landfill Gas |  | PJM_ATSI | Ohio | 39 | Lorain | 93 | 39093 | 1.6 | 13500 | 2012 | 9999 |  |  | N | Landfill Gas | [13 empty] | 0.22117 | 0.22117 | 0.22117 | 0.22117 | [11 empty] | Bio Energy (Ohio II) LLC | 100 | Energy Developments | 100
Loraine County Project | 56869_G_16 | 56869 | G | 16 |  | Landfill Gas |  | PJM_ATSI | Ohio | 39 | Lorain | 93 | 39093 | 1.6 | 13500 | 2012 | 9999 |  |  | N | Landfill Gas | [13 empty] | 0.22117 | 0.22117 | 0.22117 | 0.22117 | [11 empty] | Bio Energy (Ohio II) LLC | 100 | Energy Developments | 100
Loraine County Project | 56869_G_17 | 56869 | G | 17 |  | Landfill Gas |  | PJM_ATSI | Ohio | 39 | Lorain | 93 | 39093 | 1.6 | 13500 | 2012 | 9999 |  |  | N | Landfill Gas | [13 empty] | 0.22117 | 0.22117 | 0.22117 | 0.22117 | [11 empty] | Bio Energy (Ohio II) LLC | 100 | Energy Developments | 100
Loraine County Project | 56869_G_18 | 56869 | G | 18 |  | Landfill Gas |  | PJM_ATSI | Ohio | 39 | Lorain | 93 | 39093 | 1.6 | 13500 | 2012 | 9999 |  |  | N | Landfill Gas | [13 empty] | 0.22117 | 0.22117 | 0.22117 | 0.22117 | [11 empty] | Bio Energy (Ohio II) LLC | 100 | Energy Developments | 100
Loraine County Project | 56869_G_9 | 56869 | G | 9 |  | Landfill Gas |  | PJM_ATSI | Ohio | 39 | Lorain | 93 | 39093 | 1.6 | 13500 | 2012 | 9999 |  |  | N | Landfill Gas | [13 empty] | 0.22117 | 0.22117 | 0.22117 | 0.22117 | [11 empty] | Bio Energy (Ohio II) LLC | 100 | Energy Developments | 100
Taylor | 56870_G_1 | 56870 | G | 1 |  | Landfill Gas |  | S_SOU | Georgia | 13 | Taylor | 269 | 13269 | 1 | 13797 | 2003 | 9999 |  |  | N | Landfill Gas | [13 empty] | 0.22117 | 0.22117 | 0.22117 | 0.22117 | [11 empty] | Bio Energy (Georgia) LLC | 100 | Energy Developments | 100
Taylor | 56870_G_2 | 56870 | G | 2 |  | Landfill Gas |  | S_SOU | Georgia | 13 | Taylor | 269 | 13269 | 1 | 13798 | 2003 | 9999 |  |  | N | Landfill Gas | [13 empty] | 0.22117 | 0.22117 | 0.22117 | 0.22117 | [11 empty] | Bio Energy (Georgia) LLC | 100 | Energy Developments | 100
Taylor | 56870_G_3 | 56870 | G | 3 |  | Landfill Gas |  | S_SOU | Georgia | 13 | Taylor | 269 | 13269 | 1 | 13798 | 2003 | 9999 |  |  | N | Landfill Gas | [13 empty] | 0.22117 | 0.22117 | 0.22117 | 0.22117 | [11 empty] | Bio Energy (Georgia) LLC | 100 | Energy Developments | 100
Taylor | 56870_G_4 | 56870 | G | 4 |  | Landfill Gas |  | S_SOU | Georgia | 13 | Taylor | 269 | 13269 | 1 | 13798 | 2003 | 9999 |  |  | N | Landfill Gas | [13 empty] | 0.22117 | 0.22117 | 0.22117 | 0.22117 | [11 empty] | Bio Energy (Georgia) LLC | 100 | Energy Developments | 100
Taylor | 56870_G_5 | 56870 | G | 5 |  | Landfill Gas |  | S_SOU | Georgia | 13 | Taylor | 269 | 13269 | 1 | 13798 | 2011 | 9999 |  |  | N | Landfill Gas | [13 empty] | 0.22117 | 0.22117 | 0.22117 | 0.22117 | [11 empty] | Bio Energy (Georgia) LLC | 100 | Energy Developments | 100
Taylor | 56870_G_6 | 56870 | G | 6 |  | Landfill Gas |  | S_SOU | Georgia | 13 | Taylor | 269 | 13269 | 1 | 13798 | 2011 | 9999 |  |  | N | Landfill Gas | [13 empty] | 0.22117 | 0.22117 | 0.22117 | 0.22117 | [11 empty] | Bio Energy (Georgia) LLC | 100 | Energy Developments | 100
Taylor | 56870_G_7 | 56870 | G | 7 |  | Landfill Gas |  | S_SOU | Georgia | 13 | Taylor | 269 | 13269 | 1 | 13798 | 2011 | 9999 |  |  | N | Landfill Gas | [13 empty] | 0.22117 | 0.22117 | 0.22117 | 0.22117 | [11 empty] | Bio Energy (Georgia) LLC | 100 | Energy Developments | 100
Taylor | 56870_G_8 | 56870 | G | 8 |  | Landfill Gas |  | S_SOU | Georgia | 13 | Taylor | 269 | 13269 | 1 | 13798 | 2011 | 9999 |  |  | N | Landfill Gas | [13 empty] | 0.22117 | 0.22117 | 0.22117 | 0.22117 | [11 empty] | Bio Energy (Georgia) LLC | 100 | Energy Developments | 100
Meldahl Hydroelectric Project | 56872_G_1 | 56872 | G | 1 |  | Hydro |  | PJM_West | Kentucky | 21 | Bracken | 23 | 21023 | 35 | 0 | 2016 | 9999 |  |  | N | Hydro | [13 empty] | 0 | 0 | 0 | 0 | [11 empty] | Hamilton Dept of Public Utilities | 51.4 | Hamilton Dept of Public Utilities | 51.4
Meldahl Hydroelectric Project | 56872_G_2 | 56872 | G | 2 |  | Hydro |  | PJM_West | Kentucky | 21 | Bracken | 23 | 21023 | 35 | 0 | 2016 | 9999 |  |  | N | Hydro | [13 empty] | 0 | 0 | 0 | 0 | [11 empty] | Hamilton Dept of Public Utilities | 51.4 | Hamilton Dept of Public Utilities | 51.4
Meldahl Hydroelectric Project | 56872_G_3 | 56872 | G | 3 |  | Hydro |  | PJM_West | Kentucky | 21 | Bracken | 23 | 21023 | 35 | 0 | 2016 | 9999 |  |  | N | Hydro | [13 empty] | 0 | 0 | 0 | 0 | [11 empty] | Hamilton Dept of Public Utilities | 51.4 | Hamilton Dept of Public Utilities | 51.4
SECCRA Community Landfill | 56873_G_1 | 56873 | G | 1 |  | Landfill Gas |  | PJM_EMAC | Pennsylvania | 42 | Chester | 29 | 42029 | 0.9 | 14103 | 2007 | 9999 |  |  | N | Landfill Gas | [13 empty] | 0.22117 | 0.22117 | 0.22117 | 0.22117 | [11 empty] | Southeastern Chester County Refuse Authority | 100 | Southeastern Chester County Refuse Authority | 100
SECCRA Community Landfill | 56873_G_3 | 56873 | G | 3 |  | Landfill Gas |  | PJM_EMAC | Pennsylvania | 42 | Chester | 29 | 42029 | 1.6 | 14103 | 2010 | 9999 |  |  | N | Landfill Gas | [13 empty] | 0.22117 | 0.22117 | 0.22117 | 0.22117 | [11 empty] | Southeastern Chester County Refuse Authority | 100 | Southeastern Chester County Refuse Authority | 100
Shiloh Wind Project 2 LLC | 56874_G_TBD | 56874 | G | TBD |  | Onshore Wind |  | WEC_CALN | California | 6 | Solano | 95 | 06095 | 150 | 0 | 2009 | 9999 |  |  | N | Wind | [13 empty] | 0 | 0 | 0 | 0 | [11 empty] | Shiloh Wind Project 2 LLC | 100 | EDF Group | 100
Sacramento Soleil LLC | 56875_G_TBD | 56875 | G | TBD |  | Solar PV |  | WEC_BANC | California | 6 | Sacramento | 67 | 06067 | 1 | 0 | 2008 | 9999 |  |  | N | Solar | [13 empty] | 0 | 0 | 0 | 0 | [11 empty] | Sacramento Soleil LLC | 100 | EDF Group | 100
Wapsipinicon Wind Project | 56876_G_TBD | 56876 | G | TBD |  | Onshore Wind |  | MIS_MNWI | Minnesota | 27 | Mower | 99 | 27099 | 100.5 | 0 | 2009 | 9999 |  |  | N | Wind | [13 empty] | 0 | 0 | 0 | 0 | [11 empty] | Wapsipinicon Wind Project LLC | 100 | EDF Group | 100
Hall's Warehouse Solar Project | 56877_G_TBD | 56877 | G | TBD |  | Solar PV |  | PJM_EMAC | New Jersey | 34 | Middlesex | 23 | 34023 | 1.6 | 0 | 2009 | 9999 |  |  | N | Solar | [13 empty] | 0 | 0 | 0 | 0 | [11 empty] | enXco Service Corp | 100 | EDF Group | 100
Hoosier Wind Project LLC | 56878_G_TBD | 56878 | G | TBD |  | Onshore Wind |  | MIS_INKY | Indiana | 18 | Benton | 7 | 18007 | 106 | 0 | 2009 | 9999 |  |  | N | Wind | [13 empty] | 0 | 0 | 0 | 0 | [11 empty] | Hoosier Wind Project LLC | 100 | EDF Group | 100
Flat Ridge Wind Energy LLC | 56879_G_1 | 56879 | G | 1 |  | Onshore Wind |  | SPP_N | Kansas | 20 | Barber | 7 | 20007 | 44 | 0 | 2009 | 9999 |  |  | N | Wind | [13 empty] | 0 | 0 | 0 | 0 | [11 empty] | Evergy Kansas Central Inc | 50 | BP plc | 50
OREG 2 Inc | 56880_G_CS8 | 56880 | G | CS8 |  | Non-Fossil Waste |  | SPP_WAUE | Montana | 30 | Roosevelt | 85 | 30085 | 5 | 9273 | 2008 | 9999 |  |  | N | Non-Fossil Waste | [13 empty] | 0 | 0 | 0 | 0 | [11 empty] | OREG 2 Inc | 100 | Northleaf Capital Partners | 100
OREG 2 Inc | 56880_G_CS12 | 56880 | G | CS12 |  | Non-Fossil Waste |  | SPP_WAUE | Montana | 30 | Roosevelt | 85 | 30085 | 5 | 9272 | 2009 | 9999 |  |  | N | Non-Fossil Waste | [13 empty] | 0 | 0 | 0 | 0 | [11 empty] | OREG 2 Inc | 100 | Northleaf Capital Partners | 100
OREG 2 Inc | 56880_G_CS3 | 56880 | G | CS3 |  | Non-Fossil Waste |  | SPP_WAUE | Montana | 30 | Roosevelt | 85 | 30085 | 5 | 9273 | 2009 | 9999 |  |  | N | Non-Fossil Waste | [13 empty] | 0 | 0 | 0 | 0 | [11 empty] | OREG 2 Inc | 100 | Northleaf Capital Partners | 100
OREG 2 Inc | 56880_G_CS5 | 56880 | G | CS5 |  | Non-Fossil Waste |  | SPP_WAUE | Montana | 30 | Roosevelt | 85 | 30085 | 5 | 9273 | 2009 | 9999 |  |  | N | Non-Fossil Waste | [13 empty] | 0 | 0 | 0 | 0 | [11 empty] | OREG 2 Inc | 100 | Northleaf Capital Partners | 100
Pennsauken Solar | 56883_G_GEN 1 | 56883 | G | GEN 1 |  | Solar PV |  | PJM_EMAC | New Jersey | 34 | Camden | 7 | 34007 | 0.2 | 0 | 2006 | 9999 |  |  | N | Solar | [13 empty] | 0 | 0 | 0 | 0 | [11 empty] | EPP New Jersey Biogas LLC | 100 | Exelon Corp | 100
Pennsauken Solar | 56883_G_GEN 2 | 56883 | G | GEN 2 |  | Solar PV |  | PJM_EMAC | New Jersey | 34 | Camden | 7 | 34007 | 0.2 | 0 | 2006 | 9999 |  |  | N | Solar | [13 empty] | 0 | 0 | 0 | 0 | [11 empty] | EPP New Jersey Biogas LLC | 100 | Exelon Corp | 100
Pennsauken Solar | 56883_G_GEN 3 | 56883 | G | GEN 3 |  | Solar PV |  | PJM_EMAC | New Jersey | 34 | Camden | 7 | 34007 | 0.1 | 0 | 2007 | 9999 |  |  | N | Solar | [13 empty] | 0 | 0 | 0 | 0 | [11 empty] | EPP New Jersey Biogas LLC | 100 | Exelon Corp | 100
Pennsauken Solar | 56883_G_GEN 4 | 56883 | G | GEN 4 |  | Solar PV |  | PJM_EMAC | New Jersey | 34 | Camden | 7 | 34007 | 0.2 | 0 | 2007 | 9999 |  |  | N | Solar | [13 empty] | 0 | 0 | 0 | 0 | [11 empty] | EPP New Jersey Biogas LLC | 100 | Exelon Corp | 100
Pennsauken Solar | 56883_G_GEN 5 | 56883 | G | GEN 5 |  | Solar PV |  | PJM_EMAC | New Jersey | 34 | Camden | 7 | 34007 | 0.1 | 0 | 2007 | 9999 |  |  | N | Solar | [13 empty] | 0 | 0 | 0 | 0 | [11 empty] | EPP New Jersey Biogas LLC | 100 | Exelon Corp | 100
Pennsauken Solar | 56883_G_GEN 6 | 56883 | G | GEN 6 |  | Solar PV |  | PJM_EMAC | New Jersey | 34 | Camden | 7 | 34007 | 0.2 | 0 | 2007 | 9999 |  |  | N | Solar | [13 empty] | 0 | 0 | 0 | 0 | [11 empty] | EPP New Jersey Biogas LLC | 100 | Exelon Corp | 100
Pennsauken Solar | 56883_G_GEN 7 | 56883 | G | GEN 7 |  | Solar PV |  | PJM_EMAC | New Jersey | 34 | Camden | 7 | 34007 | 0.2 | 0 | 2007 | 9999 |  |  | N | Solar | [13 empty] | 0 | 0 | 0 | 0 | [11 empty] | EPP New Jersey Biogas LLC | 100 | Exelon Corp | 100
Pennsauken Solar | 56883_G_GEN 8 | 56883 | G | GEN 8 |  | Solar PV |  | PJM_EMAC | New Jersey | 34 | Camden | 7 | 34007 | 0.2 | 0 | 2007 | 9999 |  |  | N | Solar | [13 empty] | 0 | 0 | 0 | 0 | [11 empty] | EPP New Jersey Biogas LLC | 100 | Exelon Corp | 100
Pennsauken Solar | 56883_G_GEN 9 | 56883 | G | GEN 9 |  | Solar PV |  | PJM_EMAC | New Jersey | 34 | Camden | 7 | 34007 | 0.1 | 0 | 2007 | 9999 |  |  | N | Solar | [13 empty] | 0 | 0 | 0 | 0 | [11 empty] | EPP New Jersey Biogas LLC | 100 | Exelon Corp | 100
Pennsauken Solar | 56883_G_GEN10 | 56883 | G | GEN10 |  | Solar PV |  | PJM_EMAC | New Jersey | 34 | Camden | 7 | 34007 | 2.4 | 0 | 2018 | 9999 |  |  | N | Solar | [13 empty] | 0 | 0 | 0 | 0 | [11 empty] | EPP New Jersey Biogas LLC | 100 | Exelon Corp | 100
Cumberland County Solid Waste Complex | 56884_G_GEN 2 | 56884 | G | GEN 2 |  | Landfill Gas |  | PJM_EMAC | New Jersey | 34 | Cumberland | 11 | 34011 | 1.6 | 13500 | 2008 | 9999 |  |  | N | Landfill Gas | [13 empty] | 0.07761 | 0.07761 | 0.07761 | 0.07761 | [11 empty] | EPP New Jersey Biogas LLC | 100 | Exelon Corp | 100
Cumberland County Solid Waste Complex | 56884_G_GEN 3 | 56884 | G | GEN 3 |  | Landfill Gas |  | PJM_EMAC | New Jersey | 34 | Cumberland | 11 | 34011 | 1.6 | 13500 | 2008 | 9999 |  |  | N | Landfill Gas | [13 empty] | 0.07761 | 0.07761 | 0.07761 | 0.07761 | [11 empty] | EPP New Jersey Biogas LLC | 100 | Exelon Corp | 100
Cumberland County Solid Waste Complex | 56884_G_GEN1 | 56884 | G | GEN1 |  | Landfill Gas |  | PJM_EMAC | New Jersey | 34 | Cumberland | 11 | 34011 | 1.6 | 13500 | 2008 | 9999 |  |  | N | Landfill Gas | [13 empty] | 0.07761 | 0.07761 | 0.07761 | 0.07761 | [11 empty] | EPP New Jersey Biogas LLC | 100 | Exelon Corp | 100
Cumberland County PA LFG Recovery | 56887_G_GEN 1 | 56887 | G | GEN 1 |  | Landfill Gas |  | PJM_PENE | Pennsylvania | 42 | Cumberland | 41 | 42041 | 1.6 | 13500 | 2009 | 9999 |  |  | N | Landfill Gas | [13 empty] | 0.22117 | 0.22117 | 0.22117 | 0.22117 | [11 empty] | EPP Renewable Energy LLC | 100 | Exelon Corp | 100
Cumberland County PA LFG Recovery | 56887_G_GEN 2 | 56887 | G | GEN 2 |  | Landfill Gas |  | PJM_PENE | Pennsylvania | 42 | Cumberland | 41 | 42041 | 1.6 | 13500 | 2009 | 9999 |  |  | N | Landfill Gas | [13 empty] | 0.22117 | 0.22117 | 0.22117 | 0.22117 | [11 empty] | EPP Renewable Energy LLC | 100 | Exelon Corp | 100
Cumberland County PA LFG Recovery | 56887_G_GEN 3 | 56887 | G | GEN 3 |  | Landfill Gas |  | PJM_PENE | Pennsylvania | 42 | Cumberland | 41 | 42041 | 1.6 | 13500 | 2009 | 9999 |  |  | N | Landfill Gas | [13 empty] | 0.22117 | 0.22117 | 0.22117 | 0.22117 | [11 empty] | EPP Renewable Energy LLC | 100 | Exelon Corp | 100
Cumberland County PA LFG Recovery | 56887_G_GEN 4 | 56887 | G | GEN 4 |  | Landfill Gas |  | PJM_PENE | Pennsylvania | 42 | Cumberland | 41 | 42041 | 1.6 | 13500 | 2009 | 9999 |  |  | N | Landfill Gas | [13 empty] | 0.22117 | 0.22117 | 0.22117 | 0.22117 | [11 empty] | EPP Renewable Energy LLC | 100 | Exelon Corp | 100
Warren County Solar | 56888_G_GEN 1 | 56888 | G | GEN 1 |  | Solar PV |  | PJM_EMAC | New Jersey | 34 | Warren | 41 | 34041 | 0.5 | 0 | 2012 | 9999 |  |  | N | Solar | [13 empty] | 0 | 0 | 0 | 0 | [11 empty] | EPP Renewable Energy LLC | 100 | Exelon Corp | 100
Warren County Solar | 56888_G_GEN 2 | 56888 | G | GEN 2 |  | Solar PV |  | PJM_EMAC | New Jersey | 34 | Warren | 41 | 34041 | 0.5 | 0 | 2012 | 9999 |  |  | N | Solar | [13 empty] | 0 | 0 | 0 | 0 | [11 empty] | EPP Renewable Energy LLC | 100 | Exelon Corp | 100
Warren County Solar | 56888_G_GEN 3 | 56888 | G | GEN 3 |  | Solar PV |  | PJM_EMAC | New Jersey | 34 | Warren | 41 | 34041 | 0.5 | 0 | 2012 | 9999 |  |  | N | Solar | [13 empty] | 0 | 0 | 0 | 0 | [11 empty] | EPP Renewable Energy LLC | 100 | Exelon Corp | 100
Warren County Solar | 56888_G_GEN 4 | 56888 | G | GEN 4 |  | Solar PV |  | PJM_EMAC | New Jersey | 34 | Warren | 41 | 34041 | 0.5 | 0 | 2012 | 9999 |  |  | N | Solar | [13 empty] | 0 | 0 | 0 | 0 | [11 empty] | EPP Renewable Energy LLC | 100 | Exelon Corp | 100
PPL Renewable Energy Merck Solar | 56889_G_GEN 1 | 56889 | G | GEN 1 |  | Solar PV |  | PJM_EMAC | New Jersey | 34 | Union | 39 | 34039 | 1.7 | 0 | 2009 | 9999 |  |  | N | Solar | [13 empty] | 0 | 0 | 0 | 0 | [11 empty] | EPP New Jersey Solar LLC | 100 | Exelon Corp | 100
Norther Tier Landfill | 56890_G_GEN 1 | 56890 | G | GEN 1 |  | Landfill Gas |  | PJM_PENE | Pennsylvania | 42 | Bradford | 15 | 42015 | 1.6 | 13500 | 2009 | 9999 |  |  | N | Landfill Gas | [13 empty] | 0.22117 | 0.22117 | 0.22117 | 0.22117 | [11 empty] | Northern Tier Solid Waste Authority | 100 | Exelon Corp | 100
Moretown | 56891_G_GEN 2 | 56891 | G | GEN 2 |  | Landfill Gas |  | NENGREST | Vermont | 50 | Washington | 23 | 50023 | 1.6 | 13500 | 2008 | 9999 |  |  | N | Landfill Gas | [13 empty] | 0.22117 | 0.22117 | 0.22117 | 0.22117 | [11 empty] | EPP Renewable Energy LLC | 50 | Exelon Corp | 50
Chester Diversion Hydroelectric Project | 56893_G_1 | 56893 | G | 1 |  | Hydro |  | WECC_ID | Idaho | 16 | Fremont | 43 | 16043 | 1.2 | 0 | 2014 | 9999 |  |  | N | Hydro | [13 empty] | 0 | 0 | 0 | 0 | [11 empty] | Northwest Power Service Inc | 100 | Riverbank Power Corp | 100
Chester Diversion Hydroelectric Project | 56893_G_2 | 56893 | G | 2 |  | Hydro |  | WECC_ID | Idaho | 16 | Fremont | 43 | 16043 | 1.2 | 0 | 2014 | 9999 |  |  | N | Hydro | [13 empty] | 0 | 0 | 0 | 0 | [11 empty] | Northwest Power Service Inc | 100 | Riverbank Power Corp | 100
Chester Diversion Hydroelectric Project | 56893_G_3 | 56893 | G | 3 |  | Hydro |  | WECC_ID | Idaho | 16 | Fremont | 43 | 16043 | 1.2 | 0 | 2014 | 9999 |  |  | N | Hydro | [13 empty] | 0 | 0 | 0 | 0 | [11 empty] | Northwest Power Service Inc | 100 | Riverbank Power Corp | 100
Ameresco Stafford | 56894_G_1 | 56894 | G | 1 |  | Landfill Gas |  | PJM_Dom | Virginia | 51 | Stafford | 179 | 51179 | 1 | 13500 | 2009 | 9999 |  |  | N | Landfill Gas | [13 empty] | 0.6 | 0.6 | 0.6 | 0.6 | [11 empty] | Ameresco Stafford LLC | 100 | Ameresco Inc | 100
Ameresco Stafford | 56894_G_2 | 56894 | G | 2 |  | Landfill Gas |  | PJM_Dom | Virginia | 51 | Stafford | 179 | 51179 | 1 | 13500 | 2009 | 9999 |  |  | N | Landfill Gas | [13 empty] | 0.6 | 0.6 | 0.6 | 0.6 | [11 empty] | Ameresco Stafford LLC | 100 | Ameresco Inc | 100
Ameresco Ox Mountain | 56895_G_1 | 56895 | G | 1 |  | Landfill Gas |  | WEC_CALN | California | 6 | San Mateo | 81 | 06081 | 1.8 | 13500 | 2008 | 9999 |  |  | N | Landfill Gas | [13 empty] | 0.10624 | 0.10624 | 0.10624 | 0.10624 | [11 empty] | Ameresco Ox Mountain Energy LLC | 100 | Ameresco Inc | 100
Ameresco Ox Mountain | 56895_G_2 | 56895 | G | 2 |  | Landfill Gas |  | WEC_CALN | California | 6 | San Mateo | 81 | 06081 | 1.8 | 13500 | 2008 | 9999 |  |  | N | Landfill Gas | [13 empty] | 0.10624 | 0.10624 | 0.10624 | 0.10624 | [11 empty] | Ameresco Ox Mountain Energy LLC | 100 | Ameresco Inc | 100
Ameresco Ox Mountain | 56895_G_3 | 56895 | G | 3 |  | Landfill Gas |  | WEC_CALN | California | 6 | San Mateo | 81 | 06081 | 1.8 | 13500 | 2008 | 9999 |  |  | N | Landfill Gas | [13 empty] | 0.10624 | 0.10624 | 0.10624 | 0.10624 | [11 empty] | Ameresco Ox Mountain Energy LLC | 100 | Ameresco Inc | 100
Ameresco Ox Mountain | 56895_G_4 | 56895 | G | 4 |  | Landfill Gas |  | WEC_CALN | California | 6 | San Mateo | 81 | 06081 | 1.8 | 13500 | 2008 | 9999 |  |  | N | Landfill Gas | [13 empty] | 0.10624 | 0.10624 | 0.10624 | 0.10624 | [11 empty] | Ameresco Ox Mountain Energy LLC | 100 | Ameresco Inc | 100
Ameresco Ox Mountain | 56895_G_5 | 56895 | G | 5 |  | Landfill Gas |  | WEC_CALN | California | 6 | San Mateo | 81 | 06081 | 1.8 | 13500 | 2008 | 9999 |  |  | N | Landfill Gas | [13 empty] | 0.10624 | 0.10624 | 0.10624 | 0.10624 | [11 empty] | Ameresco Ox Mountain Energy LLC | 100 | Ameresco Inc | 100
Ameresco Ox Mountain | 56895_G_6 | 56895 | G | 6 |  | Landfill Gas |  | WEC_CALN | California | 6 | San Mateo | 81 | 06081 | 1.8 | 13500 | 2008 | 9999 |  |  | N | Landfill Gas | [13 empty] | 0.10624 | 0.10624 | 0.10624 | 0.10624 | [11 empty] | Ameresco Ox Mountain Energy LLC | 100 | Ameresco Inc | 100
Ameresco Jefferson City | 56896_G_1 | 56896 | G | 1 |  | Landfill Gas |  | MIS_MO | Missouri | 29 | Cole | 51 | 29051 | 0.9 | 13500 | 2009 | 9999 |  |  | N | Landfill Gas | [13 empty] | 0.22117 | 0.22117 | 0.22117 | 0.22117 | [11 empty] | Ameresco Jefferson City LLC | 100 | Ameresco Inc | 100
Ameresco Jefferson City | 56896_G_2 | 56896 | G | 2 |  | Landfill Gas |  | MIS_MO | Missouri | 29 | Cole | 51 | 29051 | 0.9 | 13500 | 2009 | 9999 |  |  | N | Landfill Gas | [13 empty] | 0.22117 | 0.22117 | 0.22117 | 0.22117 | [11 empty] | Ameresco Jefferson City LLC | 100 | Ameresco Inc | 100
Ameresco Jefferson City | 56896_G_3 | 56896 | G | 3 |  | Landfill Gas |  | MIS_MO | Missouri | 29 | Cole | 51 | 29051 | 0.9 | 13500 | 2009 | 9999 |  |  | N | Landfill Gas | [13 empty] | 0.22117 | 0.22117 | 0.22117 | 0.22117 | [11 empty] | Ameresco Jefferson City LLC | 100 | Ameresco Inc | 100
Ameresco Keller Canyon | 56897_G_1 | 56897 | G | 1 |  | Landfill Gas |  | WEC_CALN | California | 6 | Contra Costa | 13 | 06013 | 1.8 | 13500 | 2009 | 9999 |  |  | N | Landfill Gas | [13 empty] | 0.19633 | 0.19633 | 0.19633 | 0.19633 | [11 empty] | Ameresco Keller Canyon LLC | 100 | Ameresco Inc | 100
Ameresco Keller Canyon | 56897_G_2 | 56897 | G | 2 |  | Landfill Gas |  | WEC_CALN | California | 6 | Contra Costa | 13 | 06013 | 1.8 | 13500 | 2009 | 9999 |  |  | N | Landfill Gas | [13 empty] | 0.21737 | 0.21737 | 0.21737 | 0.21737 | [11 empty] | Ameresco Keller Canyon LLC | 100 | Ameresco Inc | 100
Ameresco Chiquita Canyon | 56898_G_1 | 56898 | G | 1 |  | Landfill Gas |  | WECC_SCE | California | 6 | Los Angeles | 37 | 06037 | 4 | 13824 | 2010 | 9999 |  |  | N | Landfill Gas | [13 empty] | 0.01489 | 0.01489 | 0.01489 | 0.01489 | [11 empty] | Ameresco Chiquita Energy LLC | 100 | Ameresco Inc | 100
Ameresco Chiquita Canyon | 56898_G_2 | 56898 | G | 2 |  | Landfill Gas |  | WECC_SCE | California | 6 | Los Angeles | 37 | 06037 | 4 | 13824 | 2010 | 9999 |  |  | N | Landfill Gas | [13 empty] | 0.01489 | 0.01489 | 0.01489 | 0.01489 | [11 empty] | Ameresco Chiquita Energy LLC | 100 | Ameresco Inc | 100
Atlantic City Convention Center | 56900_G_1 | 56900 | G | 1 |  | Solar PV |  | PJM_EMAC | New Jersey | 34 | Atlantic | 1 | 34001 | 0.5 | 0 | 2008 | 9999 |  |  | N | Solar | [13 empty] | 0 | 0 | 0 | 0 | [11 empty] | Pepco Energy Services Inc | 100 | Exelon Corp | 100
Atlantic City Convention Center | 56900_G_2 | 56900 | G | 2 |  | Solar PV |  | PJM_EMAC | New Jersey | 34 | Atlantic | 1 | 34001 | 0.5 | 0 | 2008 | 9999 |  |  | N | Solar | [13 empty] | 0 | 0 | 0 | 0 | [11 empty] | Pepco Energy Services Inc | 100 | Exelon Corp | 100
Atlantic City Convention Center | 56900_G_3 | 56900 | G | 3 |  | Solar PV |  | PJM_EMAC | New Jersey | 34 | Atlantic | 1 | 34001 | 0.5 | 0 | 2008 | 9999 |  |  | N | Solar | [13 empty] | 0 | 0 | 0 | 0 | [11 empty] | Pepco Energy Services Inc | 100 | Exelon Corp | 100
Atlantic City Convention Center | 56900_G_4 | 56900 | G | 4 |  | Solar PV |  | PJM_EMAC | New Jersey | 34 | Atlantic | 1 | 34001 | 0.5 | 0 | 2008 | 9999 |  |  | N | Solar | [13 empty] | 0 | 0 | 0 | 0 | [11 empty] | Pepco Energy Services Inc | 100 | Exelon Corp | 100
Noble Altona Windpark LLC | 56901_G_1 | 56901 | G | 1 |  | Onshore Wind |  | NY_Z_D | New York | 36 | Clinton | 19 | 36019 | 97.5 | 0 | 2009 | 9999 |  |  | N | Wind | [13 empty] | 0 | 0 | 0 | 0 | [11 empty] | Valcour Altona Windpark LLC | 100 | AES Corp (The) | 100
Noble Wethersfield Windpark LLC | 56902_G_1 | 56902 | G | 1 |  | Onshore Wind |  | NY_Z_C&E | New York | 36 | Wyoming | 121 | 36121 | 126 | 0 | 2009 | 9999 |  |  | N | Wind | [13 empty] | 0 | 0 | 0 | 0 | [11 empty] | Valcour Wethersfield Windpark LLC | 100 | AES Corp (The) | 100
Noble Chateaugay Windpark LLC | 56904_G_1 | 56904 | G | 1 |  | Onshore Wind |  | NY_Z_D | New York | 36 | Franklin | 33 | 36033 | 106.5 | 0 | 2009 | 9999 |  |  | N | Wind | [13 empty] | 0 | 0 | 0 | 0 | [11 empty] | Valcour Chateaugay Windpark LLC | 100 | AES Corp (The) | 100
Great Plains Windpark LLC | 56905_G_1 | 56905 | G | 1 |  | Onshore Wind |  | SPP_SPS | Texas | 48 | Hansford | 195 | 48195 | 114 | 0 | 2009 | 9999 |  |  | N | Wind | [13 empty] | 0 | 0 | 0 | 0 | [11 empty] | Great Plains Windpark Legacy LLC | 100 | Rahn Group | 100
Dave Gates Generating Station | 56908_G_1 | 56908 | G | 1 | 90619 | Combustion Turbine |  | WECC_MT | Montana | 30 | Deer Lodge | 23 | 30023 | 44.1 | 12179 | 2011 | 9999 |  |  | N | Natural Gas, Distillate Fuel Oil |  |  |  | H2O | SCR | [8 empty] | 0.01234 | 0.01234 | 0.01234 | 0.01234 | [11 empty] | NorthWestern Corp | 100 | NorthWestern Corp | 100
Dave Gates Generating Station | 56908_G_2 | 56908 | G | 2 | 90621 | Combustion Turbine |  | WECC_MT | Montana | 30 | Deer Lodge | 23 | 30023 | 44.1 | 12179 | 2011 | 9999 |  |  | N | Natural Gas, Distillate Fuel Oil |  |  |  | H2O | SCR | [8 empty] | 0.0147 | 0.0147 | 0.0147 | 0.0147 | [11 empty] | NorthWestern Corp | 100 | NorthWestern Corp | 100
Dave Gates Generating Station | 56908_G_3 | 56908 | G | 3 | 90623 | Combustion Turbine |  | WECC_MT | Montana | 30 | Deer Lodge | 23 | 30023 | 44.1 | 12179 | 2011 | 9999 |  |  | N | Natural Gas, Distillate Fuel Oil |  |  |  | H2O | SCR | [8 empty] | 0.01476 | 0.01476 | 0.01476 | 0.01476 | [11 empty] | NorthWestern Corp | 100 | NorthWestern Corp | 100
Gap Pacific Distribution Center | 56909_G_1 | 56909 | G | 1 |  | Solar PV |  | WEC_CALN | California | 6 | Fresno | 19 | 06019 | 0.3 | 0 | 2008 | 9999 |  |  | N | Solar | [13 empty] | 0 | 0 | 0 | 0 | [11 empty] | MMA GDC Power LP | 100 | SunEdison | 100
Gap Pacific Distribution Center | 56909_G_2 | 56909 | G | 2 |  | Solar PV |  | WEC_CALN | California | 6 | Fresno | 19 | 06019 | 0.3 | 0 | 2008 | 9999 |  |  | N | Solar | [13 empty] | 0 | 0 | 0 | 0 | [11 empty] | MMA GDC Power LP | 100 | SunEdison | 100
Gap Pacific Distribution Center | 56909_G_3 | 56909 | G | 3 |  | Solar PV |  | WEC_CALN | California | 6 | Fresno | 19 | 06019 | 0.3 | 0 | 2008 | 9999 |  |  | N | Solar | [13 empty] | 0 | 0 | 0 | 0 | [11 empty] | MMA GDC Power LP | 100 | SunEdison | 100
Gap Pacific Distribution Center | 56909_G_4 | 56909 | G | 4 |  | Solar PV |  | WEC_CALN | California | 6 | Fresno | 19 | 06019 | 0.3 | 0 | 2008 | 9999 |  |  | N | Solar | [13 empty] | 0 | 0 | 0 | 0 | [11 empty] | MMA GDC Power LP | 100 | SunEdison | 100
Broad Mountain | 56911_G_GEN1 | 56911 | G | GEN1 |  | Landfill Gas |  | PJM_WMAC | Pennsylvania | 42 | Schuylkill | 107 | 42107 | 4.1 | 16381 | 2009 | 9999 |  |  | N | Landfill Gas | [13 empty] | 0.22117 | 0.22117 | 0.22117 | 0.22117 | [11 empty] | Commonwealth Environmental Systems LP | 100 | UGI Corp | 100
Broad Mountain | 56911_G_GEN2 | 56911 | G | GEN2 |  | Landfill Gas |  | PJM_WMAC | Pennsylvania | 42 | Schuylkill | 107 | 42107 | 4.1 | 16386 | 2009 | 9999 |  |  | N | Landfill Gas | [13 empty] | 0.22117 | 0.22117 | 0.22117 | 0.22117 | [11 empty] | Commonwealth Environmental Systems LP | 100 | UGI Corp | 100
Langdon Wind II LLC | 56912_G_GE15 | 56912 | G | GE15 |  | Onshore Wind |  | MIS_MAPP | North Dakota | 38 | Cavalier | 19 | 38019 | 40.5 | 0 | 2008 | 9999 |  |  | N | Wind | [13 empty] | 0 | 0 | 0 | 0 | [11 empty] | Otter Tail Power Co | 100 | Otter Tail Corp | 100
Osceola Windpower II | 56913_G_CL25 | 56913 | G | CL25 |  | Onshore Wind |  | MIS_IA | Iowa | 19 | Osceola | 143 | 19143 | 50 | 0 | 2008 | 9999 |  |  | N | Wind | [13 empty] | 0 | 0 | 0 | 0 | [11 empty] | Endeavor Wind II LLC | 100 | NextEra Energy Inc | 100
Orange Grove Peaking Facility | 56914_G_CTG1 | 56914 | G | CTG1 | 90426 | Combustion Turbine |  | WEC_SDGE | California | 6 | San Diego | 73 | 06073 | 49.1 | 10835 | 2010 | 9999 |  |  | N | Natural Gas |  |  |  | H2O + NH3 | SCR | [8 empty] | 0.01464 | 0.01464 | 0.01464 | 0.01464 | [11 empty] | Orange Grove Energy LP | 100 | Electric Power Development Co Ltd (J Power) | 100
Orange Grove Peaking Facility | 56914_G_CTG2 | 56914 | G | CTG2 | 90427 | Combustion Turbine |  | WEC_SDGE | California | 6 | San Diego | 73 | 06073 | 49.1 | 10835 | 2010 | 9999 |  |  | N | Natural Gas |  |  |  | H2O + NH3 | SCR | [8 empty] | 0.01237 | 0.01237 | 0.01237 | 0.01237 | [11 empty] | Orange Grove Energy LP | 100 | Electric Power Development Co Ltd (J Power) | 100
SAS Solar Farm | 56915_G_1 | 56915 | G | 1 |  | Solar PV |  | S_VACA | North Carolina | 37 | Wake | 183 | 37183 | 0.5 | 0 | 2008 | 9999 |  |  | N | Solar | [13 empty] | 0 | 0 | 0 | 0 | [11 empty] | SAS Institute Inc | 100 | SAS Institute Inc | 100
SAS Solar Farm | 56915_G_2 | 56915 | G | 2 |  | Solar PV |  | S_VACA | North Carolina | 37 | Wake | 183 | 37183 | 0.5 | 0 | 2008 | 9999 |  |  | N | Solar | [13 empty] | 0 | 0 | 0 | 0 | [11 empty] | SAS Institute Inc | 100 | SAS Institute Inc | 100
SAS Solar Farm | 56915_G_3 | 56915 | G | 3 |  | Solar PV |  | S_VACA | North Carolina | 37 | Wake | 183 | 37183 | 0.5 | 0 | 2010 | 9999 |  |  | N | Solar | [13 empty] | 0 | 0 | 0 | 0 | [11 empty] | SAS Institute Inc | 100 | SAS Institute Inc | 100
SAS Solar Farm | 56915_G_4 | 56915 | G | 4 |  | Solar PV |  | S_VACA | North Carolina | 37 | Wake | 183 | 37183 | 0.5 | 0 | 2010 | 9999 |  |  | N | Solar | [13 empty] | 0 | 0 | 0 | 0 | [11 empty] | SAS Institute Inc | 100 | SAS Institute Inc | 100
Imperial Valley Solar, LLC | 56917_G_1 | 56917 | G | 1 |  | Solar PV |  | WECC_IID | California | 6 | Imperial | 25 | 06025 | 101 | 0 | 2013 | 9999 |  |  | N | Solar | [13 empty] | 0 | 0 | 0 | 0 | [11 empty] | Imperial Valley Solar 1 LLC | 100 | Brookfield Asset Management Inc | 100
Imperial Valley Solar, LLC | 56917_G_1A | 56917 | G | 1A |  | Solar PV |  | WECC_IID | California | 6 | Imperial | 25 | 06025 | 64.6 | 0 | 2013 | 9999 |  |  | N | Solar | [13 empty] | 0 | 0 | 0 | 0 | [11 empty] | Imperial Valley Solar 1 LLC | 100 | Brookfield Asset Management Inc | 100
Imperial Valley Solar, LLC | 56917_G_1B | 56917 | G | 1B |  | Solar PV |  | WECC_IID | California | 6 | Imperial | 25 | 06025 | 34.3 | 0 | 2014 | 9999 |  |  | N | Solar | [13 empty] | 0 | 0 | 0 | 0 | [11 empty] | Imperial Valley Solar 1 LLC | 100 | Brookfield Asset Management Inc | 100
FPL Energy Ashtabula Wind LLC | 56919_G_GE15 | 56919 | G | GE15 |  | Onshore Wind |  | MIS_MAPP | North Dakota | 38 | Barnes | 3 | 38003 | 148.5 | 0 | 2008 | 9999 |  |  | N | Wind | [13 empty] | 0 | 0 | 0 | 0 | [11 empty] | Ashtabula Wind I LLC | 100 | NextEra Energy Inc | 100
EC&R Panther Creek Wind Farm I | 56920_G_1 | 56920 | G | 1 |  | Onshore Wind |  | ERC_WEST | Texas | 48 | Howard | 227 | 48227 | 142.5 | 0 | 2008 | 9999 |  |  | N | Wind | [13 empty] | 0 | 0 | 0 | 0 | [11 empty] | Panther Creek Wind Farm I & II LLC | 100 | RWE Group | 100
EC&R Panther Creek Wind Farm II | 56921_G_1 | 56921 | G | 1 |  | Onshore Wind |  | ERC_WEST | Texas | 48 | Glasscock | 173 | 48173 | 115.5 | 0 | 2008 | 9999 |  |  | N | Wind | [13 empty] | 0 | 0 | 0 | 0 | [11 empty] | Panther Creek Wind Farm I & II LLC | 100 | RWE Group | 100
WWRF Solar Plant | 56922_G_EAST | 56922 | G | EAST |  | Solar PV |  | WECC_CO | Colorado | 8 | Garfield | 45 | 08045 | 0.4 | 0 | 2009 | 9999 |  |  | N | Solar | [13 empty] | 0 | 0 | 0 | 0 | [11 empty] | SunE SR1 Rifle Eic LLC | 100 | SunEdison | 100
WWRF Solar Plant | 56922_G_WEST | 56922 | G | WEST |  | Solar PV |  | WECC_CO | Colorado | 8 | Garfield | 45 | 08045 | 0.9 | 0 | 2009 | 9999 |  |  | N | Solar | [13 empty] | 0 | 0 | 0 | 0 | [11 empty] | SunE SR1 Rifle Eic LLC | 100 | SunEdison | 100
FPL Energy Crystal Lake Wind LLC | 56923_G_GE15 | 56923 | G | GE15 |  | Onshore Wind |  | MIS_IA | Iowa | 19 | Hancock | 81 | 19081 | 150 | 0 | 2008 | 9999 |  |  | N | Wind | [13 empty] | 0 | 0 | 0 | 0 | [11 empty] | Crystal Lake Wind Energy I LLC | 100 | NextEra Energy Inc | 100
FPL Energy Story Wind LLC | 56924_G_GE15 | 56924 | G | GE15 |  | Onshore Wind |  | MIS_MIDA | Iowa | 19 | Story | 169 | 19169 | 150 | 0 | 2008 | 9999 |  |  | N | Wind | [13 empty] | 0 | 0 | 0 | 0 | [11 empty] | Story County Wind LLC | 100 | NextEra Energy Inc | 100
FPL Energy Crystal Lake Wind II LLC | 56925_G_CL25 | 56925 | G | CL25 |  | Onshore Wind |  | MIS_IA | Iowa | 19 | Hancock | 81 | 19081 | 200 | 0 | 2009 | 9999 |  |  | N | Wind | [13 empty] | 0 | 0 | 0 | 0 | [11 empty] | Crystal Lake Wind Energy II LLC | 100 | NextEra Energy Inc | 100
Fairfield University CHP Plant | 56928_G_CHP1 | 56928 | G | CHP1 |  | Combustion Turbine |  | NENG_CT | Connecticut | 9 | Fairfield | 1 | 09001 | 4.5 | 8700 | 2007 | 9999 |  |  | Y | Natural Gas | [13 empty] | 0.01155 | 0.01155 | 0.01155 | 0.01155 | [11 empty] | Fairfield University | 100 | Fairfield University | 100
DeSoto Next Generation Solar Energy | 56929_G_1 | 56929 | G | 1 |  | Solar PV |  | FRCC | Florida | 12 | DeSoto | 27 | 12027 | 25 | 0 | 2009 | 9999 |  |  | N | Solar | [13 empty] | 0 | 0 | 0 | 0 | [11 empty] | Florida Power & Light Co | 100 | NextEra Energy Inc | 100
Space Coast Next Gen Solar Energy | 56930_G_1 | 56930 | G | 1 |  | Solar PV |  | FRCC | Florida | 12 | Brevard | 9 | 12009 | 10 | 0 | 2010 | 9999 |  |  | N | Solar | [13 empty] | 0 | 0 | 0 | 0 | [11 empty] | Florida Power & Light Co | 100 | NextEra Energy Inc | 100
Biotech LS 0836 | 56932_G_BLS1 | 56932 | G | BLS1 |  | Combustion Turbine | IC Engine | WECC_PNW | Washington | 53 | Whitman | 75 | 53075 | 1 | 13469 | 2009 | 9999 |  |  | N | Distillate Fuel Oil | [13 empty] | 1.6498 | 1.6498 | 1.6498 | 1.6498 | [11 empty] | Washington State University | 100 | Washington State University | 100
Threemile Canyon | 56933_G_1 | 56933 | G | 1 |  | Onshore Wind |  | WECC_PNW | Oregon | 41 | Morrow | 49 | 41049 | 9.9 | 0 | 2009 | 9999 |  |  | N | Wind | [13 empty] | 0 | 0 | 0 | 0 | [11 empty] | Threemile Canyon Wind I LLC | 100 | Exelon Corp | 100
Cassia Wind | 56934_G_1 | 56934 | G | 1 |  | Onshore Wind |  | WECC_ID | Idaho | 16 | Twin Falls | 83 | 16083 | 10.5 | 0 | 2009 | 9999 |  |  | N | Wind | [13 empty] | 0 | 0 | 0 | 0 | [11 empty] | Cassia Wind Farm LLC | 100 | Exelon Corp | 100
Cassia Gulch | 56935_G_1 | 56935 | G | 1 |  | Onshore Wind |  | WECC_ID | Idaho | 16 | Twin Falls | 83 | 16083 | 18.9 | 0 | 2009 | 9999 |  |  | N | Wind | [13 empty] | 0 | 0 | 0 | 0 | [11 empty] | Cassia Gulch Wind Park LLC | 100 | Exelon Corp | 100
Brookfield Power Glen Falls Hydro | 56936_G_GEN1 | 56936 | G | GEN1 |  | Hydro |  | NY_Z_F | New York | 36 | Warren | 113 | 36113 | 2.3 | 0 | 1944 | 9999 |  |  | N | Hydro | [13 empty] | 0 | 0 | 0 | 0 | [11 empty] | Brookfield Renewable Energy Partners LP | 100 | Brookfield Asset Management Inc | 100
Brookfield Power Glen Falls Hydro | 56936_G_GEN2 | 56936 | G | GEN2 |  | Hydro |  | NY_Z_F | New York | 36 | Warren | 113 | 36113 | 1.9 | 0 | 1957 | 9999 |  |  | N | Hydro | [13 empty] | 0 | 0 | 0 | 0 | [11 empty] | Brookfield Renewable Energy Partners LP | 100 | Brookfield Asset Management Inc | 100
Brookfield Power Glen Falls Hydro | 56936_G_GEN5 | 56936 | G | GEN5 |  | Hydro |  | NY_Z_F | New York | 36 | Warren | 113 | 36113 | 2.7 | 0 | 1965 | 9999 |  |  | N | Hydro | [13 empty] | 0 | 0 | 0 | 0 | [11 empty] | Brookfield Renewable Energy Partners LP | 100 | Brookfield Asset Management Inc | 100
Brookfield Power Glen Falls Hydro | 56936_G_GEN3 | 56936 | G | GEN3 |  | Hydro |  | NY_Z_F | New York | 36 | Warren | 113 | 36113 | 2.1 | 0 | 1980 | 9999 |  |  | N | Hydro | [13 empty] | 0 | 0 | 0 | 0 | [11 empty] | Brookfield Renewable Energy Partners LP | 100 | Brookfield Asset Management Inc | 100
Brookfield Power Glen Falls Hydro | 56936_G_GEN4 | 56936 | G | GEN4 |  | Hydro |  | NY_Z_F | New York | 36 | Warren | 113 | 36113 | 2.3 | 0 | 1980 | 9999 |  |  | N | Hydro | [13 empty] | 0 | 0 | 0 | 0 | [11 empty] | Brookfield Renewable Energy Partners LP | 100 | Brookfield Asset Management Inc | 100
SunEdison LV Sutton Plant Site | 56938_G_NCP1 | 56938 | G | NCP1 |  | Solar PV |  | S_VACA | North Carolina | 37 | New Hanover | 129 | 37129 | 1.2 | 0 | 2008 | 9999 |  |  | N | Solar | [13 empty] | 0 | 0 | 0 | 0 | [11 empty] | WF SE 1 Solar Statutory Trust | 100 | Wells Fargo & Co | 100
NRG Solar Blythe LLC | 56939_G_1 | 56939 | G | 1 |  | Solar PV |  | WECC_SCE | California | 6 | Riverside | 65 | 06065 | 21 | 0 | 2009 | 9999 |  |  | N | Solar | [13 empty] | 0 | 0 | 0 | 0 | [11 empty] | Solar Blythe LLC | 100 | Global Infrastructure Partners | 100
CPV Valley Energy Center | 56940_G_CTG1 | 56940 | G | CTG1 | 90434 | Combined Cycle |  | NY_Z_G-I | New York | 36 | Orange | 71 | 36071 | 198.2 | 7050 | 2018 | 9999 |  |  | N | Natural Gas, Distillate Fuel Oil |  |  |  |  | SCR | [8 empty] | 0.0064927 | 0.0064927 | 0.0064927 | 0.0064927 | [11 empty] | CPV Valley LLC | 100 | Competitive Power Ventures Inc | 100
CPV Valley Energy Center | 56940_G_CTG2 | 56940 | G | CTG2 | 90435 | Combined Cycle |  | NY_Z_G-I | New York | 36 | Orange | 71 | 36071 | 198.2 | 7050 | 2018 | 9999 |  |  | N | Natural Gas, Distillate Fuel Oil |  |  |  |  | SCR | [8 empty] | 0.0064927 | 0.0064927 | 0.0064927 | 0.0064927 | [11 empty] | CPV Valley LLC | 100 | Competitive Power Ventures Inc | 100
CPV Valley Energy Center | 56940_G_STG | 56940 | G | STG | 90434 | Combined Cycle |  | NY_Z_G-I | New York | 36 | Orange | 71 | 36071 | 308.7 | 7050 | 2018 | 9999 | other | dry | N | Natural Gas, Distillate Fuel Oil |  |  |  | LNB + NH3 | SCR | [8 empty] | 0.0064927 | 0.0064927 | 0.0064927 | 0.0064927 | [11 empty] | CPV Valley LLC | 100 | Competitive Power Ventures Inc | 100
Grand Ridge Wind Energy Center | 56941_G_1 | 56941 | G | 1 |  | Onshore Wind |  | PJM_COMD | Illinois | 17 | LaSalle | 99 | 17099 | 99 | 0 | 2008 | 9999 |  |  | N | Wind | [13 empty] | 0 | 0 | 0 | 0 | [11 empty] | Grand Ridge Energy LLC | 100 | Invenergy LLC | 100
Grand Ridge Wind Energy Center | 56941_G_2 | 56941 | G | 2 |  | Onshore Wind |  | PJM_COMD | Illinois | 17 | LaSalle | 99 | 17099 | 51 | 0 | 2009 | 9999 |  |  | N | Wind | [13 empty] | 0 | 0 | 0 | 0 | [11 empty] | Grand Ridge Energy II LLC | 100 | Invenergy LLC | 100
Grand Ridge Wind Energy Center | 56941_G_3 | 56941 | G | 3 |  | Onshore Wind |  | PJM_COMD | Illinois | 17 | LaSalle | 99 | 17099 | 49.5 | 0 | 2009 | 9999 |  |  | N | Wind | [13 empty] | 0 | 0 | 0 | 0 | [11 empty] | Grand Ridge Energy III LLC | 100 | Invenergy LLC | 100
Grand Ridge Wind Energy Center | 56941_G_4 | 56941 | G | 4 |  | Onshore Wind |  | PJM_COMD | Illinois | 17 | LaSalle | 99 | 17099 | 10.5 | 0 | 2009 | 9999 |  |  | N | Wind | [13 empty] | 0 | 0 | 0 | 0 | [11 empty] | Grand Ridge Energy IV LLC | 100 | Invenergy LLC | 100
Forward Wind Energy Center | 56942_G_1 | 56942 | G | 1 |  | Onshore Wind |  | MIS_WUMS | Wisconsin | 55 | Dodge | 27 | 55027 | 99 | 0 | 2008 | 9999 |  |  | N | Wind | [13 empty] | 0 | 0 | 0 | 0 | [11 empty] | Forward Energy LLC | 100 | Invenergy LLC | 100
Forward Wind Energy Center | 56942_G_2 | 56942 | G | 2 |  | Onshore Wind |  | MIS_WUMS | Wisconsin | 55 | Dodge | 27 | 55027 | 30 | 0 | 2009 | 9999 |  |  | N | Wind | [13 empty] | 0 | 0 | 0 | 0 | [11 empty] | Forward Energy LLC | 100 | Invenergy LLC | 100
CM10 | 56944_G_PV01 | 56944 | G | PV01 |  | Solar PV |  | WECC_SNV | Nevada | 32 | Clark | 3 | 32003 | 10 | 0 | 2008 | 9999 |  |  | N | Solar | [13 empty] | 0 | 0 | 0 | 0 | [11 empty] | Copper Mountain Solar 1 LLC | 100 | Sempra Energy | 100
High Lonesome Mesa LLC | 56945_G_1 | 56945 | G | 1 |  | Onshore Wind |  | WECC_NM | New Mexico | 35 | Torrance | 57 | 35057 | 100 | 0 | 2009 | 9999 |  |  | N | Wind | [13 empty] | 0 | 0 | 0 | 0 | [11 empty] | High Lonesome Mesa Wind LLC | 100 | NextEra Energy Inc | 100
Buffalo Bear LLC | 56946_G_1 | 56946 | G | 1 |  | Onshore Wind |  | SPP_WEST | Oklahoma | 40 | Harper | 59 | 40059 | 18.9 | 0 | 2008 | 9999 |  |  | N | Wind | [13 empty] | 0 | 0 | 0 | 0 | [11 empty] | Buffalo Bear LLC | 100 | NRG Energy Inc | 100
Elkhorn Ridge Wind LLC | 56947_G_1 | 56947 | G | 1 |  | Onshore Wind |  | SPP_NEBR | Nebraska | 31 | Knox | 107 | 31107 | 81 | 0 | 2009 | 9999 |  |  | N | Wind | [13 empty] | 0 | 0 | 0 | 0 | [11 empty] | Elkhorn Ridge Wind LLC | 100 | Global Infrastructure Partners | 100
Coolidge Generation Station | 56948_G_1 | 56948 | G | 1 | 90464 | Combustion Turbine |  | WECC_AZ | Arizona | 4 | Pinal | 21 | 04021 | 43.4 | 10745 | 2011 | 9999 |  |  | N | Natural Gas |  |  |  | H2O | SCR | [8 empty] | 0.00789 | 0.00789 | 0.00789 | 0.00789 | [11 empty] | Coolidge Power LLC | 100 | TC Energy Corp | 100
Coolidge Generation Station | 56948_G_10 | 56948 | G | 10 | 90473 | Combustion Turbine |  | WECC_AZ | Arizona | 4 | Pinal | 21 | 04021 | 43.4 | 10745 | 2011 | 9999 |  |  | N | Natural Gas |  |  |  | H2O | SCR | [8 empty] | 0.0087 | 0.0087 | 0.0087 | 0.0087 | [11 empty] | Coolidge Power LLC | 100 | TC Energy Corp | 100
Coolidge Generation Station | 56948_G_11 | 56948 | G | 11 | 90474 | Combustion Turbine |  | WECC_AZ | Arizona | 4 | Pinal | 21 | 04021 | 43.4 | 10745 | 2011 | 9999 |  |  | N | Natural Gas |  |  |  | H2O | SCR | [8 empty] | 0.00898 | 0.00898 | 0.00898 | 0.00898 | [11 empty] | Coolidge Power LLC | 100 | TC Energy Corp | 100
Coolidge Generation Station | 56948_G_12 | 56948 | G | 12 | 90475 | Combustion Turbine |  | WECC_AZ | Arizona | 4 | Pinal | 21 | 04021 | 43.4 | 10745 | 2011 | 9999 |  |  | N | Natural Gas |  |  |  | H2O | SCR | [8 empty] | 0.00852 | 0.00852 | 0.00852 | 0.00852 | [11 empty] | Coolidge Power LLC | 100 | TC Energy Corp | 100
Coolidge Generation Station | 56948_G_2 | 56948 | G | 2 | 90465 | Combustion Turbine |  | WECC_AZ | Arizona | 4 | Pinal | 21 | 04021 | 43.4 | 10745 | 2011 | 9999 |  |  | N | Natural Gas |  |  |  | H2O | SCR | [8 empty] | 0.00828 | 0.00828 | 0.00828 | 0.00828 | [11 empty] | Coolidge Power LLC | 100 | TC Energy Corp | 100
Coolidge Generation Station | 56948_G_3 | 56948 | G | 3 | 90466 | Combustion Turbine |  | WECC_AZ | Arizona | 4 | Pinal | 21 | 04021 | 43.4 | 10745 | 2011 | 9999 |  |  | N | Natural Gas |  |  |  | H2O | SCR | [8 empty] | 0.00889 | 0.00889 | 0.00889 | 0.00889 | [11 empty] | Coolidge Power LLC | 100 | TC Energy Corp | 100
Coolidge Generation Station | 56948_G_4 | 56948 | G | 4 | 90467 | Combustion Turbine |  | WECC_AZ | Arizona | 4 | Pinal | 21 | 04021 | 43.4 | 10745 | 2011 | 9999 |  |  | N | Natural Gas |  |  |  | H2O | SCR | [8 empty] | 0.00886 | 0.00886 | 0.00886 | 0.00886 | [11 empty] | Coolidge Power LLC | 100 | TC Energy Corp | 100
Coolidge Generation Station | 56948_G_5 | 56948 | G | 5 | 90468 | Combustion Turbine |  | WECC_AZ | Arizona | 4 | Pinal | 21 | 04021 | 43.4 | 10745 | 2011 | 9999 |  |  | N | Natural Gas |  |  |  | H2O | SCR | [8 empty] | 0.00967 | 0.00967 | 0.00967 | 0.00967 | [11 empty] | Coolidge Power LLC | 100 | TC Energy Corp | 100
Coolidge Generation Station | 56948_G_6 | 56948 | G | 6 | 90469 | Combustion Turbine |  | WECC_AZ | Arizona | 4 | Pinal | 21 | 04021 | 43.4 | 10745 | 2011 | 9999 |  |  | N | Natural Gas |  |  |  | H2O | SCR | [8 empty] | 0.00956 | 0.00956 | 0.00956 | 0.00956 | [11 empty] | Coolidge Power LLC | 100 | TC Energy Corp | 100
Coolidge Generation Station | 56948_G_7 | 56948 | G | 7 | 90470 | Combustion Turbine |  | WECC_AZ | Arizona | 4 | Pinal | 21 | 04021 | 43.4 | 10745 | 2011 | 9999 |  |  | N | Natural Gas |  |  |  | H2O | SCR | [8 empty] | 0.01041 | 0.01041 | 0.01041 | 0.01041 | [11 empty] | Coolidge Power LLC | 100 | TC Energy Corp | 100
Coolidge Generation Station | 56948_G_8 | 56948 | G | 8 | 90471 | Combustion Turbine |  | WECC_AZ | Arizona | 4 | Pinal | 21 | 04021 | 43.4 | 10745 | 2011 | 9999 |  |  | N | Natural Gas |  |  |  | H2O | SCR | [8 empty] | 0.01045 | 0.01045 | 0.01045 | 0.01045 | [11 empty] | Coolidge Power LLC | 100 | TC Energy Corp | 100
Coolidge Generation Station | 56948_G_9 | 56948 | G | 9 | 90472 | Combustion Turbine |  | WECC_AZ | Arizona | 4 | Pinal | 21 | 04021 | 43.4 | 10745 | 2011 | 9999 |  |  | N | Natural Gas |  |  |  | H2O | SCR | [8 empty] | 0.00966 | 0.00966 | 0.00966 | 0.00966 | [11 empty] | Coolidge Power LLC | 100 | TC Energy Corp | 100
Enoree Phase II Landfill Gas Recovery | 56951_G_1 | 56951 | G | 1 |  | Landfill Gas |  | S_VACA | South Carolina | 45 | Greenville | 45 | 45045 | 1.5 | 13500 | 2008 | 9999 |  |  | N | Landfill Gas | [13 empty] | 0.22117 | 0.22117 | 0.22117 | 0.22117 | [11 empty] | Greenville Gas Producers LLC | 100 | Greenville Gas Producers LLC | 100
Enoree Phase II Landfill Gas Recovery | 56951_G_2 | 56951 | G | 2 |  | Landfill Gas |  | S_VACA | South Carolina | 45 | Greenville | 45 | 45045 | 1.5 | 13500 | 2008 | 9999 |  |  | N | Landfill Gas | [13 empty] | 0.22117 | 0.22117 | 0.22117 | 0.22117 | [11 empty] | Greenville Gas Producers LLC | 100 | Greenville Gas Producers LLC | 100
Willow Creek Energy Center | 56952_G_1 | 56952 | G | 1 |  | Onshore Wind |  | WECC_PNW | Oregon | 41 | Morrow | 49 | 41049 | 72 | 0 | 2009 | 9999 |  |  | N | Wind | [13 empty] | 0 | 0 | 0 | 0 | [11 empty] | Willow Creek Energy LLC | 100 | Invenergy LLC | 100
High Sheldon Wind Farm | 56953_G_1 | 56953 | G | 1 |  | Onshore Wind |  | NY_Z_C&E | New York | 36 | Wyoming | 121 | 36121 | 112 | 0 | 2009 | 9999 |  |  | N | Wind | [13 empty] | 0 | 0 | 0 | 0 | [11 empty] | Sheldon Energy LLC | 100 | Invenergy LLC | 100
Gastonia Prime Power Park | 56954_G_1 | 56954 | G | 1 |  | Combustion Turbine | IC Engine | S_VACA | North Carolina | 37 | Gaston | 71 | 37071 | 2 | 25000 | 2008 | 9999 |  |  | N | Distillate Fuel Oil | [13 empty] | 1.6498 | 1.6498 | 1.6498 | 1.6498 | [11 empty] | North Carolina Municipal Power Agency No 1 | 100 | North Carolina Municipal Power Agency No 1 | 100
Gastonia Prime Power Park | 56954_G_2 | 56954 | G | 2 |  | Combustion Turbine | IC Engine | S_VACA | North Carolina | 37 | Gaston | 71 | 37071 | 2 | 25000 | 2008 | 9999 |  |  | N | Distillate Fuel Oil | [13 empty] | 1.6498 | 1.6498 | 1.6498 | 1.6498 | [11 empty] | North Carolina Municipal Power Agency No 1 | 100 | North Carolina Municipal Power Agency No 1 | 100
Gastonia Prime Power Park | 56954_G_3 | 56954 | G | 3 |  | Combustion Turbine | IC Engine | S_VACA | North Carolina | 37 | Gaston | 71 | 37071 | 1.8 | 25000 | 2012 | 9999 |  |  | N | Distillate Fuel Oil | [13 empty] | 1.6498 | 1.6498 | 1.6498 | 1.6498 | [11 empty] | North Carolina Municipal Power Agency No 1 | 100 | North Carolina Municipal Power Agency No 1 | 100
Gastonia Prime Power Park | 56954_G_4 | 56954 | G | 4 |  | Combustion Turbine | IC Engine | S_VACA | North Carolina | 37 | Gaston | 71 | 37071 | 1.8 | 25000 | 2012 | 9999 |  |  | N | Distillate Fuel Oil | [13 empty] | 1.6498 | 1.6498 | 1.6498 | 1.6498 | [11 empty] | North Carolina Municipal Power Agency No 1 | 100 | North Carolina Municipal Power Agency No 1 | 100
Gastonia Prime Power Park | 56954_G_5 | 56954 | G | 5 |  | Combustion Turbine | IC Engine | S_VACA | North Carolina | 37 | Gaston | 71 | 37071 | 1.8 | 25000 | 2013 | 9999 |  |  | N | Distillate Fuel Oil | [13 empty] | 1.6498 | 1.6498 | 1.6498 | 1.6498 | [11 empty] | North Carolina Municipal Power Agency No 1 | 100 | North Carolina Municipal Power Agency No 1 | 100
Gastonia Prime Power Park | 56954_G_6 | 56954 | G | 6 |  | Combustion Turbine | IC Engine | S_VACA | North Carolina | 37 | Gaston | 71 | 37071 | 1.8 | 25000 | 2013 | 9999 |  |  | N | Distillate Fuel Oil | [13 empty] | 1.6498 | 1.6498 | 1.6498 | 1.6498 | [11 empty] | North Carolina Municipal Power Agency No 1 | 100 | North Carolina Municipal Power Agency No 1 | 100
Bull Creek Wind | 56956_G_001 | 56956 | G | 001 |  | Onshore Wind |  | ERC_WEST | Texas | 48 | Borden | 33 | 48033 | 180 | 0 | 2008 | 9999 |  |  | N | Wind | [13 empty] | 0 | 0 | 0 | 0 | [11 empty] | Bull Creek Wind LLC | 100 | Tokyo Electric Power Co | 100
Pioneer Crossing Energy, LLC | 56957_G_LFG1 | 56957 | G | LFG1 |  | Landfill Gas |  | PJM_WMAC | Pennsylvania | 42 | Berks | 11 | 42011 | 1.6 | 13500 | 2008 | 9999 |  |  | N | Landfill Gas | [13 empty] | 0.12476 | 0.12476 | 0.12476 | 0.12476 | [11 empty] | Green Gas Pioneer Crossing Energy LLC | 100 | Green Gas DPB | 100
Pioneer Crossing Energy, LLC | 56957_G_LFG2 | 56957 | G | LFG2 |  | Landfill Gas |  | PJM_WMAC | Pennsylvania | 42 | Berks | 11 | 42011 | 1.6 | 13500 | 2008 | 9999 |  |  | N | Landfill Gas | [13 empty] | 0.12476 | 0.12476 | 0.12476 | 0.12476 | [11 empty] | Green Gas Pioneer Crossing Energy LLC | 100 | Green Gas DPB | 100
Pioneer Crossing Energy, LLC | 56957_G_LFG3 | 56957 | G | LFG3 |  | Landfill Gas |  | PJM_WMAC | Pennsylvania | 42 | Berks | 11 | 42011 | 1.6 | 13500 | 2008 | 9999 |  |  | N | Landfill Gas | [13 empty] | 0.12476 | 0.12476 | 0.12476 | 0.12476 | [11 empty] | Green Gas Pioneer Crossing Energy LLC | 100 | Green Gas DPB | 100
Pioneer Crossing Energy, LLC | 56957_G_LFG4 | 56957 | G | LFG4 |  | Landfill Gas |  | PJM_WMAC | Pennsylvania | 42 | Berks | 11 | 42011 | 1.6 | 13500 | 2008 | 9999 |  |  | N | Landfill Gas | [13 empty] | 0.12476 | 0.12476 | 0.12476 | 0.12476 | [11 empty] | Green Gas Pioneer Crossing Energy LLC | 100 | Green Gas DPB | 100
Pioneer Crossing Energy, LLC | 56957_G_LFG5 | 56957 | G | LFG5 |  | Landfill Gas |  | PJM_WMAC | Pennsylvania | 42 | Berks | 11 | 42011 | 1.6 | 13500 | 2013 | 9999 |  |  | N | Landfill Gas | [13 empty] | 0.22117 | 0.22117 | 0.22117 | 0.22117 | [11 empty] | Green Gas Pioneer Crossing Energy LLC | 100 | Green Gas DPB | 100
DANC LFGTE Facility | 56958_G_GEN1 | 56958 | G | GEN1 |  | Landfill Gas |  | NY_Z_C&E | New York | 36 | Jefferson | 45 | 36045 | 1.6 | 13500 | 2008 | 9999 |  |  | N | Landfill Gas | [13 empty] | 0.12573 | 0.12573 | 0.12573 | 0.12573 | [11 empty] | Innovative/Danc LLC | 100 | Archaea Energy Inc | 100
DANC LFGTE Facility | 56958_G_GEN2 | 56958 | G | GEN2 |  | Landfill Gas |  | NY_Z_C&E | New York | 36 | Jefferson | 45 | 36045 | 1.6 | 13500 | 2008 | 9999 |  |  | N | Landfill Gas | [13 empty] | 0.12573 | 0.12573 | 0.12573 | 0.12573 | [11 empty] | Innovative/Danc LLC | 100 | Archaea Energy Inc | 100
DANC LFGTE Facility | 56958_G_GEN3 | 56958 | G | GEN3 |  | Landfill Gas |  | NY_Z_C&E | New York | 36 | Jefferson | 45 | 36045 | 1.6 | 13500 | 2008 | 9999 |  |  | N | Landfill Gas | [13 empty] | 0.12573 | 0.12573 | 0.12573 | 0.12573 | [11 empty] | Innovative/Danc LLC | 100 | Archaea Energy Inc | 100
DANC LFGTE Facility | 56958_G_GEN4 | 56958 | G | GEN4 |  | Landfill Gas |  | NY_Z_C&E | New York | 36 | Jefferson | 45 | 36045 | 1.6 | 13500 | 2012 | 9999 |  |  | N | Landfill Gas | [13 empty] | 0.12573 | 0.12573 | 0.12573 | 0.12573 | [11 empty] | Innovative/Danc LLC | 100 | Archaea Energy Inc | 100
Ocotillo Windpower | 56959_G_OWF | 56959 | G | OWF |  | Onshore Wind |  | ERC_WEST | Texas | 48 | Howard | 227 | 48227 | 58.8 | 0 | 2008 | 9999 |  |  | N | Wind | [13 empty] | 0 | 0 | 0 | 0 | [11 empty] | Ocotillo Windpower LP | 100 | Duke Energy Corp | 100
Happy Jack Windpower Project | 56960_G_HJW01 | 56960 | G | HJW01 |  | Onshore Wind |  | WECC_WY | Wyoming | 56 | Laramie | 21 | 56021 | 29.4 | 0 | 2008 | 9999 |  |  | N | Wind | [13 empty] | 0 | 0 | 0 | 0 | [11 empty] | Happy Jack Windpower LLC | 100 | Duke Energy Corp | 100
Notrees Windpower Hybrid | 56961_G_GE | 56961 | G | GE |  | Onshore Wind |  | ERC_WEST | Texas | 48 | Ector | 135 | 48135 | 60 | 0 | 2009 | 9999 |  |  | N | Wind | [13 empty] | 0 | 0 | 0 | 0 | [11 empty] | Notrees Windpower LP | 100 | Duke Energy Corp | 100
Notrees Windpower Hybrid | 56961_G_VESTA | 56961 | G | VESTA |  | Onshore Wind |  | ERC_WEST | Texas | 48 | Ector | 135 | 48135 | 92.5 | 0 | 2009 | 9999 |  |  | N | Wind | [13 empty] | 0 | 0 | 0 | 0 | [11 empty] | Notrees Windpower LP | 100 | Duke Energy Corp | 100
Notrees Windpower Hybrid | 56961_G_BATT | 56961 | G | BATT |  | Energy Storage |  | ERC_WEST | Texas | 48 | Ector | 135 | 48135 | 36 | 0 | 2012 | 9999 |  |  | N | Energy Storage | [13 empty] | 0 | 0 | 0 | 0 | [11 empty] | Notrees Windpower LP | 100 | Duke Energy Corp | 100
Iredell County LFG Facility | 56962_G_1 | 56962 | G | 1 |  | Landfill Gas |  | S_VACA | North Carolina | 37 | Iredell | 97 | 37097 | 1.6 | 13500 | 2008 | 9999 |  |  | N | Landfill Gas | [13 empty] | 0.22117 | 0.22117 | 0.22117 | 0.22117 | [11 empty] | Iredell Transmission LLC | 100 | DTE Energy Co | 100
Iredell County LFG Facility | 56962_G_2 | 56962 | G | 2 |  | Landfill Gas |  | S_VACA | North Carolina | 37 | Iredell | 97 | 37097 | 1.6 | 13500 | 2008 | 9999 |  |  | N | Landfill Gas | [13 empty] | 0.22117 | 0.22117 | 0.22117 | 0.22117 | [11 empty] | Iredell Transmission LLC | 100 | DTE Energy Co | 100
West Deptford Energy Station | 56963_G_E101 | 56963 | G | E101 | 90891 | Combined Cycle |  | PJM_EMAC | New Jersey | 34 | Gloucester | 15 | 34015 | 216.5 | 7074 | 2014 | 9999 |  |  | N | Natural Gas |  |  |  | DLNB | SCR | [8 empty] | 0.0061343 | 0.0061343 | 0.0061343 | 0.0061343 | [11 empty] | West Deptford Energy LLC | 100 | LS Power Group | 100
West Deptford Energy Station | 56963_G_E102 | 56963 | G | E102 | 90892 | Combined Cycle |  | PJM_EMAC | New Jersey | 34 | Gloucester | 15 | 34015 | 216.5 | 7074 | 2014 | 9999 |  |  | N | Natural Gas |  |  |  | DLNB | SCR | [8 empty] | 0.0061343 | 0.0061343 | 0.0061343 | 0.0061343 | [11 empty] | West Deptford Energy LLC | 100 | LS Power Group | 100
West Deptford Energy Station | 56963_G_STG1 | 56963 | G | STG1 | 90891 | Combined Cycle |  | PJM_EMAC | New Jersey | 34 | Gloucester | 15 | 34015 | 305.9 | 7074 | 2014 | 9999 |  |  | N | Natural Gas |  |  |  | DLNB | SCR | [8 empty] | 0.0061343 | 0.0061343 | 0.0061343 | 0.0061343 | [11 empty] | West Deptford Energy LLC | 100 | LS Power Group | 100
Bayonne Energy Center | 56964_G_GT1 | 56964 | G | GT1 | 90481 | Combustion Turbine |  | NY_Z_J | New Jersey | 34 | Hudson | 17 | 34017 | 56.3 | 10745 | 2012 | 9999 |  |  | N | Natural Gas, Distillate Fuel Oil |  |  |  | H2O + NH3 | SCR | [8 empty] | 0.00695 | 0.00664 | 0.00695 | 0.00664 | [11 empty] | Bayonne Energy Center LLC | 100 | Macquarie Bank Limited | 100
Bayonne Energy Center | 56964_G_GT2 | 56964 | G | GT2 | 90482 | Combustion Turbine |  | NY_Z_J | New Jersey | 34 | Hudson | 17 | 34017 | 54.7 | 10745 | 2012 | 9999 |  |  | N | Natural Gas, Distillate Fuel Oil |  |  |  | H2O + NH3 | SCR | [8 empty] | 0.00692 | 0.00656 | 0.00692 | 0.00656 | [11 empty] | Bayonne Energy Center LLC | 100 | Macquarie Bank Limited | 100
Bayonne Energy Center | 56964_G_GT3 | 56964 | G | GT3 | 90483 | Combustion Turbine |  | NY_Z_J | New Jersey | 34 | Hudson | 17 | 34017 | 59.2 | 10745 | 2012 | 9999 |  |  | N | Natural Gas, Distillate Fuel Oil |  |  |  | H2O + NH3 | SCR | [8 empty] | 0.00688 | 0.00655 | 0.00688 | 0.00655 | [11 empty] | Bayonne Energy Center LLC | 100 | Macquarie Bank Limited | 100
Bayonne Energy Center | 56964_G_GT4 | 56964 | G | GT4 | 90484 | Combustion Turbine |  | NY_Z_J | New Jersey | 34 | Hudson | 17 | 34017 | 58.5 | 10745 | 2012 | 9999 |  |  | N | Natural Gas, Distillate Fuel Oil |  |  |  | H2O + NH3 | SCR | [8 empty] | 0.00712 | 0.00655 | 0.00712 | 0.00655 | [11 empty] | Bayonne Energy Center LLC | 100 | Macquarie Bank Limited | 100
Bayonne Energy Center | 56964_G_GT5 | 56964 | G | GT5 | 90485 | Combustion Turbine |  | NY_Z_J | New Jersey | 34 | Hudson | 17 | 34017 | 57.3 | 10745 | 2012 | 9999 |  |  | N | Natural Gas, Distillate Fuel Oil |  |  |  | H2O + NH3 | SCR | [8 empty] | 0.00684 | 0.00649 | 0.00684 | 0.00649 | [11 empty] | Bayonne Energy Center LLC | 100 | Macquarie Bank Limited | 100
Bayonne Energy Center | 56964_G_GT6 | 56964 | G | GT6 | 90486 | Combustion Turbine |  | NY_Z_J | New Jersey | 34 | Hudson | 17 | 34017 | 56.9 | 10745 | 2012 | 9999 |  |  | N | Natural Gas, Distillate Fuel Oil |  |  |  | H2O + NH3 | SCR | [8 empty] | 0.00688 | 0.00648 | 0.00688 | 0.00648 | [11 empty] | Bayonne Energy Center LLC | 100 | Macquarie Bank Limited | 100
Bayonne Energy Center | 56964_G_GT7 | 56964 | G | GT7 | 90487 | Combustion Turbine |  | NY_Z_J | New Jersey | 34 | Hudson | 17 | 34017 | 57.7 | 10745 | 2012 | 9999 |  |  | N | Natural Gas, Distillate Fuel Oil |  |  |  | H2O + NH3 | SCR | [8 empty] | 0.00669 | 0.00643 | 0.00669 | 0.00643 | [11 empty] | Bayonne Energy Center LLC | 100 | Macquarie Bank Limited | 100
Bayonne Energy Center | 56964_G_GT8 | 56964 | G | GT8 | 90488 | Combustion Turbine |  | NY_Z_J | New Jersey | 34 | Hudson | 17 | 34017 | 57.6 | 10745 | 2012 | 9999 |  |  | N | Natural Gas, Distillate Fuel Oil |  |  |  | H2O + NH3 | SCR | [8 empty] | 0.00698 | 0.0066 | 0.00698 | 0.0066 | [11 empty] | Bayonne Energy Center LLC | 100 | Macquarie Bank Limited | 100
Bayonne Energy Center | 56964_G_GT10 | 56964 | G | GT10 | 91188 | Combustion Turbine |  | NY_Z_J | New Jersey | 34 | Hudson | 17 | 34017 | 61.3 | 10745 | 2018 | 9999 |  |  | N | Natural Gas, Distillate Fuel Oil |  |  |  | H2O + NH3 | SCR | [8 empty] | 0.02751 | 0.02751 | 0.02751 | 0.02751 | [11 empty] | Bayonne Energy Center LLC | 100 | Macquarie Bank Limited | 100
Bayonne Energy Center | 56964_G_GT9 | 56964 | G | GT9 | 91187 | Combustion Turbine |  | NY_Z_J | New Jersey | 34 | Hudson | 17 | 34017 | 61.3 | 10745 | 2018 | 9999 |  |  | N | Natural Gas, Distillate Fuel Oil |  |  |  | H2O + NH3 | SCR | [8 empty] | 0.02352 | 0.02303 | 0.02352 | 0.02303 | [11 empty] | Bayonne Energy Center LLC | 100 | Macquarie Bank Limited | 100
QVC Inc | 56966_G_1 | 56966 | G | 1 |  | Solar PV |  | S_VACA | North Carolina | 37 | Edgecombe | 65 | 37065 | 1 | 0 | 2008 | 9999 |  |  | N | Solar | [13 empty] | 0 | 0 | 0 | 0 | [11 empty] | QVC Inc | 100 | QVC Inc | 100
QVC Inc | 56966_G_2 | 56966 | G | 2 |  | Solar PV |  | S_VACA | North Carolina | 37 | Edgecombe | 65 | 37065 | 2.9 | 0 | 2013 | 9999 |  |  | N | Solar | [13 empty] | 0 | 0 | 0 | 0 | [11 empty] | QVC Inc | 100 | QVC Inc | 100
Butter Creek Power LLC | 56967_G_1 | 56967 | G | 1 |  | Onshore Wind |  | WECC_PNW | Oregon | 41 | Umatilla | 59 | 41059 | 5 | 0 | 2009 | 9999 |  |  | N | Wind | [13 empty] | 0 | 0 | 0 | 0 | [11 empty] | Oregon Trail Windfarm LLC | 22.2 | Exelon Corp | 92.5
Big Top LLC | 56968_G_1 | 56968 | G | 1 |  | Onshore Wind |  | WECC_PNW | Oregon | 41 | Morrow | 49 | 41049 | 1.7 | 0 | 2009 | 9999 |  |  | N | Wind | [13 empty] | 0 | 0 | 0 | 0 | [11 empty] | Oregon Trail Windfarm LLC | 22.2 | Exelon Corp | 92.5
Four Corners Windfarm LLC | 56969_G_1 | 56969 | G | 1 |  | Onshore Wind |  | WECC_PNW | Oregon | 41 | Umatilla | 59 | 41059 | 10 | 0 | 2009 | 9999 |  |  | N | Wind | [13 empty] | 0 | 0 | 0 | 0 | [11 empty] | Four Corners Windfarm LLC | 50 | Exelon Corp | 100
Four Mile Canyon Windfarm LLC | 56970_G_1 | 56970 | G | 1 |  | Onshore Wind |  | WECC_PNW | Oregon | 41 | Morrow | 49 | 41049 | 10 | 0 | 2009 | 9999 |  |  | N | Wind | [13 empty] | 0 | 0 | 0 | 0 | [11 empty] | Oregon Trail Windfarm LLC | 22.2 | Exelon Corp | 92.5
Oregon Trail Windfarm LLC | 56971_G_1 | 56971 | G | 1 |  | Onshore Wind |  | WECC_PNW | Oregon | 41 | Umatilla | 59 | 41059 | 9.9 | 0 | 2009 | 9999 |  |  | N | Wind | [13 empty] | 0 | 0 | 0 | 0 | [11 empty] | Oregon Trail Windfarm LLC | 22.2 | Exelon Corp | 92.5
Pacific Canyon Windfarm LLC | 56972_G_1 | 56972 | G | 1 |  | Onshore Wind |  | WECC_PNW | Oregon | 41 | Morrow | 49 | 41049 | 8.3 | 0 | 2009 | 9999 |  |  | N | Wind | [13 empty] | 0 | 0 | 0 | 0 | [11 empty] | Oregon Trail Windfarm LLC | 22.2 | Exelon Corp | 92.5
Sand Ranch Windfarm LLC | 56973_G_1 | 56973 | G | 1 |  | Onshore Wind |  | WECC_PNW | Oregon | 41 | Morrow | 49 | 41049 | 9.9 | 0 | 2009 | 9999 |  |  | N | Wind | [13 empty] | 0 | 0 | 0 | 0 | [11 empty] | Threemile Canyon Wind I LLC | 100 | Exelon Corp | 100
Wagon Trail LLC | 56974_G_1 | 56974 | G | 1 |  | Onshore Wind |  | WECC_PNW | Oregon | 41 | Morrow | 49 | 41049 | 3.3 | 0 | 2009 | 9999 |  |  | N | Wind | [13 empty] | 0 | 0 | 0 | 0 | [11 empty] | Oregon Trail Windfarm LLC | 22.2 | Exelon Corp | 92.5
Ward Butte Windfarm LLC | 56975_G_1 | 56975 | G | 1 |  | Onshore Wind |  | WECC_PNW | Oregon | 41 | Umatilla | 59 | 41059 | 6.6 | 0 | 2009 | 9999 |  |  | N | Wind | [13 empty] | 0 | 0 | 0 | 0 | [11 empty] | Oregon Trail Windfarm LLC | 22.2 | Exelon Corp | 92.5
EC&R Panther Creek Wind Farm III | 56979_G_1 | 56979 | G | 1 |  | Onshore Wind |  | ERC_WEST | Texas | 48 | Sterling | 431 | 48431 | 199.5 | 0 | 2009 | 9999 |  |  | N | Wind | [13 empty] | 0 | 0 | 0 | 0 | [11 empty] | Panther Creek Wind Farm I & II LLC | 100 | RWE Group | 100