## About
BTC BAU Transmission Capacity
Source: | e-Highway2050 (Modular Development Planof the Pan-European Transmission System 2050)
"Funded by the European Commission, the e-Highway2050 project aims to put forward a Modular Development Plan at the 2050 time horizon, based on a long-term planning method-ology able to assess the coming restructuring and expansion operations of the European power transmission system."
2015
https://docs.entsoe.eu/baltic-conf/bites/www.e-highway2050.eu/fileadmin/documents/130321_brochure_ehighway2050_ES.pdf
https://docs.entsoe.eu/baltic-conf/bites/www.e-highway2050.eu/results/
https://docs.entsoe.eu/baltic-conf/bites/www.e-highway2050.eu/fileadmin/documents/Results/e-Highway_database_per_country-08022016.xlsx

## Calc Documentation
The e-Highway2050 project aims to put forward a Modular Development Plan at the 2050 time horizon for Entso-e member TSOs
In the project, a number of scenarios were developed. For the EPS BAU scenario, the
e-highway scenario "Big &markt" was chosen:
"In this scenario, the electricity sector is assumed to be market-driven. A prefer-ence is thus given
to centralised projects ( renewable and non-renewable ) and no source of energy is excluded.
Carbon Capture Storage is assumed to be mature. GDP growth is high. Electrification of
transport and heating is signifi cant but energy effi ciency is limited."
Within the sope of the project, a "starting grid" for the year 2030 (based on the TYNDP) was developed
and 2050 was the target year of the study.
Instead of using a static topological grid-model, within the project, a clustered grid with
100 equivalent nodes was used (see figure).
Since Entso-e area goes beyond EU28 (see Sheet CountryList), all non-EU28 nodes
were manually removed for the EPS (see T93 (Mod) T94 (Mod)).
The modified 2030 and 2050 transmission capacity values from the study were then used
as "base points" for linear inter- and extrapolation in order to calculate
yearly BTC values (see sheet Calc)

## CountryList
Code | Country | EU28
AL | Albania | No
AT | Austria | Yes
BA | Bosnia&Herzegovina | No
BE | Belgium | Yes
BG | Bulgaria | Yes
CH | Switzerland | No
CZ | Czech Republic | Yes
DE | Germany | Yes
DK | Denmark | Yes
DZ | Algeria | No
EA | East Europe | No
EE | Estonia | Ja
ES | Spain | Ja
FI | Finland | Ja
FR | France | Ja
GB | Great Britain | Ja
GR | Greece | Ja
HR | Croatia | Ja
HU | Hungary | Ja
IE | Ireland | Ja
IT | Italy | Ja
LT | Lithuania | Ja
LU | Luxembourg | Ja
LV | Latvia | Ja
LY | Libya | No
MA | Morocco | No
ME | Montenegro | No
MI | Middle East | No
MK | FYR of Macedonia | No
NA | North Africa | No
NI | North Ireland | Yes
NL | Netherlands | Yes
NO | Norway | No
NS | North Sea | Yes
PL | Poland | Yes
PT | Portugal | Yes
RO | Romania | Yes
RS | Serbia | No
SE | Sweden | Yes
SI | Slovenia | Yes
SK | Slovak Republic | Yes
TN | Tunisia | No
UK | United Kingdom | Yes

## T93 (Mod)
SOURCE : E-HIGHWAY2050 |  |  |  |  | Table 93: Starting Grid for all scenarios in 2030 | [7 empty] | go back to ReadMe
Starting Grid For the North sea and North africa connections, the values below are the starting ones assumed for the 2050 analyis, they are scenario dependant. For the other connections they represent the 2030 grid and are common to all scenarios
| Links | Length | Large Scale RES | 100% RES | Big & Market | Fossil & Nuclear | Small & Local | Large Scale RES | 100% RES | Big & Market | Fossil & Nuclear | Small & Local
|  | km | MW | MW | MW | MW | MW | GW.km | GW.km | GW.km | GW.km | GW.km
| 01_es - 02_es | 186.1216 | 7200 | 7200 | 7200 | 7200 | 7200 | 1340.0752 | 1340.0752 | 1340.0752 | 1340.0752 | 1340.0752
| 01_es - 12_pt | 204.1927 | 1200 | 1200 | 1200 | 1200 | 1200 | 245.0312 | 245.0312 | 245.0312 | 245.0312 | 245.0312
| 02_es - 03_es | 186.0933 | 19100 | 19100 | 19100 | 19100 | 19100 | 3554.3815 | 3554.3815 | 3554.3815 | 3554.3815 | 3554.3815
| 02_es - 04_es | 302.3362 | 2400 | 2400 | 2400 | 2400 | 2400 | 725.6069 | 725.6069 | 725.6069 | 725.6069 | 725.6069
| 02_es - 08_es | 334.9516 | 2400 | 2400 | 2400 | 2400 | 2400 | 803.8838 | 803.8838 | 803.8838 | 803.8838 | 803.8838
| 02_es - 12_pt | 215.2643 | 950 | 950 | 950 | 950 | 950 | 204.5011 | 204.5011 | 204.5011 | 204.5011 | 204.5011
| 03_es - 04_es | 181.2341 | 7100 | 7100 | 7100 | 7100 | 7100 | 1286.7623 | 1286.7623 | 1286.7623 | 1286.7623 | 1286.7623
| 03_es - 05_es | 256.6641 | 3900 | 3900 | 3900 | 3900 | 3900 | 1000.99 | 1000.99 | 1000.99 | 1000.99 | 1000.99
| 03_es - 07_es | 117.7649 | 10200 | 10200 | 10200 | 10200 | 10200 | 1201.2021 | 1201.2021 | 1201.2021 | 1201.2021 | 1201.2021
| 03_es - 11_es | 343.7545 | 2700 | 2700 | 2700 | 2700 | 2700 | 928.1372 | 928.1372 | 928.1372 | 928.1372 | 928.1372
| 04_es - 05_es | 181.0881 | 900 | 900 | 900 | 900 | 900 | 162.9793 | 162.9793 | 162.9793 | 162.9793 | 162.9793
| 04_es - 14_fr | 237.6073 | 2000 | 2000 | 2000 | 2000 | 2000 | 475.2146 | 475.2146 | 475.2146 | 475.2146 | 475.2146
| 05_es - 06_es | 185.2541 | 7000 | 7000 | 7000 | 7000 | 7000 | 1296.7785 | 1296.7785 | 1296.7785 | 1296.7785 | 1296.7785
| 05_es - 11_es | 259.0854 | 5700 | 5700 | 5700 | 5700 | 5700 | 1476.7869 | 1476.7869 | 1476.7869 | 1476.7869 | 1476.7869
| 05_es - 14_fr | 283.2242 | 100 | 100 | 100 | 100 | 100 | 28.3224 | 28.3224 | 28.3224 | 28.3224 | 28.3224
| 06_es - 11_es | 364.8412 | 1100 | 1100 | 1100 | 1100 | 1100 | 401.3254 | 401.3254 | 401.3254 | 401.3254 | 401.3254
| 06_es - 15_fr | 271.72 | 1800 | 1800 | 1800 | 1800 | 1800 | 489.0961 | 489.0961 | 489.0961 | 489.0961 | 489.0961
| 07_es - 08_es | 183.2525 | 8700 | 8700 | 8700 | 8700 | 8700 | 1594.2968 | 1594.2968 | 1594.2968 | 1594.2968 | 1594.2968
| 07_es - 11_es | 264.7603 | 2100 | 2100 | 2100 | 2100 | 2100 | 555.9966 | 555.9966 | 555.9966 | 555.9966 | 555.9966
| 08_es - 09_es | 233.7118 | 6100 | 6100 | 6100 | 6100 | 6100 | 1425.642 | 1425.642 | 1425.642 | 1425.642 | 1425.642
| 08_es - 10_es | 223.0531 | 4000 | 4000 | 4000 | 4000 | 4000 | 892.2126 | 892.2126 | 892.2126 | 892.2126 | 892.2126
| 08_es - 13_pt | 269.4706 | 900 | 900 | 900 | 900 | 900 | 242.5235 | 242.5235 | 242.5235 | 242.5235 | 242.5235
| 09_es - 10_es | 204.7364 | 8100 | 8100 | 8100 | 8100 | 8100 | 1658.3648 | 1658.3648 | 1658.3648 | 1658.3648 | 1658.3648
| 09_es - 13_pt | 299.266 | 500 | 500 | 500 | 500 | 500 | 149.633 | 149.633 | 149.633 | 149.633 | 149.633
| 10_es - 11_es | 269.0043 | 3200 | 3200 | 3200 | 3200 | 3200 | 860.8138 | 860.8138 | 860.8138 | 860.8138 | 860.8138
| 100_ru - 73_ee | 502.2755 | 1000 | 1000 | 1000 | 1000 | 1000 | 502.2755 | 502.2755 | 502.2755 | 502.2755 | 502.2755
| 100_ru - 74_fi | 809.2211 | 70 | 70 | 70 | 70 | 70 | 56.6455 | 56.6455 | 56.6455 | 56.6455 | 56.6455
| 100_ru - 75_fi | 484.6218 | 1400 | 1400 | 1400 | 1400 | 1400 | 678.4705 | 678.4705 | 678.4705 | 678.4705 | 678.4705
| 100_ru - 77_lt | 803.4932 | 1900 | 1900 | 1900 | 1900 | 1900 | 1526.6371 | 1526.6371 | 1526.6371 | 1526.6371 | 1526.6371
| 100_ru - 78_lv | 639.1073 | 400 | 400 | 400 | 400 | 400 | 255.6429 | 255.6429 | 255.6429 | 255.6429 | 255.6429
| 100_ua - 42_pl | 216.9545 | 1000 | 1000 | 1000 | 1000 | 1000 | 216.9545 | 216.9545 | 216.9545 | 216.9545 | 216.9545
| 100_ua - 58_hu | 510.7378 | 700 | 700 | 700 | 700 | 700 | 357.5165 | 357.5165 | 357.5165 | 357.5165 | 357.5165
| 100_ua - 59_ro | 385.5143 | 700 | 700 | 700 | 700 | 700 | 269.86 | 269.86 | 269.86 | 269.86 | 269.86
| 106_ns - 90_uk | 216.9375 | 8000 | 8000 | 5000 | 5000 | 885 | 1735.4997 | 1735.4997 | 1084.6873 | 1084.6873 | 191.9897
| 107_ns - 92_uk | 294.9742 | 6023.2054 | 5580 | 4350 | 2550 | 442.5 | 1776.6902 | 1645.9561 | 1283.1378 | 752.1842 | 130.5261
| 108_ns - 93_uk | 230.8948 | 1003.8676 | 930 | 725 | 425 | 73.75 | 231.7878 | 214.7322 | 167.3987 | 98.1303 | 17.0285
| 109_ns - 94_uk | 161.8629 | 1003.8676 | 930 | 725 | 425 | 73.75 | 162.4889 | 150.5325 | 117.3506 | 68.7917 | 11.9374
| 110_ns - 28_be | 187.8811 | 1000 | 1500 | 1000 | 1000 | 1095 | 187.8811 | 281.8216 | 187.8811 | 187.8811 | 205.7298
| 111_ns - 30_nl | 140.4264 | 4461.6337 | 7950 | 3500 | 2600 | 100 | 626.531 | 1116.3896 | 491.4923 | 365.1085 | 14.0426
| 112_ns - 31_de | 210.2441 | 8000 | 8000 | 5000 | 5000 | 3800 | 1681.9528 | 1681.9528 | 1051.2205 | 1051.2205 | 798.9276
| 113_ns - 38_dk | 128.4616 | 8000 | 8000 | 5000 | 1500 | 652.5 | 1027.6931 | 1027.6931 | 642.3082 | 192.6924 | 83.8212
| 114_ns - 72_dk | 170.8761 | 3903.9295 | 3200 | 2375 | 500 | 217.5 | 667.0881 | 546.8034 | 405.8307 | 85.438 | 37.1655
| 116_ns - 88_se | 285.8994 | 334.6225 | 1500 | 246.9059 | 150 | 100 | 95.6684 | 428.8491 | 70.5903 | 42.8849 | 28.5899
| 12_pt - 13_pt | 213.9629 | 4000 | 4000 | 4000 | 4000 | 4000 | 855.8517 | 855.8517 | 855.8517 | 855.8517 | 855.8517
| 14_fr - 15_fr | 188.7321 | 2000 | 2000 | 2000 | 2000 | 2000 | 377.4642 | 377.4642 | 377.4642 | 377.4642 | 377.4642
| 14_fr - 17_fr | 307.5995 | 3000 | 3000 | 3000 | 3000 | 3000 | 922.7984 | 922.7984 | 922.7984 | 922.7984 | 922.7984
| 14_fr - 18_fr | 360.153 | 1100 | 1100 | 1100 | 1100 | 1100 | 396.1683 | 396.1683 | 396.1683 | 396.1683 | 396.1683
| 15_fr - 16_fr | 253.7618 | 3500 | 3500 | 3500 | 3500 | 3500 | 888.1663 | 888.1663 | 888.1663 | 888.1663 | 888.1663
| 15_fr - 18_fr | 306.2108 | 4500 | 4500 | 4500 | 4500 | 4500 | 1377.9485 | 1377.9485 | 1377.9485 | 1377.9485 | 1377.9485
| 16_fr - 19_fr | 173.3534 | 5200 | 5200 | 5200 | 5200 | 5200 | 901.4378 | 901.4378 | 901.4378 | 901.4378 | 901.4378
| 16_fr - 20_fr | 236.9594 | 450 | 450 | 450 | 450 | 450 | 106.6317 | 106.6317 | 106.6317 | 106.6317 | 106.6317
| 17_fr - 18_fr | 189.7609 | 4200 | 4200 | 4200 | 4200 | 4200 | 796.9956 | 796.9956 | 796.9956 | 796.9956 | 796.9956
| 17_fr - 21_fr | 244.0726 | 5400 | 5400 | 5400 | 5400 | 5400 | 1317.9921 | 1317.9921 | 1317.9921 | 1317.9921 | 1317.9921
| 17_fr - 22_fr | 248.4147 | 250 | 250 | 250 | 250 | 250 | 62.1037 | 62.1037 | 62.1037 | 62.1037 | 62.1037
| 18_fr - 19_fr | 257.405 | 2200 | 2200 | 2200 | 2200 | 2200 | 566.2909 | 566.2909 | 566.2909 | 566.2909 | 566.2909
| 18_fr - 23_fr | 190.7257 | 10000 | 10000 | 10000 | 10000 | 10000 | 1907.2574 | 1907.2574 | 1907.2574 | 1907.2574 | 1907.2574
| 18_fr - 24_fr | 180.6201 | 125 | 125 | 125 | 125 | 125 | 22.5775 | 22.5775 | 22.5775 | 22.5775 | 22.5775
| 19_fr - 20_fr | 136.0227 | 6000 | 6000 | 6000 | 6000 | 6000 | 816.1361 | 816.1361 | 816.1361 | 816.1361 | 816.1361
| 19_fr - 24_fr | 271.6838 | 2500 | 2500 | 2500 | 2500 | 2500 | 679.2094 | 679.2094 | 679.2094 | 679.2094 | 679.2094
| 19_fr - 52_it | 450.2675 | 1000 | 1000 | 1000 | 1000 | 1000 | 450.2675 | 450.2675 | 450.2675 | 450.2675 | 450.2675
| 20_fr - 24_fr | 204.8002 | 3000 | 3000 | 3000 | 3000 | 3000 | 614.4005 | 614.4005 | 614.4005 | 614.4005 | 614.4005
| 20_fr - 25_fr | 266.2691 | 1150 | 1150 | 1150 | 1150 | 1150 | 306.2094 | 306.2094 | 306.2094 | 306.2094 | 306.2094
| 20_fr - 52_it | 352.6873 | 4800 | 4800 | 4800 | 4800 | 4800 | 1692.8989 | 1692.8989 | 1692.8989 | 1692.8989 | 1692.8989
| 21_fr - 22_fr | 210.6168 | 7000 | 7000 | 7000 | 7000 | 7000 | 1474.3175 | 1474.3175 | 1474.3175 | 1474.3175 | 1474.3175
| 21_fr - 96_ie | 682.3124 | 700 | 700 | 700 | 700 | 700 | 477.6187 | 477.6187 | 477.6187 | 477.6187 | 477.6187
| 22_fr - 23_fr | 184.242 | 2400 | 2400 | 2400 | 2400 | 2400 | 442.1809 | 442.1809 | 442.1809 | 442.1809 | 442.1809
| 22_fr - 26_fr | 216.4226 | 3200 | 3200 | 3200 | 3200 | 3200 | 692.5524 | 692.5524 | 692.5524 | 692.5524 | 692.5524
| 22_fr - 90_uk | 312.9393 | 1000 | 1000 | 1000 | 1000 | 1000 | 312.9393 | 312.9393 | 312.9393 | 312.9393 | 312.9393
| 23_fr - 24_fr | 195.9671 | 3500 | 3500 | 3500 | 3500 | 3500 | 685.8847 | 685.8847 | 685.8847 | 685.8847 | 685.8847
| 23_fr - 25_fr | 305.9079 | 4000 | 4000 | 4000 | 4000 | 4000 | 1223.6314 | 1223.6314 | 1223.6314 | 1223.6314 | 1223.6314
| 23_fr - 26_fr | 146.8924 | 17900 | 17900 | 17900 | 17900 | 17900 | 2629.3736 | 2629.3736 | 2629.3736 | 2629.3736 | 2629.3736
| 23_fr - 27_fr | 167.1105 | 1100 | 1100 | 1100 | 1100 | 1100 | 183.8215 | 183.8215 | 183.8215 | 183.8215 | 183.8215
| 24_fr - 25_fr | 168.5048 | 4200 | 4200 | 4200 | 4200 | 4200 | 707.7203 | 707.7203 | 707.7203 | 707.7203 | 707.7203
| 25_fr - 27_fr | 178.5522 | 3500 | 3500 | 3500 | 3500 | 3500 | 624.9329 | 624.9329 | 624.9329 | 624.9329 | 624.9329
| 25_fr - 28_be | 286.9271 | 400 | 400 | 400 | 400 | 400 | 114.7708 | 114.7708 | 114.7708 | 114.7708 | 114.7708
| 25_fr - 35_de | 245.6773 | 2100 | 2100 | 2100 | 2100 | 2100 | 515.9224 | 515.9224 | 515.9224 | 515.9224 | 515.9224
| 25_fr - 36_de | 195.1858 | 1800 | 1800 | 1800 | 1800 | 1800 | 351.3344 | 351.3344 | 351.3344 | 351.3344 | 351.3344
| 26_fr - 27_fr | 158.9778 | 4900 | 4900 | 4900 | 4900 | 4900 | 778.9911 | 778.9911 | 778.9911 | 778.9911 | 778.9911
| 26_fr - 28_be | 175.0751 | 2900 | 2900 | 2900 | 2900 | 2900 | 507.7179 | 507.7179 | 507.7179 | 507.7179 | 507.7179
| 26_fr - 90_uk | 274.5071 | 2000 | 2000 | 2000 | 2000 | 2000 | 549.0142 | 549.0142 | 549.0142 | 549.0142 | 549.0142
| 27_fr - 28_be | 160.3885 | 1300 | 1300 | 1300 | 1300 | 1300 | 208.5051 | 208.5051 | 208.5051 | 208.5051 | 208.5051
| 28_be - 29_lu | 151.806 | 700 | 700 | 700 | 700 | 700 | 106.2642 | 106.2642 | 106.2642 | 106.2642 | 106.2642
| 28_be - 30_nl | 191.2099 | 3500 | 3500 | 3500 | 3500 | 3500 | 669.2345 | 669.2345 | 669.2345 | 669.2345 | 669.2345
| 28_be - 33_de | 222.6462 | 1000 | 1000 | 1000 | 1000 | 1000 | 222.6462 | 222.6462 | 222.6462 | 222.6462 | 222.6462
| 28_be - 90_uk | 353.4964 | 1000 | 1000 | 1000 | 1000 | 1000 | 353.4964 | 353.4964 | 353.4964 | 353.4964 | 353.4964
| 29_lu - 35_de | 162.3777 | 2900 | 2900 | 2900 | 2900 | 2900 | 470.8953 | 470.8953 | 470.8953 | 470.8953 | 470.8953
| 30_nl - 31_de | 271.0737 | 1400 | 1400 | 1400 | 1400 | 1400 | 379.5032 | 379.5032 | 379.5032 | 379.5032 | 379.5032
| 30_nl - 33_de | 161.7023 | 7100 | 7100 | 7100 | 7100 | 7100 | 1148.0864 | 1148.0864 | 1148.0864 | 1148.0864 | 1148.0864
| 30_nl - 38_dk | 498.6451 | 700 | 700 | 700 | 700 | 700 | 349.0515 | 349.0515 | 349.0515 | 349.0515 | 349.0515
| 30_nl - 90_uk | 389.6753 | 1000 | 1000 | 1000 | 1000 | 1000 | 389.6753 | 389.6753 | 389.6753 | 389.6753 | 389.6753
| 31_de - 32_de | 227.6977 | 5400 | 5400 | 5400 | 5400 | 5400 | 1229.5674 | 1229.5674 | 1229.5674 | 1229.5674 | 1229.5674
| 31_de - 33_de | 219.3436 | 17330 | 17330 | 17330 | 17330 | 17330 | 3801.2239 | 3801.2239 | 3801.2239 | 3801.2239 | 3801.2239
| 31_de - 35_de | 332.7905 | 6300 | 6300 | 6300 | 6300 | 6300 | 2096.5804 | 2096.5804 | 2096.5804 | 2096.5804 | 2096.5804
| 31_de - 36_de | 509.923 | 2000 | 2000 | 2000 | 2000 | 2000 | 1019.846 | 1019.846 | 1019.846 | 1019.846 | 1019.846
| 31_de - 37_de | 487.6187 | 4000 | 4000 | 4000 | 4000 | 4000 | 1950.475 | 1950.475 | 1950.475 | 1950.475 | 1950.475
| 31_de - 38_dk | 333.2242 | 3000 | 3000 | 3000 | 3000 | 3000 | 999.6727 | 999.6727 | 999.6727 | 999.6727 | 999.6727
| 31_de - 89_se | 473.7392 | 1200 | 1200 | 1200 | 1200 | 1200 | 568.4871 | 568.4871 | 568.4871 | 568.4871 | 568.4871
| 32_de - 34_de | 207.6126 | 9300 | 9300 | 9300 | 9300 | 9300 | 1930.7967 | 1930.7967 | 1930.7967 | 1930.7967 | 1930.7967
| 32_de - 44_pl | 263.7404 | 3400 | 3400 | 3400 | 3400 | 3400 | 896.7172 | 896.7172 | 896.7172 | 896.7172 | 896.7172
| 32_de - 72_dk | 269.7291 | 600 | 600 | 600 | 600 | 600 | 161.8374 | 161.8374 | 161.8374 | 161.8374 | 161.8374
| 33_de - 35_de | 147.0379 | 19050 | 19050 | 19050 | 19050 | 19050 | 2801.0718 | 2801.0718 | 2801.0718 | 2801.0718 | 2801.0718
| 33_de - 36_de | 343.6279 | 2000 | 2000 | 2000 | 2000 | 2000 | 687.2557 | 687.2557 | 687.2557 | 687.2557 | 687.2557
| 34_de - 35_de | 312.0993 | 2600 | 2600 | 2600 | 2600 | 2600 | 811.4583 | 811.4583 | 811.4583 | 811.4583 | 811.4583
| 34_de - 37_de | 259.8498 | 14840 | 14840 | 14840 | 14840 | 14840 | 3856.1716 | 3856.1716 | 3856.1716 | 3856.1716 | 3856.1716
| 34_de - 39_cz | 200.0565 | 1700 | 1700 | 1700 | 1700 | 1700 | 340.096 | 340.096 | 340.096 | 340.096 | 340.096
| 34_de - 44_pl | 296.2501 | 1700 | 1700 | 1700 | 1700 | 1700 | 503.6252 | 503.6252 | 503.6252 | 503.6252 | 503.6252
| 35_de - 36_de | 196.6285 | 7700 | 7700 | 7700 | 7700 | 7700 | 1514.0395 | 1514.0395 | 1514.0395 | 1514.0395 | 1514.0395
| 35_de - 37_de | 274.3279 | 6130 | 6130 | 6130 | 6130 | 6130 | 1681.6299 | 1681.6299 | 1681.6299 | 1681.6299 | 1681.6299
| 36_de - 37_de | 181.0292 | 7500 | 7500 | 7500 | 7500 | 7500 | 1357.7188 | 1357.7188 | 1357.7188 | 1357.7188 | 1357.7188
| 36_de - 49_at | 280.6747 | 2800 | 2800 | 2800 | 2800 | 2800 | 785.8893 | 785.8893 | 785.8893 | 785.8893 | 785.8893
| 37_de - 39_cz | 231.3685 | 2000 | 2000 | 2000 | 2000 | 2000 | 462.737 | 462.737 | 462.737 | 462.737 | 462.737
| 37_de - 49_at | 197.8279 | 2500 | 2500 | 2500 | 2500 | 2500 | 494.5697 | 494.5697 | 494.5697 | 494.5697 | 494.5697
| 37_de - 50_at | 280.4237 | 5500 | 5500 | 5500 | 5500 | 5500 | 1542.3303 | 1542.3303 | 1542.3303 | 1542.3303 | 1542.3303
| 38_dk - 72_dk | 171.8908 | 600 | 600 | 600 | 600 | 600 | 103.1345 | 103.1345 | 103.1345 | 103.1345 | 103.1345
| 38_dk - 88_se | 464.7427 | 740 | 740 | 740 | 740 | 740 | 343.9096 | 343.9096 | 343.9096 | 343.9096 | 343.9096
| 39_cz - 40_cz | 189.6795 | 7600 | 7600 | 7600 | 7600 | 7600 | 1441.5645 | 1441.5645 | 1441.5645 | 1441.5645 | 1441.5645
| 40_cz - 43_pl | 191.4737 | 2100 | 2100 | 2100 | 2100 | 2100 | 402.0949 | 402.0949 | 402.0949 | 402.0949 | 402.0949
| 40_cz - 46_sk | 212.9842 | 2700 | 2700 | 2700 | 2700 | 2700 | 575.0574 | 575.0574 | 575.0574 | 575.0574 | 575.0574
| 40_cz - 51_at | 166.2799 | 2100 | 2100 | 2100 | 2100 | 2100 | 349.1877 | 349.1877 | 349.1877 | 349.1877 | 349.1877
| 41_pl - 42_pl | 214.6079 | 4700 | 4700 | 4700 | 4700 | 4700 | 1008.657 | 1008.657 | 1008.657 | 1008.657 | 1008.657
| 41_pl - 43_pl | 301.7096 | 4900 | 4900 | 4900 | 4900 | 4900 | 1478.3771 | 1478.3771 | 1478.3771 | 1478.3771 | 1478.3771
| 41_pl - 44_pl | 338.4146 | 3400 | 3400 | 3400 | 3400 | 3400 | 1150.6096 | 1150.6096 | 1150.6096 | 1150.6096 | 1150.6096
| 41_pl - 45_pl | 219.3474 | 4400 | 4400 | 4400 | 4400 | 4400 | 965.1286 | 965.1286 | 965.1286 | 965.1286 | 965.1286
| 41_pl - 77_lt | 348.7485 | 1000 | 1000 | 1000 | 1000 | 1000 | 348.7485 | 348.7485 | 348.7485 | 348.7485 | 348.7485
| 42_pl - 43_pl | 212.1471 | 4300 | 4300 | 4300 | 4300 | 4300 | 912.2325 | 912.2325 | 912.2325 | 912.2325 | 912.2325
| 42_pl - 46_sk | 298.1652 | 600 | 600 | 600 | 600 | 600 | 178.8991 | 178.8991 | 178.8991 | 178.8991 | 178.8991
| 43_pl - 44_pl | 296.0467 | 4000 | 4000 | 4000 | 4000 | 4000 | 1184.1867 | 1184.1867 | 1184.1867 | 1184.1867 | 1184.1867
| 44_pl - 45_pl | 227.1979 | 8900 | 8900 | 8900 | 8900 | 8900 | 2022.0615 | 2022.0615 | 2022.0615 | 2022.0615 | 2022.0615
| 45_pl - 89_se | 422.6964 | 600 | 600 | 600 | 600 | 600 | 253.6178 | 253.6178 | 253.6178 | 253.6178 | 253.6178
| 46_sk - 58_hu | 171.9677 | 5400 | 5400 | 5400 | 5400 | 5400 | 928.6254 | 928.6254 | 928.6254 | 928.6254 | 928.6254
| 49_at - 50_at | 177.1288 | 6300 | 6300 | 6300 | 6300 | 6300 | 1115.9114 | 1115.9114 | 1115.9114 | 1115.9114 | 1115.9114
| 49_at - 52_it | 261.7436 | 2300 | 2300 | 2300 | 2300 | 2300 | 602.0102 | 602.0102 | 602.0102 | 602.0102 | 602.0102
| 50_at - 51_at | 119.3032 | 6100 | 6100 | 6100 | 6100 | 6100 | 727.7497 | 727.7497 | 727.7497 | 727.7497 | 727.7497
| 50_at - 57_si | 168.4715 | 1600 | 1600 | 1600 | 1600 | 1600 | 269.5544 | 269.5544 | 269.5544 | 269.5544 | 269.5544
| 51_at - 58_hu | 284.1972 | 1600 | 1600 | 1600 | 1600 | 1600 | 454.7156 | 454.7156 | 454.7156 | 454.7156 | 454.7156
| 52_it - 53_it | 264.4312 | 2200 | 2200 | 2200 | 2200 | 2200 | 581.7486 | 581.7486 | 581.7486 | 581.7486 | 581.7486
| 52_it - 57_si | 356.4688 | 3600 | 3600 | 3600 | 3600 | 3600 | 1283.2878 | 1283.2878 | 1283.2878 | 1283.2878 | 1283.2878
| 53_it - 54_it | 191.7101 | 2000 | 2000 | 2000 | 2000 | 2000 | 383.4203 | 383.4203 | 383.4203 | 383.4203 | 383.4203
| 53_it - 62_hr | 456.9484 | 1000 | 1000 | 1000 | 1000 | 1000 | 456.9484 | 456.9484 | 456.9484 | 456.9484 | 456.9484
| 53_it - 99_fr | 262.5545 | 300 | 300 | 300 | 300 | 300 | 78.7663 | 78.7663 | 78.7663 | 78.7663 | 78.7663
| 54_it - 55_it | 300.9658 | 10000 | 10000 | 10000 | 10000 | 10000 | 3009.6578 | 3009.6578 | 3009.6578 | 3009.6578 | 3009.6578
| 54_it - 98_it | 428.7639 | 700 | 700 | 700 | 700 | 700 | 300.1347 | 300.1347 | 300.1347 | 300.1347 | 300.1347
| 55_it - 56_it | 357.1468 | 1100 | 1100 | 1100 | 1100 | 1100 | 392.8615 | 392.8615 | 392.8615 | 392.8615 | 392.8615
| 55_it - 68_gr | 462.6023 | 1000 | 1000 | 1000 | 1000 | 1000 | 462.6023 | 462.6023 | 462.6023 | 462.6023 | 462.6023
| 57_si - 58_hu | 383.5605 | 900 | 900 | 900 | 900 | 900 | 345.2045 | 345.2045 | 345.2045 | 345.2045 | 345.2045
| 57_si - 62_hr | 161.2712 | 3400 | 3400 | 3400 | 3400 | 3400 | 548.3222 | 548.3222 | 548.3222 | 548.3222 | 548.3222
| 58_hu - 59_ro | 315.4505 | 1400 | 1400 | 1400 | 1400 | 1400 | 441.6306 | 441.6306 | 441.6306 | 441.6306 | 441.6306
| 58_hu - 62_hr | 273.9778 | 2300 | 2300 | 2300 | 2300 | 2300 | 630.1489 | 630.1489 | 630.1489 | 630.1489 | 630.1489
| 59_ro - 60_ro | 202.8256 | 3500 | 3500 | 3500 | 3500 | 3500 | 709.8898 | 709.8898 | 709.8898 | 709.8898 | 709.8898
| 59_ro - 61_ro | 300.0592 | 900 | 900 | 900 | 900 | 900 | 270.0533 | 270.0533 | 270.0533 | 270.0533 | 270.0533
| 60_ro - 61_ro | 269.6716 | 4700 | 4700 | 4700 | 4700 | 4700 | 1267.4565 | 1267.4565 | 1267.4565 | 1267.4565 | 1267.4565
| 60_ro - 66_bg | 248.655 | 800 | 800 | 800 | 800 | 800 | 198.924 | 198.924 | 198.924 | 198.924 | 198.924
| 61_ro - 66_bg | 389.7005 | 900 | 900 | 900 | 900 | 900 | 350.7305 | 350.7305 | 350.7305 | 350.7305 | 350.7305
| 66_bg - 68_gr | 429.7593 | 500 | 500 | 500 | 500 | 500 | 214.8797 | 214.8797 | 214.8797 | 214.8797 | 214.8797
| 68_gr - 69_gr | 254.08 | 11600 | 11600 | 11600 | 11600 | 11600 | 2947.3285 | 2947.3285 | 2947.3285 | 2947.3285 | 2947.3285
| 72_dk - 89_se | 167.94 | 1700 | 1700 | 1700 | 1700 | 1700 | 285.4981 | 285.4981 | 285.4981 | 285.4981 | 285.4981
| 73_ee - 75_fi | 403.6773 | 1000 | 1000 | 1000 | 1000 | 1000 | 403.6773 | 403.6773 | 403.6773 | 403.6773 | 403.6773
| 73_ee - 78_lv | 204.3871 | 950 | 950 | 950 | 950 | 950 | 194.1678 | 194.1678 | 194.1678 | 194.1678 | 194.1678
| 74_fi - 75_fi | 497.6116 | 3500 | 3500 | 3500 | 3500 | 3500 | 1741.6404 | 1741.6404 | 1741.6404 | 1741.6404 | 1741.6404
| 74_fi - 86_se | 286.0485 | 1800 | 1800 | 1800 | 1800 | 1800 | 514.8873 | 514.8873 | 514.8873 | 514.8873 | 514.8873
| 75_fi - 88_se | 689.6349 | 1350 | 1350 | 1350 | 1350 | 1350 | 931.0072 | 931.0072 | 931.0072 | 931.0072 | 931.0072
| 77_lt - 78_lv | 181.7271 | 1500 | 1500 | 1500 | 1500 | 1500 | 272.5907 | 272.5907 | 272.5907 | 272.5907 | 272.5907
| 77_lt - 88_se | 697.7502 | 700 | 700 | 700 | 700 | 700 | 488.4251 | 488.4251 | 488.4251 | 488.4251 | 488.4251
| 86_se - 87_se | 406.5495 | 4200 | 4200 | 4200 | 4200 | 4200 | 1707.508 | 1707.508 | 1707.508 | 1707.508 | 1707.508
| 87_se - 88_se | 499.4709 | 7300 | 7300 | 7300 | 7300 | 7300 | 3646.1379 | 3646.1379 | 3646.1379 | 3646.1379 | 3646.1379
| 88_se - 89_se | 307.2235 | 6500 | 6500 | 6500 | 6500 | 6500 | 1996.9527 | 1996.9527 | 1996.9527 | 1996.9527 | 1996.9527
| 90_uk - 91_uk | 231.963 | 7600 | 7600 | 7600 | 7600 | 7600 | 1762.9192 | 1762.9192 | 1762.9192 | 1762.9192 | 1762.9192
| 90_uk - 92_uk | 196.2124 | 8000 | 8000 | 8000 | 8000 | 8000 | 1569.6993 | 1569.6993 | 1569.6993 | 1569.6993 | 1569.6993
| 91_uk - 92_uk | 204.3177 | 5000 | 5000 | 5000 | 5000 | 5000 | 1021.5883 | 1021.5883 | 1021.5883 | 1021.5883 | 1021.5883
| 92_uk - 93_uk | 239.1509 | 7900 | 7900 | 7900 | 7900 | 7900 | 1889.2917 | 1889.2917 | 1889.2917 | 1889.2917 | 1889.2917
| 92_uk - 96_ie | 385.3391 | 500 | 500 | 500 | 500 | 500 | 192.6695 | 192.6695 | 192.6695 | 192.6695 | 192.6695
| 93_uk - 94_uk | 272.7488 | 4500 | 4500 | 4500 | 4500 | 4500 | 1227.3696 | 1227.3696 | 1227.3696 | 1227.3696 | 1227.3696
| 93_uk - 95_uk | 287.416 | 500 | 500 | 500 | 500 | 500 | 143.708 | 143.708 | 143.708 | 143.708 | 143.708
| 95_uk - 96_ie | 187.6887 | 1100 | 1100 | 1100 | 1100 | 1100 | 206.4576 | 206.4576 | 206.4576 | 206.4576 | 206.4576
| 98_it - 99_fr | 228.6271 | 400 | 400 | 400 | 400 | 400 | 91.4509 | 91.4509 | 91.4509 | 91.4509 | 91.4509
| total | 49012.7903 | 629116.1262 | 632975 | 615306.9059 | 606535 | 594825 | 150158.2026 | 150795.1516 | 147466.8189 | 145893.9406 | 143484.6799

## T94 (Mod)
SOURCE : E-HIGHWAY2050 |  |  |  |  | Table 94: Transmission requirements for 2040 and all scenarios in 2050 | [9 empty] | go back to ReadMe
|  |  | 2040 Additional |  | 2050 Additional Grid |  |  |  |  | 2050 Additional Grid
| Links | Length | Common grid | Extended grid | Large Scale RES | 100% RES | Big & Market | Fossil & Nuclear | Small & Local | Large Scale RES | 100% RES | Big & Market | Fossil & Nuclear | Small & Local
|  | km | MW | MW | MW | MW | MW | MW | MW | GW.km | GW.km | GW.km | GW.km | GW.km
| 01_es - 02_es | 186.1216 | 0 | 0 | 0 | 2000 | 0 | 0 | 1000 | 0 | 372.2431 | 0 | 0 | 186.1216
| 01_es - 03_es | 372.0553 | 0 | 0 | 0 | 0 | 0 | 2000 | 0 | 0 | 0 | 0 | 744.1107 | 0
| 01_es - 12_pt | 204.1927 | 0 | 0 | 1000 | 1000 | 1000 | 1000 | 0 | 204.1927 | 204.1927 | 204.1927 | 204.1927 | 0
| 02_es - 07_es | 259.8884 | 0 | 0 | 0 | 0 | 0 | 0 | 1000 | 0 | 0 | 0 | 0 | 259.8884
| 02_es - 08_es | 334.9516 | 0 | 0 | 1000 | 0 | 0 | 0 | 0 | 334.9516 | 0 | 0 | 0 | 0
| 02_es - 12_pt | 215.2643 | 0 | 0 | 1000 | 1000 | 0 | 0 | 0 | 215.2643 | 215.2643 | 0 | 0 | 0
| 03_es - 04_es | 181.2341 | 0 | 0 | 2000 | 2000 | 0 | 0 | 0 | 362.4682 | 362.4682 | 0 | 0 | 0
| 03_es - 07_es | 117.7649 | 0 | 0 | 2000 | 1000 | 0 | 0 | 1000 | 235.5298 | 117.7649 | 0 | 0 | 117.7649
| 04_es - 07_es | 275.8276 | 0 | 0 | 0 | 0 | 0 | 0 | 7000 | 0 | 0 | 0 | 0 | 1930.7935
| 04_es - 14_fr | 237.6073 | 3000 | 4000 | 5000 | 5000 | 6000 | 7000 | 8000 | 1188.0365 | 1188.0365 | 1425.6438 | 1663.2511 | 1900.8584
| 05_es - 07_es | 279.7568 | 0 | 0 | 0 | 0 | 0 | 0 | 1000 | 0 | 0 | 0 | 0 | 279.7568
| 06_es - 07_es | 462.5566 | 0 | 0 | 0 | 0 | 0 | 0 | 2000 | 0 | 0 | 0 | 0 | 925.1132
| 06_es - 11_es | 364.8412 | 2000 | 3000 | 4000 | 2000 | 6000 | 9000 | 0 | 1459.365 | 729.6825 | 2189.0475 | 3283.5712 | 0
| 06_es - 15_fr | 271.72 | 5000 | 6000 | 10000 | 8000 | 14000 | 13000 | 0 | 2717.2004 | 2173.7603 | 3804.0805 | 3532.3605 | 0
| 07_es - 08_es | 183.2525 | 0 | 0 | 2000 | 0 | 0 | 0 | 3000 | 366.505 | 0 | 0 | 0 | 549.7575
| 07_es - 11_es | 264.7603 | 0 | 0 | 2000 | 0 | 1000 | 5000 | 1000 | 529.5206 | 0 | 264.7603 | 1323.8014 | 264.7603
| 07_es - 12_pt | 342.9588 | 0 | 0 | 0 | 0 | 0 | 0 | 2000 | 0 | 0 | 0 | 0 | 685.9175
| 08_es - 09_es | 233.7118 | 0 | 0 | 0 | 0 | 0 | 0 | 1000 | 0 | 0 | 0 | 0 | 233.7118
| 08_es - 10_es | 223.0531 | 0 | 0 | 0 | 0 | 0 | 0 | 1000 | 0 | 0 | 0 | 0 | 223.0531
| 08_es - 13_pt | 269.4706 | 0 | 0 | 2000 | 0 | 0 | 0 | 1000 | 538.9411 | 0 | 0 | 0 | 269.4706
| 09_es - 13_pt | 299.266 | 0 | 0 | 2000 | 2000 | 2000 | 2000 | 0 | 598.532 | 598.532 | 598.532 | 598.532 | 0
| 10_es - 11_es | 269.0043 | 0 | 0 | 1000 | 0 | 0 | 0 | 0 | 269.0043 | 0 | 0 | 0 | 0
| 106_ns - 110_ns | 104.5202 | 0 | 2000 | 2000 | 0 | 6000 | 5000 | 0 | 209.0404 | 0 | 627.1213 | 522.6011 | 0
| 106_ns - 90_uk | 216.9375 | 0 | 0 | 10000 | 14000 | 11000 | 7000 | 1000 | 2169.3746 | 3037.1244 | 2386.312 | 1518.5622 | 216.9375
| 107_ns - 92_uk | 294.9742 | 0 | 0 | 3000 | 8000 | 4000 | 2000 | 1000 | 884.9226 | 2359.7936 | 1179.8968 | 589.9484 | 294.9742
| 108_ns - 93_uk | 230.8948 | 0 | 0 | 1000 | 0 | 0 | 1000 | 0 | 230.8948 | 0 | 0 | 230.8948 | 0
| 109_ns - 94_uk | 161.8629 | 0 | 0 | 1000 | 2000 | 0 | 1000 | 0 | 161.8629 | 323.7258 | 0 | 161.8629 | 0
| 110_ns - 28_be | 187.8811 | 0 | 0 | 2000 | 7000 | 6000 | 6000 | 1000 | 375.7622 | 1315.1676 | 1127.2865 | 1127.2865 | 187.8811
| 111_ns - 30_nl | 140.4264 | 0 | 0 | 2000 | 1000 | 4000 | 2000 | 0 | 280.8527 | 140.4264 | 561.7054 | 280.8527 | 0
| 112_ns - 113_ns | 197.7409 | 0 | 3000 | 9000 | 12000 | 0 | 1000 | 0 | 1779.6681 | 2372.8908 | 0 | 197.7409 | 0
| 112_ns - 30_nl | 261.268 | 0 | 0 | 0 | 0 | 0 | 2000 | 0 | 0 | 0 | 0 | 522.536 | 0
| 112_ns - 31_de | 210.2441 | 0 | 0 | 10000 | 5000 | 7000 | 3000 | 3000 | 2102.441 | 1051.2205 | 1471.7087 | 630.7323 | 630.7323
| 112_ns - 33_de | 331.3472 | 0 | 0 | 0 | 6000 | 0 | 0 | 0 | 0 | 1988.0835 | 0 | 0 | 0
| 113_ns - 30_nl | 454.7982 | 0 | 0 | 0 | 5000 | 0 | 0 | 0 | 0 | 2273.991 | 0 | 0 | 0
| 113_ns - 38_dk | 128.4616 | 0 | 0 | 9000 | 0 | 4000 | 1000 | 1000 | 1156.1547 | 0 | 513.8465 | 128.4616 | 128.4616
| 114_ns - 116_ns | 172.9314 | 0 | 0 | 1000 | 0 | 0 | 0 | 0 | 172.9314 | 0 | 0 | 0 | 0
| 114_ns - 72_dk | 170.8761 | 0 | 0 | 2000 | 0 | 0 | 1000 | 0 | 341.7521 | 0 | 0 | 170.8761 | 0
| 116_ns - 88_se | 285.8994 | 0 | 0 | 1000 | 0 | 0 | 1000 | 0 | 285.8994 | 0 | 0 | 285.8994 | 0
| 12_pt - 13_pt | 213.9629 | 0 | 0 | 1000 | 0 | 0 | 0 | 0 | 213.9629 | 0 | 0 | 0 | 0
| 14_fr - 15_fr | 188.7321 | 2000 | 3000 | 0 | 3000 | 8000 | 10000 | 0 | 0 | 566.1963 | 1509.8567 | 1887.3209 | 0
| 14_fr - 17_fr | 307.5995 | 5000 | 6000 | 4000 | 6000 | 14000 | 15000 | 7000 | 1230.3979 | 1845.5969 | 4306.3927 | 4613.9922 | 2153.1963
| 14_fr - 18_fr | 360.153 | 0 | 0 | 1000 | 0 | 0 | 0 | 0 | 360.153 | 0 | 0 | 0 | 0
| 15_fr - 16_fr | 253.7618 | 2000 | 2000 | 8000 | 4000 | 2000 | 1000 | 0 | 2030.0945 | 1015.0473 | 507.5236 | 253.7618 | 0
| 16_fr - 19_fr | 173.3534 | 0 | 0 | 2000 | 0 | 0 | 0 | 0 | 346.7069 | 0 | 0 | 0 | 0
| 16_fr - 20_fr | 236.9594 | 0 | 0 | 1000 | 0 | 0 | 2000 | 0 | 236.9594 | 0 | 0 | 473.9188 | 0
| 17_fr - 21_fr | 244.0726 | 0 | 0 | 1000 | 3000 | 0 | 0 | 0 | 244.0726 | 732.2178 | 0 | 0 | 0
| 17_fr - 22_fr | 248.4147 | 5000 | 7000 | 3000 | 6000 | 14000 | 17000 | 7000 | 745.2441 | 1490.4883 | 3477.8059 | 4223.0501 | 1738.903
| 18_fr - 19_fr | 257.405 | 0 | 0 | 2000 | 0 | 0 | 0 | 0 | 514.8099 | 0 | 0 | 0 | 0
| 18_fr - 24_fr | 180.6201 | 0 | 0 | 2000 | 0 | 0 | 1000 | 0 | 361.2402 | 0 | 0 | 180.6201 | 0
| 19_fr - 20_fr | 136.0227 | 0 | 0 | 1000 | 0 | 0 | 0 | 0 | 136.0227 | 0 | 0 | 0 | 0
| 19_fr - 52_it | 450.2675 | 0 | 0 | 1000 | 0 | 0 | 0 | 0 | 450.2675 | 0 | 0 | 0 | 0
| 20_fr - 25_fr | 266.2691 | 0 | 0 | 0 | 3000 | 0 | 0 | 0 | 0 | 798.8072 | 0 | 0 | 0
| 20_fr - 52_it | 352.6873 | 0 | 0 | 1000 | 0 | 0 | 0 | 0 | 352.6873 | 0 | 0 | 0 | 0
| 21_fr - 96_ie | 682.3124 | 2000 | 2000 | 6000 | 5000 | 1000 | 2000 | 2000 | 4093.8745 | 3411.562 | 682.3124 | 1364.6248 | 1364.6248
| 22_fr - 23_fr | 184.242 | 0 | 0 | 1000 | 0 | 0 | 0 | 0 | 184.242 | 0 | 0 | 0 | 0
| 22_fr - 26_fr | 216.4226 | 0 | 0 | 1000 | 0 | 0 | 0 | 0 | 216.4226 | 0 | 0 | 0 | 0
| 22_fr - 90_uk | 312.9393 | 4000 | 6000 | 4000 | 4000 | 14000 | 15000 | 3000 | 1251.7573 | 1251.7573 | 4381.1506 | 4694.0899 | 938.818
| 24_fr - 25_fr | 168.5048 | 0 | 0 | 0 | 0 | 0 | 1000 | 0 | 0 | 0 | 0 | 168.5048 | 0
| 25_fr - 28_be | 286.9271 | 0 | 0 | 0 | 3000 | 3000 | 0 | 2000 | 0 | 860.7813 | 860.7813 | 0 | 573.8542
| 25_fr - 35_de | 245.6773 | 0 | 0 | 0 | 5000 | 0 | 0 | 0 | 0 | 1228.3866 | 0 | 0 | 0
| 25_fr - 36_de | 195.1858 | 0 | 0 | 1000 | 0 | 0 | 2000 | 1000 | 195.1858 | 0 | 0 | 390.3715 | 195.1858
| 26_fr - 90_uk | 274.5071 | 4000 | 5000 | 9000 | 8000 | 12000 | 7000 | 1000 | 2470.5639 | 2196.0568 | 3294.0852 | 1921.5497 | 274.5071
| 28_be - 30_nl | 191.2099 | 0 | 0 | 0 | 10000 | 0 | 0 | 0 | 0 | 1912.0986 | 0 | 0 | 0
| 28_be - 33_de | 222.6462 | 0 | 0 | 0 | 5000 | 0 | 0 | 0 | 0 | 1113.231 | 0 | 0 | 0
| 28_be - 90_uk | 353.4964 | 0 | 2000 | 4000 | 4000 | 2000 | 2000 | 0 | 1413.9855 | 1413.9855 | 706.9928 | 706.9928 | 0
| 30_nl - 31_de | 271.0737 | 0 | 0 | 1000 | 0 | 0 | 0 | 0 | 271.0737 | 0 | 0 | 0 | 0
| 30_nl - 38_dk | 498.6451 | 0 | 0 | 3000 | 0 | 0 | 0 | 0 | 1495.9352 | 0 | 0 | 0 | 0
| 30_nl - 90_uk | 389.6753 | 0 | 0 | 4000 | 0 | 3000 | 0 | 0 | 1558.7011 | 0 | 1169.0258 | 0 | 0
| 31_de - 32_de | 227.6977 | 0 | 0 | 0 | 1000 | 0 | 0 | 0 | 0 | 227.6977 | 0 | 0 | 0
| 31_de - 33_de | 219.3436 | 0 | 2000 | 12000 | 0 | 0 | 0 | 0 | 2632.1227 | 0 | 0 | 0 | 0
| 31_de - 37_de | 487.6187 | 0 | 0 | 4000 | 0 | 0 | 0 | 0 | 1950.475 | 0 | 0 | 0 | 0
| 31_de - 38_dk | 333.2242 | 2000 | 3000 | 11000 | 0 | 6000 | 1000 | 0 | 3665.4667 | 0 | 1999.3455 | 333.2242 | 0
| 31_de - 72_dk | 308.3294 | 0 | 0 | 4000 | 0 | 0 | 0 | 0 | 1233.3178 | 0 | 0 | 0 | 0
| 31_de - 89_se | 473.7392 | 0 | 0 | 0 | 4000 | 0 | 4000 | 0 | 0 | 1894.9569 | 0 | 1894.9569 | 0
| 32_de - 38_dk | 399.9279 | 0 | 0 | 0 | 0 | 2000 | 0 | 0 | 0 | 0 | 799.8557 | 0 | 0
| 32_de - 72_dk | 269.7291 | 0 | 0 | 2000 | 0 | 0 | 0 | 0 | 539.4581 | 0 | 0 | 0 | 0
| 32_de - 89_se | 385.6803 | 3000 | 4000 | 8000 | 11000 | 3000 | 2000 | 6000 | 3085.4428 | 4242.4838 | 1157.041 | 771.3607 | 2314.0821
| 34_de - 35_de | 312.0993 | 0 | 0 | 0 | 5000 | 0 | 0 | 0 | 0 | 1560.4966 | 0 | 0 | 0
| 34_de - 37_de | 259.8498 | 0 | 0 | 0 | 4000 | 0 | 0 | 0 | 0 | 1039.3994 | 0 | 0 | 0
| 34_de - 44_pl | 296.2501 | 2000 | 2000 | 3000 | 10000 | 2000 | 0 | 0 | 888.7503 | 2962.5012 | 592.5002 | 0 | 0
| 36_de - 37_de | 181.0292 | 0 | 0 | 0 | 0 | 0 | 2000 | 0 | 0 | 0 | 0 | 362.0584 | 0
| 37_de - 39_cz | 231.3685 | 0 | 0 | 1000 | 0 | 0 | 2000 | 0 | 231.3685 | 0 | 0 | 462.737 | 0
| 37_de - 49_at | 197.8279 | 0 | 2000 | 1000 | 8000 | 0 | 2000 | 1000 | 197.8279 | 1582.623 | 0 | 395.6557 | 197.8279
| 38_dk - 72_dk | 171.8908 | 0 | 0 | 1000 | 0 | 0 | 0 | 0 | 171.8908 | 0 | 0 | 0 | 0
| 38_dk - 88_se | 464.7427 | 0 | 0 | 0 | 0 | 0 | 0 | 4000 | 0 | 0 | 0 | 0 | 1858.9707
| 39_cz - 40_cz | 189.6795 | 0 | 0 | 1000 | 0 | 0 | 0 | 0 | 189.6795 | 0 | 0 | 0 | 0
| 39_cz - 44_pl | 289.0908 | 0 | 0 | 0 | 2000 | 0 | 0 | 0 | 0 | 578.1816 | 0 | 0 | 0
| 40_cz - 43_pl | 191.4737 | 0 | 0 | 5000 | 0 | 2000 | 0 | 0 | 957.3687 | 0 | 382.9475 | 0 | 0
| 40_cz - 46_sk | 212.9842 | 0 | 0 | 1000 | 0 | 0 | 0 | 0 | 212.9842 | 0 | 0 | 0 | 0
| 40_cz - 51_at | 166.2799 | 0 | 0 | 5000 | 0 | 0 | 0 | 0 | 831.3993 | 0 | 0 | 0 | 0
| 41_pl - 43_pl | 301.7096 | 0 | 0 | 4000 | 0 | 2000 | 0 | 0 | 1206.8384 | 0 | 603.4192 | 0 | 0
| 41_pl - 44_pl | 338.4146 | 0 | 0 | 0 | 6000 | 0 | 0 | 0 | 0 | 2030.4874 | 0 | 0 | 0
| 41_pl - 77_lt | 348.7485 | 3000 | 4000 | 8000 | 8000 | 7000 | 2000 | 6000 | 2789.9883 | 2789.9883 | 2441.2398 | 697.4971 | 2092.4913
| 42_pl - 46_sk | 298.1652 | 0 | 0 | 3000 | 0 | 0 | 1000 | 0 | 894.4955 | 0 | 0 | 298.1652 | 0
| 43_pl - 44_pl | 296.0467 | 0 | 0 | 2000 | 0 | 0 | 0 | 0 | 592.0933 | 0 | 0 | 0 | 0
| 44_pl - 45_pl | 227.1979 | 0 | 0 | 2000 | 0 | 0 | 0 | 0 | 454.3959 | 0 | 0 | 0 | 0
| 45_pl - 89_se | 422.6964 | 0 | 0 | 0 | 0 | 3000 | 2000 | 0 | 0 | 0 | 1268.0891 | 845.3927 | 0
| 46_sk - 58_hu | 171.9677 | 0 | 0 | 2000 | 0 | 0 | 0 | 0 | 343.9353 | 0 | 0 | 0 | 0
| 49_at - 50_at | 177.1288 | 0 | 0 | 4000 | 0 | 0 | 2000 | 0 | 708.5152 | 0 | 0 | 354.2576 | 0
| 49_at - 52_it | 261.7436 | 2000 | 2000 | 4000 | 8000 | 0 | 2000 | 2000 | 1046.9743 | 2093.9486 | 0 | 523.4871 | 523.4871
| 50_at - 51_at | 119.3032 | 0 | 0 | 4000 | 0 | 0 | 2000 | 0 | 477.2129 | 0 | 0 | 238.6065 | 0
| 51_at - 58_hu | 284.1972 | 0 | 0 | 1000 | 0 | 0 | 2000 | 1000 | 284.1972 | 0 | 0 | 568.3945 | 284.1972
| 52_it - 53_it | 264.4312 | 3000 | 4000 | 11000 | 8000 | 0 | 2000 | 11000 | 2908.7432 | 2115.4496 | 0 | 528.8624 | 2908.7432
| 53_it - 54_it | 191.7101 | 3000 | 4000 | 11000 | 8000 | 0 | 2000 | 11000 | 2108.8114 | 1533.681 | 0 | 383.4203 | 2108.8114
| 53_it - 99_fr | 262.5545 | 0 | 0 | 0 | 0 | 2000 | 1000 | 0 | 0 | 0 | 525.1089 | 262.5545 | 0
| 54_it - 55_it | 300.9658 | 3000 | 4000 | 11000 | 8000 | 0 | 2000 | 8000 | 3310.6236 | 2407.7262 | 0 | 601.9316 | 2407.7262
| 54_it - 98_it | 428.7639 | 2000 | 2000 | 8000 | 3000 | 2000 | 1000 | 3000 | 3430.111 | 1286.2916 | 857.5278 | 428.7639 | 1286.2916
| 55_it - 56_it | 357.1468 | 2000 | 3000 | 9000 | 2000 | 2000 | 1000 | 4000 | 3214.3216 | 714.2937 | 714.2937 | 357.1468 | 1428.5874
| 55_it - 68_gr | 462.6023 | 3000 | 4000 | 6000 | 9000 | 2000 | 2000 | 6000 | 2775.6139 | 4163.4208 | 925.2046 | 925.2046 | 2775.6139
| 57_si - 58_hu | 383.5605 | 0 | 0 | 1000 | 0 | 0 | 0 | 1000 | 383.5605 | 0 | 0 | 0 | 383.5605
| 58_hu - 59_ro | 315.4505 | 0 | 0 | 1000 | 2000 | 0 | 2000 | 0 | 315.4505 | 630.9009 | 0 | 630.9009 | 0
| 59_ro - 61_ro | 300.0592 | 0 | 0 | 0 | 2000 | 0 | 0 | 0 | 0 | 600.1185 | 0 | 0 | 0
| 66_bg - 68_gr | 429.7593 | 0 | 0 | 0 | 1000 | 0 | 0 | 1000 | 0 | 429.7593 | 0 | 0 | 429.7593
| 72_dk - 89_se | 167.94 | 0 | 0 | 4000 | 0 | 0 | 0 | 0 | 671.7602 | 0 | 0 | 0 | 0
| 73_ee - 75_fi | 403.6773 | 2000 | 3000 | 5000 | 4000 | 3000 | 2000 | 5000 | 2018.3863 | 1614.709 | 1211.0318 | 807.3545 | 2018.3863
| 73_ee - 78_lv | 204.3871 | 2000 | 3000 | 5000 | 4000 | 3000 | 2000 | 5000 | 1021.9357 | 817.5486 | 613.1614 | 408.7743 | 1021.9357
| 74_fi - 75_fi | 497.6116 | 0 | 0 | 0 | 0 | 1000 | 2000 | 2000 | 0 | 0 | 497.6116 | 995.2231 | 995.2231
| 75_fi - 88_se | 689.6349 | 0 | 0 | 3000 | 0 | 0 | 0 | 0 | 2068.9048 | 0 | 0 | 0 | 0
| 77_lt - 78_lv | 181.7271 | 2000 | 3000 | 5000 | 3000 | 4000 | 2000 | 5000 | 908.6356 | 545.1814 | 726.9085 | 363.4543 | 908.6356
| 77_lt - 88_se | 697.7502 | 0 | 0 | 2000 | 0 | 0 | 0 | 0 | 1395.5004 | 0 | 0 | 0 | 0
| 86_se - 87_se | 406.5495 | 2000 | 3000 | 5000 | 4000 | 1000 | 3000 | 5000 | 2032.7477 | 1626.1981 | 406.5495 | 1219.6486 | 2032.7477
| 87_se - 88_se | 499.4709 | 3000 | 5000 | 8000 | 9000 | 4000 | 4000 | 8000 | 3995.7676 | 4495.2385 | 1997.8838 | 1997.8838 | 3995.7676
| 88_se - 89_se | 307.2235 | 3000 | 4000 | 9000 | 7000 | 4000 | 5000 | 5000 | 2765.0115 | 2150.5645 | 1228.894 | 1536.1175 | 1536.1175
| 90_uk - 92_uk | 196.2124 | 5000 | 7000 | 13000 | 5000 | 19000 | 10000 | 6000 | 2550.7614 | 981.0621 | 3728.0359 | 1962.1242 | 1177.2745
| 92_uk - 93_uk | 239.1509 | 4000 | 5000 | 13000 | 4000 | 13000 | 9000 | 0 | 3108.9611 | 956.6034 | 3108.9611 | 2152.3577 | 0
| 92_uk - 96_ie | 385.3391 | 0 | 0 | 1000 | 2000 | 4000 | 1000 | 0 | 385.3391 | 770.6782 | 1541.3563 | 385.3391 | 0
| 93_uk - 94_uk | 272.7488 | 3000 | 4000 | 9000 | 6000 | 6000 | 5000 | 0 | 2454.7393 | 1636.4929 | 1636.4929 | 1363.7441 | 0
| 93_uk - 95_uk | 287.416 | 0 | 0 | 1000 | 0 | 1000 | 1000 | 0 | 287.416 | 0 | 287.416 | 287.416 | 0
| 95_uk - 96_ie | 187.6887 | 0 | 0 | 1000 | 2000 | 0 | 0 | 0 | 187.6887 | 375.3774 | 0 | 0 | 0
| 98_it - 99_fr | 228.6271 | 0 | 0 | 800 | 0 | 0 | 0 | 0 | 182.9017 | 0 | 0 | 0 | 0
| total | 36831.4053 | 88000 | 128000 | 385800 | 313000 | 243000 | 232000 | 166000 | 109615.3206 | 91514.6409 | 66500.9369 | 63940.8875 | 51211.2812

## T93
SOURCE : E-HIGHWAY2050 |  |  |  |  | Table 93: Starting Grid for all scenarios in 2030 | [7 empty] | go back to ReadMe
Starting Grid For the North sea and North africa connections, the values below are the starting ones assumed for the 2050 analyis, they are scenario dependant. For the other connections they represent the 2030 grid and are common to all scenarios
| Links | Length | Large Scale RES | 100% RES | Big & Market | Fossil & Nuclear | Small & Local | Large Scale RES | 100% RES | Big & Market | Fossil & Nuclear | Small & Local
|  | km | MW | MW | MW | MW | MW | GW.km | GW.km | GW.km | GW.km | GW.km
| 01_es - 02_es | 186.1216 | 7200 | 7200 | 7200 | 7200 | 7200 | 1340.0752 | 1340.0752 | 1340.0752 | 1340.0752 | 1340.0752
| 01_es - 12_pt | 204.1927 | 1200 | 1200 | 1200 | 1200 | 1200 | 245.0312 | 245.0312 | 245.0312 | 245.0312 | 245.0312
| 02_es - 03_es | 186.0933 | 19100 | 19100 | 19100 | 19100 | 19100 | 3554.3815 | 3554.3815 | 3554.3815 | 3554.3815 | 3554.3815
| 02_es - 04_es | 302.3362 | 2400 | 2400 | 2400 | 2400 | 2400 | 725.6069 | 725.6069 | 725.6069 | 725.6069 | 725.6069
| 02_es - 08_es | 334.9516 | 2400 | 2400 | 2400 | 2400 | 2400 | 803.8838 | 803.8838 | 803.8838 | 803.8838 | 803.8838
| 02_es - 12_pt | 215.2643 | 950 | 950 | 950 | 950 | 950 | 204.5011 | 204.5011 | 204.5011 | 204.5011 | 204.5011
| 03_es - 04_es | 181.2341 | 7100 | 7100 | 7100 | 7100 | 7100 | 1286.7623 | 1286.7623 | 1286.7623 | 1286.7623 | 1286.7623
| 03_es - 05_es | 256.6641 | 3900 | 3900 | 3900 | 3900 | 3900 | 1000.99 | 1000.99 | 1000.99 | 1000.99 | 1000.99
| 03_es - 07_es | 117.7649 | 10200 | 10200 | 10200 | 10200 | 10200 | 1201.2021 | 1201.2021 | 1201.2021 | 1201.2021 | 1201.2021
| 03_es - 11_es | 343.7545 | 2700 | 2700 | 2700 | 2700 | 2700 | 928.1372 | 928.1372 | 928.1372 | 928.1372 | 928.1372
| 04_es - 05_es | 181.0881 | 900 | 900 | 900 | 900 | 900 | 162.9793 | 162.9793 | 162.9793 | 162.9793 | 162.9793
| 04_es - 14_fr | 237.6073 | 2000 | 2000 | 2000 | 2000 | 2000 | 475.2146 | 475.2146 | 475.2146 | 475.2146 | 475.2146
| 05_es - 06_es | 185.2541 | 7000 | 7000 | 7000 | 7000 | 7000 | 1296.7785 | 1296.7785 | 1296.7785 | 1296.7785 | 1296.7785
| 05_es - 11_es | 259.0854 | 5700 | 5700 | 5700 | 5700 | 5700 | 1476.7869 | 1476.7869 | 1476.7869 | 1476.7869 | 1476.7869
| 05_es - 14_fr | 283.2242 | 100 | 100 | 100 | 100 | 100 | 28.3224 | 28.3224 | 28.3224 | 28.3224 | 28.3224
| 06_es - 11_es | 364.8412 | 1100 | 1100 | 1100 | 1100 | 1100 | 401.3254 | 401.3254 | 401.3254 | 401.3254 | 401.3254
| 06_es - 15_fr | 271.72 | 1800 | 1800 | 1800 | 1800 | 1800 | 489.0961 | 489.0961 | 489.0961 | 489.0961 | 489.0961
| 07_es - 08_es | 183.2525 | 8700 | 8700 | 8700 | 8700 | 8700 | 1594.2968 | 1594.2968 | 1594.2968 | 1594.2968 | 1594.2968
| 07_es - 11_es | 264.7603 | 2100 | 2100 | 2100 | 2100 | 2100 | 555.9966 | 555.9966 | 555.9966 | 555.9966 | 555.9966
| 08_es - 09_es | 233.7118 | 6100 | 6100 | 6100 | 6100 | 6100 | 1425.642 | 1425.642 | 1425.642 | 1425.642 | 1425.642
| 08_es - 10_es | 223.0531 | 4000 | 4000 | 4000 | 4000 | 4000 | 892.2126 | 892.2126 | 892.2126 | 892.2126 | 892.2126
| 08_es - 13_pt | 269.4706 | 900 | 900 | 900 | 900 | 900 | 242.5235 | 242.5235 | 242.5235 | 242.5235 | 242.5235
| 09_es - 10_es | 204.7364 | 8100 | 8100 | 8100 | 8100 | 8100 | 1658.3648 | 1658.3648 | 1658.3648 | 1658.3648 | 1658.3648
| 09_es - 102_ma | 317.3372 | 12000 | 4000 | 2000 | 0 | 1500 | 3808.0466 | 1269.3489 | 634.6744 | 0 | 476.0058
| 09_es - 13_pt | 299.266 | 500 | 500 | 500 | 500 | 500 | 149.633 | 149.633 | 149.633 | 149.633 | 149.633
| 10_es - 11_es | 269.0043 | 3200 | 3200 | 3200 | 3200 | 3200 | 860.8138 | 860.8138 | 860.8138 | 860.8138 | 860.8138
| 100_ru - 73_ee | 502.2755 | 1000 | 1000 | 1000 | 1000 | 1000 | 502.2755 | 502.2755 | 502.2755 | 502.2755 | 502.2755
| 100_ru - 74_fi | 809.2211 | 70 | 70 | 70 | 70 | 70 | 56.6455 | 56.6455 | 56.6455 | 56.6455 | 56.6455
| 100_ru - 75_fi | 484.6218 | 1400 | 1400 | 1400 | 1400 | 1400 | 678.4705 | 678.4705 | 678.4705 | 678.4705 | 678.4705
| 100_ru - 77_lt | 803.4932 | 1900 | 1900 | 1900 | 1900 | 1900 | 1526.6371 | 1526.6371 | 1526.6371 | 1526.6371 | 1526.6371
| 100_ru - 78_lv | 639.1073 | 400 | 400 | 400 | 400 | 400 | 255.6429 | 255.6429 | 255.6429 | 255.6429 | 255.6429
| 100_ua - 42_pl | 216.9545 | 1000 | 1000 | 1000 | 1000 | 1000 | 216.9545 | 216.9545 | 216.9545 | 216.9545 | 216.9545
| 100_ua - 58_hu | 510.7378 | 700 | 700 | 700 | 700 | 700 | 357.5165 | 357.5165 | 357.5165 | 357.5165 | 357.5165
| 100_ua - 59_ro | 385.5143 | 700 | 700 | 700 | 700 | 700 | 269.86 | 269.86 | 269.86 | 269.86 | 269.86
| 101_mi - 66_bg | 573.27 | 1500 | 1500 | 1500 | 1500 | 1500 | 859.905 | 859.905 | 859.905 | 859.905 | 859.905
| 101_mi - 68_gr | 785.151 | 2000 | 2000 | 2000 | 2000 | 2000 | 1570.302 | 1570.302 | 1570.302 | 1570.302 | 1570.302
| 101_mi - 69_gr | 784.3067 | 2000 | 2000 | 2000 | 2000 | 2000 | 1568.6134 | 1568.6134 | 1568.6134 | 1568.6134 | 1568.6134
| 102_ma - 13_pt | 590.1028 | 5000 | 1500 | 0 | 0 | 0 | 2950.5141 | 885.1542 | 0 | 0 | 0
| 103_dz - 10_es | 654.4742 | 6000 | 2000 | 0 | 0 | 0 | 3926.8451 | 1308.9484 | 0 | 0 | 0
| 103_dz - 16_fr | 929.3552 | 12000 | 4000 | 2000 | 0 | 1500 | 11152.2626 | 3717.4209 | 1858.7104 | 0 | 1394.0328
| 103_dz - 98_it | 709.6778 | 11000 | 4000 | 1500 | 0 | 1000 | 7806.4554 | 2838.711 | 1064.5166 | 0 | 709.6778
| 104_tn - 56_it | 458.4497 | 8500 | 3000 | 1000 | 0 | 1000 | 3896.8226 | 1375.3491 | 458.4497 | 0 | 458.4497
| 105_ly - 56_it | 788.0595 | 8500 | 3000 | 2000 | 0 | 1000 | 6698.5056 | 2364.1785 | 1576.119 | 0 | 788.0595
| 105_ly - 69_gr | 917.7707 | 6000 | 2000 | 0 | 0 | 0 | 5506.6243 | 1835.5414 | 0 | 0 | 0
| 106_ns - 90_uk | 216.9375 | 8000 | 8000 | 5000 | 5000 | 885 | 1735.4997 | 1735.4997 | 1084.6873 | 1084.6873 | 191.9897
| 107_ns - 92_uk | 294.9742 | 6023.2054 | 5580 | 4350 | 2550 | 442.5 | 1776.6902 | 1645.9561 | 1283.1378 | 752.1842 | 130.5261
| 108_ns - 93_uk | 230.8948 | 1003.8676 | 930 | 725 | 425 | 73.75 | 231.7878 | 214.7322 | 167.3987 | 98.1303 | 17.0285
| 109_ns - 94_uk | 161.8629 | 1003.8676 | 930 | 725 | 425 | 73.75 | 162.4889 | 150.5325 | 117.3506 | 68.7917 | 11.9374
| 110_ns - 28_be | 187.8811 | 1000 | 1500 | 1000 | 1000 | 1095 | 187.8811 | 281.8216 | 187.8811 | 187.8811 | 205.7298
| 111_ns - 30_nl | 140.4264 | 4461.6337 | 7950 | 3500 | 2600 | 100 | 626.531 | 1116.3896 | 491.4923 | 365.1085 | 14.0426
| 112_ns - 31_de | 210.2441 | 8000 | 8000 | 5000 | 5000 | 3800 | 1681.9528 | 1681.9528 | 1051.2205 | 1051.2205 | 798.9276
| 113_ns - 38_dk | 128.4616 | 8000 | 8000 | 5000 | 1500 | 652.5 | 1027.6931 | 1027.6931 | 642.3082 | 192.6924 | 83.8212
| 114_ns - 72_dk | 170.8761 | 3903.9295 | 3200 | 2375 | 500 | 217.5 | 667.0881 | 546.8034 | 405.8307 | 85.438 | 37.1655
| 115_ns - 79_no | 114.4008 | 334.6225 | 1500 | 246.9059 | 0 | 0 | 38.2811 | 171.6012 | 28.2462 | 0 | 0
| 116_ns - 88_se | 285.8994 | 334.6225 | 1500 | 246.9059 | 150 | 100 | 95.6684 | 428.8491 | 70.5903 | 42.8849 | 28.5899
| 12_pt - 13_pt | 213.9629 | 4000 | 4000 | 4000 | 4000 | 4000 | 855.8517 | 855.8517 | 855.8517 | 855.8517 | 855.8517
| 14_fr - 15_fr | 188.7321 | 2000 | 2000 | 2000 | 2000 | 2000 | 377.4642 | 377.4642 | 377.4642 | 377.4642 | 377.4642
| 14_fr - 17_fr | 307.5995 | 3000 | 3000 | 3000 | 3000 | 3000 | 922.7984 | 922.7984 | 922.7984 | 922.7984 | 922.7984
| 14_fr - 18_fr | 360.153 | 1100 | 1100 | 1100 | 1100 | 1100 | 396.1683 | 396.1683 | 396.1683 | 396.1683 | 396.1683
| 15_fr - 16_fr | 253.7618 | 3500 | 3500 | 3500 | 3500 | 3500 | 888.1663 | 888.1663 | 888.1663 | 888.1663 | 888.1663
| 15_fr - 18_fr | 306.2108 | 4500 | 4500 | 4500 | 4500 | 4500 | 1377.9485 | 1377.9485 | 1377.9485 | 1377.9485 | 1377.9485
| 16_fr - 19_fr | 173.3534 | 5200 | 5200 | 5200 | 5200 | 5200 | 901.4378 | 901.4378 | 901.4378 | 901.4378 | 901.4378
| 16_fr - 20_fr | 236.9594 | 450 | 450 | 450 | 450 | 450 | 106.6317 | 106.6317 | 106.6317 | 106.6317 | 106.6317
| 17_fr - 18_fr | 189.7609 | 4200 | 4200 | 4200 | 4200 | 4200 | 796.9956 | 796.9956 | 796.9956 | 796.9956 | 796.9956
| 17_fr - 21_fr | 244.0726 | 5400 | 5400 | 5400 | 5400 | 5400 | 1317.9921 | 1317.9921 | 1317.9921 | 1317.9921 | 1317.9921
| 17_fr - 22_fr | 248.4147 | 250 | 250 | 250 | 250 | 250 | 62.1037 | 62.1037 | 62.1037 | 62.1037 | 62.1037
| 18_fr - 19_fr | 257.405 | 2200 | 2200 | 2200 | 2200 | 2200 | 566.2909 | 566.2909 | 566.2909 | 566.2909 | 566.2909
| 18_fr - 23_fr | 190.7257 | 10000 | 10000 | 10000 | 10000 | 10000 | 1907.2574 | 1907.2574 | 1907.2574 | 1907.2574 | 1907.2574
| 18_fr - 24_fr | 180.6201 | 125 | 125 | 125 | 125 | 125 | 22.5775 | 22.5775 | 22.5775 | 22.5775 | 22.5775
| 19_fr - 20_fr | 136.0227 | 6000 | 6000 | 6000 | 6000 | 6000 | 816.1361 | 816.1361 | 816.1361 | 816.1361 | 816.1361
| 19_fr - 24_fr | 271.6838 | 2500 | 2500 | 2500 | 2500 | 2500 | 679.2094 | 679.2094 | 679.2094 | 679.2094 | 679.2094
| 19_fr - 52_it | 450.2675 | 1000 | 1000 | 1000 | 1000 | 1000 | 450.2675 | 450.2675 | 450.2675 | 450.2675 | 450.2675
| 20_fr - 24_fr | 204.8002 | 3000 | 3000 | 3000 | 3000 | 3000 | 614.4005 | 614.4005 | 614.4005 | 614.4005 | 614.4005
| 20_fr - 25_fr | 266.2691 | 1150 | 1150 | 1150 | 1150 | 1150 | 306.2094 | 306.2094 | 306.2094 | 306.2094 | 306.2094
| 20_fr - 47_ch | 210.6509 | 4300 | 4300 | 4300 | 4300 | 4300 | 905.799 | 905.799 | 905.799 | 905.799 | 905.799
| 20_fr - 48_ch | 261.3119 | 1300 | 1300 | 1300 | 1300 | 1300 | 339.7055 | 339.7055 | 339.7055 | 339.7055 | 339.7055
| 20_fr - 52_it | 352.6873 | 4800 | 4800 | 4800 | 4800 | 4800 | 1692.8989 | 1692.8989 | 1692.8989 | 1692.8989 | 1692.8989
| 21_fr - 22_fr | 210.6168 | 7000 | 7000 | 7000 | 7000 | 7000 | 1474.3175 | 1474.3175 | 1474.3175 | 1474.3175 | 1474.3175
| 21_fr - 96_ie | 682.3124 | 700 | 700 | 700 | 700 | 700 | 477.6187 | 477.6187 | 477.6187 | 477.6187 | 477.6187
| 22_fr - 23_fr | 184.242 | 2400 | 2400 | 2400 | 2400 | 2400 | 442.1809 | 442.1809 | 442.1809 | 442.1809 | 442.1809
| 22_fr - 26_fr | 216.4226 | 3200 | 3200 | 3200 | 3200 | 3200 | 692.5524 | 692.5524 | 692.5524 | 692.5524 | 692.5524
| 22_fr - 90_uk | 312.9393 | 1000 | 1000 | 1000 | 1000 | 1000 | 312.9393 | 312.9393 | 312.9393 | 312.9393 | 312.9393
| 23_fr - 24_fr | 195.9671 | 3500 | 3500 | 3500 | 3500 | 3500 | 685.8847 | 685.8847 | 685.8847 | 685.8847 | 685.8847
| 23_fr - 25_fr | 305.9079 | 4000 | 4000 | 4000 | 4000 | 4000 | 1223.6314 | 1223.6314 | 1223.6314 | 1223.6314 | 1223.6314
| 23_fr - 26_fr | 146.8924 | 17900 | 17900 | 17900 | 17900 | 17900 | 2629.3736 | 2629.3736 | 2629.3736 | 2629.3736 | 2629.3736
| 23_fr - 27_fr | 167.1105 | 1100 | 1100 | 1100 | 1100 | 1100 | 183.8215 | 183.8215 | 183.8215 | 183.8215 | 183.8215
| 24_fr - 25_fr | 168.5048 | 4200 | 4200 | 4200 | 4200 | 4200 | 707.7203 | 707.7203 | 707.7203 | 707.7203 | 707.7203
| 25_fr - 27_fr | 178.5522 | 3500 | 3500 | 3500 | 3500 | 3500 | 624.9329 | 624.9329 | 624.9329 | 624.9329 | 624.9329
| 25_fr - 28_be | 286.9271 | 400 | 400 | 400 | 400 | 400 | 114.7708 | 114.7708 | 114.7708 | 114.7708 | 114.7708
| 25_fr - 35_de | 245.6773 | 2100 | 2100 | 2100 | 2100 | 2100 | 515.9224 | 515.9224 | 515.9224 | 515.9224 | 515.9224
| 25_fr - 36_de | 195.1858 | 1800 | 1800 | 1800 | 1800 | 1800 | 351.3344 | 351.3344 | 351.3344 | 351.3344 | 351.3344
| 25_fr - 47_ch | 170.4208 | 3900 | 3900 | 3900 | 3900 | 3900 | 664.641 | 664.641 | 664.641 | 664.641 | 664.641
| 26_fr - 27_fr | 158.9778 | 4900 | 4900 | 4900 | 4900 | 4900 | 778.9911 | 778.9911 | 778.9911 | 778.9911 | 778.9911
| 26_fr - 28_be | 175.0751 | 2900 | 2900 | 2900 | 2900 | 2900 | 507.7179 | 507.7179 | 507.7179 | 507.7179 | 507.7179
| 26_fr - 90_uk | 274.5071 | 2000 | 2000 | 2000 | 2000 | 2000 | 549.0142 | 549.0142 | 549.0142 | 549.0142 | 549.0142
| 27_fr - 28_be | 160.3885 | 1300 | 1300 | 1300 | 1300 | 1300 | 208.5051 | 208.5051 | 208.5051 | 208.5051 | 208.5051
| 28_be - 29_lu | 151.806 | 700 | 700 | 700 | 700 | 700 | 106.2642 | 106.2642 | 106.2642 | 106.2642 | 106.2642
| 28_be - 30_nl | 191.2099 | 3500 | 3500 | 3500 | 3500 | 3500 | 669.2345 | 669.2345 | 669.2345 | 669.2345 | 669.2345
| 28_be - 33_de | 222.6462 | 1000 | 1000 | 1000 | 1000 | 1000 | 222.6462 | 222.6462 | 222.6462 | 222.6462 | 222.6462
| 28_be - 90_uk | 353.4964 | 1000 | 1000 | 1000 | 1000 | 1000 | 353.4964 | 353.4964 | 353.4964 | 353.4964 | 353.4964
| 29_lu - 35_de | 162.3777 | 2900 | 2900 | 2900 | 2900 | 2900 | 470.8953 | 470.8953 | 470.8953 | 470.8953 | 470.8953
| 30_nl - 31_de | 271.0737 | 1400 | 1400 | 1400 | 1400 | 1400 | 379.5032 | 379.5032 | 379.5032 | 379.5032 | 379.5032
| 30_nl - 33_de | 161.7023 | 7100 | 7100 | 7100 | 7100 | 7100 | 1148.0864 | 1148.0864 | 1148.0864 | 1148.0864 | 1148.0864
| 30_nl - 38_dk | 498.6451 | 700 | 700 | 700 | 700 | 700 | 349.0515 | 349.0515 | 349.0515 | 349.0515 | 349.0515
| 30_nl - 79_no | 739.3698 | 700 | 700 | 700 | 700 | 700 | 517.5589 | 517.5589 | 517.5589 | 517.5589 | 517.5589
| 30_nl - 90_uk | 389.6753 | 1000 | 1000 | 1000 | 1000 | 1000 | 389.6753 | 389.6753 | 389.6753 | 389.6753 | 389.6753
| 31_de - 32_de | 227.6977 | 5400 | 5400 | 5400 | 5400 | 5400 | 1229.5674 | 1229.5674 | 1229.5674 | 1229.5674 | 1229.5674
| 31_de - 33_de | 219.3436 | 17330 | 17330 | 17330 | 17330 | 17330 | 3801.2239 | 3801.2239 | 3801.2239 | 3801.2239 | 3801.2239
| 31_de - 35_de | 332.7905 | 6300 | 6300 | 6300 | 6300 | 6300 | 2096.5804 | 2096.5804 | 2096.5804 | 2096.5804 | 2096.5804
| 31_de - 36_de | 509.923 | 2000 | 2000 | 2000 | 2000 | 2000 | 1019.846 | 1019.846 | 1019.846 | 1019.846 | 1019.846
| 31_de - 37_de | 487.6187 | 4000 | 4000 | 4000 | 4000 | 4000 | 1950.475 | 1950.475 | 1950.475 | 1950.475 | 1950.475
| 31_de - 38_dk | 333.2242 | 3000 | 3000 | 3000 | 3000 | 3000 | 999.6727 | 999.6727 | 999.6727 | 999.6727 | 999.6727
| 31_de - 79_no | 651.8155 | 1400 | 1400 | 1400 | 1400 | 1400 | 912.5416 | 912.5416 | 912.5416 | 912.5416 | 912.5416
| 31_de - 89_se | 473.7392 | 1200 | 1200 | 1200 | 1200 | 1200 | 568.4871 | 568.4871 | 568.4871 | 568.4871 | 568.4871
| 32_de - 34_de | 207.6126 | 9300 | 9300 | 9300 | 9300 | 9300 | 1930.7967 | 1930.7967 | 1930.7967 | 1930.7967 | 1930.7967
| 32_de - 44_pl | 263.7404 | 3400 | 3400 | 3400 | 3400 | 3400 | 896.7172 | 896.7172 | 896.7172 | 896.7172 | 896.7172
| 32_de - 72_dk | 269.7291 | 600 | 600 | 600 | 600 | 600 | 161.8374 | 161.8374 | 161.8374 | 161.8374 | 161.8374
| 33_de - 35_de | 147.0379 | 19050 | 19050 | 19050 | 19050 | 19050 | 2801.0718 | 2801.0718 | 2801.0718 | 2801.0718 | 2801.0718
| 33_de - 36_de | 343.6279 | 2000 | 2000 | 2000 | 2000 | 2000 | 687.2557 | 687.2557 | 687.2557 | 687.2557 | 687.2557
| 34_de - 35_de | 312.0993 | 2600 | 2600 | 2600 | 2600 | 2600 | 811.4583 | 811.4583 | 811.4583 | 811.4583 | 811.4583
| 34_de - 37_de | 259.8498 | 14840 | 14840 | 14840 | 14840 | 14840 | 3856.1716 | 3856.1716 | 3856.1716 | 3856.1716 | 3856.1716
| 34_de - 39_cz | 200.0565 | 1700 | 1700 | 1700 | 1700 | 1700 | 340.096 | 340.096 | 340.096 | 340.096 | 340.096
| 34_de - 44_pl | 296.2501 | 1700 | 1700 | 1700 | 1700 | 1700 | 503.6252 | 503.6252 | 503.6252 | 503.6252 | 503.6252
| 35_de - 36_de | 196.6285 | 7700 | 7700 | 7700 | 7700 | 7700 | 1514.0395 | 1514.0395 | 1514.0395 | 1514.0395 | 1514.0395
| 35_de - 37_de | 274.3279 | 6130 | 6130 | 6130 | 6130 | 6130 | 1681.6299 | 1681.6299 | 1681.6299 | 1681.6299 | 1681.6299
| 36_de - 37_de | 181.0292 | 7500 | 7500 | 7500 | 7500 | 7500 | 1357.7188 | 1357.7188 | 1357.7188 | 1357.7188 | 1357.7188
| 36_de - 47_ch | 175.4295 | 6000 | 6000 | 6000 | 6000 | 6000 | 1052.577 | 1052.577 | 1052.577 | 1052.577 | 1052.577
| 36_de - 49_at | 280.6747 | 2800 | 2800 | 2800 | 2800 | 2800 | 785.8893 | 785.8893 | 785.8893 | 785.8893 | 785.8893
| 37_de - 39_cz | 231.3685 | 2000 | 2000 | 2000 | 2000 | 2000 | 462.737 | 462.737 | 462.737 | 462.737 | 462.737
| 37_de - 49_at | 197.8279 | 2500 | 2500 | 2500 | 2500 | 2500 | 494.5697 | 494.5697 | 494.5697 | 494.5697 | 494.5697
| 37_de - 50_at | 280.4237 | 5500 | 5500 | 5500 | 5500 | 5500 | 1542.3303 | 1542.3303 | 1542.3303 | 1542.3303 | 1542.3303
| 38_dk - 72_dk | 171.8908 | 600 | 600 | 600 | 600 | 600 | 103.1345 | 103.1345 | 103.1345 | 103.1345 | 103.1345
| 38_dk - 79_no | 335.4374 | 1700 | 1700 | 1700 | 1700 | 1700 | 570.2436 | 570.2436 | 570.2436 | 570.2436 | 570.2436
| 38_dk - 88_se | 464.7427 | 740 | 740 | 740 | 740 | 740 | 343.9096 | 343.9096 | 343.9096 | 343.9096 | 343.9096
| 39_cz - 40_cz | 189.6795 | 7600 | 7600 | 7600 | 7600 | 7600 | 1441.5645 | 1441.5645 | 1441.5645 | 1441.5645 | 1441.5645
| 40_cz - 43_pl | 191.4737 | 2100 | 2100 | 2100 | 2100 | 2100 | 402.0949 | 402.0949 | 402.0949 | 402.0949 | 402.0949
| 40_cz - 46_sk | 212.9842 | 2700 | 2700 | 2700 | 2700 | 2700 | 575.0574 | 575.0574 | 575.0574 | 575.0574 | 575.0574
| 40_cz - 51_at | 166.2799 | 2100 | 2100 | 2100 | 2100 | 2100 | 349.1877 | 349.1877 | 349.1877 | 349.1877 | 349.1877
| 41_pl - 42_pl | 214.6079 | 4700 | 4700 | 4700 | 4700 | 4700 | 1008.657 | 1008.657 | 1008.657 | 1008.657 | 1008.657
| 41_pl - 43_pl | 301.7096 | 4900 | 4900 | 4900 | 4900 | 4900 | 1478.3771 | 1478.3771 | 1478.3771 | 1478.3771 | 1478.3771
| 41_pl - 44_pl | 338.4146 | 3400 | 3400 | 3400 | 3400 | 3400 | 1150.6096 | 1150.6096 | 1150.6096 | 1150.6096 | 1150.6096
| 41_pl - 45_pl | 219.3474 | 4400 | 4400 | 4400 | 4400 | 4400 | 965.1286 | 965.1286 | 965.1286 | 965.1286 | 965.1286
| 41_pl - 77_lt | 348.7485 | 1000 | 1000 | 1000 | 1000 | 1000 | 348.7485 | 348.7485 | 348.7485 | 348.7485 | 348.7485
| 42_pl - 43_pl | 212.1471 | 4300 | 4300 | 4300 | 4300 | 4300 | 912.2325 | 912.2325 | 912.2325 | 912.2325 | 912.2325
| 42_pl - 46_sk | 298.1652 | 600 | 600 | 600 | 600 | 600 | 178.8991 | 178.8991 | 178.8991 | 178.8991 | 178.8991
| 43_pl - 44_pl | 296.0467 | 4000 | 4000 | 4000 | 4000 | 4000 | 1184.1867 | 1184.1867 | 1184.1867 | 1184.1867 | 1184.1867
| 44_pl - 45_pl | 227.1979 | 8900 | 8900 | 8900 | 8900 | 8900 | 2022.0615 | 2022.0615 | 2022.0615 | 2022.0615 | 2022.0615
| 45_pl - 89_se | 422.6964 | 600 | 600 | 600 | 600 | 600 | 253.6178 | 253.6178 | 253.6178 | 253.6178 | 253.6178
| 46_sk - 58_hu | 171.9677 | 5400 | 5400 | 5400 | 5400 | 5400 | 928.6254 | 928.6254 | 928.6254 | 928.6254 | 928.6254
| 47_ch - 48_ch | 109.9113 | 19800 | 19800 | 19800 | 19800 | 19800 | 2176.2433 | 2176.2433 | 2176.2433 | 2176.2433 | 2176.2433
| 47_ch - 49_at | 331.6934 | 900 | 900 | 900 | 900 | 900 | 298.5241 | 298.5241 | 298.5241 | 298.5241 | 298.5241
| 48_ch - 49_at | 258.5188 | 1500 | 1500 | 1500 | 1500 | 1500 | 387.7782 | 387.7782 | 387.7782 | 387.7782 | 387.7782
| 48_ch - 52_it | 157.9733 | 8500 | 8500 | 8500 | 8500 | 8500 | 1342.7728 | 1342.7728 | 1342.7728 | 1342.7728 | 1342.7728
| 49_at - 50_at | 177.1288 | 6300 | 6300 | 6300 | 6300 | 6300 | 1115.9114 | 1115.9114 | 1115.9114 | 1115.9114 | 1115.9114
| 49_at - 52_it | 261.7436 | 2300 | 2300 | 2300 | 2300 | 2300 | 602.0102 | 602.0102 | 602.0102 | 602.0102 | 602.0102
| 50_at - 51_at | 119.3032 | 6100 | 6100 | 6100 | 6100 | 6100 | 727.7497 | 727.7497 | 727.7497 | 727.7497 | 727.7497
| 50_at - 57_si | 168.4715 | 1600 | 1600 | 1600 | 1600 | 1600 | 269.5544 | 269.5544 | 269.5544 | 269.5544 | 269.5544
| 51_at - 58_hu | 284.1972 | 1600 | 1600 | 1600 | 1600 | 1600 | 454.7156 | 454.7156 | 454.7156 | 454.7156 | 454.7156
| 52_it - 53_it | 264.4312 | 2200 | 2200 | 2200 | 2200 | 2200 | 581.7486 | 581.7486 | 581.7486 | 581.7486 | 581.7486
| 52_it - 57_si | 356.4688 | 3600 | 3600 | 3600 | 3600 | 3600 | 1283.2878 | 1283.2878 | 1283.2878 | 1283.2878 | 1283.2878
| 53_it - 54_it | 191.7101 | 2000 | 2000 | 2000 | 2000 | 2000 | 383.4203 | 383.4203 | 383.4203 | 383.4203 | 383.4203
| 53_it - 62_hr | 456.9484 | 1000 | 1000 | 1000 | 1000 | 1000 | 456.9484 | 456.9484 | 456.9484 | 456.9484 | 456.9484
| 53_it - 99_fr | 262.5545 | 300 | 300 | 300 | 300 | 300 | 78.7663 | 78.7663 | 78.7663 | 78.7663 | 78.7663
| 54_it - 55_it | 300.9658 | 10000 | 10000 | 10000 | 10000 | 10000 | 3009.6578 | 3009.6578 | 3009.6578 | 3009.6578 | 3009.6578
| 54_it - 64_me | 499.0653 | 1000 | 1000 | 1000 | 1000 | 1000 | 499.0653 | 499.0653 | 499.0653 | 499.0653 | 499.0653
| 54_it - 98_it | 428.7639 | 700 | 700 | 700 | 700 | 700 | 300.1347 | 300.1347 | 300.1347 | 300.1347 | 300.1347
| 55_it - 56_it | 357.1468 | 1100 | 1100 | 1100 | 1100 | 1100 | 392.8615 | 392.8615 | 392.8615 | 392.8615 | 392.8615
| 55_it - 68_gr | 462.6023 | 1000 | 1000 | 1000 | 1000 | 1000 | 462.6023 | 462.6023 | 462.6023 | 462.6023 | 462.6023
| 55_it - 70_al | 335.3506 | 1000 | 1000 | 1000 | 1000 | 1000 | 335.3506 | 335.3506 | 335.3506 | 335.3506 | 335.3506
| 57_si - 58_hu | 383.5605 | 900 | 900 | 900 | 900 | 900 | 345.2045 | 345.2045 | 345.2045 | 345.2045 | 345.2045
| 57_si - 62_hr | 161.2712 | 3400 | 3400 | 3400 | 3400 | 3400 | 548.3222 | 548.3222 | 548.3222 | 548.3222 | 548.3222
| 58_hu - 59_ro | 315.4505 | 1400 | 1400 | 1400 | 1400 | 1400 | 441.6306 | 441.6306 | 441.6306 | 441.6306 | 441.6306
| 58_hu - 62_hr | 273.9778 | 2300 | 2300 | 2300 | 2300 | 2300 | 630.1489 | 630.1489 | 630.1489 | 630.1489 | 630.1489
| 58_hu - 65_rs | 367.1525 | 700 | 700 | 700 | 700 | 700 | 257.0068 | 257.0068 | 257.0068 | 257.0068 | 257.0068
| 59_ro - 60_ro | 202.8256 | 3500 | 3500 | 3500 | 3500 | 3500 | 709.8898 | 709.8898 | 709.8898 | 709.8898 | 709.8898
| 59_ro - 61_ro | 300.0592 | 900 | 900 | 900 | 900 | 900 | 270.0533 | 270.0533 | 270.0533 | 270.0533 | 270.0533
| 60_ro - 61_ro | 269.6716 | 4700 | 4700 | 4700 | 4700 | 4700 | 1267.4565 | 1267.4565 | 1267.4565 | 1267.4565 | 1267.4565
| 60_ro - 65_rs | 284.6876 | 2500 | 2500 | 2500 | 2500 | 2500 | 711.719 | 711.719 | 711.719 | 711.719 | 711.719
| 60_ro - 66_bg | 248.655 | 800 | 800 | 800 | 800 | 800 | 198.924 | 198.924 | 198.924 | 198.924 | 198.924
| 61_ro - 66_bg | 389.7005 | 900 | 900 | 900 | 900 | 900 | 350.7305 | 350.7305 | 350.7305 | 350.7305 | 350.7305
| 62_hr - 63_ba | 181.9204 | 4000 | 4000 | 4000 | 4000 | 4000 | 727.6815 | 727.6815 | 727.6815 | 727.6815 | 727.6815
| 62_hr - 65_rs | 371.9363 | 700 | 700 | 700 | 700 | 700 | 260.3554 | 260.3554 | 260.3554 | 260.3554 | 260.3554
| 63_ba - 64_me | 200.4938 | 1400 | 1400 | 1400 | 1400 | 1400 | 280.6914 | 280.6914 | 280.6914 | 280.6914 | 280.6914
| 63_ba - 65_rs | 241.878 | 3100 | 3100 | 3100 | 3100 | 3100 | 749.8219 | 749.8219 | 749.8219 | 749.8219 | 749.8219
| 64_me - 65_rs | 180.1568 | 2900 | 2900 | 2900 | 2900 | 2900 | 522.4547 | 522.4547 | 522.4547 | 522.4547 | 522.4547
| 64_me - 70_al | 190.2287 | 900 | 900 | 900 | 900 | 900 | 171.2058 | 171.2058 | 171.2058 | 171.2058 | 171.2058
| 65_rs - 66_bg | 382.9789 | 900 | 900 | 900 | 900 | 900 | 344.681 | 344.681 | 344.681 | 344.681 | 344.681
| 65_rs - 67_mk | 271.6994 | 1900 | 1900 | 1900 | 1900 | 1900 | 516.2289 | 516.2289 | 516.2289 | 516.2289 | 516.2289
| 65_rs - 70_al | 325.3922 | 900 | 900 | 900 | 900 | 900 | 292.853 | 292.853 | 292.853 | 292.853 | 292.853
| 66_bg - 67_mk | 307.5924 | 700 | 700 | 700 | 700 | 700 | 215.3147 | 215.3147 | 215.3147 | 215.3147 | 215.3147
| 66_bg - 68_gr | 429.7593 | 500 | 500 | 500 | 500 | 500 | 214.8797 | 214.8797 | 214.8797 | 214.8797 | 214.8797
| 67_mk - 68_gr | 183.4692 | 600 | 600 | 600 | 600 | 600 | 110.0815 | 110.0815 | 110.0815 | 110.0815 | 110.0815
| 67_mk - 70_al | 159.8667 | 700 | 700 | 700 | 700 | 700 | 111.9067 | 111.9067 | 111.9067 | 111.9067 | 111.9067
| 68_gr - 69_gr | 254.08 | 11600 | 11600 | 11600 | 11600 | 11600 | 2947.3285 | 2947.3285 | 2947.3285 | 2947.3285 | 2947.3285
| 68_gr - 70_al | 181.0147 | 800 | 800 | 800 | 800 | 800 | 144.8117 | 144.8117 | 144.8117 | 144.8117 | 144.8117
| 72_dk - 89_se | 167.94 | 1700 | 1700 | 1700 | 1700 | 1700 | 285.4981 | 285.4981 | 285.4981 | 285.4981 | 285.4981
| 73_ee - 75_fi | 403.6773 | 1000 | 1000 | 1000 | 1000 | 1000 | 403.6773 | 403.6773 | 403.6773 | 403.6773 | 403.6773
| 73_ee - 78_lv | 204.3871 | 950 | 950 | 950 | 950 | 950 | 194.1678 | 194.1678 | 194.1678 | 194.1678 | 194.1678
| 74_fi - 75_fi | 497.6116 | 3500 | 3500 | 3500 | 3500 | 3500 | 1741.6404 | 1741.6404 | 1741.6404 | 1741.6404 | 1741.6404
| 74_fi - 85_no | 315.3876 | 50 | 50 | 50 | 50 | 50 | 15.7694 | 15.7694 | 15.7694 | 15.7694 | 15.7694
| 74_fi - 86_se | 286.0485 | 1800 | 1800 | 1800 | 1800 | 1800 | 514.8873 | 514.8873 | 514.8873 | 514.8873 | 514.8873
| 75_fi - 88_se | 689.6349 | 1350 | 1350 | 1350 | 1350 | 1350 | 931.0072 | 931.0072 | 931.0072 | 931.0072 | 931.0072
| 77_lt - 78_lv | 181.7271 | 1500 | 1500 | 1500 | 1500 | 1500 | 272.5907 | 272.5907 | 272.5907 | 272.5907 | 272.5907
| 77_lt - 88_se | 697.7502 | 700 | 700 | 700 | 700 | 700 | 488.4251 | 488.4251 | 488.4251 | 488.4251 | 488.4251
| 79_no - 80_no | 151.8407 | 1500 | 1500 | 1500 | 1500 | 1500 | 227.761 | 227.761 | 227.761 | 227.761 | 227.761
| 79_no - 81_no | 216.3631 | 1700 | 1700 | 1700 | 1700 | 1700 | 367.8173 | 367.8173 | 367.8173 | 367.8173 | 367.8173
| 79_no - 93_uk | 719.3164 | 1400 | 1400 | 1400 | 1400 | 1400 | 1007.043 | 1007.043 | 1007.043 | 1007.043 | 1007.043
| 80_no - 81_no | 143.1461 | 1500 | 1500 | 1500 | 1500 | 1500 | 214.7192 | 214.7192 | 214.7192 | 214.7192 | 214.7192
| 80_no - 82_no | 171.6891 | 5300 | 5300 | 5300 | 5300 | 5300 | 909.9522 | 909.9522 | 909.9522 | 909.9522 | 909.9522
| 81_no - 83_no | 283.4913 | 800 | 800 | 800 | 800 | 800 | 226.793 | 226.793 | 226.793 | 226.793 | 226.793
| 82_no - 83_no | 188.4558 | 400 | 400 | 400 | 400 | 400 | 75.3823 | 75.3823 | 75.3823 | 75.3823 | 75.3823
| 82_no - 88_se | 322.9103 | 2148 | 2148 | 2148 | 2148 | 2148 | 693.6114 | 693.6114 | 693.6114 | 693.6114 | 693.6114
| 83_no - 84_no | 487.8761 | 200 | 200 | 200 | 200 | 200 | 97.5752 | 97.5752 | 97.5752 | 97.5752 | 97.5752
| 83_no - 87_se | 316.0056 | 1000 | 1000 | 1000 | 1000 | 1000 | 316.0056 | 316.0056 | 316.0056 | 316.0056 | 316.0056
| 84_no - 85_no | 497.4974 | 700 | 700 | 700 | 700 | 700 | 348.2482 | 348.2482 | 348.2482 | 348.2482 | 348.2482
| 84_no - 86_se | 234.1154 | 700 | 700 | 700 | 700 | 700 | 163.8808 | 163.8808 | 163.8808 | 163.8808 | 163.8808
| 84_no - 87_se | 362.5255 | 250 | 250 | 250 | 250 | 250 | 90.6314 | 90.6314 | 90.6314 | 90.6314 | 90.6314
| 86_se - 87_se | 406.5495 | 4200 | 4200 | 4200 | 4200 | 4200 | 1707.508 | 1707.508 | 1707.508 | 1707.508 | 1707.508
| 87_se - 88_se | 499.4709 | 7300 | 7300 | 7300 | 7300 | 7300 | 3646.1379 | 3646.1379 | 3646.1379 | 3646.1379 | 3646.1379
| 88_se - 89_se | 307.2235 | 6500 | 6500 | 6500 | 6500 | 6500 | 1996.9527 | 1996.9527 | 1996.9527 | 1996.9527 | 1996.9527
| 90_uk - 91_uk | 231.963 | 7600 | 7600 | 7600 | 7600 | 7600 | 1762.9192 | 1762.9192 | 1762.9192 | 1762.9192 | 1762.9192
| 90_uk - 92_uk | 196.2124 | 8000 | 8000 | 8000 | 8000 | 8000 | 1569.6993 | 1569.6993 | 1569.6993 | 1569.6993 | 1569.6993
| 91_uk - 92_uk | 204.3177 | 5000 | 5000 | 5000 | 5000 | 5000 | 1021.5883 | 1021.5883 | 1021.5883 | 1021.5883 | 1021.5883
| 92_uk - 93_uk | 239.1509 | 7900 | 7900 | 7900 | 7900 | 7900 | 1889.2917 | 1889.2917 | 1889.2917 | 1889.2917 | 1889.2917
| 92_uk - 96_ie | 385.3391 | 500 | 500 | 500 | 500 | 500 | 192.6695 | 192.6695 | 192.6695 | 192.6695 | 192.6695
| 93_uk - 94_uk | 272.7488 | 4500 | 4500 | 4500 | 4500 | 4500 | 1227.3696 | 1227.3696 | 1227.3696 | 1227.3696 | 1227.3696
| 93_uk - 95_uk | 287.416 | 500 | 500 | 500 | 500 | 500 | 143.708 | 143.708 | 143.708 | 143.708 | 143.708
| 95_uk - 96_ie | 187.6887 | 1100 | 1100 | 1100 | 1100 | 1100 | 206.4576 | 206.4576 | 206.4576 | 206.4576 | 206.4576
| 98_it - 99_fr | 228.6271 | 400 | 400 | 400 | 400 | 400 | 91.4509 | 91.4509 | 91.4509 | 91.4509 | 91.4509
| total | 69113.1823 | 796298.7488 | 755823 | 721901.8119 | 704383 | 698673 | 220116.1849 | 190735.0302 | 177261.1603 | 170067.5656 | 171484.5305

## T94
SOURCE : E-HIGHWAY2050 |  |  |  |  | Table 94: Transmission requirements for 2040 and all scenarios in 2050 | [9 empty] | go back to ReadMe
|  |  | 2040 Additional |  | 2050 Additional Grid |  |  |  |  | 2050 Additional Grid
| Links | Length | Common grid | Extended grid | Large Scale RES | 100% RES | Big & Market | Fossil & Nuclear | Small & Local | Large Scale RES | 100% RES | Big & Market | Fossil & Nuclear | Small & Local
|  | km | MW | MW | MW | MW | MW | MW | MW | GW.km | GW.km | GW.km | GW.km | GW.km
| 01_es - 02_es | 186.1216 | 0 | 0 | 0 | 2000 | 0 | 0 | 1000 | 0 | 372.2431 | 0 | 0 | 186.1216
| 01_es - 03_es | 372.0553 | 0 | 0 | 0 | 0 | 0 | 2000 | 0 | 0 | 0 | 0 | 744.1107 | 0
| 01_es - 12_pt | 204.1927 | 0 | 0 | 1000 | 1000 | 1000 | 1000 | 0 | 204.1927 | 204.1927 | 204.1927 | 204.1927 | 0
| 02_es - 07_es | 259.8884 | 0 | 0 | 0 | 0 | 0 | 0 | 1000 | 0 | 0 | 0 | 0 | 259.8884
| 02_es - 08_es | 334.9516 | 0 | 0 | 1000 | 0 | 0 | 0 | 0 | 334.9516 | 0 | 0 | 0 | 0
| 02_es - 12_pt | 215.2643 | 0 | 0 | 1000 | 1000 | 0 | 0 | 0 | 215.2643 | 215.2643 | 0 | 0 | 0
| 03_es - 04_es | 181.2341 | 0 | 0 | 2000 | 2000 | 0 | 0 | 0 | 362.4682 | 362.4682 | 0 | 0 | 0
| 03_es - 07_es | 117.7649 | 0 | 0 | 2000 | 1000 | 0 | 0 | 1000 | 235.5298 | 117.7649 | 0 | 0 | 117.7649
| 04_es - 07_es | 275.8276 | 0 | 0 | 0 | 0 | 0 | 0 | 7000 | 0 | 0 | 0 | 0 | 1930.7935
| 04_es - 14_fr | 237.6073 | 3000 | 4000 | 5000 | 5000 | 6000 | 7000 | 8000 | 1188.0365 | 1188.0365 | 1425.6438 | 1663.2511 | 1900.8584
| 05_es - 07_es | 279.7568 | 0 | 0 | 0 | 0 | 0 | 0 | 1000 | 0 | 0 | 0 | 0 | 279.7568
| 06_es - 07_es | 462.5566 | 0 | 0 | 0 | 0 | 0 | 0 | 2000 | 0 | 0 | 0 | 0 | 925.1132
| 06_es - 11_es | 364.8412 | 2000 | 3000 | 4000 | 2000 | 6000 | 9000 | 0 | 1459.365 | 729.6825 | 2189.0475 | 3283.5712 | 0
| 06_es - 15_fr | 271.72 | 5000 | 6000 | 10000 | 8000 | 14000 | 13000 | 0 | 2717.2004 | 2173.7603 | 3804.0805 | 3532.3605 | 0
| 07_es - 08_es | 183.2525 | 0 | 0 | 2000 | 0 | 0 | 0 | 3000 | 366.505 | 0 | 0 | 0 | 549.7575
| 07_es - 11_es | 264.7603 | 0 | 0 | 2000 | 0 | 1000 | 5000 | 1000 | 529.5206 | 0 | 264.7603 | 1323.8014 | 264.7603
| 07_es - 12_pt | 342.9588 | 0 | 0 | 0 | 0 | 0 | 0 | 2000 | 0 | 0 | 0 | 0 | 685.9175
| 08_es - 09_es | 233.7118 | 0 | 0 | 0 | 0 | 0 | 0 | 1000 | 0 | 0 | 0 | 0 | 233.7118
| 08_es - 10_es | 223.0531 | 0 | 0 | 0 | 0 | 0 | 0 | 1000 | 0 | 0 | 0 | 0 | 223.0531
| 08_es - 13_pt | 269.4706 | 0 | 0 | 2000 | 0 | 0 | 0 | 1000 | 538.9411 | 0 | 0 | 0 | 269.4706
| 09_es - 13_pt | 299.266 | 0 | 0 | 2000 | 2000 | 2000 | 2000 | 0 | 598.532 | 598.532 | 598.532 | 598.532 | 0
| 10_es - 11_es | 269.0043 | 0 | 0 | 1000 | 0 | 0 | 0 | 0 | 269.0043 | 0 | 0 | 0 | 0
| 106_ns - 110_ns | 104.5202 | 0 | 2000 | 2000 | 0 | 6000 | 5000 | 0 | 209.0404 | 0 | 627.1213 | 522.6011 | 0
| 106_ns - 90_uk | 216.9375 | 0 | 0 | 10000 | 14000 | 11000 | 7000 | 1000 | 2169.3746 | 3037.1244 | 2386.312 | 1518.5622 | 216.9375
| 107_ns - 92_uk | 294.9742 | 0 | 0 | 3000 | 8000 | 4000 | 2000 | 1000 | 884.9226 | 2359.7936 | 1179.8968 | 589.9484 | 294.9742
| 108_ns - 93_uk | 230.8948 | 0 | 0 | 1000 | 0 | 0 | 1000 | 0 | 230.8948 | 0 | 0 | 230.8948 | 0
| 109_ns - 94_uk | 161.8629 | 0 | 0 | 1000 | 2000 | 0 | 1000 | 0 | 161.8629 | 323.7258 | 0 | 161.8629 | 0
| 110_ns - 28_be | 187.8811 | 0 | 0 | 2000 | 7000 | 6000 | 6000 | 1000 | 375.7622 | 1315.1676 | 1127.2865 | 1127.2865 | 187.8811
| 111_ns - 30_nl | 140.4264 | 0 | 0 | 2000 | 1000 | 4000 | 2000 | 0 | 280.8527 | 140.4264 | 561.7054 | 280.8527 | 0
| 112_ns - 113_ns | 197.7409 | 0 | 3000 | 9000 | 12000 | 0 | 1000 | 0 | 1779.6681 | 2372.8908 | 0 | 197.7409 | 0
| 112_ns - 30_nl | 261.268 | 0 | 0 | 0 | 0 | 0 | 2000 | 0 | 0 | 0 | 0 | 522.536 | 0
| 112_ns - 31_de | 210.2441 | 0 | 0 | 10000 | 5000 | 7000 | 3000 | 3000 | 2102.441 | 1051.2205 | 1471.7087 | 630.7323 | 630.7323
| 112_ns - 33_de | 331.3472 | 0 | 0 | 0 | 6000 | 0 | 0 | 0 | 0 | 1988.0835 | 0 | 0 | 0
| 113_ns - 30_nl | 454.7982 | 0 | 0 | 0 | 5000 | 0 | 0 | 0 | 0 | 2273.991 | 0 | 0 | 0
| 113_ns - 38_dk | 128.4616 | 0 | 0 | 9000 | 0 | 4000 | 1000 | 1000 | 1156.1547 | 0 | 513.8465 | 128.4616 | 128.4616
| 114_ns - 116_ns | 172.9314 | 0 | 0 | 1000 | 0 | 0 | 0 | 0 | 172.9314 | 0 | 0 | 0 | 0
| 114_ns - 72_dk | 170.8761 | 0 | 0 | 2000 | 0 | 0 | 1000 | 0 | 341.7521 | 0 | 0 | 170.8761 | 0
| 115_ns - 79_no | 114.4008 | 0 | 0 | 0 | 5000 | 0 | 0 | 0 | 0 | 572.004 | 0 | 0 | 0
| 116_ns - 88_se | 285.8994 | 0 | 0 | 1000 | 0 | 0 | 1000 | 0 | 285.8994 | 0 | 0 | 285.8994 | 0
| 12_pt - 13_pt | 213.9629 | 0 | 0 | 1000 | 0 | 0 | 0 | 0 | 213.9629 | 0 | 0 | 0 | 0
| 14_fr - 15_fr | 188.7321 | 2000 | 3000 | 0 | 3000 | 8000 | 10000 | 0 | 0 | 566.1963 | 1509.8567 | 1887.3209 | 0
| 14_fr - 17_fr | 307.5995 | 5000 | 6000 | 4000 | 6000 | 14000 | 15000 | 7000 | 1230.3979 | 1845.5969 | 4306.3927 | 4613.9922 | 2153.1963
| 14_fr - 18_fr | 360.153 | 0 | 0 | 1000 | 0 | 0 | 0 | 0 | 360.153 | 0 | 0 | 0 | 0
| 15_fr - 16_fr | 253.7618 | 2000 | 2000 | 8000 | 4000 | 2000 | 1000 | 0 | 2030.0945 | 1015.0473 | 507.5236 | 253.7618 | 0
| 16_fr - 19_fr | 173.3534 | 0 | 0 | 2000 | 0 | 0 | 0 | 0 | 346.7069 | 0 | 0 | 0 | 0
| 16_fr - 20_fr | 236.9594 | 0 | 0 | 1000 | 0 | 0 | 2000 | 0 | 236.9594 | 0 | 0 | 473.9188 | 0
| 17_fr - 21_fr | 244.0726 | 0 | 0 | 1000 | 3000 | 0 | 0 | 0 | 244.0726 | 732.2178 | 0 | 0 | 0
| 17_fr - 22_fr | 248.4147 | 5000 | 7000 | 3000 | 6000 | 14000 | 17000 | 7000 | 745.2441 | 1490.4883 | 3477.8059 | 4223.0501 | 1738.903
| 18_fr - 19_fr | 257.405 | 0 | 0 | 2000 | 0 | 0 | 0 | 0 | 514.8099 | 0 | 0 | 0 | 0
| 18_fr - 24_fr | 180.6201 | 0 | 0 | 2000 | 0 | 0 | 1000 | 0 | 361.2402 | 0 | 0 | 180.6201 | 0
| 19_fr - 20_fr | 136.0227 | 0 | 0 | 1000 | 0 | 0 | 0 | 0 | 136.0227 | 0 | 0 | 0 | 0
| 19_fr - 52_it | 450.2675 | 0 | 0 | 1000 | 0 | 0 | 0 | 0 | 450.2675 | 0 | 0 | 0 | 0
| 20_fr - 25_fr | 266.2691 | 0 | 0 | 0 | 3000 | 0 | 0 | 0 | 0 | 798.8072 | 0 | 0 | 0
| 20_fr - 52_it | 352.6873 | 0 | 0 | 1000 | 0 | 0 | 0 | 0 | 352.6873 | 0 | 0 | 0 | 0
| 21_fr - 96_ie | 682.3124 | 2000 | 2000 | 6000 | 5000 | 1000 | 2000 | 2000 | 4093.8745 | 3411.562 | 682.3124 | 1364.6248 | 1364.6248
| 22_fr - 23_fr | 184.242 | 0 | 0 | 1000 | 0 | 0 | 0 | 0 | 184.242 | 0 | 0 | 0 | 0
| 22_fr - 26_fr | 216.4226 | 0 | 0 | 1000 | 0 | 0 | 0 | 0 | 216.4226 | 0 | 0 | 0 | 0
| 22_fr - 90_uk | 312.9393 | 4000 | 6000 | 4000 | 4000 | 14000 | 15000 | 3000 | 1251.7573 | 1251.7573 | 4381.1506 | 4694.0899 | 938.818
| 24_fr - 25_fr | 168.5048 | 0 | 0 | 0 | 0 | 0 | 1000 | 0 | 0 | 0 | 0 | 168.5048 | 0
| 25_fr - 28_be | 286.9271 | 0 | 0 | 0 | 3000 | 3000 | 0 | 2000 | 0 | 860.7813 | 860.7813 | 0 | 573.8542
| 25_fr - 35_de | 245.6773 | 0 | 0 | 0 | 5000 | 0 | 0 | 0 | 0 | 1228.3866 | 0 | 0 | 0
| 25_fr - 36_de | 195.1858 | 0 | 0 | 1000 | 0 | 0 | 2000 | 1000 | 195.1858 | 0 | 0 | 390.3715 | 195.1858
| 26_fr - 90_uk | 274.5071 | 4000 | 5000 | 9000 | 8000 | 12000 | 7000 | 1000 | 2470.5639 | 2196.0568 | 3294.0852 | 1921.5497 | 274.5071
| 28_be - 30_nl | 191.2099 | 0 | 0 | 0 | 10000 | 0 | 0 | 0 | 0 | 1912.0986 | 0 | 0 | 0
| 28_be - 33_de | 222.6462 | 0 | 0 | 0 | 5000 | 0 | 0 | 0 | 0 | 1113.231 | 0 | 0 | 0
| 28_be - 90_uk | 353.4964 | 0 | 2000 | 4000 | 4000 | 2000 | 2000 | 0 | 1413.9855 | 1413.9855 | 706.9928 | 706.9928 | 0
| 30_nl - 31_de | 271.0737 | 0 | 0 | 1000 | 0 | 0 | 0 | 0 | 271.0737 | 0 | 0 | 0 | 0
| 30_nl - 38_dk | 498.6451 | 0 | 0 | 3000 | 0 | 0 | 0 | 0 | 1495.9352 | 0 | 0 | 0 | 0
| 30_nl - 79_no | 739.3698 | 3000 | 4000 | 7000 | 14000 | 4000 | 3000 | 0 | 5175.5886 | 10351.1772 | 2957.4792 | 2218.1094 | 0
| 30_nl - 90_uk | 389.6753 | 0 | 0 | 4000 | 0 | 3000 | 0 | 0 | 1558.7011 | 0 | 1169.0258 | 0 | 0
| 31_de - 32_de | 227.6977 | 0 | 0 | 0 | 1000 | 0 | 0 | 0 | 0 | 227.6977 | 0 | 0 | 0
| 31_de - 33_de | 219.3436 | 0 | 2000 | 12000 | 0 | 0 | 0 | 0 | 2632.1227 | 0 | 0 | 0 | 0
| 31_de - 37_de | 487.6187 | 0 | 0 | 4000 | 0 | 0 | 0 | 0 | 1950.475 | 0 | 0 | 0 | 0
| 31_de - 38_dk | 333.2242 | 2000 | 3000 | 11000 | 0 | 6000 | 1000 | 0 | 3665.4667 | 0 | 1999.3455 | 333.2242 | 0
| 31_de - 72_dk | 308.3294 | 0 | 0 | 4000 | 0 | 0 | 0 | 0 | 1233.3178 | 0 | 0 | 0 | 0
| 31_de - 79_no | 651.8155 | 3000 | 4000 | 17000 | 9000 | 2000 | 0 | 0 | 11080.8629 | 5866.3392 | 1303.6309 | 0 | 0
| 31_de - 89_se | 473.7392 | 0 | 0 | 0 | 4000 | 0 | 4000 | 0 | 0 | 1894.9569 | 0 | 1894.9569 | 0
| 32_de - 38_dk | 399.9279 | 0 | 0 | 0 | 0 | 2000 | 0 | 0 | 0 | 0 | 799.8557 | 0 | 0
| 32_de - 72_dk | 269.7291 | 0 | 0 | 2000 | 0 | 0 | 0 | 0 | 539.4581 | 0 | 0 | 0 | 0
| 32_de - 89_se | 385.6803 | 3000 | 4000 | 8000 | 11000 | 3000 | 2000 | 6000 | 3085.4428 | 4242.4838 | 1157.041 | 771.3607 | 2314.0821
| 34_de - 35_de | 312.0993 | 0 | 0 | 0 | 5000 | 0 | 0 | 0 | 0 | 1560.4966 | 0 | 0 | 0
| 34_de - 37_de | 259.8498 | 0 | 0 | 0 | 4000 | 0 | 0 | 0 | 0 | 1039.3994 | 0 | 0 | 0
| 34_de - 44_pl | 296.2501 | 2000 | 2000 | 3000 | 10000 | 2000 | 0 | 0 | 888.7503 | 2962.5012 | 592.5002 | 0 | 0
| 36_de - 37_de | 181.0292 | 0 | 0 | 0 | 0 | 0 | 2000 | 0 | 0 | 0 | 0 | 362.0584 | 0
| 37_de - 39_cz | 231.3685 | 0 | 0 | 1000 | 0 | 0 | 2000 | 0 | 231.3685 | 0 | 0 | 462.737 | 0
| 37_de - 49_at | 197.8279 | 0 | 2000 | 1000 | 8000 | 0 | 2000 | 1000 | 197.8279 | 1582.623 | 0 | 395.6557 | 197.8279
| 38_dk - 72_dk | 171.8908 | 0 | 0 | 1000 | 0 | 0 | 0 | 0 | 171.8908 | 0 | 0 | 0 | 0
| 38_dk - 79_no | 335.4374 | 0 | 0 | 2000 | 0 | 0 | 1000 | 0 | 670.8749 | 0 | 0 | 335.4374 | 0
| 38_dk - 88_se | 464.7427 | 0 | 0 | 0 | 0 | 0 | 0 | 4000 | 0 | 0 | 0 | 0 | 1858.9707
| 39_cz - 40_cz | 189.6795 | 0 | 0 | 1000 | 0 | 0 | 0 | 0 | 189.6795 | 0 | 0 | 0 | 0
| 39_cz - 44_pl | 289.0908 | 0 | 0 | 0 | 2000 | 0 | 0 | 0 | 0 | 578.1816 | 0 | 0 | 0
| 40_cz - 43_pl | 191.4737 | 0 | 0 | 5000 | 0 | 2000 | 0 | 0 | 957.3687 | 0 | 382.9475 | 0 | 0
| 40_cz - 46_sk | 212.9842 | 0 | 0 | 1000 | 0 | 0 | 0 | 0 | 212.9842 | 0 | 0 | 0 | 0
| 40_cz - 51_at | 166.2799 | 0 | 0 | 5000 | 0 | 0 | 0 | 0 | 831.3993 | 0 | 0 | 0 | 0
| 41_pl - 43_pl | 301.7096 | 0 | 0 | 4000 | 0 | 2000 | 0 | 0 | 1206.8384 | 0 | 603.4192 | 0 | 0
| 41_pl - 44_pl | 338.4146 | 0 | 0 | 0 | 6000 | 0 | 0 | 0 | 0 | 2030.4874 | 0 | 0 | 0
| 41_pl - 77_lt | 348.7485 | 3000 | 4000 | 8000 | 8000 | 7000 | 2000 | 6000 | 2789.9883 | 2789.9883 | 2441.2398 | 697.4971 | 2092.4913
| 42_pl - 46_sk | 298.1652 | 0 | 0 | 3000 | 0 | 0 | 1000 | 0 | 894.4955 | 0 | 0 | 298.1652 | 0
| 43_pl - 44_pl | 296.0467 | 0 | 0 | 2000 | 0 | 0 | 0 | 0 | 592.0933 | 0 | 0 | 0 | 0
| 44_pl - 45_pl | 227.1979 | 0 | 0 | 2000 | 0 | 0 | 0 | 0 | 454.3959 | 0 | 0 | 0 | 0
| 45_pl - 89_se | 422.6964 | 0 | 0 | 0 | 0 | 3000 | 2000 | 0 | 0 | 0 | 1268.0891 | 845.3927 | 0
| 46_sk - 58_hu | 171.9677 | 0 | 0 | 2000 | 0 | 0 | 0 | 0 | 343.9353 | 0 | 0 | 0 | 0
| 49_at - 50_at | 177.1288 | 0 | 0 | 4000 | 0 | 0 | 2000 | 0 | 708.5152 | 0 | 0 | 354.2576 | 0
| 49_at - 52_it | 261.7436 | 2000 | 2000 | 4000 | 8000 | 0 | 2000 | 2000 | 1046.9743 | 2093.9486 | 0 | 523.4871 | 523.4871
| 50_at - 51_at | 119.3032 | 0 | 0 | 4000 | 0 | 0 | 2000 | 0 | 477.2129 | 0 | 0 | 238.6065 | 0
| 51_at - 58_hu | 284.1972 | 0 | 0 | 1000 | 0 | 0 | 2000 | 1000 | 284.1972 | 0 | 0 | 568.3945 | 284.1972
| 52_it - 53_it | 264.4312 | 3000 | 4000 | 11000 | 8000 | 0 | 2000 | 11000 | 2908.7432 | 2115.4496 | 0 | 528.8624 | 2908.7432
| 53_it - 54_it | 191.7101 | 3000 | 4000 | 11000 | 8000 | 0 | 2000 | 11000 | 2108.8114 | 1533.681 | 0 | 383.4203 | 2108.8114
| 53_it - 99_fr | 262.5545 | 0 | 0 | 0 | 0 | 2000 | 1000 | 0 | 0 | 0 | 525.1089 | 262.5545 | 0
| 54_it - 55_it | 300.9658 | 3000 | 4000 | 11000 | 8000 | 0 | 2000 | 8000 | 3310.6236 | 2407.7262 | 0 | 601.9316 | 2407.7262
| 54_it - 64_me | 499.0653 | 0 | 0 | 1000 | 2000 | 0 | 0 | 0 | 499.0653 | 998.1305 | 0 | 0 | 0
| 54_it - 98_it | 428.7639 | 2000 | 2000 | 8000 | 3000 | 2000 | 1000 | 3000 | 3430.111 | 1286.2916 | 857.5278 | 428.7639 | 1286.2916
| 55_it - 56_it | 357.1468 | 2000 | 3000 | 9000 | 2000 | 2000 | 1000 | 4000 | 3214.3216 | 714.2937 | 714.2937 | 357.1468 | 1428.5874
| 55_it - 68_gr | 462.6023 | 3000 | 4000 | 6000 | 9000 | 2000 | 2000 | 6000 | 2775.6139 | 4163.4208 | 925.2046 | 925.2046 | 2775.6139
| 57_si - 58_hu | 383.5605 | 0 | 0 | 1000 | 0 | 0 | 0 | 1000 | 383.5605 | 0 | 0 | 0 | 383.5605
| 58_hu - 59_ro | 315.4505 | 0 | 0 | 1000 | 2000 | 0 | 2000 | 0 | 315.4505 | 630.9009 | 0 | 630.9009 | 0
| 58_hu - 65_rs | 367.1525 | 0 | 0 | 1000 | 0 | 0 | 0 | 1000 | 367.1525 | 0 | 0 | 0 | 367.1525
| 59_ro - 61_ro | 300.0592 | 0 | 0 | 0 | 2000 | 0 | 0 | 0 | 0 | 600.1185 | 0 | 0 | 0
| 65_rs - 66_bg | 382.9789 | 0 | 0 | 0 | 0 | 0 | 2000 | 0 | 0 | 0 | 0 | 765.9578 | 0
| 65_rs - 67_mk | 271.6994 | 0 | 0 | 1000 | 0 | 0 | 0 | 0 | 271.6994 | 0 | 0 | 0 | 0
| 66_bg - 68_gr | 429.7593 | 0 | 0 | 0 | 1000 | 0 | 0 | 1000 | 0 | 429.7593 | 0 | 0 | 429.7593
| 67_mk - 68_gr | 183.4692 | 0 | 0 | 2000 | 0 | 0 | 0 | 0 | 366.9384 | 0 | 0 | 0 | 0
| 72_dk - 89_se | 167.94 | 0 | 0 | 4000 | 0 | 0 | 0 | 0 | 671.7602 | 0 | 0 | 0 | 0
| 73_ee - 75_fi | 403.6773 | 2000 | 3000 | 5000 | 4000 | 3000 | 2000 | 5000 | 2018.3863 | 1614.709 | 1211.0318 | 807.3545 | 2018.3863
| 73_ee - 78_lv | 204.3871 | 2000 | 3000 | 5000 | 4000 | 3000 | 2000 | 5000 | 1021.9357 | 817.5486 | 613.1614 | 408.7743 | 1021.9357
| 74_fi - 75_fi | 497.6116 | 0 | 0 | 0 | 0 | 1000 | 2000 | 2000 | 0 | 0 | 497.6116 | 995.2231 | 995.2231
| 74_fi - 85_no | 315.3876 | 0 | 0 | 1000 | 0 | 0 | 0 | 0 | 315.3876 | 0 | 0 | 0 | 0
| 75_fi - 88_se | 689.6349 | 0 | 0 | 3000 | 0 | 0 | 0 | 0 | 2068.9048 | 0 | 0 | 0 | 0
| 77_lt - 78_lv | 181.7271 | 2000 | 3000 | 5000 | 3000 | 4000 | 2000 | 5000 | 908.6356 | 545.1814 | 726.9085 | 363.4543 | 908.6356
| 77_lt - 88_se | 697.7502 | 0 | 0 | 2000 | 0 | 0 | 0 | 0 | 1395.5004 | 0 | 0 | 0 | 0
| 79_no - 80_no | 151.8407 | 0 | 2000 | 3000 | 4000 | 2000 | 5000 | 0 | 455.522 | 607.3626 | 303.6813 | 759.2033 | 0
| 79_no - 81_no | 216.3631 | 3000 | 4000 | 17000 | 12000 | 2000 | 0 | 0 | 3678.1728 | 2596.3573 | 432.7262 | 0 | 0
| 79_no - 92_uk | 902.1611 | 0 | 0 | 0 | 5000 | 0 | 0 | 0 | 0 | 4510.8056 | 0 | 0 | 0
| 80_no - 82_no | 171.6891 | 0 | 0 | 0 | 1000 | 2000 | 4000 | 0 | 0 | 171.6891 | 343.3782 | 686.7563 | 0
| 81_no - 83_no | 283.4913 | 2000 | 3000 | 7000 | 7000 | 0 | 0 | 9000 | 1984.439 | 1984.439 | 0 | 0 | 2551.4215
| 81_no - 90_uk | 1065.5958 | 0 | 2000 | 0 | 0 | 0 | 0 | 12000 | 0 | 0 | 0 | 0 | 12787.1492
| 82_no - 83_no | 188.4558 | 0 | 0 | 0 | 0 | 0 | 3000 | 0 | 0 | 0 | 0 | 565.3673 | 0
| 82_no - 88_se | 322.9103 | 0 | 0 | 2000 | 0 | 0 | 0 | 0 | 645.8207 | 0 | 0 | 0 | 0
| 83_no - 84_no | 487.8761 | 2000 | 2000 | 5000 | 5000 | 0 | 3000 | 2000 | 2439.3805 | 2439.3805 | 0 | 1463.6283 | 975.7522
| 84_no - 85_no | 497.4974 | 0 | 0 | 0 | 1000 | 0 | 0 | 0 | 0 | 497.4974 | 0 | 0 | 0
| 86_se - 87_se | 406.5495 | 2000 | 3000 | 5000 | 4000 | 1000 | 3000 | 5000 | 2032.7477 | 1626.1981 | 406.5495 | 1219.6486 | 2032.7477
| 87_se - 88_se | 499.4709 | 3000 | 5000 | 8000 | 9000 | 4000 | 4000 | 8000 | 3995.7676 | 4495.2385 | 1997.8838 | 1997.8838 | 3995.7676
| 88_se - 89_se | 307.2235 | 3000 | 4000 | 9000 | 7000 | 4000 | 5000 | 5000 | 2765.0115 | 2150.5645 | 1228.894 | 1536.1175 | 1536.1175
| 90_uk - 92_uk | 196.2124 | 5000 | 7000 | 13000 | 5000 | 19000 | 10000 | 6000 | 2550.7614 | 981.0621 | 3728.0359 | 1962.1242 | 1177.2745
| 92_uk - 93_uk | 239.1509 | 4000 | 5000 | 13000 | 4000 | 13000 | 9000 | 0 | 3108.9611 | 956.6034 | 3108.9611 | 2152.3577 | 0
| 92_uk - 96_ie | 385.3391 | 0 | 0 | 1000 | 2000 | 4000 | 1000 | 0 | 385.3391 | 770.6782 | 1541.3563 | 385.3391 | 0
| 93_uk - 94_uk | 272.7488 | 3000 | 4000 | 9000 | 6000 | 6000 | 5000 | 0 | 2454.7393 | 1636.4929 | 1636.4929 | 1363.7441 | 0
| 93_uk - 95_uk | 287.416 | 0 | 0 | 1000 | 0 | 1000 | 1000 | 0 | 287.416 | 0 | 287.416 | 287.416 | 0
| 95_uk - 96_ie | 187.6887 | 0 | 0 | 1000 | 2000 | 0 | 0 | 0 | 187.6887 | 375.3774 | 0 | 0 | 0
| 98_it - 99_fr | 228.6271 | 0 | 0 | 800 | 0 | 0 | 0 | 0 | 182.9017 | 0 | 0 | 0 | 0
| total | 44980.0624 | 101000 | 149000 | 451800 | 378000 | 255000 | 253000 | 190000 | 137566.225 | 122109.8233 | 71841.8328 | 70735.3474 | 67892.7567

## Calc
Scenario | Market |  |  | 2018 | 2019 | 2020 | 2021 | 2022 | 2023 | 2024 | 2025 | 2026 | 2027 | 2028 | 2029 | 2030 | 2031 | 2032 | 2033 | 2034 | 2035 | 2036 | 2037 | 2038 | 2039 | 2040 | 2041 | 2042 | 2043 | 2044 | 2045 | 2046 | 2047 | 2048 | 2049 | 2050
Scope | EU28 (manually modified from Entso-e dataset) |  | GW*km | 107566.2568 | 110891.3036 | 114216.3505 | 117541.3973 | 120866.4441 | 124191.491 | 127516.5378 | 130841.5847 | 134166.6315 | 137491.6784 | 140816.7252 | 144141.7721 | 147466.8189 | 150791.8658 | 154116.9126 | 157441.9595 | 160767.0063 | 164092.0532 | 167417.1 | 170742.1468 | 174067.1937 | 177392.2405 | 180717.2874 | 184042.3342 | 187367.3811 | 190692.4279 | 194017.4748 | 197342.5216 | 200667.5685 | 203992.6153 | 207317.6622 | 210642.709 | 213967.7559
|  |  | MW*miles | 66838739.3331 | 68904832.7917 | 70970926.2503 | 73037019.7089 | 75103113.1676 | 77169206.6262 | 79235300.0848 | 81301393.5435 | 83367487.0021 | 85433580.4607 | 87499673.9194 | 89565767.378 | 91631860.8366 | 93697954.2953 | 95764047.7539 | 97830141.2125 | 99896234.6712 | 101962328.1298 | 104028421.5884 | 106094515.0471 | 108160608.5057 | 110226701.9643 | 112292795.423 | 114358888.8816 | 116424982.3402 | 118491075.7988 | 120557169.2575 | 122623262.7161 | 124689356.1747 | 126755449.6334 | 128821543.092 | 130887636.5506 | 132953730.0093
Year | 2030
Transcap | 147466.8189 | GW*km
Year | 2050
Transcap Additional | 66500.9369 | GW*km
Transcap tot | 213967.7559 | GW*km
Slope | 3325.0468 | GW*km / year

## BTC
| 2018 | 2019 | 2020 | 2021 | 2022 | 2023 | 2024 | 2025 | 2026 | 2027 | 2028 | 2029 | 2030 | 2031 | 2032 | 2033 | 2034 | 2035 | 2036 | 2037 | 2038 | 2039 | 2040 | 2041 | 2042 | 2043 | 2044 | 2045 | 2046 | 2047 | 2048 | 2049 | 2050
BAU Transmission Capacity (MW*miles) | 66838739.3331 | 68904832.7917 | 70970926.2503 | 73037019.7089 | 75103113.1676 | 77169206.6262 | 79235300.0848 | 81301393.5435 | 83367487.0021 | 85433580.4607 | 87499673.9194 | 89565767.378 | 91631860.8366 | 93697954.2953 | 95764047.7539 | 97830141.2125 | 99896234.6712 | 101962328.1298 | 104028421.5884 | 106094515.0471 | 108160608.5057 | 110226701.9643 | 112292795.423 | 114358888.8816 | 116424982.3402 | 118491075.7988 | 120557169.2575 | 122623262.7161 | 124689356.1747 | 126755449.6334 | 128821543.092 | 130887636.5506 | 132953730.0093