## About
DCCpUIPL Distribution Construction Cost per Unit Increase in Peak Load
Sources : | Distribution Network Construction Cost (energy generation - €/MWh) | European Comission : Final Report - Network Costs, Energy costs, taxes and the impact of government interventions on investments, p.15
| Hourly load - used to convert annual energy (GWh) to peak load (GW) | SYPEL variable
Notes :
This value includes all investment costs (not just investment due to increased peak load).
This value is calculated per unit of total capacity (not just additional capacity to cope with the peak load increase).
Nevertheless, this value seems more robust, as in many cases annual investments are required irrespective of the increase in electricity peak demand.
We adjust 2018 euro to 2018 dollars using the following conversion factor:
0.848 | https://www.irs.gov/individuals/international-taxpayers/yearly-average-currency-exchange-rates
We adjust 2018 dollars to 2012 dollars using the following conversion factor:
0.914
See "cpi.xlsx" in the InputData folder for source information.

## Raw data - SYPEL variable
index | Load | Peak demand/ mean demand
1 | 0.00010932 | 143.4%
2 | 0.0001058
3 | 0.00010281
4 | 0.00010013
5 | 9.8497e-05
6 | 0.00010013
7 | 0.00010211
8 | 0.00010444
9 | 0.000106
10 | 0.00011114
11 | 0.00011679
12 | 0.00011953
13 | 0.00011909
14 | 0.00011767
15 | 0.00011692
16 | 0.00011795
17 | 0.00012089
18 | 0.0001226
19 | 0.00012245
20 | 0.00012115
21 | 0.0001194
22 | 0.00011822
23 | 0.00011543
24 | 0.00011309
25 | 0.00011348
26 | 0.00011078
27 | 0.00010871
28 | 0.00010752
29 | 0.00010866
30 | 0.00011509
31 | 0.00012229
32 | 0.00012603
33 | 0.00012749
34 | 0.0001318
35 | 0.00013653
36 | 0.00013855
37 | 0.00013802
38 | 0.00013694
39 | 0.00013597
40 | 0.0001369
41 | 0.00013911
42 | 0.00013992
43 | 0.00013862
44 | 0.00013517
45 | 0.00013218
46 | 0.00012946
47 | 0.00012523
48 | 0.0001204
49 | 0.00011673
50 | 0.00011392
51 | 0.00011184
52 | 0.00011067
53 | 0.00011206
54 | 0.00011895
55 | 0.00012641
56 | 0.00012983
57 | 0.00013087
58 | 0.0001347
59 | 0.00013941
60 | 0.00014099
61 | 0.00014052
62 | 0.00013942
63 | 0.00013863
64 | 0.0001397
65 | 0.0001421
66 | 0.0001431
67 | 0.00014179
68 | 0.00013824
69 | 0.00013488
70 | 0.00013203
71 | 0.00012771
72 | 0.00012224
73 | 0.00011764
74 | 0.00011484
75 | 0.00011279
76 | 0.00011161
77 | 0.00011304
78 | 0.00012028
79 | 0.00012821
80 | 0.00013183
81 | 0.00013277
82 | 0.00013648
83 | 0.00014083
84 | 0.00014245
85 | 0.00014178
86 | 0.00014057
87 | 0.00013976
88 | 0.00014075
89 | 0.00014293
90 | 0.00014402
91 | 0.00014284
92 | 0.00013909
93 | 0.00013573
94 | 0.00013281
95 | 0.00012831
96 | 0.00012272
97 | 0.00011975
98 | 0.00011692
99 | 0.00011477
100 | 0.00011351
101 | 0.00011453
102 | 0.00012111
103 | 0.00012825
104 | 0.00013162
105 | 0.00013284
106 | 0.00013691
107 | 0.00014143
108 | 0.00014328
109 | 0.00014288
110 | 0.00014177
111 | 0.00014072
112 | 0.00014143
113 | 0.00014355
114 | 0.00014442
115 | 0.00014293
116 | 0.00013946
117 | 0.00013638
118 | 0.00013363
119 | 0.00012934
120 | 0.00012239
121 | 0.00012306
122 | 0.00011988
123 | 0.00011725
124 | 0.00011543
125 | 0.00011469
126 | 0.00011656
127 | 0.00012009
128 | 0.00012528
129 | 0.00013005
130 | 0.0001343
131 | 0.00013717
132 | 0.00013826
133 | 0.00013696
134 | 0.0001349
135 | 0.00013395
136 | 0.00013515
137 | 0.0001384
138 | 0.00014096
139 | 0.00014152
140 | 0.00013902
141 | 0.00013621
142 | 0.00013431
143 | 0.00013081
144 | 0.000128
145 | 0.00012239
146 | 0.00011886
147 | 0.00011579
148 | 0.00011313
149 | 0.00011226
150 | 0.00011341
151 | 0.00011645
152 | 0.00012112
153 | 0.00012569
154 | 0.0001305
155 | 0.00013389
156 | 0.00013542
157 | 0.0001342
158 | 0.00013201
159 | 0.00013107
160 | 0.00013246
161 | 0.00013624
162 | 0.00013882
163 | 0.00013964
164 | 0.00013845
165 | 0.00013598
166 | 0.00013373
167 | 0.00012977
168 | 0.00012659
169 | 0.00012739
170 | 0.00012409
171 | 0.0001218
172 | 0.00012105
173 | 0.00012485
174 | 0.00013503
175 | 0.00014521
176 | 0.00015012
177 | 0.00015153
178 | 0.00015486
179 | 0.00015874
180 | 0.00016013
181 | 0.00015931
182 | 0.00015796
183 | 0.00015669
184 | 0.00015743
185 | 0.00015931
186 | 0.00016042
187 | 0.00015865
188 | 0.00015471
189 | 0.00015031
190 | 0.00014569
191 | 0.00014004
192 | 0.00013421
193 | 0.00012899
194 | 0.00012601
195 | 0.00012392
196 | 0.00012302
197 | 0.00012653
198 | 0.00013614
199 | 0.0001461
200 | 0.00015093
201 | 0.00015209
202 | 0.00015502
203 | 0.00015864
204 | 0.00015964
205 | 0.00015846
206 | 0.00015695
207 | 0.00015575
208 | 0.00015655
209 | 0.0001586
210 | 0.00015973
211 | 0.00015826
212 | 0.00015443
213 | 0.0001502
214 | 0.00014576
215 | 0.00014012
216 | 0.00013392
217 | 0.00012879
218 | 0.00012582
219 | 0.00012376
220 | 0.00012298
221 | 0.00012666
222 | 0.00013644
223 | 0.00014628
224 | 0.00015086
225 | 0.00015153
226 | 0.00015443
227 | 0.00015792
228 | 0.00015882
229 | 0.00015756
230 | 0.00015603
231 | 0.00015479
232 | 0.00015568
233 | 0.00015766
234 | 0.0001588
235 | 0.00015732
236 | 0.00015334
237 | 0.000149
238 | 0.00014461
239 | 0.00013907
240 | 0.00013305
241 | 0.00012762
242 | 0.0001247
243 | 0.00012266
244 | 0.00012197
245 | 0.00012578
246 | 0.00013568
247 | 0.00014548
248 | 0.00014986
249 | 0.00015029
250 | 0.00015294
251 | 0.00015623
252 | 0.00015699
253 | 0.00015557
254 | 0.00015398
255 | 0.00015271
256 | 0.00015347
257 | 0.00015549
258 | 0.00015672
259 | 0.0001554
260 | 0.00015151
261 | 0.00014716
262 | 0.00014273
263 | 0.0001372
264 | 0.00013149
265 | 0.00012446
266 | 0.00012153
267 | 0.00011949
268 | 0.00011887
269 | 0.00012277
270 | 0.00013261
271 | 0.00014241
272 | 0.00014663
273 | 0.0001473
274 | 0.00014992
275 | 0.00015336
276 | 0.00015422
277 | 0.00015282
278 | 0.00015116
279 | 0.00014978
280 | 0.00015026
281 | 0.00015227
282 | 0.00015319
283 | 0.00015138
284 | 0.00014773
285 | 0.00014354
286 | 0.00013905
287 | 0.00013346
288 | 0.00012655
289 | 0.00011738
290 | 0.00011401
291 | 0.00011148
292 | 0.00010967
293 | 0.00010946
294 | 0.00011195
295 | 0.00011747
296 | 0.00012332
297 | 0.00012797
298 | 0.00013157
299 | 0.00013363
300 | 0.00013436
301 | 0.00013221
302 | 0.00012996
303 | 0.00012899
304 | 0.00013025
305 | 0.00013338
306 | 0.00013557
307 | 0.00013512
308 | 0.00013225
309 | 0.00012892
310 | 0.00012617
311 | 0.00012223
312 | 0.00011836
313 | 0.00011346
314 | 0.00010978
315 | 0.00010678
316 | 0.00010452
317 | 0.00010345
318 | 0.0001046
319 | 0.00010787
320 | 0.00011269
321 | 0.00011742
322 | 0.00012215
323 | 0.00012559
324 | 0.00012702
325 | 0.00012545
326 | 0.00012319
327 | 0.00012208
328 | 0.00012338
329 | 0.0001272
330 | 0.00013031
331 | 0.00013097
332 | 0.00012991
333 | 0.00012742
334 | 0.0001252
335 | 0.00012154
336 | 0.00011808
337 | 0.0001186
338 | 0.0001154
339 | 0.00011318
340 | 0.00011243
341 | 0.00011651
342 | 0.00012713
343 | 0.00013745
344 | 0.00014208
345 | 0.00014293
346 | 0.00014608
347 | 0.00014991
348 | 0.0001511
349 | 0.00015016
350 | 0.0001489
351 | 0.00014767
352 | 0.00014829
353 | 0.00015002
354 | 0.00015139
355 | 0.00014974
356 | 0.00014573
357 | 0.00014128
358 | 0.00013682
359 | 0.00013125
360 | 0.00012538
361 | 0.00012233
362 | 0.00011937
363 | 0.00011732
364 | 0.00011654
365 | 0.00012015
366 | 0.00013018
367 | 0.00013995
368 | 0.0001442
369 | 0.0001448
370 | 0.00014772
371 | 0.00015128
372 | 0.00015213
373 | 0.00015085
374 | 0.00014935
375 | 0.00014806
376 | 0.0001486
377 | 0.00015023
378 | 0.00015153
379 | 0.00015029
380 | 0.00014622
381 | 0.00014187
382 | 0.00013761
383 | 0.00013224
384 | 0.00012629
385 | 0.00012122
386 | 0.0001183
387 | 0.00011628
388 | 0.00011555
389 | 0.00011914
390 | 0.00012902
391 | 0.00013858
392 | 0.00014271
393 | 0.00014325
394 | 0.00014616
395 | 0.00014962
396 | 0.00015048
397 | 0.00014918
398 | 0.00014768
399 | 0.00014642
400 | 0.0001469
401 | 0.00014856
402 | 0.00014991
403 | 0.00014845
404 | 0.00014439
405 | 0.00013998
406 | 0.00013567
407 | 0.00013035
408 | 0.00012431
409 | 0.00011869
410 | 0.00011574
411 | 0.00011368
412 | 0.00011289
413 | 0.00011642
414 | 0.00012645
415 | 0.0001362
416 | 0.00014041
417 | 0.00014111
418 | 0.00014435
419 | 0.00014821
420 | 0.00014932
421 | 0.00014827
422 | 0.00014696
423 | 0.00014577
424 | 0.00014628
425 | 0.00014777
426 | 0.00014884
427 | 0.000147
428 | 0.00014281
429 | 0.00013843
430 | 0.00013409
431 | 0.00012869
432 | 0.00012265
433 | 0.00011628
434 | 0.00011337
435 | 0.00011136
436 | 0.00011057
437 | 0.00011413
438 | 0.00012386
439 | 0.0001333
440 | 0.00013709
441 | 0.00013751
442 | 0.00014036
443 | 0.00014426
444 | 0.0001456
445 | 0.00014458
446 | 0.00014333
447 | 0.00014215
448 | 0.00014255
449 | 0.00014404
450 | 0.00014496
451 | 0.00014278
452 | 0.00013867
453 | 0.00013453
454 | 0.00013041
455 | 0.00012526
456 | 0.00011866
457 | 0.00011091
458 | 0.00010769
459 | 0.00010537
460 | 0.00010376
461 | 0.00010368
462 | 0.00010656
463 | 0.0001121
464 | 0.00011782
465 | 0.00012229
466 | 0.00012571
467 | 0.00012777
468 | 0.00012873
469 | 0.00012665
470 | 0.00012443
471 | 0.00012348
472 | 0.00012464
473 | 0.00012741
474 | 0.00012976
475 | 0.00013027
476 | 0.00012725
477 | 0.00012363
478 | 0.00012093
479 | 0.00011737
480 | 0.00011352
481 | 0.00010905
482 | 0.00010548
483 | 0.00010267
484 | 0.00010063
485 | 9.9584e-05
486 | 0.00010059
487 | 0.00010373
488 | 0.00010826
489 | 0.00011263
490 | 0.00011725
491 | 0.0001206
492 | 0.00012194
493 | 0.00012031
494 | 0.00011808
495 | 0.00011701
496 | 0.00011812
497 | 0.00012173
498 | 0.00012527
499 | 0.00012677
500 | 0.00012532
501 | 0.00012238
502 | 0.00012029
503 | 0.00011689
504 | 0.00011364
505 | 0.00011496
506 | 0.00011187
507 | 0.0001097
508 | 0.00010908
509 | 0.00011309
510 | 0.00012329
511 | 0.00013309
512 | 0.00013735
513 | 0.00013802
514 | 0.00014123
515 | 0.00014523
516 | 0.0001466
517 | 0.00014576
518 | 0.00014441
519 | 0.00014298
520 | 0.00014311
521 | 0.00014451
522 | 0.00014573
523 | 0.00014455
524 | 0.00013999
525 | 0.00013547
526 | 0.00013107
527 | 0.00012576
528 | 0.00011999
529 | 0.00011504
530 | 0.00011211
531 | 0.00011003
532 | 0.00010917
533 | 0.00011253
534 | 0.00012249
535 | 0.00013205
536 | 0.00013611
537 | 0.00013664
538 | 0.00013989
539 | 0.00014407
540 | 0.00014547
541 | 0.00014454
542 | 0.00014342
543 | 0.00014235
544 | 0.00014291
545 | 0.00014422
546 | 0.00014544
547 | 0.00014326
548 | 0.00013869
549 | 0.00013442
550 | 0.0001303
551 | 0.00012513
552 | 0.00011923
553 | 0.00011448
554 | 0.0001116
555 | 0.0001096
556 | 0.00010894
557 | 0.00011254
558 | 0.00012222
559 | 0.00013157
560 | 0.00013581
561 | 0.00013658
562 | 0.00013975
563 | 0.00014368
564 | 0.00014495
565 | 0.00014393
566 | 0.00014274
567 | 0.00014159
568 | 0.00014207
569 | 0.00014368
570 | 0.00014503
571 | 0.00014376
572 | 0.00013935
573 | 0.00013495
574 | 0.00013081
575 | 0.00012566
576 | 0.00011988
577 | 0.0001163
578 | 0.00011341
579 | 0.00011143
580 | 0.00011087
581 | 0.00011468
582 | 0.00012461
583 | 0.00013394
584 | 0.00013794
585 | 0.00013838
586 | 0.00014137
587 | 0.00014516
588 | 0.00014619
589 | 0.00014505
590 | 0.00014364
591 | 0.00014239
592 | 0.00014279
593 | 0.00014441
594 | 0.0001459
595 | 0.00014508
596 | 0.00014068
597 | 0.00013611
598 | 0.00013184
599 | 0.00012666
600 | 0.00012108
601 | 0.0001164
602 | 0.00011349
603 | 0.00011151
604 | 0.00011107
605 | 0.00011506
606 | 0.00012501
607 | 0.00013435
608 | 0.00013828
609 | 0.00013887
610 | 0.00014177
611 | 0.00014551
612 | 0.0001466
613 | 0.00014547
614 | 0.00014398
615 | 0.00014256
616 | 0.00014276
617 | 0.00014437
618 | 0.00014569
619 | 0.00014455
620 | 0.0001405
621 | 0.00013625
622 | 0.00013208
623 | 0.00012687
624 | 0.00012025
625 | 0.00011325
626 | 0.00010985
627 | 0.00010744
628 | 0.00010579
629 | 0.00010567
630 | 0.00010828
631 | 0.00011379
632 | 0.00011966
633 | 0.00012417
634 | 0.00012781
635 | 0.00013
636 | 0.00013075
637 | 0.00012861
638 | 0.00012634
639 | 0.00012523
640 | 0.00012631
641 | 0.00012888
642 | 0.00013146
643 | 0.00013186
644 | 0.00012897
645 | 0.0001255
646 | 0.00012283
647 | 0.00011902
648 | 0.00011499
649 | 0.00010982
650 | 0.00010633
651 | 0.00010353
652 | 0.00010146
653 | 0.00010052
654 | 0.00010161
655 | 0.00010458
656 | 0.00010934
657 | 0.00011377
658 | 0.0001184
659 | 0.00012167
660 | 0.00012294
661 | 0.00012135
662 | 0.00011908
663 | 0.00011798
664 | 0.0001191
665 | 0.00012265
666 | 0.00012637
667 | 0.00012787
668 | 0.00012672
669 | 0.00012382
670 | 0.00012159
671 | 0.00011815
672 | 0.00011488
673 | 0.00011632
674 | 0.00011329
675 | 0.00011125
676 | 0.00011073
677 | 0.00011489
678 | 0.00012525
679 | 0.00013515
680 | 0.00013952
681 | 0.00014019
682 | 0.00014305
683 | 0.00014674
684 | 0.00014775
685 | 0.00014673
686 | 0.00014521
687 | 0.00014376
688 | 0.00014408
689 | 0.00014602
690 | 0.00014783
691 | 0.00014712
692 | 0.00014286
693 | 0.00013823
694 | 0.00013382
695 | 0.00012853
696 | 0.00012291
697 | 0.00011945
698 | 0.00011661
699 | 0.00011463
700 | 0.00011394
701 | 0.00011768
702 | 0.00012738
703 | 0.00013676
704 | 0.00014081
705 | 0.00014123
706 | 0.00014391
707 | 0.00014739
708 | 0.0001482
709 | 0.00014698
710 | 0.00014544
711 | 0.000144
712 | 0.0001444
713 | 0.00014627
714 | 0.00014809
715 | 0.00014731
716 | 0.00014312
717 | 0.00013879
718 | 0.00013454
719 | 0.0001293
720 | 0.00012355
721 | 0.0001199
722 | 0.00011696
723 | 0.00011492
724 | 0.00011423
725 | 0.00011804
726 | 0.00012782
727 | 0.00013734
728 | 0.00014164
729 | 0.00014247
730 | 0.0001455
731 | 0.00014922
732 | 0.00015029
733 | 0.00014917
734 | 0.00014772
735 | 0.00014635
736 | 0.00014667
737 | 0.0001483
738 | 0.00014988
739 | 0.00014877
740 | 0.00014461
741 | 0.00014031
742 | 0.00013598
743 | 0.0001306
744 | 0.00012472
745 | 0.00012072
746 | 0.00011782
747 | 0.00011582
748 | 0.00011508
749 | 0.00011868
750 | 0.00012826
751 | 0.00013795
752 | 0.00014256
753 | 0.00014366
754 | 0.00014688
755 | 0.00015088
756 | 0.00015212
757 | 0.00015109
758 | 0.00014971
759 | 0.00014832
760 | 0.00014863
761 | 0.00015015
762 | 0.00015135
763 | 0.00014999
764 | 0.00014595
765 | 0.0001417
766 | 0.00013728
767 | 0.0001319
768 | 0.00012591
769 | 0.00011988
770 | 0.000117
771 | 0.00011497
772 | 0.00011428
773 | 0.00011793
774 | 0.00012728
775 | 0.00013659
776 | 0.00014077
777 | 0.00014167
778 | 0.00014478
779 | 0.00014861
780 | 0.00014981
781 | 0.00014851
782 | 0.00014703
783 | 0.00014552
784 | 0.00014561
785 | 0.0001471
786 | 0.00014822
787 | 0.00014695
788 | 0.00014319
789 | 0.00013922
790 | 0.00013505
791 | 0.00012983
792 | 0.00012322
793 | 0.00011453
794 | 0.00011152
795 | 0.00010916
796 | 0.00010758
797 | 0.00010755
798 | 0.00011028
799 | 0.00011542
800 | 0.00012106
801 | 0.00012554
802 | 0.00012883
803 | 0.0001308
804 | 0.0001314
805 | 0.00012903
806 | 0.00012664
807 | 0.00012533
808 | 0.00012634
809 | 0.00012941
810 | 0.00013217
811 | 0.00013271
812 | 0.0001301
813 | 0.00012655
814 | 0.00012376
815 | 0.00012011
816 | 0.00011672
817 | 0.00011076
818 | 0.00010728
819 | 0.00010453
820 | 0.00010249
821 | 0.00010164
822 | 0.00010262
823 | 0.00010542
824 | 0.0001099
825 | 0.00011419
826 | 0.00011856
827 | 0.00012152
828 | 0.0001225
829 | 0.00012043
830 | 0.00011784
831 | 0.00011642
832 | 0.00011722
833 | 0.00012059
834 | 0.00012463
835 | 0.00012619
836 | 0.00012543
837 | 0.00012269
838 | 0.00012035
839 | 0.00011684
840 | 0.00011362
841 | 0.00011448
842 | 0.00011135
843 | 0.00010911
844 | 0.00010838
845 | 0.00011235
846 | 0.00012205
847 | 0.00013138
848 | 0.00013547
849 | 0.00013616
850 | 0.00013898
851 | 0.00014264
852 | 0.00014384
853 | 0.00014272
854 | 0.00014111
855 | 0.00013951
856 | 0.00013952
857 | 0.00014136
858 | 0.00014315
859 | 0.00014223
860 | 0.00013846
861 | 0.00013431
862 | 0.00012995
863 | 0.00012469
864 | 0.0001191
865 | 0.00011425
866 | 0.00011133
867 | 0.00010932
868 | 0.0001088
869 | 0.00011267
870 | 0.00012202
871 | 0.00013102
872 | 0.00013505
873 | 0.00013576
874 | 0.0001386
875 | 0.00014226
876 | 0.00014345
877 | 0.00014238
878 | 0.00014094
879 | 0.00013958
880 | 0.00013976
881 | 0.0001417
882 | 0.00014342
883 | 0.00014248
884 | 0.00013867
885 | 0.00013452
886 | 0.0001302
887 | 0.00012505
888 | 0.0001191
889 | 0.00011483
890 | 0.00011192
891 | 0.00010996
892 | 0.00010927
893 | 0.00011299
894 | 0.00012263
895 | 0.000132
896 | 0.00013618
897 | 0.00013705
898 | 0.00014017
899 | 0.00014407
900 | 0.00014525
901 | 0.00014427
902 | 0.00014287
903 | 0.00014157
904 | 0.00014177
905 | 0.00014346
906 | 0.00014511
907 | 0.00014444
908 | 0.00014068
909 | 0.0001364
910 | 0.00013207
911 | 0.0001268
912 | 0.00012089
913 | 0.00011664
914 | 0.0001137
915 | 0.00011169
916 | 0.00011094
917 | 0.00011452
918 | 0.00012398
919 | 0.00013338
920 | 0.00013764
921 | 0.00013859
922 | 0.00014162
923 | 0.00014544
924 | 0.00014652
925 | 0.00014545
926 | 0.00014392
927 | 0.00014248
928 | 0.00014254
929 | 0.00014425
930 | 0.00014589
931 | 0.00014531
932 | 0.00014147
933 | 0.00013721
934 | 0.00013278
935 | 0.00012748
936 | 0.00012169
937 | 0.00011767
938 | 0.00011478
939 | 0.00011275
940 | 0.00011195
941 | 0.00011554
942 | 0.00012498
943 | 0.000134
944 | 0.00013768
945 | 0.00013813
946 | 0.00014082
947 | 0.00014428
948 | 0.00014515
949 | 0.00014391
950 | 0.00014216
951 | 0.00014039
952 | 0.00014012
953 | 0.00014155
954 | 0.00014307
955 | 0.00014244
956 | 0.0001389
957 | 0.00013498
958 | 0.00013069
959 | 0.00012554
960 | 0.00011883
961 | 0.00011091
962 | 0.0001076
963 | 0.00010522
964 | 0.00010352
965 | 0.00010339
966 | 0.00010598
967 | 0.00011139
968 | 0.00011702
969 | 0.00012141
970 | 0.00012496
971 | 0.00012706
972 | 0.00012775
973 | 0.00012564
974 | 0.0001233
975 | 0.00012207
976 | 0.00012294
977 | 0.00012574
978 | 0.00012825
979 | 0.00012851
980 | 0.00012601
981 | 0.00012302
982 | 0.00012034
983 | 0.00011669
984 | 0.0001126
985 | 0.00010858
986 | 0.00010507
987 | 0.00010234
988 | 0.00010036
989 | 9.9507e-05
990 | 0.00010049
991 | 0.00010331
992 | 0.0001079
993 | 0.0001122
994 | 0.00011652
995 | 0.00011955
996 | 0.00012051
997 | 0.00011867
998 | 0.00011617
999 | 0.00011474
1000 | 0.00011553
1001 | 0.00011924
1002 | 0.00012349
1003 | 0.00012581
1004 | 0.00012531
1005 | 0.00012274
1006 | 0.00012048
1007 | 0.00011702
1008 | 0.00011366
1009 | 0.00011654
1010 | 0.00011338
1011 | 0.00011124
1012 | 0.00011061
1013 | 0.00011455
1014 | 0.0001244
1015 | 0.00013391
1016 | 0.00013838
1017 | 0.00013936
1018 | 0.00014235
1019 | 0.00014609
1020 | 0.0001471
1021 | 0.00014596
1022 | 0.00014438
1023 | 0.00014267
1024 | 0.0001425
1025 | 0.00014427
1026 | 0.00014625
1027 | 0.00014634
1028 | 0.00014293
1029 | 0.00013865
1030 | 0.00013418
1031 | 0.00012889
1032 | 0.00012311
1033 | 0.00011963
1034 | 0.00011667
1035 | 0.00011464
1036 | 0.00011388
1037 | 0.00011751
1038 | 0.00012692
1039 | 0.00013602
1040 | 0.00014007
1041 | 0.00014084
1042 | 0.00014375
1043 | 0.00014748
1044 | 0.00014851
1045 | 0.0001473
1046 | 0.00014549
1047 | 0.00014372
1048 | 0.00014346
1049 | 0.00014502
1050 | 0.00014689
1051 | 0.00014689
1052 | 0.00014361
1053 | 0.00013953
1054 | 0.00013509
1055 | 0.00012981
1056 | 0.00012399
1057 | 0.000121
1058 | 0.00011804
1059 | 0.00011605
1060 | 0.00011536
1061 | 0.00011909
1062 | 0.00012861
1063 | 0.00013793
1064 | 0.00014224
1065 | 0.00014306
1066 | 0.00014585
1067 | 0.0001495
1068 | 0.00015038
1069 | 0.0001491
1070 | 0.00014735
1071 | 0.00014558
1072 | 0.00014534
1073 | 0.00014719
1074 | 0.00014932
1075 | 0.00014939
1076 | 0.00014611
1077 | 0.00014194
1078 | 0.00013744
1079 | 0.0001321
1080 | 0.00012629
1081 | 0.00012233
1082 | 0.0001194
1083 | 0.00011742
1084 | 0.00011666
1085 | 0.00012037
1086 | 0.00012993
1087 | 0.00013934
1088 | 0.00014367
1089 | 0.00014433
1090 | 0.00014696
1091 | 0.00015042
1092 | 0.00015123
1093 | 0.00014989
1094 | 0.0001481
1095 | 0.00014626
1096 | 0.00014609
1097 | 0.0001477
1098 | 0.00014966
1099 | 0.00014964
1100 | 0.00014638
1101 | 0.00014233
1102 | 0.00013791
1103 | 0.00013257
1104 | 0.00012671
1105 | 0.00012103
1106 | 0.00011804
1107 | 0.00011594
1108 | 0.00011502
1109 | 0.00011861
1110 | 0.0001282
1111 | 0.00013776
1112 | 0.00014201
1113 | 0.00014269
1114 | 0.0001454
1115 | 0.00014878
1116 | 0.00014963
1117 | 0.0001481
1118 | 0.00014615
1119 | 0.00014424
1120 | 0.00014396
1121 | 0.00014557
1122 | 0.00014744
1123 | 0.00014718
1124 | 0.00014397
1125 | 0.00014001
1126 | 0.00013559
1127 | 0.00013018
1128 | 0.00012335
1129 | 0.00011672
1130 | 0.00011349
1131 | 0.00011103
1132 | 0.00010935
1133 | 0.00010927
1134 | 0.00011177
1135 | 0.00011699
1136 | 0.00012248
1137 | 0.00012666
1138 | 0.00012961
1139 | 0.00013131
1140 | 0.00013177
1141 | 0.00012925
1142 | 0.00012652
1143 | 0.00012495
1144 | 0.00012543
1145 | 0.00012815
1146 | 0.00013116
1147 | 0.00013242
1148 | 0.00013029
1149 | 0.00012724
1150 | 0.00012423
1151 | 0.00012033
1152 | 0.00011627
1153 | 0.00011211
1154 | 0.0001085
1155 | 0.00010563
1156 | 0.00010342
1157 | 0.00010258
1158 | 0.0001035
1159 | 0.00010607
1160 | 0.00011073
1161 | 0.00011505
1162 | 0.00011947
1163 | 0.00012249
1164 | 0.00012354
1165 | 0.00012172
1166 | 0.00011916
1167 | 0.00011767
1168 | 0.00011819
1169 | 0.00012155
1170 | 0.00012598
1171 | 0.00012827
1172 | 0.00012816
1173 | 0.00012621
1174 | 0.00012394
1175 | 0.0001205
1176 | 0.00011714
1177 | 0.0001187
1178 | 0.00011557
1179 | 0.00011343
1180 | 0.00011282
1181 | 0.0001167
1182 | 0.00012615
1183 | 0.0001357
1184 | 0.00014041
1185 | 0.00014171
1186 | 0.00014477
1187 | 0.00014851
1188 | 0.00014949
1189 | 0.00014811
1190 | 0.00014614
1191 | 0.0001442
1192 | 0.00014358
1193 | 0.00014486
1194 | 0.00014696
1195 | 0.00014734
1196 | 0.0001444
1197 | 0.00014031
1198 | 0.00013579
1199 | 0.0001305
1200 | 0.00012491
1201 | 0.00011993
1202 | 0.00011703
1203 | 0.00011501
1204 | 0.00011427
1205 | 0.00011785
1206 | 0.00012762
1207 | 0.00013725
1208 | 0.00014139
1209 | 0.00014181
1210 | 0.00014446
1211 | 0.00014789
1212 | 0.00014861
1213 | 0.00014727
1214 | 0.00014553
1215 | 0.00014373
1216 | 0.00014346
1217 | 0.00014457
1218 | 0.00014656
1219 | 0.00014637
1220 | 0.00014306
1221 | 0.00013892
1222 | 0.00013454
1223 | 0.00012926
1224 | 0.00012327
1225 | 0.0001182
1226 | 0.00011533
1227 | 0.00011334
1228 | 0.00011265
1229 | 0.00011635
1230 | 0.00012595
1231 | 0.00013524
1232 | 0.0001393
1233 | 0.00013971
1234 | 0.00014233
1235 | 0.00014576
1236 | 0.00014648
1237 | 0.00014515
1238 | 0.00014343
1239 | 0.00014165
1240 | 0.00014136
1241 | 0.00014268
1242 | 0.0001447
1243 | 0.00014469
1244 | 0.00014156
1245 | 0.00013752
1246 | 0.00013317
1247 | 0.00012793
1248 | 0.00012196
1249 | 0.00011638
1250 | 0.00011346
1251 | 0.00011142
1252 | 0.00011066
1253 | 0.00011412
1254 | 0.00012392
1255 | 0.00013346
1256 | 0.00013771
1257 | 0.00013829
1258 | 0.00014126
1259 | 0.00014493
1260 | 0.00014584
1261 | 0.00014464
1262 | 0.00014304
1263 | 0.00014138
1264 | 0.00014116
1265 | 0.00014197
1266 | 0.00014352
1267 | 0.00014319
1268 | 0.00013991
1269 | 0.00013584
1270 | 0.00013144
1271 | 0.00012606
1272 | 0.00011996
1273 | 0.00011483
1274 | 0.00011186
1275 | 0.00010981
1276 | 0.00010905
1277 | 0.00011273
1278 | 0.00012227
1279 | 0.00013154
1280 | 0.00013575
1281 | 0.00013652
1282 | 0.00013928
1283 | 0.00014295
1284 | 0.00014394
1285 | 0.00014269
1286 | 0.00014102
1287 | 0.00013925
1288 | 0.00013881
1289 | 0.00014018
1290 | 0.00014163
1291 | 0.00014137
1292 | 0.00013853
1293 | 0.00013477
1294 | 0.00013037
1295 | 0.00012503
1296 | 0.00011827
1297 | 0.00011182
1298 | 0.00010863
1299 | 0.00010622
1300 | 0.00010454
1301 | 0.0001044
1302 | 0.00010681
1303 | 0.00011174
1304 | 0.00011708
1305 | 0.00012115
1306 | 0.00012416
1307 | 0.00012601
1308 | 0.00012667
1309 | 0.00012423
1310 | 0.00012167
1311 | 0.00012008
1312 | 0.00012077
1313 | 0.00012307
1314 | 0.00012604
1315 | 0.0001277
1316 | 0.00012597
1317 | 0.00012297
1318 | 0.00012013
1319 | 0.0001165
1320 | 0.00011263
1321 | 0.00010722
1322 | 0.0001038
1323 | 0.00010125
1324 | 9.9381e-05
1325 | 9.8695e-05
1326 | 9.9756e-05
1327 | 0.00010279
1328 | 0.00010725
1329 | 0.00011109
1330 | 0.00011499
1331 | 0.0001176
1332 | 0.00011832
1333 | 0.00011622
1334 | 0.0001135
1335 | 0.00011183
1336 | 0.00011208
1337 | 0.00011546
1338 | 0.00012006
1339 | 0.00012335
1340 | 0.00012333
1341 | 0.00012101
1342 | 0.00011874
1343 | 0.0001153
1344 | 0.00011205
1345 | 0.00011268
1346 | 0.00010977
1347 | 0.00010777
1348 | 0.00010741
1349 | 0.00011171
1350 | 0.00012153
1351 | 0.00013082
1352 | 0.00013474
1353 | 0.00013509
1354 | 0.00013745
1355 | 0.00014081
1356 | 0.00014159
1357 | 0.00014043
1358 | 0.0001386
1359 | 0.00013669
1360 | 0.00013669
1361 | 0.00013754
1362 | 0.00013956
1363 | 0.00014032
1364 | 0.00013708
1365 | 0.00013278
1366 | 0.0001283
1367 | 0.00012313
1368 | 0.00011744
1369 | 0.00011353
1370 | 0.00011076
1371 | 0.00010886
1372 | 0.00010821
1373 | 0.000112
1374 | 0.00012165
1375 | 0.0001307
1376 | 0.00013434
1377 | 0.00013431
1378 | 0.00013672
1379 | 0.00014009
1380 | 0.00014075
1381 | 0.00013946
1382 | 0.00013764
1383 | 0.00013632
1384 | 0.00013596
1385 | 0.0001373
1386 | 0.00013906
1387 | 0.0001394
1388 | 0.00013602
1389 | 0.00013196
1390 | 0.00012772
1391 | 0.00012275
1392 | 0.00011711
1393 | 0.00011285
1394 | 0.00011015
1395 | 0.00010832
1396 | 0.0001078
1397 | 0.00011175
1398 | 0.00012128
1399 | 0.00013012
1400 | 0.00013355
1401 | 0.00013343
1402 | 0.00013569
1403 | 0.0001389
1404 | 0.00013946
1405 | 0.00013812
1406 | 0.0001363
1407 | 0.00013446
1408 | 0.00013418
1409 | 0.00013572
1410 | 0.00013808
1411 | 0.00013852
1412 | 0.00013505
1413 | 0.00013091
1414 | 0.00012664
1415 | 0.00012163
1416 | 0.00011604
1417 | 0.00011179
1418 | 0.00010899
1419 | 0.00010709
1420 | 0.00010671
1421 | 0.00011074
1422 | 0.00011984
1423 | 0.00012831
1424 | 0.00013185
1425 | 0.0001323
1426 | 0.00013497
1427 | 0.00013858
1428 | 0.00013958
1429 | 0.00013842
1430 | 0.00013684
1431 | 0.00013515
1432 | 0.00013491
1433 | 0.0001364
1434 | 0.000138
1435 | 0.00013821
1436 | 0.00013492
1437 | 0.00013089
1438 | 0.00012662
1439 | 0.00012157
1440 | 0.00011594
1441 | 0.00011058
1442 | 0.00010772
1443 | 0.00010582
1444 | 0.00010535
1445 | 0.00010936
1446 | 0.00011865
1447 | 0.00012756
1448 | 0.0001315
1449 | 0.00013219
1450 | 0.00013493
1451 | 0.00013851
1452 | 0.00013965
1453 | 0.00013847
1454 | 0.00013672
1455 | 0.00013489
1456 | 0.00013428
1457 | 0.00013538
1458 | 0.00013683
1459 | 0.00013697
1460 | 0.00013417
1461 | 0.00013038
1462 | 0.00012617
1463 | 0.00012116
1464 | 0.00011481
1465 | 0.00010822
1466 | 0.00010531
1467 | 0.00010302
1468 | 0.00010154
1469 | 0.00010141
1470 | 0.00010379
1471 | 0.00010858
1472 | 0.00011375
1473 | 0.00011771
1474 | 0.0001205
1475 | 0.00012217
1476 | 0.00012285
1477 | 0.00012037
1478 | 0.0001178
1479 | 0.00011627
1480 | 0.0001165
1481 | 0.00011901
1482 | 0.00012188
1483 | 0.00012384
1484 | 0.0001219
1485 | 0.00011893
1486 | 0.00011619
1487 | 0.00011262
1488 | 0.00010918
1489 | 0.00010376
1490 | 0.00010056
1491 | 9.7964e-05
1492 | 9.5986e-05
1493 | 9.5086e-05
1494 | 9.5734e-05
1495 | 9.8304e-05
1496 | 0.00010287
1497 | 0.0001073
1498 | 0.00011169
1499 | 0.00011463
1500 | 0.00011562
1501 | 0.00011366
1502 | 0.00011114
1503 | 0.00010972
1504 | 0.00011004
1505 | 0.0001133
1506 | 0.00011766
1507 | 0.00012051
1508 | 0.00012028
1509 | 0.00011798
1510 | 0.00011567
1511 | 0.00011223
1512 | 0.00010877
1513 | 0.0001097
1514 | 0.00010663
1515 | 0.00010456
1516 | 0.00010406
1517 | 0.0001083
1518 | 0.00011819
1519 | 0.0001278
1520 | 0.00013231
1521 | 0.00013341
1522 | 0.00013652
1523 | 0.00014037
1524 | 0.00014173
1525 | 0.00014067
1526 | 0.00013905
1527 | 0.00013739
1528 | 0.00013691
1529 | 0.00013772
1530 | 0.00013909
1531 | 0.0001395
1532 | 0.00013605
1533 | 0.00013198
1534 | 0.00012757
1535 | 0.00012227
1536 | 0.00011655
1537 | 0.00011315
1538 | 0.00011028
1539 | 0.00010831
1540 | 0.00010755
1541 | 0.00011104
1542 | 0.00012062
1543 | 0.00012996
1544 | 0.00013387
1545 | 0.0001342
1546 | 0.00013691
1547 | 0.00014056
1548 | 0.00014159
1549 | 0.0001406
1550 | 0.00013898
1551 | 0.0001374
1552 | 0.00013718
1553 | 0.00013798
1554 | 0.00013974
1555 | 0.00013968
1556 | 0.00013626
1557 | 0.00013238
1558 | 0.00012822
1559 | 0.00012308
1560 | 0.00011736
1561 | 0.00011301
1562 | 0.00011021
1563 | 0.00010827
1564 | 0.00010767
1565 | 0.00011153
1566 | 0.00012074
1567 | 0.00012937
1568 | 0.0001329
1569 | 0.00013305
1570 | 0.00013535
1571 | 0.00013871
1572 | 0.00013948
1573 | 0.00013836
1574 | 0.00013666
1575 | 0.00013507
1576 | 0.00013461
1577 | 0.00013572
1578 | 0.00013725
1579 | 0.00013762
1580 | 0.0001347
1581 | 0.00013091
1582 | 0.00012655
1583 | 0.00012145
1584 | 0.0001158
1585 | 0.00011109
1586 | 0.00010823
1587 | 0.00010624
1588 | 0.00010551
1589 | 0.00010929
1590 | 0.00011855
1591 | 0.00012719
1592 | 0.00013069
1593 | 0.00013093
1594 | 0.00013336
1595 | 0.00013688
1596 | 0.00013778
1597 | 0.00013679
1598 | 0.00013544
1599 | 0.00013365
1600 | 0.00013331
1601 | 0.00013441
1602 | 0.00013599
1603 | 0.00013593
1604 | 0.0001331
1605 | 0.0001294
1606 | 0.00012512
1607 | 0.0001201
1608 | 0.00011443
1609 | 0.00011004
1610 | 0.00010722
1611 | 0.00010536
1612 | 0.00010489
1613 | 0.00010872
1614 | 0.00011752
1615 | 0.00012601
1616 | 0.00012961
1617 | 0.00012997
1618 | 0.00013245
1619 | 0.0001359
1620 | 0.0001369
1621 | 0.00013569
1622 | 0.00013395
1623 | 0.00013234
1624 | 0.0001316
1625 | 0.00013269
1626 | 0.00013441
1627 | 0.00013506
1628 | 0.00013269
1629 | 0.00012922
1630 | 0.00012503
1631 | 0.00012014
1632 | 0.00011394
1633 | 0.0001082
1634 | 0.00010523
1635 | 0.00010294
1636 | 0.00010132
1637 | 0.00010121
1638 | 0.0001037
1639 | 0.0001088
1640 | 0.00011394
1641 | 0.00011766
1642 | 0.00012026
1643 | 0.00012185
1644 | 0.00012249
1645 | 0.00012011
1646 | 0.00011779
1647 | 0.00011631
1648 | 0.00011633
1649 | 0.00011853
1650 | 0.00012131
1651 | 0.00012318
1652 | 0.00012158
1653 | 0.00011882
1654 | 0.00011598
1655 | 0.00011242
1656 | 0.00010876
1657 | 0.0001027
1658 | 9.9433e-05
1659 | 9.6901e-05
1660 | 9.4891e-05
1661 | 9.405e-05
1662 | 9.4854e-05
1663 | 9.7627e-05
1664 | 0.00010196
1665 | 0.00010575
1666 | 0.00010963
1667 | 0.00011226
1668 | 0.00011298
1669 | 0.00011117
1670 | 0.00010847
1671 | 0.0001067
1672 | 0.00010669
1673 | 0.00010965
1674 | 0.0001145
1675 | 0.00011768
1676 | 0.00011814
1677 | 0.00011632
1678 | 0.00011388
1679 | 0.00011047
1680 | 0.00010723
1681 | 0.00010891
1682 | 0.00010597
1683 | 0.00010403
1684 | 0.00010345
1685 | 0.00010752
1686 | 0.00011748
1687 | 0.00012663
1688 | 0.00013015
1689 | 0.00013021
1690 | 0.00013257
1691 | 0.00013604
1692 | 0.00013701
1693 | 0.00013618
1694 | 0.00013444
1695 | 0.00013247
1696 | 0.00013186
1697 | 0.00013278
1698 | 0.00013457
1699 | 0.00013477
1700 | 0.00013205
1701 | 0.00012832
1702 | 0.00012406
1703 | 0.00011906
1704 | 0.00011355
1705 | 0.00010891
1706 | 0.00010614
1707 | 0.00010429
1708 | 0.00010396
1709 | 0.000108
1710 | 0.00011705
1711 | 0.0001253
1712 | 0.00012839
1713 | 0.0001283
1714 | 0.00013047
1715 | 0.00013389
1716 | 0.00013492
1717 | 0.00013366
1718 | 0.00013183
1719 | 0.00012979
1720 | 0.00012892
1721 | 0.00012964
1722 | 0.00013201
1723 | 0.00013301
1724 | 0.00013041
1725 | 0.00012674
1726 | 0.00012242
1727 | 0.00011761
1728 | 0.00011218
1729 | 0.0001077
1730 | 0.00010502
1731 | 0.00010324
1732 | 0.00010296
1733 | 0.00010695
1734 | 0.0001159
1735 | 0.00012404
1736 | 0.00012697
1737 | 0.00012684
1738 | 0.00012918
1739 | 0.00013283
1740 | 0.00013378
1741 | 0.00013261
1742 | 0.00013096
1743 | 0.00012912
1744 | 0.00012842
1745 | 0.00012939
1746 | 0.00013137
1747 | 0.00013242
1748 | 0.00012954
1749 | 0.00012582
1750 | 0.00012167
1751 | 0.0001169
1752 | 0.00011145
1753 | 0.00010682
1754 | 0.0001041
1755 | 0.00010224
1756 | 0.00010165
1757 | 0.00010539
1758 | 0.00011461
1759 | 0.00012328
1760 | 0.00012654
1761 | 0.00012649
1762 | 0.00012883
1763 | 0.00013233
1764 | 0.00013343
1765 | 0.00013224
1766 | 0.00013054
1767 | 0.00012868
1768 | 0.00012795
1769 | 0.00012893
1770 | 0.00013102
1771 | 0.00013164
1772 | 0.000129
1773 | 0.00012538
1774 | 0.00012125
1775 | 0.00011641
1776 | 0.00011095
1777 | 0.00010636
1778 | 0.00010375
1779 | 0.00010202
1780 | 0.00010166
1781 | 0.00010563
1782 | 0.00011476
1783 | 0.00012308
1784 | 0.00012581
1785 | 0.00012556
1786 | 0.00012771
1787 | 0.00013135
1788 | 0.00013234
1789 | 0.00013112
1790 | 0.00012931
1791 | 0.0001273
1792 | 0.00012633
1793 | 0.00012706
1794 | 0.00012891
1795 | 0.00012995
1796 | 0.00012752
1797 | 0.00012413
1798 | 0.00012026
1799 | 0.00011566
1800 | 0.00010954
1801 | 0.00010408
1802 | 0.00010142
1803 | 9.9301e-05
1804 | 9.7885e-05
1805 | 9.783e-05
1806 | 0.00010027
1807 | 0.00010494
1808 | 0.00010958
1809 | 0.00011294
1810 | 0.00011506
1811 | 0.00011642
1812 | 0.00011708
1813 | 0.00011433
1814 | 0.00011152
1815 | 0.0001097
1816 | 0.00010945
1817 | 0.00011136
1818 | 0.0001152
1819 | 0.00011758
1820 | 0.00011658
1821 | 0.00011398
1822 | 0.00011115
1823 | 0.00010781
1824 | 0.00010437
1825 | 9.916e-05
1826 | 9.6176e-05
1827 | 9.3801e-05
1828 | 9.1976e-05
1829 | 9.1213e-05
1830 | 9.2195e-05
1831 | 9.4592e-05
1832 | 9.8442e-05
1833 | 0.00010177
1834 | 0.00010537
1835 | 0.00010771
1836 | 0.0001081
1837 | 0.000106
1838 | 0.0001032
1839 | 0.00010131
1840 | 0.00010117
1841 | 0.00010392
1842 | 0.00010924
1843 | 0.00011328
1844 | 0.00011373
1845 | 0.00011194
1846 | 0.00010957
1847 | 0.00010642
1848 | 0.00010349
1849 | 0.00010637
1850 | 0.00010363
1851 | 0.00010182
1852 | 0.00010166
1853 | 0.0001059
1854 | 0.00011528
1855 | 0.00012353
1856 | 0.00012638
1857 | 0.00012601
1858 | 0.00012812
1859 | 0.00013141
1860 | 0.00013257
1861 | 0.00013147
1862 | 0.00012979
1863 | 0.00012779
1864 | 0.00012689
1865 | 0.00012775
1866 | 0.00013045
1867 | 0.00013227
1868 | 0.00012963
1869 | 0.00012591
1870 | 0.00012174
1871 | 0.00011714
1872 | 0.00011214
1873 | 0.00010926
1874 | 0.00010668
1875 | 0.00010501
1876 | 0.00010465
1877 | 0.0001083
1878 | 0.00011707
1879 | 0.0001254
1880 | 0.0001287
1881 | 0.00012899
1882 | 0.00013143
1883 | 0.0001352
1884 | 0.00013615
1885 | 0.00013492
1886 | 0.0001332
1887 | 0.00013127
1888 | 0.00013038
1889 | 0.00013086
1890 | 0.00013288
1891 | 0.00013447
1892 | 0.00013224
1893 | 0.00012878
1894 | 0.00012473
1895 | 0.00012022
1896 | 0.00011516
1897 | 0.00011092
1898 | 0.00010831
1899 | 0.0001066
1900 | 0.00010619
1901 | 0.00010994
1902 | 0.00011871
1903 | 0.00012694
1904 | 0.00013006
1905 | 0.00013016
1906 | 0.00013258
1907 | 0.00013605
1908 | 0.00013693
1909 | 0.0001356
1910 | 0.00013402
1911 | 0.00013194
1912 | 0.00013098
1913 | 0.00013154
1914 | 0.00013366
1915 | 0.00013564
1916 | 0.00013348
1917 | 0.00012996
1918 | 0.00012586
1919 | 0.00012115
1920 | 0.00011589
1921 | 0.00011078
1922 | 0.00010815
1923 | 0.00010638
1924 | 0.00010587
1925 | 0.00010969
1926 | 0.00011881
1927 | 0.00012716
1928 | 0.00013012
1929 | 0.00013002
1930 | 0.00013233
1931 | 0.00013574
1932 | 0.0001365
1933 | 0.00013521
1934 | 0.00013358
1935 | 0.00013137
1936 | 0.0001304
1937 | 0.00013083
1938 | 0.0001326
1939 | 0.00013428
1940 | 0.00013221
1941 | 0.00012876
1942 | 0.00012454
1943 | 0.00011973
1944 | 0.00011425
1945 | 0.00010992
1946 | 0.00010725
1947 | 0.00010548
1948 | 0.00010496
1949 | 0.00010875
1950 | 0.00011796
1951 | 0.00012655
1952 | 0.00012971
1953 | 0.00012961
1954 | 0.0001319
1955 | 0.0001352
1956 | 0.00013616
1957 | 0.00013479
1958 | 0.00013282
1959 | 0.00013064
1960 | 0.00012968
1961 | 0.00013043
1962 | 0.00013213
1963 | 0.00013273
1964 | 0.00013061
1965 | 0.00012738
1966 | 0.00012334
1967 | 0.00011846
1968 | 0.00011227
1969 | 0.00010734
1970 | 0.00010459
1971 | 0.00010243
1972 | 0.00010088
1973 | 0.00010056
1974 | 0.00010276
1975 | 0.00010738
1976 | 0.00011272
1977 | 0.000117
1978 | 0.00011977
1979 | 0.00012165
1980 | 0.00012269
1981 | 0.00012006
1982 | 0.00011733
1983 | 0.00011557
1984 | 0.00011536
1985 | 0.00011716
1986 | 0.00012043
1987 | 0.00012227
1988 | 0.0001215
1989 | 0.00011939
1990 | 0.00011681
1991 | 0.00011354
1992 | 0.00011037
1993 | 0.00010525
1994 | 0.00010216
1995 | 9.9774e-05
1996 | 9.7659e-05
1997 | 9.6589e-05
1998 | 9.7229e-05
1999 | 9.9812e-05
2000 | 0.00010396
2001 | 0.00010768
2002 | 0.00011153
2003 | 0.00011383
2004 | 0.00011467
2005 | 0.00011263
2006 | 0.00010999
2007 | 0.00010804
2008 | 0.00010775
2009 | 0.00010999
2010 | 0.00011417
2011 | 0.0001175
2012 | 0.00011865
2013 | 0.00011744
2014 | 0.00011526
2015 | 0.00011213
2016 | 0.00010906
2017 | 0.00010835
2018 | 0.00010537
2019 | 0.00010331
2020 | 0.00010259
2021 | 0.00010576
2022 | 0.00011448
2023 | 0.00012287
2024 | 0.00012648
2025 | 0.00012689
2026 | 0.00012979
2027 | 0.00013332
2028 | 0.00013446
2029 | 0.00013327
2030 | 0.00013149
2031 | 0.00012932
2032 | 0.0001283
2033 | 0.00012905
2034 | 0.00013021
2035 | 0.00013159
2036 | 0.00012996
2037 | 0.00012693
2038 | 0.00012309
2039 | 0.00011829
2040 | 0.00011277
2041 | 0.00010712
2042 | 0.00010439
2043 | 0.00010251
2044 | 0.00010171
2045 | 0.0001047
2046 | 0.00011283
2047 | 0.00012081
2048 | 0.00012431
2049 | 0.0001249
2050 | 0.00012778
2051 | 0.00013141
2052 | 0.00013243
2053 | 0.00013116
2054 | 0.00012941
2055 | 0.00012732
2056 | 0.00012635
2057 | 0.00012692
2058 | 0.00012838
2059 | 0.00012952
2060 | 0.00012802
2061 | 0.00012511
2062 | 0.00012138
2063 | 0.00011668
2064 | 0.00011121
2065 | 0.00010597
2066 | 0.0001032
2067 | 0.0001013
2068 | 0.00010047
2069 | 0.00010295
2070 | 0.000111
2071 | 0.00011916
2072 | 0.00012295
2073 | 0.00012389
2074 | 0.00012693
2075 | 0.00013071
2076 | 0.00013196
2077 | 0.00013088
2078 | 0.0001293
2079 | 0.00012752
2080 | 0.00012677
2081 | 0.00012745
2082 | 0.00012846
2083 | 0.00012908
2084 | 0.0001275
2085 | 0.00012469
2086 | 0.00012116
2087 | 0.00011652
2088 | 0.0001111
2089 | 0.00010497
2090 | 0.00010284
2091 | 0.00010158
2092 | 0.00010265
2093 | 0.00010833
2094 | 0.00011747
2095 | 0.00012452
2096 | 0.00012658
2097 | 0.00012523
2098 | 0.00012666
2099 | 0.00012992
2100 | 0.00013007
2101 | 0.0001291
2102 | 0.00012831
2103 | 0.00012617
2104 | 0.0001249
2105 | 0.00012388
2106 | 0.0001244
2107 | 0.00012552
2108 | 0.00012363
2109 | 0.00011996
2110 | 0.00011572
2111 | 0.00011204
2112 | 0.00010798
2113 | 0.00010181
2114 | 9.9689e-05
2115 | 9.8237e-05
2116 | 9.7842e-05
2117 | 9.9995e-05
2118 | 0.00010619
2119 | 0.00011263
2120 | 0.00011514
2121 | 0.00011456
2122 | 0.0001162
2123 | 0.00011933
2124 | 0.00011949
2125 | 0.0001184
2126 | 0.00011719
2127 | 0.00011515
2128 | 0.00011413
2129 | 0.00011396
2130 | 0.00011471
2131 | 0.00011658
2132 | 0.000116
2133 | 0.00011369
2134 | 0.00011062
2135 | 0.00010738
2136 | 0.00010284
2137 | 9.8084e-05
2138 | 9.5775e-05
2139 | 9.4048e-05
2140 | 9.3198e-05
2141 | 9.363e-05
2142 | 9.7237e-05
2143 | 0.00010156
2144 | 0.00010595
2145 | 0.00010842
2146 | 0.00010968
2147 | 0.0001105
2148 | 0.00011044
2149 | 0.00010785
2150 | 0.00010526
2151 | 0.0001032
2152 | 0.00010261
2153 | 0.0001035
2154 | 0.00010592
2155 | 0.0001088
2156 | 0.0001086
2157 | 0.00010568
2158 | 0.00010253
2159 | 9.9556e-05
2160 | 9.6963e-05
2161 | 9.4453e-05
2162 | 9.224e-05
2163 | 9.0421e-05
2164 | 8.8719e-05
2165 | 8.9012e-05
2166 | 9.1704e-05
2167 | 9.4698e-05
2168 | 9.8501e-05
2169 | 0.00010159
2170 | 0.00010386
2171 | 0.00010527
2172 | 0.00010591
2173 | 0.00010374
2174 | 0.00010085
2175 | 9.8697e-05
2176 | 9.8211e-05
2177 | 9.937e-05
2178 | 0.00010166
2179 | 0.00010423
2180 | 0.00010566
2181 | 0.000104
2182 | 0.00010186
2183 | 9.8853e-05
2184 | 9.5446e-05
2185 | 9.2825e-05
2186 | 9.0375e-05
2187 | 8.8435e-05
2188 | 8.7513e-05
2189 | 8.857e-05
2190 | 9.1707e-05
2191 | 9.4591e-05
2192 | 9.635e-05
2193 | 9.6798e-05
2194 | 9.9594e-05
2195 | 0.00010344
2196 | 0.0001051
2197 | 0.00010329
2198 | 0.00010097
2199 | 9.8608e-05
2200 | 9.7732e-05
2201 | 9.7974e-05
2202 | 9.9446e-05
2203 | 0.00010157
2204 | 0.00010255
2205 | 0.00010127
2206 | 9.9654e-05
2207 | 9.7196e-05
2208 | 9.4978e-05
2209 | 9.6836e-05
2210 | 9.4863e-05
2211 | 9.3677e-05
2212 | 9.5211e-05
2213 | 0.00010214
2214 | 0.00011166
2215 | 0.00011859
2216 | 0.00012031
2217 | 0.0001189
2218 | 0.00012021
2219 | 0.00012329
2220 | 0.00012316
2221 | 0.00012211
2222 | 0.00012075
2223 | 0.00011821
2224 | 0.00011666
2225 | 0.00011565
2226 | 0.00011652
2227 | 0.00011715
2228 | 0.00011617
2229 | 0.00011273
2230 | 0.00010838
2231 | 0.00010466
2232 | 0.0001007
2233 | 9.8463e-05
2234 | 9.6611e-05
2235 | 9.5564e-05
2236 | 9.7047e-05
2237 | 0.00010331
2238 | 0.00011319
2239 | 0.00012055
2240 | 0.00012224
2241 | 0.00012038
2242 | 0.00012145
2243 | 0.00012438
2244 | 0.00012448
2245 | 0.00012329
2246 | 0.00012201
2247 | 0.00011963
2248 | 0.0001182
2249 | 0.00011694
2250 | 0.00011733
2251 | 0.00011785
2252 | 0.00011656
2253 | 0.00011311
2254 | 0.00010858
2255 | 0.00010486
2256 | 0.00010085
2257 | 9.8995e-05
2258 | 9.7104e-05
2259 | 9.5999e-05
2260 | 9.7308e-05
2261 | 0.00010334
2262 | 0.00011318
2263 | 0.0001206
2264 | 0.00012231
2265 | 0.00012043
2266 | 0.0001215
2267 | 0.00012447
2268 | 0.00012452
2269 | 0.00012342
2270 | 0.0001222
2271 | 0.00011989
2272 | 0.00011847
2273 | 0.00011709
2274 | 0.00011723
2275 | 0.00011777
2276 | 0.00011671
2277 | 0.0001134
2278 | 0.00010894
2279 | 0.0001053
2280 | 0.00010133
2281 | 9.7259e-05
2282 | 9.5352e-05
2283 | 9.4205e-05
2284 | 9.551e-05
2285 | 0.00010139
2286 | 0.00011088
2287 | 0.00011796
2288 | 0.00011945
2289 | 0.00011735
2290 | 0.00011814
2291 | 0.00012118
2292 | 0.00012118
2293 | 0.00012
2294 | 0.00011886
2295 | 0.00011663
2296 | 0.00011523
2297 | 0.00011417
2298 | 0.00011459
2299 | 0.00011491
2300 | 0.0001139
2301 | 0.00011077
2302 | 0.00010653
2303 | 0.00010292
2304 | 9.8304e-05
2305 | 9.3747e-05
2306 | 9.1443e-05
2307 | 8.9669e-05
2308 | 8.9086e-05
2309 | 9.0709e-05
2310 | 9.4705e-05
2311 | 9.9361e-05
2312 | 0.00010354
2313 | 0.00010613
2314 | 0.00010781
2315 | 0.00010906
2316 | 0.00010918
2317 | 0.00010679
2318 | 0.00010435
2319 | 0.00010239
2320 | 0.00010173
2321 | 0.00010242
2322 | 0.00010431
2323 | 0.00010607
2324 | 0.00010595
2325 | 0.00010343
2326 | 0.00010033
2327 | 9.8156e-05
2328 | 9.4981e-05
2329 | 9.0846e-05
2330 | 8.8179e-05
2331 | 8.595e-05
2332 | 8.4509e-05
2333 | 8.424e-05
2334 | 8.6207e-05
2335 | 8.9444e-05
2336 | 9.3056e-05
2337 | 9.613e-05
2338 | 9.8974e-05
2339 | 0.00010074
2340 | 0.00010155
2341 | 9.9485e-05
2342 | 9.7033e-05
2343 | 9.4906e-05
2344 | 9.4371e-05
2345 | 9.5685e-05
2346 | 9.8612e-05
2347 | 0.00010205
2348 | 0.00010322
2349 | 0.00010163
2350 | 9.9106e-05
2351 | 9.631e-05
2352 | 9.3273e-05
2353 | 9.5163e-05
2354 | 9.302e-05
2355 | 9.1726e-05
2356 | 9.3114e-05
2357 | 9.9488e-05
2358 | 0.00010962
2359 | 0.00011689
2360 | 0.00011856
2361 | 0.00011686
2362 | 0.00011822
2363 | 0.00012141
2364 | 0.00012178
2365 | 0.00012087
2366 | 0.00011986
2367 | 0.00011772
2368 | 0.00011621
2369 | 0.00011475
2370 | 0.00011501
2371 | 0.00011577
2372 | 0.00011414
2373 | 0.00011051
2374 | 0.00010595
2375 | 0.00010226
2376 | 9.8169e-05
2377 | 9.5949e-05
2378 | 9.3983e-05
2379 | 9.2804e-05
2380 | 9.4192e-05
2381 | 0.00010016
2382 | 0.0001098
2383 | 0.00011673
2384 | 0.00011842
2385 | 0.00011677
2386 | 0.00011837
2387 | 0.00012176
2388 | 0.00012211
2389 | 0.00012134
2390 | 0.00012043
2391 | 0.00011838
2392 | 0.0001171
2393 | 0.00011577
2394 | 0.0001159
2395 | 0.00011605
2396 | 0.00011452
2397 | 0.00011119
2398 | 0.00010673
2399 | 0.00010299
2400 | 9.8869e-05
2401 | 9.5867e-05
2402 | 9.3907e-05
2403 | 9.2748e-05
2404 | 9.4206e-05
2405 | 0.00010031
2406 | 0.00011004
2407 | 0.00011702
2408 | 0.00011876
2409 | 0.00011711
2410 | 0.0001187
2411 | 0.00012207
2412 | 0.00012244
2413 | 0.00012163
2414 | 0.00012062
2415 | 0.00011849
2416 | 0.00011715
2417 | 0.0001158
2418 | 0.000116
2419 | 0.00011631
2420 | 0.00011482
2421 | 0.00011142
2422 | 0.00010693
2423 | 0.00010318
2424 | 9.916e-05
2425 | 9.6184e-05
2426 | 9.4252e-05
2427 | 9.3123e-05
2428 | 9.4583e-05
2429 | 0.00010071
2430 | 0.0001105
2431 | 0.0001175
2432 | 0.00011923
2433 | 0.00011757
2434 | 0.00011908
2435 | 0.00012231
2436 | 0.00012246
2437 | 0.00012157
2438 | 0.00012051
2439 | 0.00011832
2440 | 0.00011688
2441 | 0.0001155
2442 | 0.00011573
2443 | 0.00011614
2444 | 0.0001146
2445 | 0.00011118
2446 | 0.00010672
2447 | 0.00010302
2448 | 9.9079e-05
2449 | 9.5784e-05
2450 | 9.3877e-05
2451 | 9.2779e-05
2452 | 9.4337e-05
2453 | 0.00010063
2454 | 0.0001104
2455 | 0.00011735
2456 | 0.00011894
2457 | 0.00011735
2458 | 0.00011872
2459 | 0.00012191
2460 | 0.00012235
2461 | 0.00012129
2462 | 0.00012018
2463 | 0.00011791
2464 | 0.00011634
2465 | 0.00011484
2466 | 0.00011483
2467 | 0.00011528
2468 | 0.00011374
2469 | 0.00011061
2470 | 0.00010615
2471 | 0.0001025
2472 | 9.7815e-05
2473 | 9.2334e-05
2474 | 9.0058e-05
2475 | 8.8262e-05
2476 | 8.7586e-05
2477 | 8.9077e-05
2478 | 9.3101e-05
2479 | 9.7677e-05
2480 | 0.00010177
2481 | 0.00010418
2482 | 0.00010575
2483 | 0.0001071
2484 | 0.0001074
2485 | 0.00010528
2486 | 0.00010296
2487 | 0.00010114
2488 | 0.00010048
2489 | 0.0001007
2490 | 0.0001019
2491 | 0.0001033
2492 | 0.00010319
2493 | 0.0001011
2494 | 9.793e-05
2495 | 9.5372e-05
2496 | 9.2425e-05
2497 | 8.8209e-05
2498 | 8.5464e-05
2499 | 8.3229e-05
2500 | 8.1808e-05
2501 | 8.1589e-05
2502 | 8.3655e-05
2503 | 8.6852e-05
2504 | 9.0412e-05
2505 | 9.3408e-05
2506 | 9.6457e-05
2507 | 9.842e-05
2508 | 9.9533e-05
2509 | 9.776e-05
2510 | 9.5446e-05
2511 | 9.3612e-05
2512 | 9.3067e-05
2513 | 9.4335e-05
2514 | 9.7282e-05
2515 | 0.00010011
2516 | 0.0001015
2517 | 0.00010018
2518 | 9.7611e-05
2519 | 9.4578e-05
2520 | 9.1479e-05
2521 | 9.3625e-05
2522 | 9.1418e-05
2523 | 9.0105e-05
2524 | 9.1643e-05
2525 | 9.8071e-05
2526 | 0.00010845
2527 | 0.00011603
2528 | 0.0001184
2529 | 0.0001173
2530 | 0.00011915
2531 | 0.00012273
2532 | 0.00012316
2533 | 0.00012235
2534 | 0.00012137
2535 | 0.00011921
2536 | 0.00011765
2537 | 0.00011614
2538 | 0.00011611
2539 | 0.00011617
2540 | 0.00011451
2541 | 0.00011125
2542 | 0.00010675
2543 | 0.00010295
2544 | 9.8731e-05
2545 | 9.7442e-05
2546 | 9.5472e-05
2547 | 9.4338e-05
2548 | 9.5684e-05
2549 | 0.00010159
2550 | 0.00011148
2551 | 0.00011868
2552 | 0.00012055
2553 | 0.00011893
2554 | 0.00012053
2555 | 0.00012389
2556 | 0.00012418
2557 | 0.00012332
2558 | 0.00012235
2559 | 0.00012018
2560 | 0.00011872
2561 | 0.00011717
2562 | 0.00011704
2563 | 0.00011722
2564 | 0.00011574
2565 | 0.00011264
2566 | 0.00010821
2567 | 0.00010444
2568 | 0.00010038
2569 | 9.753e-05
2570 | 9.558e-05
2571 | 9.4426e-05
2572 | 9.5798e-05
2573 | 0.00010175
2574 | 0.00011153
2575 | 0.00011866
2576 | 0.00012051
2577 | 0.00011895
2578 | 0.0001205
2579 | 0.00012385
2580 | 0.00012418
2581 | 0.0001233
2582 | 0.00012233
2583 | 0.00012018
2584 | 0.00011881
2585 | 0.00011743
2586 | 0.00011752
2587 | 0.00011757
2588 | 0.00011596
2589 | 0.00011291
2590 | 0.0001085
2591 | 0.00010476
2592 | 0.00010075
2593 | 9.7827e-05
2594 | 9.5873e-05
2595 | 9.4751e-05
2596 | 9.6123e-05
2597 | 0.00010197
2598 | 0.00011142
2599 | 0.00011841
2600 | 0.0001204
2601 | 0.00011905
2602 | 0.00012054
2603 | 0.00012382
2604 | 0.00012407
2605 | 0.00012308
2606 | 0.00012224
2607 | 0.00012002
2608 | 0.00011856
2609 | 0.00011695
2610 | 0.00011679
2611 | 0.00011645
2612 | 0.000115
2613 | 0.00011211
2614 | 0.00010776
2615 | 0.00010413
2616 | 0.00010029
2617 | 9.6252e-05
2618 | 9.432e-05
2619 | 9.3162e-05
2620 | 9.4489e-05
2621 | 0.00010045
2622 | 0.00011004
2623 | 0.00011717
2624 | 0.00011911
2625 | 0.00011756
2626 | 0.00011883
2627 | 0.00012203
2628 | 0.00012245
2629 | 0.00012137
2630 | 0.0001203
2631 | 0.00011804
2632 | 0.00011641
2633 | 0.00011486
2634 | 0.0001147
2635 | 0.00011455
2636 | 0.00011304
2637 | 0.00011039
2638 | 0.00010611
2639 | 0.00010252
2640 | 9.7913e-05
2641 | 9.2092e-05
2642 | 8.9814e-05
2643 | 8.8083e-05
2644 | 8.7377e-05
2645 | 8.8821e-05
2646 | 9.2869e-05
2647 | 9.7595e-05
2648 | 0.00010184
2649 | 0.0001043
2650 | 0.00010582
2651 | 0.00010715
2652 | 0.00010733
2653 | 0.00010495
2654 | 0.00010267
2655 | 0.00010083
2656 | 0.00010004
2657 | 0.00010019
2658 | 0.00010139
2659 | 0.00010231
2660 | 0.0001023
2661 | 0.00010058
2662 | 9.7545e-05
2663 | 9.5012e-05
2664 | 9.2092e-05
2665 | 8.885e-05
2666 | 8.6168e-05
2667 | 8.3978e-05
2668 | 8.2566e-05
2669 | 8.2172e-05
2670 | 8.4129e-05
2671 | 8.7484e-05
2672 | 9.1267e-05
2673 | 9.4326e-05
2674 | 9.718e-05
2675 | 9.9182e-05
2676 | 0.00010019
2677 | 9.8493e-05
2678 | 9.6162e-05
2679 | 9.4229e-05
2680 | 9.3563e-05
2681 | 9.4498e-05
2682 | 9.7131e-05
2683 | 9.9645e-05
2684 | 0.00010114
2685 | 0.00010032
2686 | 9.792e-05
2687 | 9.5034e-05
2688 | 9.2031e-05
2689 | 9.3885e-05
2690 | 9.1763e-05
2691 | 9.0544e-05
2692 | 9.1934e-05
2693 | 9.8144e-05
2694 | 0.00010825
2695 | 0.00011548
2696 | 0.00011755
2697 | 0.00011616
2698 | 0.00011777
2699 | 0.0001213
2700 | 0.0001219
2701 | 0.00012112
2702 | 0.00012031
2703 | 0.00011812
2704 | 0.00011647
2705 | 0.00011467
2706 | 0.00011449
2707 | 0.00011448
2708 | 0.00011296
2709 | 0.00011015
2710 | 0.00010576
2711 | 0.0001022
2712 | 9.8229e-05
2713 | 9.5705e-05
2714 | 9.3884e-05
2715 | 9.2821e-05
2716 | 9.4106e-05
2717 | 9.9884e-05
2718 | 0.00010933
2719 | 0.00011608
2720 | 0.00011774
2721 | 0.00011617
2722 | 0.00011767
2723 | 0.00012111
2724 | 0.00012154
2725 | 0.00012073
2726 | 0.00011988
2727 | 0.0001178
2728 | 0.00011628
2729 | 0.00011453
2730 | 0.00011423
2731 | 0.00011395
2732 | 0.00011236
2733 | 0.00010987
2734 | 0.00010577
2735 | 0.00010236
2736 | 9.8538e-05
2737 | 9.3837e-05
2738 | 9.1831e-05
2739 | 9.0552e-05
2740 | 9.1601e-05
2741 | 9.691e-05
2742 | 0.00010501
2743 | 0.00011032
2744 | 0.00011101
2745 | 0.00010967
2746 | 0.00011186
2747 | 0.00011559
2748 | 0.00011705
2749 | 0.00011596
2750 | 0.00011428
2751 | 0.00011194
2752 | 0.00011044
2753 | 0.00010926
2754 | 0.00010958
2755 | 0.00010965
2756 | 0.0001086
2757 | 0.00010643
2758 | 0.00010296
2759 | 9.9873e-05
2760 | 9.6329e-05
2761 | 9.5185e-05
2762 | 9.3149e-05
2763 | 9.1902e-05
2764 | 9.3e-05
2765 | 9.869e-05
2766 | 0.00010826
2767 | 0.00011552
2768 | 0.00011783
2769 | 0.00011687
2770 | 0.00011877
2771 | 0.00012227
2772 | 0.00012268
2773 | 0.00012169
2774 | 0.00012076
2775 | 0.00011873
2776 | 0.00011719
2777 | 0.0001154
2778 | 0.00011499
2779 | 0.00011466
2780 | 0.00011299
2781 | 0.0001104
2782 | 0.00010612
2783 | 0.00010244
2784 | 9.8328e-05
2785 | 9.4131e-05
2786 | 9.2083e-05
2787 | 9.0825e-05
2788 | 9.1966e-05
2789 | 9.7448e-05
2790 | 0.00010674
2791 | 0.00011398
2792 | 0.00011624
2793 | 0.00011527
2794 | 0.00011715
2795 | 0.00012069
2796 | 0.00012139
2797 | 0.00012029
2798 | 0.00011936
2799 | 0.00011726
2800 | 0.00011565
2801 | 0.00011418
2802 | 0.00011384
2803 | 0.00011349
2804 | 0.00011176
2805 | 0.00010914
2806 | 0.00010494
2807 | 0.00010139
2808 | 9.6727e-05
2809 | 9.2444e-05
2810 | 9.0035e-05
2811 | 8.8174e-05
2812 | 8.7149e-05
2813 | 8.8317e-05
2814 | 9.2499e-05
2815 | 9.7587e-05
2816 | 0.00010206
2817 | 0.00010483
2818 | 0.00010684
2819 | 0.00010837
2820 | 0.00010867
2821 | 0.00010636
2822 | 0.00010397
2823 | 0.0001021
2824 | 0.00010119
2825 | 0.00010126
2826 | 0.00010232
2827 | 0.00010336
2828 | 0.00010313
2829 | 0.00010159
2830 | 9.8615e-05
2831 | 9.6009e-05
2832 | 9.2665e-05
2833 | 8.8572e-05
2834 | 8.5793e-05
2835 | 8.3539e-05
2836 | 8.201e-05
2837 | 8.1529e-05
2838 | 8.3588e-05
2839 | 8.7391e-05
2840 | 9.1338e-05
2841 | 9.4538e-05
2842 | 9.7555e-05
2843 | 9.9718e-05
2844 | 0.00010063
2845 | 9.89e-05
2846 | 9.6416e-05
2847 | 9.4488e-05
2848 | 9.3776e-05
2849 | 9.4797e-05
2850 | 9.7248e-05
2851 | 9.9827e-05
2852 | 0.00010091
2853 | 0.00010007
2854 | 9.7713e-05
2855 | 9.4729e-05
2856 | 9.148e-05
2857 | 9.1653e-05
2858 | 8.9377e-05
2859 | 8.7803e-05
2860 | 8.8545e-05
2861 | 9.3415e-05
2862 | 0.00010065
2863 | 0.00010596
2864 | 0.00010724
2865 | 0.00010641
2866 | 0.00010868
2867 | 0.00011241
2868 | 0.0001141
2869 | 0.00011272
2870 | 0.00011081
2871 | 0.00010837
2872 | 0.00010681
2873 | 0.00010567
2874 | 0.00010594
2875 | 0.00010591
2876 | 0.00010519
2877 | 0.00010344
2878 | 0.0001002
2879 | 9.715e-05
2880 | 9.3119e-05
2881 | 8.7343e-05
2882 | 8.5076e-05
2883 | 8.3168e-05
2884 | 8.1862e-05
2885 | 8.1804e-05
2886 | 8.4392e-05
2887 | 8.7474e-05
2888 | 8.8875e-05
2889 | 8.9377e-05
2890 | 9.2624e-05
2891 | 9.682e-05
2892 | 9.9072e-05
2893 | 9.7922e-05
2894 | 9.5971e-05
2895 | 9.3937e-05
2896 | 9.2774e-05
2897 | 9.2431e-05
2898 | 9.3529e-05
2899 | 9.4947e-05
2900 | 9.5953e-05
2901 | 9.5922e-05
2902 | 9.4346e-05
2903 | 9.215e-05
2904 | 8.9439e-05
2905 | 9.1905e-05
2906 | 8.986e-05
2907 | 8.8586e-05
2908 | 8.9779e-05
2909 | 9.5421e-05
2910 | 0.00010419
2911 | 0.00011043
2912 | 0.00011222
2913 | 0.00011116
2914 | 0.0001133
2915 | 0.00011705
2916 | 0.00011768
2917 | 0.00011709
2918 | 0.00011636
2919 | 0.00011415
2920 | 0.0001125
2921 | 0.00011065
2922 | 0.00011035
2923 | 0.00011011
2924 | 0.00010869
2925 | 0.00010663
2926 | 0.00010296
2927 | 9.9673e-05
2928 | 9.5046e-05
2929 | 9.3348e-05
2930 | 9.1464e-05
2931 | 9.0316e-05
2932 | 9.1435e-05
2933 | 9.6868e-05
2934 | 0.00010578
2935 | 0.00011244
2936 | 0.00011436
2937 | 0.00011321
2938 | 0.00011527
2939 | 0.00011891
2940 | 0.00011961
2941 | 0.00011892
2942 | 0.00011821
2943 | 0.00011623
2944 | 0.00011483
2945 | 0.00011313
2946 | 0.00011255
2947 | 0.0001119
2948 | 0.00011022
2949 | 0.00010804
2950 | 0.00010412
2951 | 0.00010071
2952 | 9.7169e-05
2953 | 9.4122e-05
2954 | 9.2159e-05
2955 | 9.0922e-05
2956 | 9.2096e-05
2957 | 9.7731e-05
2958 | 0.00010669
2959 | 0.00011336
2960 | 0.00011541
2961 | 0.0001143
2962 | 0.00011621
2963 | 0.00011991
2964 | 0.00012073
2965 | 0.00011986
2966 | 0.00011897
2967 | 0.00011685
2968 | 0.00011529
2969 | 0.00011346
2970 | 0.00011289
2971 | 0.00011237
2972 | 0.00011075
2973 | 0.00010854
2974 | 0.00010469
2975 | 0.00010133
2976 | 9.7352e-05
2977 | 9.2822e-05
2978 | 9.0626e-05
2979 | 8.8933e-05
2980 | 8.7952e-05
2981 | 8.922e-05
2982 | 9.3781e-05
2983 | 9.9107e-05
2984 | 0.00010339
2985 | 0.00010575
2986 | 0.00010753
2987 | 0.00010907
2988 | 0.00010933
2989 | 0.00010747
2990 | 0.00010546
2991 | 0.00010379
2992 | 0.00010311
2993 | 0.00010352
2994 | 0.00010424
2995 | 0.00010462
2996 | 0.00010363
2997 | 0.00010184
2998 | 9.9036e-05
2999 | 9.6427e-05
3000 | 9.334e-05
3001 | 8.8721e-05
3002 | 8.6042e-05
3003 | 8.3824e-05
3004 | 8.2237e-05
3005 | 8.1797e-05
3006 | 8.3655e-05
3007 | 8.7176e-05
3008 | 9.1004e-05
3009 | 9.4235e-05
3010 | 9.7435e-05
3011 | 9.9492e-05
3012 | 0.00010079
3013 | 9.9329e-05
3014 | 9.7165e-05
3015 | 9.5432e-05
3016 | 9.4808e-05
3017 | 9.5756e-05
3018 | 9.7982e-05
3019 | 0.00010011
3020 | 0.00010062
3021 | 9.9733e-05
3022 | 9.7627e-05
3023 | 9.4834e-05
3024 | 9.166e-05
3025 | 9.2547e-05
3026 | 9.0412e-05
3027 | 8.9016e-05
3028 | 9.0138e-05
3029 | 9.5894e-05
3030 | 0.00010453
3031 | 0.00011095
3032 | 0.00011305
3033 | 0.00011222
3034 | 0.00011441
3035 | 0.00011842
3036 | 0.00011962
3037 | 0.00011875
3038 | 0.00011787
3039 | 0.00011575
3040 | 0.00011405
3041 | 0.000112
3042 | 0.00011122
3043 | 0.00011051
3044 | 0.00010914
3045 | 0.00010696
3046 | 0.0001029
3047 | 9.9468e-05
3048 | 9.5591e-05
3049 | 9.2685e-05
3050 | 9.0663e-05
3051 | 8.9238e-05
3052 | 8.9887e-05
3053 | 9.451e-05
3054 | 0.00010195
3055 | 0.00010789
3056 | 0.00011011
3057 | 0.00010977
3058 | 0.00011246
3059 | 0.00011668
3060 | 0.00011824
3061 | 0.00011719
3062 | 0.00011606
3063 | 0.00011401
3064 | 0.00011251
3065 | 0.00011077
3066 | 0.00011015
3067 | 0.00010965
3068 | 0.00010867
3069 | 0.00010667
3070 | 0.00010286
3071 | 9.9579e-05
3072 | 9.621e-05
3073 | 9.2991e-05
3074 | 9.1059e-05
3075 | 8.9867e-05
3076 | 9.0913e-05
3077 | 9.6586e-05
3078 | 0.00010589
3079 | 0.00011302
3080 | 0.00011518
3081 | 0.00011414
3082 | 0.00011633
3083 | 0.00012026
3084 | 0.00012134
3085 | 0.00012073
3086 | 0.00012004
3087 | 0.00011817
3088 | 0.00011667
3089 | 0.00011482
3090 | 0.00011391
3091 | 0.00011285
3092 | 0.00011093
3093 | 0.00010851
3094 | 0.00010441
3095 | 0.00010091
3096 | 9.6121e-05
3097 | 8.8972e-05
3098 | 8.6861e-05
3099 | 8.5328e-05
3100 | 8.4634e-05
3101 | 8.5932e-05
3102 | 9.0491e-05
3103 | 9.5521e-05
3104 | 9.8339e-05
3105 | 9.8849e-05
3106 | 0.00010181
3107 | 0.00010632
3108 | 0.00010811
3109 | 0.00010715
3110 | 0.00010614
3111 | 0.00010451
3112 | 0.00010347
3113 | 0.00010267
3114 | 0.00010244
3115 | 0.0001024
3116 | 0.00010195
3117 | 0.00010091
3118 | 9.8183e-05
3119 | 9.5354e-05
3120 | 9.2312e-05
3121 | 9.2222e-05
3122 | 9.019e-05
3123 | 8.8803e-05
3124 | 8.9495e-05
3125 | 9.4496e-05
3126 | 0.00010278
3127 | 0.00010958
3128 | 0.00011225
3129 | 0.00011189
3130 | 0.00011443
3131 | 0.00011869
3132 | 0.00012015
3133 | 0.00011937
3134 | 0.00011854
3135 | 0.00011658
3136 | 0.00011512
3137 | 0.00011342
3138 | 0.0001121
3139 | 0.00011068
3140 | 0.00010909
3141 | 0.00010715
3142 | 0.0001033
3143 | 9.9818e-05
3144 | 9.5823e-05
3145 | 9.0676e-05
3146 | 8.84e-05
3147 | 8.6634e-05
3148 | 8.5554e-05
3149 | 8.6846e-05
3150 | 9.0968e-05
3151 | 9.61e-05
3152 | 0.0001004
3153 | 0.0001032
3154 | 0.00010526
3155 | 0.00010716
3156 | 0.00010782
3157 | 0.00010592
3158 | 0.00010411
3159 | 0.00010244
3160 | 0.00010159
3161 | 0.00010142
3162 | 0.0001018
3163 | 0.00010189
3164 | 0.00010137
3165 | 0.00010007
3166 | 9.7305e-05
3167 | 9.4852e-05
3168 | 9.1139e-05
3169 | 8.6587e-05
3170 | 8.3844e-05
3171 | 8.174e-05
3172 | 8.0133e-05
3173 | 7.969e-05
3174 | 8.141e-05
3175 | 8.5001e-05
3176 | 8.8904e-05
3177 | 9.23e-05
3178 | 9.5489e-05
3179 | 9.7837e-05
3180 | 9.9334e-05
3181 | 9.797e-05
3182 | 9.6004e-05
3183 | 9.4352e-05
3184 | 9.3677e-05
3185 | 9.4407e-05
3186 | 9.6496e-05
3187 | 9.8392e-05
3188 | 9.891e-05
3189 | 9.8147e-05
3190 | 9.6067e-05
3191 | 9.3279e-05
3192 | 9.0134e-05
3193 | 9.1893e-05
3194 | 8.9646e-05
3195 | 8.8222e-05
3196 | 8.9222e-05
3197 | 9.5259e-05
3198 | 0.00010512
3199 | 0.00011276
3200 | 0.00011524
3201 | 0.0001146
3202 | 0.0001169
3203 | 0.00012101
3204 | 0.00012206
3205 | 0.00012147
3206 | 0.00012075
3207 | 0.00011875
3208 | 0.00011707
3209 | 0.00011495
3210 | 0.0001139
3211 | 0.00011286
3212 | 0.00011093
3213 | 0.00010853
3214 | 0.00010446
3215 | 0.00010085
3216 | 9.6555e-05
3217 | 9.4108e-05
3218 | 9.2112e-05
3219 | 9.0858e-05
3220 | 9.1731e-05
3221 | 9.7249e-05
3222 | 0.00010662
3223 | 0.00011404
3224 | 0.0001164
3225 | 0.00011551
3226 | 0.00011772
3227 | 0.00012176
3228 | 0.00012258
3229 | 0.0001219
3230 | 0.00012122
3231 | 0.00011919
3232 | 0.00011765
3233 | 0.00011578
3234 | 0.0001148
3235 | 0.00011382
3236 | 0.00011164
3237 | 0.00010911
3238 | 0.00010522
3239 | 0.00010171
3240 | 9.7679e-05
3241 | 9.4657e-05
3242 | 9.2671e-05
3243 | 9.1424e-05
3244 | 9.231e-05
3245 | 9.7808e-05
3246 | 0.00010705
3247 | 0.00011422
3248 | 0.00011627
3249 | 0.00011515
3250 | 0.00011734
3251 | 0.00012134
3252 | 0.00012223
3253 | 0.00012155
3254 | 0.00012086
3255 | 0.00011889
3256 | 0.0001173
3257 | 0.00011521
3258 | 0.0001141
3259 | 0.00011298
3260 | 0.00011095
3261 | 0.0001087
3262 | 0.00010487
3263 | 0.00010136
3264 | 9.7507e-05
3265 | 9.411e-05
3266 | 9.2124e-05
3267 | 9.0865e-05
3268 | 9.1653e-05
3269 | 9.7038e-05
3270 | 0.00010613
3271 | 0.00011343
3272 | 0.00011579
3273 | 0.00011505
3274 | 0.00011741
3275 | 0.00012151
3276 | 0.00012255
3277 | 0.00012187
3278 | 0.00012119
3279 | 0.0001192
3280 | 0.00011762
3281 | 0.00011538
3282 | 0.00011407
3283 | 0.00011278
3284 | 0.00011093
3285 | 0.00010885
3286 | 0.00010499
3287 | 0.00010141
3288 | 9.7421e-05
3289 | 9.3307e-05
3290 | 9.1326e-05
3291 | 9.0015e-05
3292 | 9.0604e-05
3293 | 9.576e-05
3294 | 0.00010491
3295 | 0.00011244
3296 | 0.00011485
3297 | 0.0001143
3298 | 0.00011682
3299 | 0.00012102
3300 | 0.00012227
3301 | 0.00012158
3302 | 0.00012083
3303 | 0.00011889
3304 | 0.00011718
3305 | 0.00011496
3306 | 0.0001131
3307 | 0.00011126
3308 | 0.00010947
3309 | 0.0001077
3310 | 0.0001042
3311 | 0.00010079
3312 | 9.6224e-05
3313 | 9.0199e-05
3314 | 8.7959e-05
3315 | 8.6154e-05
3316 | 8.4906e-05
3317 | 8.6134e-05
3318 | 9.0268e-05
3319 | 9.544e-05
3320 | 9.9839e-05
3321 | 0.00010271
3322 | 0.00010504
3323 | 0.00010702
3324 | 0.00010788
3325 | 0.00010605
3326 | 0.0001042
3327 | 0.00010252
3328 | 0.00010157
3329 | 0.00010118
3330 | 0.00010128
3331 | 0.00010107
3332 | 0.00010047
3333 | 9.9306e-05
3334 | 9.6848e-05
3335 | 9.4484e-05
3336 | 9.1361e-05
3337 | 8.5854e-05
3338 | 8.3045e-05
3339 | 8.0932e-05
3340 | 7.9297e-05
3341 | 7.8899e-05
3342 | 8.0393e-05
3343 | 8.3764e-05
3344 | 8.7424e-05
3345 | 9.0747e-05
3346 | 9.3995e-05
3347 | 9.6576e-05
3348 | 9.833e-05
3349 | 9.7089e-05
3350 | 9.53e-05
3351 | 9.385e-05
3352 | 9.3404e-05
3353 | 9.427e-05
3354 | 9.5786e-05
3355 | 9.7107e-05
3356 | 9.7046e-05
3357 | 9.6287e-05
3358 | 9.4654e-05
3359 | 9.1963e-05
3360 | 8.8671e-05
3361 | 8.9471e-05
3362 | 8.6915e-05
3363 | 8.5152e-05
3364 | 8.439e-05
3365 | 8.5973e-05
3366 | 9.1024e-05
3367 | 9.6827e-05
3368 | 0.00010031
3369 | 0.00010161
3370 | 0.00010528
3371 | 0.00011035
3372 | 0.00011269
3373 | 0.000112
3374 | 0.00011111
3375 | 0.00010974
3376 | 0.00010875
3377 | 0.00010767
3378 | 0.00010665
3379 | 0.00010567
3380 | 0.00010456
3381 | 0.00010351
3382 | 0.00010093
3383 | 9.7641e-05
3384 | 9.4031e-05
3385 | 9.3142e-05
3386 | 9.1092e-05
3387 | 8.971e-05
3388 | 9.0157e-05
3389 | 9.5263e-05
3390 | 0.00010412
3391 | 0.00011188
3392 | 0.00011474
3393 | 0.0001148
3394 | 0.00011782
3395 | 0.00012256
3396 | 0.00012436
3397 | 0.00012399
3398 | 0.00012355
3399 | 0.0001219
3400 | 0.0001204
3401 | 0.00011808
3402 | 0.00011616
3403 | 0.00011397
3404 | 0.00011161
3405 | 0.00010975
3406 | 0.00010618
3407 | 0.00010246
3408 | 9.8163e-05
3409 | 9.3864e-05
3410 | 9.1759e-05
3411 | 9.0344e-05
3412 | 9.0626e-05
3413 | 9.5427e-05
3414 | 0.00010425
3415 | 0.00011184
3416 | 0.0001146
3417 | 0.00011432
3418 | 0.00011721
3419 | 0.00012176
3420 | 0.00012341
3421 | 0.00012293
3422 | 0.00012252
3423 | 0.00012087
3424 | 0.00011933
3425 | 0.00011702
3426 | 0.00011494
3427 | 0.00011278
3428 | 0.0001107
3429 | 0.00010903
3430 | 0.00010569
3431 | 0.00010195
3432 | 9.7777e-05
3433 | 9.42e-05
3434 | 9.2117e-05
3435 | 9.0726e-05
3436 | 9.096e-05
3437 | 9.5768e-05
3438 | 0.00010464
3439 | 0.00011245
3440 | 0.0001153
3441 | 0.00011518
3442 | 0.00011829
3443 | 0.000123
3444 | 0.0001249
3445 | 0.00012466
3446 | 0.00012462
3447 | 0.00012335
3448 | 0.00012205
3449 | 0.00011987
3450 | 0.00011749
3451 | 0.0001149
3452 | 0.00011247
3453 | 0.0001107
3454 | 0.00010743
3455 | 0.00010345
3456 | 9.8856e-05
3457 | 9.5451e-05
3458 | 9.3374e-05
3459 | 9.202e-05
3460 | 9.2226e-05
3461 | 9.6764e-05
3462 | 0.00010534
3463 | 0.00011323
3464 | 0.00011618
3465 | 0.00011638
3466 | 0.0001197
3467 | 0.00012455
3468 | 0.00012659
3469 | 0.00012633
3470 | 0.00012629
3471 | 0.00012494
3472 | 0.00012353
3473 | 0.00012145
3474 | 0.00011858
3475 | 0.00011534
3476 | 0.00011282
3477 | 0.0001112
3478 | 0.00010816
3479 | 0.00010416
3480 | 9.8929e-05
3481 | 9.1989e-05
3482 | 8.961e-05
3483 | 8.771e-05
3484 | 8.6313e-05
3485 | 8.6948e-05
3486 | 9.0485e-05
3487 | 9.5659e-05
3488 | 0.00010027
3489 | 0.00010369
3490 | 0.00010657
3491 | 0.00010891
3492 | 0.00011031
3493 | 0.00010862
3494 | 0.00010695
3495 | 0.00010545
3496 | 0.00010455
3497 | 0.0001041
3498 | 0.00010332
3499 | 0.00010192
3500 | 0.00010065
3501 | 9.9633e-05
3502 | 9.7694e-05
3503 | 9.5456e-05
3504 | 9.2293e-05
3505 | 8.6793e-05
3506 | 8.4017e-05
3507 | 8.1746e-05
3508 | 7.9886e-05
3509 | 7.92e-05
3510 | 8.0644e-05
3511 | 8.4512e-05
3512 | 8.8643e-05
3513 | 9.2438e-05
3514 | 9.6053e-05
3515 | 9.8697e-05
3516 | 0.00010045
3517 | 9.916e-05
3518 | 9.7207e-05
3519 | 9.5815e-05
3520 | 9.5284e-05
3521 | 9.6115e-05
3522 | 9.7705e-05
3523 | 9.885e-05
3524 | 9.8808e-05
3525 | 9.8215e-05
3526 | 9.6602e-05
3527 | 9.3939e-05
3528 | 9.1036e-05
3529 | 9.2343e-05
3530 | 9.003e-05
3531 | 8.8421e-05
3532 | 8.8809e-05
3533 | 9.385e-05
3534 | 0.00010265
3535 | 0.00011017
3536 | 0.00011301
3537 | 0.00011293
3538 | 0.00011582
3539 | 0.00012043
3540 | 0.00012196
3541 | 0.00012161
3542 | 0.00012114
3543 | 0.00011942
3544 | 0.00011793
3545 | 0.00011566
3546 | 0.00011411
3547 | 0.00011241
3548 | 0.00011023
3549 | 0.00010837
3550 | 0.00010503
3551 | 0.00010154
3552 | 9.7465e-05
3553 | 9.3119e-05
3554 | 9.0825e-05
3555 | 8.9516e-05
3556 | 9.0004e-05
3557 | 9.5221e-05
3558 | 0.00010407
3559 | 0.00011138
3560 | 0.00011382
3561 | 0.00011331
3562 | 0.00011599
3563 | 0.00012053
3564 | 0.00012199
3565 | 0.00012176
3566 | 0.00012144
3567 | 0.00011983
3568 | 0.00011842
3569 | 0.00011636
3570 | 0.00011474
3571 | 0.00011269
3572 | 0.00010985
3573 | 0.00010778
3574 | 0.00010449
3575 | 0.00010098
3576 | 9.6662e-05
3577 | 9.3275e-05
3578 | 9.0931e-05
3579 | 8.9604e-05
3580 | 9.0155e-05
3581 | 9.536e-05
3582 | 0.00010432
3583 | 0.00011164
3584 | 0.00011402
3585 | 0.00011357
3586 | 0.00011637
3587 | 0.00012099
3588 | 0.00012248
3589 | 0.00012231
3590 | 0.00012202
3591 | 0.00012042
3592 | 0.00011904
3593 | 0.00011682
3594 | 0.00011496
3595 | 0.00011303
3596 | 0.00011041
3597 | 0.00010829
3598 | 0.00010492
3599 | 0.00010131
3600 | 9.6713e-05
3601 | 9.2028e-05
3602 | 8.9861e-05
3603 | 8.8265e-05
3604 | 8.8653e-05
3605 | 9.2991e-05
3606 | 0.00010167
3607 | 0.00010835
3608 | 0.00011078
3609 | 0.00011068
3610 | 0.00011357
3611 | 0.00011815
3612 | 0.00011966
3613 | 0.00011936
3614 | 0.00011886
3615 | 0.00011713
3616 | 0.00011558
3617 | 0.00011319
3618 | 0.00011142
3619 | 0.00010977
3620 | 0.00010762
3621 | 0.00010565
3622 | 0.00010217
3623 | 9.8575e-05
3624 | 9.4832e-05
3625 | 9.1367e-05
3626 | 8.9006e-05
3627 | 8.7622e-05
3628 | 8.7933e-05
3629 | 9.2861e-05
3630 | 0.00010175
3631 | 0.00010929
3632 | 0.0001118
3633 | 0.00011154
3634 | 0.00011439
3635 | 0.00011899
3636 | 0.00012037
3637 | 0.0001201
3638 | 0.00011991
3639 | 0.00011827
3640 | 0.00011675
3641 | 0.00011441
3642 | 0.00011237
3643 | 0.00011046
3644 | 0.00010828
3645 | 0.00010636
3646 | 0.00010311
3647 | 9.9403e-05
3648 | 9.4853e-05
3649 | 8.9022e-05
3650 | 8.6643e-05
3651 | 8.4782e-05
3652 | 8.3371e-05
3653 | 8.4222e-05
3654 | 8.7801e-05
3655 | 9.3177e-05
3656 | 9.7712e-05
3657 | 0.00010094
3658 | 0.00010371
3659 | 0.00010607
3660 | 0.00010723
3661 | 0.00010559
3662 | 0.00010408
3663 | 0.00010281
3664 | 0.00010219
3665 | 0.00010193
3666 | 0.00010166
3667 | 0.00010108
3668 | 9.9801e-05
3669 | 9.8507e-05
3670 | 9.6528e-05
3671 | 9.3799e-05
3672 | 9.049e-05
3673 | 8.7579e-05
3674 | 8.4821e-05
3675 | 8.2518e-05
3676 | 8.0587e-05
3677 | 7.9757e-05
3678 | 8.0711e-05
3679 | 8.4294e-05
3680 | 8.8388e-05
3681 | 9.2304e-05
3682 | 9.607e-05
3683 | 9.8984e-05
3684 | 0.0001009
3685 | 9.9893e-05
3686 | 9.8344e-05
3687 | 9.7112e-05
3688 | 9.6633e-05
3689 | 9.7458e-05
3690 | 9.9176e-05
3691 | 0.00010038
3692 | 0.00010018
3693 | 9.9618e-05
3694 | 9.8218e-05
3695 | 9.5293e-05
3696 | 9.1918e-05
3697 | 9.2964e-05
3698 | 9.0514e-05
3699 | 8.9019e-05
3700 | 8.9754e-05
3701 | 9.5449e-05
3702 | 0.00010472
3703 | 0.0001124
3704 | 0.00011506
3705 | 0.00011476
3706 | 0.00011763
3707 | 0.00012217
3708 | 0.0001238
3709 | 0.00012352
3710 | 0.00012316
3711 | 0.00012146
3712 | 0.00011985
3713 | 0.0001175
3714 | 0.00011596
3715 | 0.00011413
3716 | 0.00011166
3717 | 0.00010942
3718 | 0.00010597
3719 | 0.00010221
3720 | 9.7755e-05
3721 | 9.4657e-05
3722 | 9.2598e-05
3723 | 9.1279e-05
3724 | 9.1805e-05
3725 | 9.6951e-05
3726 | 0.00010577
3727 | 0.00011326
3728 | 0.00011583
3729 | 0.0001153
3730 | 0.00011788
3731 | 0.00012218
3732 | 0.00012347
3733 | 0.00012294
3734 | 0.00012253
3735 | 0.00012076
3736 | 0.00011917
3737 | 0.00011689
3738 | 0.00011525
3739 | 0.00011347
3740 | 0.00011117
3741 | 0.00010914
3742 | 0.00010579
3743 | 0.00010217
3744 | 9.8048e-05
3745 | 9.4652e-05
3746 | 9.2638e-05
3747 | 9.1309e-05
3748 | 9.1862e-05
3749 | 9.6906e-05
3750 | 0.00010595
3751 | 0.0001137
3752 | 0.00011626
3753 | 0.00011591
3754 | 0.00011864
3755 | 0.00012301
3756 | 0.00012427
3757 | 0.00012377
3758 | 0.00012326
3759 | 0.00012153
3760 | 0.00012008
3761 | 0.00011817
3762 | 0.00011646
3763 | 0.00011437
3764 | 0.00011175
3765 | 0.00010945
3766 | 0.0001061
3767 | 0.00010243
3768 | 9.8279e-05
3769 | 9.467e-05
3770 | 9.2666e-05
3771 | 9.1319e-05
3772 | 9.1901e-05
3773 | 9.7083e-05
3774 | 0.00010587
3775 | 0.0001134
3776 | 0.00011614
3777 | 0.00011591
3778 | 0.00011864
3779 | 0.000123
3780 | 0.0001243
3781 | 0.00012363
3782 | 0.00012304
3783 | 0.00012111
3784 | 0.00011948
3785 | 0.00011709
3786 | 0.0001154
3787 | 0.00011355
3788 | 0.00011133
3789 | 0.00010928
3790 | 0.00010589
3791 | 0.00010232
3792 | 9.8231e-05
3793 | 9.3237e-05
3794 | 9.1214e-05
3795 | 8.9872e-05
3796 | 9.0426e-05
3797 | 9.5632e-05
3798 | 0.0001045
3799 | 0.00011218
3800 | 0.00011496
3801 | 0.00011474
3802 | 0.00011748
3803 | 0.00012181
3804 | 0.00012316
3805 | 0.0001224
3806 | 0.00012177
3807 | 0.00011974
3808 | 0.00011797
3809 | 0.00011551
3810 | 0.0001135
3811 | 0.00011151
3812 | 0.00010961
3813 | 0.00010772
3814 | 0.00010435
3815 | 0.00010084
3816 | 9.606e-05
3817 | 9.0407e-05
3818 | 8.8028e-05
3819 | 8.6035e-05
3820 | 8.4613e-05
3821 | 8.5506e-05
3822 | 8.9046e-05
3823 | 9.4202e-05
3824 | 9.9018e-05
3825 | 0.00010257
3826 | 0.00010521
3827 | 0.0001074
3828 | 0.00010831
3829 | 0.00010645
3830 | 0.00010447
3831 | 0.00010279
3832 | 0.00010182
3833 | 0.00010118
3834 | 0.00010094
3835 | 0.00010053
3836 | 9.9957e-05
3837 | 9.8908e-05
3838 | 9.6728e-05
3839 | 9.4334e-05
3840 | 9.1268e-05
3841 | 8.7072e-05
3842 | 8.4067e-05
3843 | 8.1823e-05
3844 | 7.9997e-05
3845 | 7.934e-05
3846 | 8.0817e-05
3847 | 8.4638e-05
3848 | 8.8869e-05
3849 | 9.2735e-05
3850 | 9.6396e-05
3851 | 9.9204e-05
3852 | 0.00010097
3853 | 9.9888e-05
3854 | 9.8094e-05
3855 | 9.662e-05
3856 | 9.5985e-05
3857 | 9.6507e-05
3858 | 9.7998e-05
3859 | 9.9201e-05
3860 | 9.9336e-05
3861 | 9.8802e-05
3862 | 9.7162e-05
3863 | 9.4352e-05
3864 | 9.1319e-05
3865 | 9.2917e-05
3866 | 9.0503e-05
3867 | 8.8636e-05
3868 | 8.937e-05
3869 | 9.5009e-05
3870 | 0.00010424
3871 | 0.00011228
3872 | 0.00011557
3873 | 0.0001164
3874 | 0.00011975
3875 | 0.00012475
3876 | 0.00012666
3877 | 0.0001263
3878 | 0.00012589
3879 | 0.00012417
3880 | 0.00012258
3881 | 0.00012011
3882 | 0.00011824
3883 | 0.00011588
3884 | 0.00011316
3885 | 0.00011068
3886 | 0.00010692
3887 | 0.00010291
3888 | 9.8435e-05
3889 | 9.557e-05
3890 | 9.3338e-05
3891 | 9.1862e-05
3892 | 9.1863e-05
3893 | 9.6865e-05
3894 | 0.00010531
3895 | 0.00011275
3896 | 0.00011598
3897 | 0.00011629
3898 | 0.00011978
3899 | 0.00012495
3900 | 0.00012699
3901 | 0.00012679
3902 | 0.00012661
3903 | 0.00012509
3904 | 0.00012365
3905 | 0.00012138
3906 | 0.00011928
3907 | 0.00011659
3908 | 0.00011368
3909 | 0.00011147
3910 | 0.00010808
3911 | 0.00010424
3912 | 9.9728e-05
3913 | 9.5883e-05
3914 | 9.3623e-05
3915 | 9.2152e-05
3916 | 9.2541e-05
3917 | 9.7366e-05
3918 | 0.00010572
3919 | 0.00011307
3920 | 0.00011595
3921 | 0.00011642
3922 | 0.00012014
3923 | 0.00012555
3924 | 0.00012782
3925 | 0.00012785
3926 | 0.00012798
3927 | 0.00012674
3928 | 0.00012544
3929 | 0.00012315
3930 | 0.00012066
3931 | 0.00011757
3932 | 0.00011458
3933 | 0.00011256
3934 | 0.00010933
3935 | 0.00010529
3936 | 0.00010062
3937 | 9.6735e-05
3938 | 9.4431e-05
3939 | 9.2913e-05
3940 | 9.3237e-05
3941 | 9.7975e-05
3942 | 0.00010631
3943 | 0.00011408
3944 | 0.00011741
3945 | 0.00011829
3946 | 0.00012232
3947 | 0.00012791
3948 | 0.00013037
3949 | 0.00013043
3950 | 0.0001306
3951 | 0.0001293
3952 | 0.00012786
3953 | 0.00012552
3954 | 0.00012269
3955 | 0.00011919
3956 | 0.00011604
3957 | 0.00011404
3958 | 0.00011077
3959 | 0.00010642
3960 | 0.00010146
3961 | 9.6955e-05
3962 | 9.4665e-05
3963 | 9.3168e-05
3964 | 9.3546e-05
3965 | 9.8467e-05
3966 | 0.00010733
3967 | 0.0001155
3968 | 0.00011863
3969 | 0.00011955
3970 | 0.00012355
3971 | 0.00012893
3972 | 0.00013125
3973 | 0.00013113
3974 | 0.00013106
3975 | 0.00012954
3976 | 0.00012782
3977 | 0.00012545
3978 | 0.00012227
3979 | 0.00011831
3980 | 0.00011506
3981 | 0.00011304
3982 | 0.00010989
3983 | 0.0001058
3984 | 0.00010035
3985 | 9.3549e-05
3986 | 9.1063e-05
3987 | 8.9062e-05
3988 | 8.7469e-05
3989 | 8.8002e-05
3990 | 9.0837e-05
3991 | 9.5475e-05
3992 | 0.00010019
3993 | 0.00010421
3994 | 0.00010751
3995 | 0.00011032
3996 | 0.00011196
3997 | 0.00011039
3998 | 0.00010882
3999 | 0.00010746
4000 | 0.00010662
4001 | 0.00010613
4002 | 0.00010561
4003 | 0.00010435
4004 | 0.00010318
4005 | 0.00010225
4006 | 0.00010044
4007 | 9.8025e-05
4008 | 9.4687e-05
4009 | 8.8386e-05
4010 | 8.5623e-05
4011 | 8.3309e-05
4012 | 8.1401e-05
4013 | 8.0547e-05
4014 | 8.1449e-05
4015 | 8.4877e-05
4016 | 8.8975e-05
4017 | 9.3093e-05
4018 | 9.7176e-05
4019 | 0.00010037
4020 | 0.00010258
4021 | 0.00010181
4022 | 0.00010056
4023 | 9.9521e-05
4024 | 9.9075e-05
4025 | 9.9695e-05
4026 | 0.00010106
4027 | 0.00010181
4028 | 0.00010147
4029 | 0.00010095
4030 | 9.9657e-05
4031 | 9.67e-05
4032 | 9.332e-05
4033 | 9.526e-05
4034 | 9.2731e-05
4035 | 9.1081e-05
4036 | 9.1596e-05
4037 | 9.6971e-05
4038 | 0.00010582
4039 | 0.00011389
4040 | 0.00011735
4041 | 0.00011841
4042 | 0.00012259
4043 | 0.00012832
4044 | 0.00013095
4045 | 0.00013114
4046 | 0.00013123
4047 | 0.00012986
4048 | 0.00012825
4049 | 0.00012544
4050 | 0.00012237
4051 | 0.00011894
4052 | 0.00011597
4053 | 0.00011403
4054 | 0.00011059
4055 | 0.00010637
4056 | 0.00010155
4057 | 9.7672e-05
4058 | 9.5359e-05
4059 | 9.3819e-05
4060 | 9.4138e-05
4061 | 9.9006e-05
4062 | 0.00010764
4063 | 0.00011559
4064 | 0.00011913
4065 | 0.00012033
4066 | 0.00012447
4067 | 0.00013008
4068 | 0.0001325
4069 | 0.00013235
4070 | 0.00013219
4071 | 0.0001306
4072 | 0.00012897
4073 | 0.00012645
4074 | 0.00012357
4075 | 0.00011977
4076 | 0.00011645
4077 | 0.00011442
4078 | 0.00011105
4079 | 0.00010684
4080 | 0.00010185
4081 | 9.5201e-05
4082 | 9.2955e-05
4083 | 9.1467e-05
4084 | 9.1786e-05
4085 | 9.6755e-05
4086 | 0.00010553
4087 | 0.00011316
4088 | 0.00011619
4089 | 0.00011644
4090 | 0.00011988
4091 | 0.00012497
4092 | 0.00012678
4093 | 0.00012662
4094 | 0.00012639
4095 | 0.00012465
4096 | 0.00012298
4097 | 0.00012039
4098 | 0.00011785
4099 | 0.0001149
4100 | 0.00011203
4101 | 0.00011005
4102 | 0.00010679
4103 | 0.00010313
4104 | 9.8726e-05
4105 | 9.3801e-05
4106 | 9.1675e-05
4107 | 9.0257e-05
4108 | 9.0366e-05
4109 | 9.5282e-05
4110 | 0.00010397
4111 | 0.00011141
4112 | 0.00011421
4113 | 0.00011432
4114 | 0.00011744
4115 | 0.00012225
4116 | 0.00012389
4117 | 0.00012357
4118 | 0.00012325
4119 | 0.00012152
4120 | 0.00011994
4121 | 0.00011745
4122 | 0.00011533
4123 | 0.00011297
4124 | 0.00011043
4125 | 0.00010836
4126 | 0.00010513
4127 | 0.00010162
4128 | 9.7409e-05
4129 | 9.2585e-05
4130 | 9.0409e-05
4131 | 8.9018e-05
4132 | 8.9099e-05
4133 | 9.417e-05
4134 | 0.00010277
4135 | 0.00011017
4136 | 0.00011303
4137 | 0.00011339
4138 | 0.00011645
4139 | 0.00012125
4140 | 0.00012281
4141 | 0.00012227
4142 | 0.00012179
4143 | 0.00011994
4144 | 0.00011814
4145 | 0.00011562
4146 | 0.00011346
4147 | 0.00011119
4148 | 0.00010891
4149 | 0.00010699
4150 | 0.00010378
4151 | 0.00010035
4152 | 9.5374e-05
4153 | 8.841e-05
4154 | 8.6074e-05
4155 | 8.4219e-05
4156 | 8.2829e-05
4157 | 8.3667e-05
4158 | 8.7074e-05
4159 | 9.1708e-05
4160 | 9.61e-05
4161 | 9.9425e-05
4162 | 0.00010222
4163 | 0.00010469
4164 | 0.00010594
4165 | 0.00010432
4166 | 0.00010265
4167 | 0.00010127
4168 | 0.00010052
4169 | 0.00010023
4170 | 0.0001
4171 | 9.9194e-05
4172 | 9.7879e-05
4173 | 9.6534e-05
4174 | 9.4661e-05
4175 | 9.2451e-05
4176 | 8.9348e-05
4177 | 8.51e-05
4178 | 8.2334e-05
4179 | 8.0095e-05
4180 | 7.826e-05
4181 | 7.7423e-05
4182 | 7.8572e-05
4183 | 8.2193e-05
4184 | 8.6303e-05
4185 | 9.0158e-05
4186 | 9.392e-05
4187 | 9.6916e-05
4188 | 9.8764e-05
4189 | 9.7897e-05
4190 | 9.64e-05
4191 | 9.5257e-05
4192 | 9.4836e-05
4193 | 9.5539e-05
4194 | 9.6839e-05
4195 | 9.7762e-05
4196 | 9.7693e-05
4197 | 9.7138e-05
4198 | 9.5812e-05
4199 | 9.293e-05
4200 | 8.9606e-05
4201 | 9.1936e-05
4202 | 8.9529e-05
4203 | 8.7987e-05
4204 | 8.8023e-05
4205 | 9.3015e-05
4206 | 0.00010192
4207 | 0.00011014
4208 | 0.00011364
4209 | 0.0001144
4210 | 0.00011801
4211 | 0.00012318
4212 | 0.00012524
4213 | 0.00012512
4214 | 0.00012514
4215 | 0.00012381
4216 | 0.0001224
4217 | 0.0001198
4218 | 0.00011678
4219 | 0.00011371
4220 | 0.00011118
4221 | 0.00010933
4222 | 0.00010621
4223 | 0.00010219
4224 | 9.7587e-05
4225 | 9.3893e-05
4226 | 9.1732e-05
4227 | 9.0334e-05
4228 | 9.0413e-05
4229 | 9.5164e-05
4230 | 0.00010372
4231 | 0.00011173
4232 | 0.00011499
4233 | 0.00011562
4234 | 0.00011915
4235 | 0.00012417
4236 | 0.00012604
4237 | 0.00012585
4238 | 0.00012582
4239 | 0.00012432
4240 | 0.00012274
4241 | 0.00011993
4242 | 0.00011691
4243 | 0.0001139
4244 | 0.00011132
4245 | 0.00010942
4246 | 0.00010628
4247 | 0.00010231
4248 | 9.7593e-05
4249 | 9.3658e-05
4250 | 9.1163e-05
4251 | 8.9772e-05
4252 | 9.0074e-05
4253 | 9.4943e-05
4254 | 0.00010362
4255 | 0.00011167
4256 | 0.00011494
4257 | 0.00011561
4258 | 0.00011915
4259 | 0.00012418
4260 | 0.0001261
4261 | 0.00012584
4262 | 0.00012576
4263 | 0.00012432
4264 | 0.00012284
4265 | 0.00012019
4266 | 0.00011725
4267 | 0.00011418
4268 | 0.00011151
4269 | 0.0001096
4270 | 0.00010646
4271 | 0.00010241
4272 | 9.7581e-05
4273 | 9.4157e-05
4274 | 9.1927e-05
4275 | 9.0495e-05
4276 | 9.0509e-05
4277 | 9.5311e-05
4278 | 0.00010387
4279 | 0.00011201
4280 | 0.00011555
4281 | 0.00011628
4282 | 0.00012
4283 | 0.00012525
4284 | 0.00012742
4285 | 0.00012731
4286 | 0.00012743
4287 | 0.00012613
4288 | 0.00012471
4289 | 0.000122
4290 | 0.00011889
4291 | 0.0001157
4292 | 0.00011301
4293 | 0.00011112
4294 | 0.00010796
4295 | 0.00010373
4296 | 9.8812e-05
4297 | 9.579e-05
4298 | 9.3533e-05
4299 | 9.2057e-05
4300 | 9.2141e-05
4301 | 9.666e-05
4302 | 0.00010501
4303 | 0.0001128
4304 | 0.00011658
4305 | 0.00011774
4306 | 0.00012191
4307 | 0.00012744
4308 | 0.00012986
4309 | 0.00012986
4310 | 0.00013014
4311 | 0.00012892
4312 | 0.00012735
4313 | 0.00012457
4314 | 0.00012084
4315 | 0.00011709
4316 | 0.0001144
4317 | 0.00011288
4318 | 0.00010998
4319 | 0.00010561
4320 | 9.989e-05
4321 | 9.253e-05
4322 | 9.005e-05
4323 | 8.8117e-05
4324 | 8.6608e-05
4325 | 8.7044e-05
4326 | 8.9999e-05
4327 | 9.4984e-05
4328 | 9.9755e-05
4329 | 0.000104
4330 | 0.00010793
4331 | 0.00011129
4332 | 0.00011338
4333 | 0.00011233
4334 | 0.00011153
4335 | 0.0001106
4336 | 0.00010991
4337 | 0.0001091
4338 | 0.00010738
4339 | 0.00010515
4340 | 0.00010341
4341 | 0.00010255
4342 | 0.00010108
4343 | 9.8131e-05
4344 | 9.4248e-05
4345 | 8.9444e-05
4346 | 8.6701e-05
4347 | 8.4467e-05
4348 | 8.2607e-05
4349 | 8.1523e-05
4350 | 8.2227e-05
4351 | 8.6045e-05
4352 | 9.007e-05
4353 | 9.4456e-05
4354 | 9.9182e-05
4355 | 0.00010299
4356 | 0.0001057
4357 | 0.0001056
4358 | 0.00010503
4359 | 0.00010442
4360 | 0.00010416
4361 | 0.00010467
4362 | 0.00010465
4363 | 0.00010401
4364 | 0.0001031
4365 | 0.00010267
4366 | 0.00010187
4367 | 9.8482e-05
4368 | 9.448e-05
4369 | 9.6786e-05
4370 | 9.4159e-05
4371 | 9.2453e-05
4372 | 9.2443e-05
4373 | 9.7097e-05
4374 | 0.00010578
4375 | 0.00011426
4376 | 0.00011811
4377 | 0.00011979
4378 | 0.00012453
4379 | 0.00013055
4380 | 0.00013343
4381 | 0.00013397
4382 | 0.00013447
4383 | 0.00013328
4384 | 0.00013173
4385 | 0.00012884
4386 | 0.00012459
4387 | 0.00012026
4388 | 0.00011709
4389 | 0.00011549
4390 | 0.0001125
4391 | 0.00010789
4392 | 0.00010255
4393 | 9.7421e-05
4394 | 9.5046e-05
4395 | 9.3414e-05
4396 | 9.3195e-05
4397 | 9.7526e-05
4398 | 0.00010588
4399 | 0.00011423
4400 | 0.00011815
4401 | 0.00011978
4402 | 0.00012437
4403 | 0.0001303
4404 | 0.00013303
4405 | 0.00013336
4406 | 0.00013368
4407 | 0.00013245
4408 | 0.00013086
4409 | 0.00012795
4410 | 0.00012379
4411 | 0.00011947
4412 | 0.00011631
4413 | 0.00011476
4414 | 0.00011182
4415 | 0.00010733
4416 | 0.00010183
4417 | 9.7607e-05
4418 | 9.5238e-05
4419 | 9.3458e-05
4420 | 9.3433e-05
4421 | 9.7762e-05
4422 | 0.00010581
4423 | 0.00011396
4424 | 0.0001179
4425 | 0.00011948
4426 | 0.00012395
4427 | 0.00012981
4428 | 0.00013245
4429 | 0.00013264
4430 | 0.00013291
4431 | 0.00013165
4432 | 0.00013009
4433 | 0.00012715
4434 | 0.00012318
4435 | 0.0001191
4436 | 0.0001161
4437 | 0.0001146
4438 | 0.0001116
4439 | 0.00010723
4440 | 0.00010206
4441 | 9.6713e-05
4442 | 9.4451e-05
4443 | 9.2725e-05
4444 | 9.2554e-05
4445 | 9.6573e-05
4446 | 0.00010477
4447 | 0.00011292
4448 | 0.00011673
4449 | 0.00011817
4450 | 0.00012249
4451 | 0.00012811
4452 | 0.00013059
4453 | 0.00013085
4454 | 0.00013103
4455 | 0.00012975
4456 | 0.0001282
4457 | 0.0001254
4458 | 0.00012157
4459 | 0.00011771
4460 | 0.00011484
4461 | 0.00011329
4462 | 0.00011027
4463 | 0.00010603
4464 | 0.00010106
4465 | 9.5981e-05
4466 | 9.3681e-05
4467 | 9.1923e-05
4468 | 9.1791e-05
4469 | 9.6009e-05
4470 | 0.00010419
4471 | 0.00011229
4472 | 0.00011609
4473 | 0.00011748
4474 | 0.00012153
4475 | 0.00012693
4476 | 0.00012922
4477 | 0.00012916
4478 | 0.00012899
4479 | 0.00012739
4480 | 0.00012573
4481 | 0.00012293
4482 | 0.00011928
4483 | 0.00011558
4484 | 0.00011308
4485 | 0.00011154
4486 | 0.00010845
4487 | 0.00010438
4488 | 9.8994e-05
4489 | 9.223e-05
4490 | 8.9768e-05
4491 | 8.7747e-05
4492 | 8.6212e-05
4493 | 8.6658e-05
4494 | 8.9821e-05
4495 | 9.4625e-05
4496 | 9.9205e-05
4497 | 0.00010294
4498 | 0.00010624
4499 | 0.00010889
4500 | 0.0001103
4501 | 0.00010877
4502 | 0.00010727
4503 | 0.0001059
4504 | 0.00010507
4505 | 0.00010437
4506 | 0.00010332
4507 | 0.00010191
4508 | 0.0001007
4509 | 9.9898e-05
4510 | 9.8249e-05
4511 | 9.5928e-05
4512 | 9.246e-05
4513 | 8.7826e-05
4514 | 8.5009e-05
4515 | 8.2716e-05
4516 | 8.0765e-05
4517 | 7.983e-05
4518 | 8.0883e-05
4519 | 8.4284e-05
4520 | 8.829e-05
4521 | 9.2458e-05
4522 | 9.6366e-05
4523 | 9.9355e-05
4524 | 0.00010127
4525 | 0.00010044
4526 | 9.8827e-05
4527 | 9.7437e-05
4528 | 9.6744e-05
4529 | 9.6983e-05
4530 | 9.8055e-05
4531 | 9.9038e-05
4532 | 9.9334e-05
4533 | 9.9186e-05
4534 | 9.8062e-05
4535 | 9.5293e-05
4536 | 9.1793e-05
4537 | 9.2608e-05
4538 | 9.0129e-05
4539 | 8.8546e-05
4540 | 8.8919e-05
4541 | 9.4031e-05
4542 | 0.00010239
4543 | 0.00011024
4544 | 0.00011411
4545 | 0.00011517
4546 | 0.00011893
4547 | 0.00012411
4548 | 0.00012608
4549 | 0.0001259
4550 | 0.0001255
4551 | 0.00012377
4552 | 0.00012201
4553 | 0.00011919
4554 | 0.00011665
4555 | 0.00011415
4556 | 0.00011184
4557 | 0.00010992
4558 | 0.0001064
4559 | 0.00010243
4560 | 9.7933e-05
4561 | 9.4662e-05
4562 | 9.2452e-05
4563 | 9.0945e-05
4564 | 9.1126e-05
4565 | 9.5865e-05
4566 | 0.00010395
4567 | 0.00011161
4568 | 0.00011524
4569 | 0.00011597
4570 | 0.00011954
4571 | 0.00012463
4572 | 0.00012644
4573 | 0.0001262
4574 | 0.00012581
4575 | 0.00012406
4576 | 0.00012244
4577 | 0.00011977
4578 | 0.00011731
4579 | 0.00011481
4580 | 0.00011243
4581 | 0.00011048
4582 | 0.00010702
4583 | 0.00010314
4584 | 9.8432e-05
4585 | 9.4129e-05
4586 | 9.1942e-05
4587 | 9.0462e-05
4588 | 9.0731e-05
4589 | 9.5598e-05
4590 | 0.00010348
4591 | 0.00011085
4592 | 0.0001144
4593 | 0.00011506
4594 | 0.00011858
4595 | 0.00012368
4596 | 0.00012547
4597 | 0.00012524
4598 | 0.00012495
4599 | 0.00012328
4600 | 0.00012173
4601 | 0.00011907
4602 | 0.00011669
4603 | 0.00011425
4604 | 0.00011188
4605 | 0.00010995
4606 | 0.00010654
4607 | 0.00010268
4608 | 9.8113e-05
4609 | 9.4921e-05
4610 | 9.2654e-05
4611 | 9.1098e-05
4612 | 9.1197e-05
4613 | 9.5653e-05
4614 | 0.00010321
4615 | 0.00011124
4616 | 0.00011488
4617 | 0.00011591
4618 | 0.00011982
4619 | 0.0001252
4620 | 0.00012733
4621 | 0.00012725
4622 | 0.0001271
4623 | 0.00012559
4624 | 0.00012411
4625 | 0.00012153
4626 | 0.00011876
4627 | 0.0001158
4628 | 0.00011328
4629 | 0.00011155
4630 | 0.0001083
4631 | 0.00010412
4632 | 9.8868e-05
4633 | 9.4587e-05
4634 | 9.2253e-05
4635 | 9.0586e-05
4636 | 9.0692e-05
4637 | 9.5089e-05
4638 | 0.00010225
4639 | 0.00010914
4640 | 0.00011279
4641 | 0.00011447
4642 | 0.00011877
4643 | 0.00012441
4644 | 0.00012711
4645 | 0.00012679
4646 | 0.00012657
4647 | 0.00012512
4648 | 0.00012356
4649 | 0.00012092
4650 | 0.00011765
4651 | 0.00011421
4652 | 0.00011175
4653 | 0.00011052
4654 | 0.00010759
4655 | 0.00010356
4656 | 9.8715e-05
4657 | 9.1884e-05
4658 | 8.9457e-05
4659 | 8.7458e-05
4660 | 8.5881e-05
4661 | 8.6213e-05
4662 | 8.8668e-05
4663 | 9.331e-05
4664 | 9.7989e-05
4665 | 0.00010225
4666 | 0.00010605
4667 | 0.00010918
4668 | 0.00011104
4669 | 0.00010952
4670 | 0.00010815
4671 | 0.00010688
4672 | 0.00010604
4673 | 0.00010528
4674 | 0.00010421
4675 | 0.00010305
4676 | 0.00010252
4677 | 0.00010217
4678 | 0.00010032
4679 | 9.7602e-05
4680 | 9.4273e-05
4681 | 9.0012e-05
4682 | 8.728e-05
4683 | 8.4989e-05
4684 | 8.278e-05
4685 | 8.1718e-05
4686 | 8.2836e-05
4687 | 8.6535e-05
4688 | 9.0722e-05
4689 | 9.5024e-05
4690 | 9.9413e-05
4691 | 0.00010278
4692 | 0.00010517
4693 | 0.00010477
4694 | 0.00010371
4695 | 0.00010269
4696 | 0.00010215
4697 | 0.0001025
4698 | 0.00010294
4699 | 0.00010285
4700 | 0.00010265
4701 | 0.00010273
4702 | 0.00010176
4703 | 9.8685e-05
4704 | 9.4938e-05
4705 | 9.6792e-05
4706 | 9.4128e-05
4707 | 9.2385e-05
4708 | 9.2352e-05
4709 | 9.674e-05
4710 | 0.00010491
4711 | 0.00011308
4712 | 0.00011749
4713 | 0.00011946
4714 | 0.00012425
4715 | 0.00013036
4716 | 0.00013335
4717 | 0.00013373
4718 | 0.000134
4719 | 0.00013287
4720 | 0.00013139
4721 | 0.00012858
4722 | 0.00012468
4723 | 0.00012048
4724 | 0.00011758
4725 | 0.00011628
4726 | 0.00011316
4727 | 0.00010862
4728 | 0.00010348
4729 | 9.8364e-05
4730 | 9.6027e-05
4731 | 9.4432e-05
4732 | 9.4383e-05
4733 | 9.8315e-05
4734 | 0.00010646
4735 | 0.00011448
4736 | 0.00011894
4737 | 0.00012079
4738 | 0.00012518
4739 | 0.00013082
4740 | 0.00013315
4741 | 0.00013302
4742 | 0.00013275
4743 | 0.00013101
4744 | 0.00012914
4745 | 0.00012605
4746 | 0.00012225
4747 | 0.00011822
4748 | 0.00011551
4749 | 0.00011401
4750 | 0.00011057
4751 | 0.00010644
4752 | 0.00010153
4753 | 9.5426e-05
4754 | 9.3156e-05
4755 | 9.1424e-05
4756 | 9.1515e-05
4757 | 9.5974e-05
4758 | 0.00010426
4759 | 0.00011208
4760 | 0.00011599
4761 | 0.0001171
4762 | 0.00012079
4763 | 0.00012595
4764 | 0.00012768
4765 | 0.00012744
4766 | 0.00012702
4767 | 0.00012524
4768 | 0.00012346
4769 | 0.00012043
4770 | 0.00011747
4771 | 0.00011455
4772 | 0.00011233
4773 | 0.00011059
4774 | 0.00010709
4775 | 0.00010324
4776 | 9.8729e-05
4777 | 9.4016e-05
4778 | 9.1774e-05
4779 | 9.0297e-05
4780 | 9.0263e-05
4781 | 9.5112e-05
4782 | 0.00010344
4783 | 0.00011083
4784 | 0.00011449
4785 | 0.00011528
4786 | 0.00011888
4787 | 0.00012402
4788 | 0.00012589
4789 | 0.00012571
4790 | 0.0001254
4791 | 0.00012375
4792 | 0.00012211
4793 | 0.0001193
4794 | 0.00011681
4795 | 0.00011427
4796 | 0.00011198
4797 | 0.00011008
4798 | 0.00010651
4799 | 0.00010262
4800 | 9.8074e-05
4801 | 9.4902e-05
4802 | 9.2603e-05
4803 | 9.1046e-05
4804 | 9.1241e-05
4805 | 9.5845e-05
4806 | 0.00010348
4807 | 0.00011089
4808 | 0.00011475
4809 | 0.00011578
4810 | 0.00011953
4811 | 0.00012483
4812 | 0.00012691
4813 | 0.00012668
4814 | 0.00012643
4815 | 0.00012481
4816 | 0.00012316
4817 | 0.00012047
4818 | 0.00011784
4819 | 0.00011505
4820 | 0.00011286
4821 | 0.00011125
4822 | 0.0001078
4823 | 0.00010369
4824 | 9.845e-05
4825 | 9.1774e-05
4826 | 8.9311e-05
4827 | 8.7358e-05
4828 | 8.5927e-05
4829 | 8.6615e-05
4830 | 8.949e-05
4831 | 9.4064e-05
4832 | 9.8704e-05
4833 | 0.00010286
4834 | 0.00010657
4835 | 0.00010981
4836 | 0.0001117
4837 | 0.00011056
4838 | 0.00010962
4839 | 0.00010866
4840 | 0.00010799
4841 | 0.00010734
4842 | 0.00010646
4843 | 0.00010511
4844 | 0.00010391
4845 | 0.00010322
4846 | 0.0001013
4847 | 9.8137e-05
4848 | 9.4273e-05
4849 | 9.0155e-05
4850 | 8.7428e-05
4851 | 8.5266e-05
4852 | 8.3464e-05
4853 | 8.2565e-05
4854 | 8.3594e-05
4855 | 8.7097e-05
4856 | 9.1061e-05
4857 | 9.5449e-05
4858 | 9.9943e-05
4859 | 0.00010352
4860 | 0.00010596
4861 | 0.00010562
4862 | 0.00010475
4863 | 0.00010377
4864 | 0.00010322
4865 | 0.00010339
4866 | 0.0001038
4867 | 0.00010378
4868 | 0.0001034
4869 | 0.00010333
4870 | 0.00010214
4871 | 9.8768e-05
4872 | 9.474e-05
4873 | 9.7e-05
4874 | 9.4343e-05
4875 | 9.2654e-05
4876 | 9.2694e-05
4877 | 9.6784e-05
4878 | 0.00010544
4879 | 0.00011393
4880 | 0.00011862
4881 | 0.00012088
4882 | 0.00012583
4883 | 0.00013194
4884 | 0.00013467
4885 | 0.00013489
4886 | 0.00013483
4887 | 0.00013325
4888 | 0.00013149
4889 | 0.0001284
4890 | 0.00012442
4891 | 0.00012029
4892 | 0.00011754
4893 | 0.00011606
4894 | 0.0001125
4895 | 0.00010787
4896 | 0.00010261
4897 | 9.8542e-05
4898 | 9.6101e-05
4899 | 9.4404e-05
4900 | 9.4414e-05
4901 | 9.8679e-05
4902 | 0.00010662
4903 | 0.00011418
4904 | 0.00011884
4905 | 0.00012076
4906 | 0.0001254
4907 | 0.00013132
4908 | 0.00013399
4909 | 0.00013406
4910 | 0.00013395
4911 | 0.00013235
4912 | 0.00013061
4913 | 0.00012763
4914 | 0.00012402
4915 | 0.00011994
4916 | 0.00011712
4917 | 0.00011563
4918 | 0.00011205
4919 | 0.00010767
4920 | 0.00010271
4921 | 9.7547e-05
4922 | 9.5144e-05
4923 | 9.351e-05
4924 | 9.3649e-05
4925 | 9.817e-05
4926 | 0.00010618
4927 | 0.00011343
4928 | 0.00011776
4929 | 0.00011936
4930 | 0.00012361
4931 | 0.00012923
4932 | 0.00013158
4933 | 0.00013146
4934 | 0.00013123
4935 | 0.00012958
4936 | 0.00012783
4937 | 0.00012486
4938 | 0.00012189
4939 | 0.00011862
4940 | 0.00011602
4941 | 0.00011441
4942 | 0.00011078
4943 | 0.00010651
4944 | 0.00010168
4945 | 9.6467e-05
4946 | 9.4107e-05
4947 | 9.2499e-05
4948 | 9.2646e-05
4949 | 9.715e-05
4950 | 0.00010515
4951 | 0.00011246
4952 | 0.00011613
4953 | 0.00011738
4954 | 0.00012153
4955 | 0.00012716
4956 | 0.0001296
4957 | 0.00012969
4958 | 0.00012962
4959 | 0.00012815
4960 | 0.00012662
4961 | 0.0001239
4962 | 0.00012096
4963 | 0.00011777
4964 | 0.00011521
4965 | 0.0001136
4966 | 0.00011013
4967 | 0.00010588
4968 | 0.00010105
4969 | 9.6296e-05
4970 | 9.3986e-05
4971 | 9.2396e-05
4972 | 9.2687e-05
4973 | 9.7272e-05
4974 | 0.00010516
4975 | 0.00011241
4976 | 0.00011609
4977 | 0.00011748
4978 | 0.00012165
4979 | 0.00012725
4980 | 0.00012971
4981 | 0.00012946
4982 | 0.00012926
4983 | 0.00012765
4984 | 0.00012598
4985 | 0.00012343
4986 | 0.00012047
4987 | 0.00011683
4988 | 0.00011406
4989 | 0.00011237
4990 | 0.00010884
4991 | 0.00010463
4992 | 9.9435e-05
4993 | 9.174e-05
4994 | 8.9319e-05
4995 | 8.731e-05
4996 | 8.5953e-05
4997 | 8.6504e-05
4998 | 8.9348e-05
4999 | 9.3705e-05
5000 | 9.8154e-05
5001 | 0.00010213
5002 | 0.00010566
5003 | 0.00010869
5004 | 0.00011041
5005 | 0.00010907
5006 | 0.00010777
5007 | 0.00010658
5008 | 0.00010585
5009 | 0.00010536
5010 | 0.00010479
5011 | 0.00010346
5012 | 0.00010234
5013 | 0.00010164
5014 | 9.9565e-05
5015 | 9.6905e-05
5016 | 9.3327e-05
5017 | 8.8357e-05
5018 | 8.5649e-05
5019 | 8.3402e-05
5020 | 8.157e-05
5021 | 8.0616e-05
5022 | 8.1685e-05
5023 | 8.4804e-05
5024 | 8.8674e-05
5025 | 9.2789e-05
5026 | 9.7014e-05
5027 | 0.00010046
5028 | 0.00010286
5029 | 0.00010246
5030 | 0.00010145
5031 | 0.00010053
5032 | 0.00010015
5033 | 0.00010081
5034 | 0.00010187
5035 | 0.00010226
5036 | 0.00010202
5037 | 0.00010195
5038 | 0.0001006
5039 | 9.7303e-05
5040 | 9.3507e-05
5041 | 9.5751e-05
5042 | 9.3213e-05
5043 | 9.1308e-05
5044 | 9.1619e-05
5045 | 9.6293e-05
5046 | 0.0001043
5047 | 0.00011188
5048 | 0.00011569
5049 | 0.0001173
5050 | 0.00012177
5051 | 0.00012757
5052 | 0.00013029
5053 | 0.00013039
5054 | 0.00013014
5055 | 0.00012846
5056 | 0.00012679
5057 | 0.00012396
5058 | 0.00012092
5059 | 0.0001176
5060 | 0.00011523
5061 | 0.00011378
5062 | 0.00011014
5063 | 0.00010586
5064 | 0.00010111
5065 | 9.5917e-05
5066 | 9.3626e-05
5067 | 9.2e-05
5068 | 9.2217e-05
5069 | 9.639e-05
5070 | 0.00010374
5071 | 0.00011081
5072 | 0.00011463
5073 | 0.00011578
5074 | 0.00011996
5075 | 0.00012563
5076 | 0.00012811
5077 | 0.00012823
5078 | 0.00012802
5079 | 0.00012648
5080 | 0.00012502
5081 | 0.00012259
5082 | 0.00011972
5083 | 0.00011641
5084 | 0.00011401
5085 | 0.00011252
5086 | 0.00010901
5087 | 0.00010489
5088 | 0.00010021
5089 | 9.5707e-05
5090 | 9.346e-05
5091 | 9.1904e-05
5092 | 9.1964e-05
5093 | 9.6349e-05
5094 | 0.00010382
5095 | 0.00011113
5096 | 0.0001148
5097 | 0.00011609
5098 | 0.00012023
5099 | 0.00012583
5100 | 0.00012834
5101 | 0.00012832
5102 | 0.00012811
5103 | 0.00012661
5104 | 0.00012512
5105 | 0.00012272
5106 | 0.00011993
5107 | 0.00011673
5108 | 0.00011447
5109 | 0.00011302
5110 | 0.00010958
5111 | 0.00010523
5112 | 0.00010029
5113 | 9.5227e-05
5114 | 9.2968e-05
5115 | 9.1403e-05
5116 | 9.1244e-05
5117 | 9.5361e-05
5118 | 0.00010356
5119 | 0.00011118
5120 | 0.00011491
5121 | 0.00011639
5122 | 0.00012051
5123 | 0.00012593
5124 | 0.00012817
5125 | 0.000128
5126 | 0.00012752
5127 | 0.00012577
5128 | 0.00012408
5129 | 0.00012152
5130 | 0.00011846
5131 | 0.0001151
5132 | 0.00011291
5133 | 0.00011149
5134 | 0.00010796
5135 | 0.00010371
5136 | 9.8727e-05
5137 | 9.5542e-05
5138 | 9.3242e-05
5139 | 9.1647e-05
5140 | 9.1847e-05
5141 | 9.6219e-05
5142 | 0.00010382
5143 | 0.000111
5144 | 0.00011439
5145 | 0.00011552
5146 | 0.00011933
5147 | 0.00012454
5148 | 0.00012654
5149 | 0.00012636
5150 | 0.00012585
5151 | 0.00012399
5152 | 0.00012225
5153 | 0.00011976
5154 | 0.00011701
5155 | 0.0001139
5156 | 0.00011175
5157 | 0.00011044
5158 | 0.00010694
5159 | 0.00010297
5160 | 9.8248e-05
5161 | 9.0612e-05
5162 | 8.8166e-05
5163 | 8.6224e-05
5164 | 8.4866e-05
5165 | 8.5548e-05
5166 | 8.8652e-05
5167 | 9.287e-05
5168 | 9.7326e-05
5169 | 0.00010137
5170 | 0.00010493
5171 | 0.00010799
5172 | 0.00010978
5173 | 0.00010854
5174 | 0.00010736
5175 | 0.00010619
5176 | 0.00010554
5177 | 0.00010509
5178 | 0.00010449
5179 | 0.0001031
5180 | 0.00010191
5181 | 0.00010131
5182 | 9.9263e-05
5183 | 9.6329e-05
5184 | 9.2789e-05
5185 | 8.7483e-05
5186 | 8.4806e-05
5187 | 8.2623e-05
5188 | 8.0936e-05
5189 | 8.0024e-05
5190 | 8.1199e-05
5191 | 8.4365e-05
5192 | 8.8274e-05
5193 | 9.2388e-05
5194 | 9.6654e-05
5195 | 0.00010008
5196 | 0.00010241
5197 | 0.00010207
5198 | 0.00010117
5199 | 0.00010031
5200 | 9.9971e-05
5201 | 0.00010047
5202 | 0.00010128
5203 | 0.00010161
5204 | 0.00010141
5205 | 0.00010145
5206 | 0.00010012
5207 | 9.6619e-05
5208 | 9.2533e-05
5209 | 9.2791e-05
5210 | 9.023e-05
5211 | 8.8552e-05
5212 | 8.8803e-05
5213 | 9.3044e-05
5214 | 0.00010049
5215 | 0.00010708
5216 | 0.00011019
5217 | 0.00011162
5218 | 0.00011618
5219 | 0.00012211
5220 | 0.00012521
5221 | 0.00012549
5222 | 0.00012545
5223 | 0.0001241
5224 | 0.00012269
5225 | 0.00012035
5226 | 0.00011735
5227 | 0.00011416
5228 | 0.00011188
5229 | 0.00011061
5230 | 0.00010742
5231 | 0.00010294
5232 | 9.7986e-05
5233 | 9.3771e-05
5234 | 9.1537e-05
5235 | 8.996e-05
5236 | 9.0305e-05
5237 | 9.4517e-05
5238 | 0.00010203
5239 | 0.00010859
5240 | 0.00011182
5241 | 0.00011294
5242 | 0.00011726
5243 | 0.00012292
5244 | 0.00012566
5245 | 0.00012576
5246 | 0.00012556
5247 | 0.00012408
5248 | 0.00012255
5249 | 0.00012015
5250 | 0.00011706
5251 | 0.00011365
5252 | 0.00011131
5253 | 0.00010998
5254 | 0.00010672
5255 | 0.00010244
5256 | 9.7632e-05
5257 | 9.265e-05
5258 | 9.0445e-05
5259 | 8.8889e-05
5260 | 8.9254e-05
5261 | 9.3524e-05
5262 | 0.00010092
5263 | 0.00010771
5264 | 0.00011075
5265 | 0.00011167
5266 | 0.00011572
5267 | 0.00012114
5268 | 0.00012373
5269 | 0.00012364
5270 | 0.00012327
5271 | 0.00012175
5272 | 0.00012026
5273 | 0.00011795
5274 | 0.00011522
5275 | 0.00011219
5276 | 0.00011004
5277 | 0.00010865
5278 | 0.00010531
5279 | 0.00010109
5280 | 9.6402e-05
5281 | 9.2058e-05
5282 | 8.9815e-05
5283 | 8.8334e-05
5284 | 8.8778e-05
5285 | 9.3087e-05
5286 | 0.0001005
5287 | 0.00010724
5288 | 0.00011025
5289 | 0.0001113
5290 | 0.0001153
5291 | 0.00012068
5292 | 0.00012318
5293 | 0.00012297
5294 | 0.00012256
5295 | 0.000121
5296 | 0.00011952
5297 | 0.00011729
5298 | 0.00011481
5299 | 0.00011199
5300 | 0.00010993
5301 | 0.00010844
5302 | 0.00010495
5303 | 0.00010072
5304 | 9.6134e-05
5305 | 9.208e-05
5306 | 8.9835e-05
5307 | 8.8211e-05
5308 | 8.8653e-05
5309 | 9.2765e-05
5310 | 0.00010031
5311 | 0.00010696
5312 | 0.00010984
5313 | 0.00011096
5314 | 0.00011502
5315 | 0.00012043
5316 | 0.00012308
5317 | 0.00012293
5318 | 0.00012249
5319 | 0.00012091
5320 | 0.0001195
5321 | 0.00011748
5322 | 0.00011512
5323 | 0.00011211
5324 | 0.00010989
5325 | 0.00010841
5326 | 0.00010496
5327 | 0.00010076
5328 | 9.5743e-05
5329 | 9.0787e-05
5330 | 8.8334e-05
5331 | 8.6482e-05
5332 | 8.5233e-05
5333 | 8.5749e-05
5334 | 8.8807e-05
5335 | 9.3277e-05
5336 | 9.7876e-05
5337 | 0.00010201
5338 | 0.00010565
5339 | 0.00010862
5340 | 0.00011031
5341 | 0.00010898
5342 | 0.00010781
5343 | 0.00010667
5344 | 0.00010602
5345 | 0.00010559
5346 | 0.00010476
5347 | 0.00010315
5348 | 0.000102
5349 | 0.00010144
5350 | 9.9135e-05
5351 | 9.6016e-05
5352 | 9.2414e-05
5353 | 8.811e-05
5354 | 8.5384e-05
5355 | 8.3186e-05
5356 | 8.1519e-05
5357 | 8.0618e-05
5358 | 8.1804e-05
5359 | 8.5032e-05
5360 | 8.8926e-05
5361 | 9.2969e-05
5362 | 9.7223e-05
5363 | 0.00010066
5364 | 0.00010302
5365 | 0.00010261
5366 | 0.00010163
5367 | 0.00010079
5368 | 0.00010054
5369 | 0.00010145
5370 | 0.00010237
5371 | 0.00010243
5372 | 0.00010201
5373 | 0.00010193
5374 | 0.00010039
5375 | 9.6881e-05
5376 | 9.2968e-05
5377 | 9.259e-05
5378 | 9.0039e-05
5379 | 8.8451e-05
5380 | 8.9033e-05
5381 | 9.3655e-05
5382 | 0.00010141
5383 | 0.00010813
5384 | 0.00011122
5385 | 0.00011261
5386 | 0.00011711
5387 | 0.00012296
5388 | 0.00012601
5389 | 0.0001261
5390 | 0.00012582
5391 | 0.00012432
5392 | 0.00012293
5393 | 0.00012085
5394 | 0.00011843
5395 | 0.00011536
5396 | 0.00011288
5397 | 0.00011118
5398 | 0.00010745
5399 | 0.00010288
5400 | 9.7375e-05
5401 | 9.3242e-05
5402 | 9.0887e-05
5403 | 8.9322e-05
5404 | 8.9915e-05
5405 | 9.4376e-05
5406 | 0.00010132
5407 | 0.00010702
5408 | 0.00010969
5409 | 0.00011108
5410 | 0.00011557
5411 | 0.0001214
5412 | 0.00012446
5413 | 0.00012442
5414 | 0.0001241
5415 | 0.00012259
5416 | 0.0001212
5417 | 0.00011915
5418 | 0.00011671
5419 | 0.00011376
5420 | 0.00011176
5421 | 0.00011049
5422 | 0.00010689
5423 | 0.00010253
5424 | 9.7454e-05
5425 | 9.3274e-05
5426 | 9.0937e-05
5427 | 8.919e-05
5428 | 8.9198e-05
5429 | 9.1578e-05
5430 | 9.6045e-05
5431 | 9.8689e-05
5432 | 9.9632e-05
5433 | 0.00010054
5434 | 0.00010526
5435 | 0.0001111
5436 | 0.00011474
5437 | 0.00011479
5438 | 0.00011435
5439 | 0.00011304
5440 | 0.00011194
5441 | 0.00011079
5442 | 0.00010959
5443 | 0.00010787
5444 | 0.00010702
5445 | 0.00010655
5446 | 0.00010435
5447 | 0.00010074
5448 | 9.727e-05
5449 | 9.5656e-05
5450 | 9.3281e-05
5451 | 9.1766e-05
5452 | 9.2243e-05
5453 | 9.6443e-05
5454 | 0.00010366
5455 | 0.00011035
5456 | 0.00011359
5457 | 0.00011537
5458 | 0.0001203
5459 | 0.00012652
5460 | 0.00012981
5461 | 0.00013013
5462 | 0.00013017
5463 | 0.00012892
5464 | 0.0001276
5465 | 0.00012538
5466 | 0.0001224
5467 | 0.00011884
5468 | 0.00011628
5469 | 0.00011477
5470 | 0.00011122
5471 | 0.00010637
5472 | 0.00010167
5473 | 9.6735e-05
5474 | 9.419e-05
5475 | 9.2638e-05
5476 | 9.3085e-05
5477 | 9.7321e-05
5478 | 0.00010438
5479 | 0.00011073
5480 | 0.00011357
5481 | 0.00011513
5482 | 0.00012
5483 | 0.00012628
5484 | 0.00012971
5485 | 0.0001299
5486 | 0.00012978
5487 | 0.0001286
5488 | 0.00012729
5489 | 0.00012517
5490 | 0.00012237
5491 | 0.00011894
5492 | 0.00011652
5493 | 0.00011485
5494 | 0.00011127
5495 | 0.00010649
5496 | 0.00010051
5497 | 9.3581e-05
5498 | 9.115e-05
5499 | 8.9292e-05
5500 | 8.8174e-05
5501 | 8.8775e-05
5502 | 9.1619e-05
5503 | 9.5947e-05
5504 | 0.00010045
5505 | 0.00010468
5506 | 0.00010874
5507 | 0.00011218
5508 | 0.00011431
5509 | 0.00011345
5510 | 0.00011274
5511 | 0.00011192
5512 | 0.00011151
5513 | 0.00011128
5514 | 0.00011025
5515 | 0.00010811
5516 | 0.00010654
5517 | 0.00010589
5518 | 0.00010359
5519 | 0.00010034
5520 | 9.6243e-05
5521 | 9.1037e-05
5522 | 8.838e-05
5523 | 8.6219e-05
5524 | 8.4649e-05
5525 | 8.367e-05
5526 | 8.4677e-05
5527 | 8.7492e-05
5528 | 9.1089e-05
5529 | 9.5313e-05
5530 | 9.9923e-05
5531 | 0.00010369
5532 | 0.0001065
5533 | 0.00010651
5534 | 0.00010611
5535 | 0.00010557
5536 | 0.00010547
5537 | 0.00010631
5538 | 0.00010696
5539 | 0.00010655
5540 | 0.00010606
5541 | 0.00010593
5542 | 0.0001045
5543 | 0.00010086
5544 | 9.6613e-05
5545 | 9.9629e-05
5546 | 9.7198e-05
5547 | 9.5639e-05
5548 | 9.6144e-05
5549 | 0.0001006
5550 | 0.00010816
5551 | 0.00011512
5552 | 0.00011842
5553 | 0.00012022
5554 | 0.00012507
5555 | 0.00013124
5556 | 0.00013443
5557 | 0.00013499
5558 | 0.00013526
5559 | 0.00013392
5560 | 0.00013245
5561 | 0.00012989
5562 | 0.00012644
5563 | 0.00012296
5564 | 0.00012045
5565 | 0.00011869
5566 | 0.00011508
5567 | 0.0001103
5568 | 0.00010502
5569 | 9.8335e-05
5570 | 9.6109e-05
5571 | 9.4672e-05
5572 | 9.5278e-05
5573 | 9.9837e-05
5574 | 0.00010753
5575 | 0.00011399
5576 | 0.00011738
5577 | 0.0001187
5578 | 0.00012314
5579 | 0.00012891
5580 | 0.0001317
5581 | 0.00013186
5582 | 0.00013176
5583 | 0.00013029
5584 | 0.00012884
5585 | 0.00012641
5586 | 0.00012341
5587 | 0.00011985
5588 | 0.00011728
5589 | 0.00011543
5590 | 0.00011154
5591 | 0.00010702
5592 | 0.00010189
5593 | 9.8108e-05
5594 | 9.5825e-05
5595 | 9.4329e-05
5596 | 9.5002e-05
5597 | 9.9616e-05
5598 | 0.00010713
5599 | 0.00011301
5600 | 0.00011633
5601 | 0.00011747
5602 | 0.00012177
5603 | 0.00012755
5604 | 0.00013042
5605 | 0.00013054
5606 | 0.00013034
5607 | 0.00012882
5608 | 0.00012745
5609 | 0.00012532
5610 | 0.00012285
5611 | 0.00011959
5612 | 0.00011702
5613 | 0.00011516
5614 | 0.00011132
5615 | 0.00010701
5616 | 0.00010209
5617 | 9.7438e-05
5618 | 9.5107e-05
5619 | 9.3603e-05
5620 | 9.4093e-05
5621 | 9.8581e-05
5622 | 0.0001061
5623 | 0.00011181
5624 | 0.00011524
5625 | 0.00011645
5626 | 0.00012068
5627 | 0.00012645
5628 | 0.00012928
5629 | 0.00012945
5630 | 0.00012938
5631 | 0.00012799
5632 | 0.00012672
5633 | 0.00012463
5634 | 0.00012233
5635 | 0.00011949
5636 | 0.00011712
5637 | 0.00011519
5638 | 0.00011129
5639 | 0.00010683
5640 | 0.00010182
5641 | 9.6596e-05
5642 | 9.4401e-05
5643 | 9.3036e-05
5644 | 9.3687e-05
5645 | 9.8255e-05
5646 | 0.00010581
5647 | 0.00011175
5648 | 0.00011471
5649 | 0.00011557
5650 | 0.00011956
5651 | 0.00012505
5652 | 0.00012766
5653 | 0.00012762
5654 | 0.0001275
5655 | 0.000126
5656 | 0.00012466
5657 | 0.00012265
5658 | 0.00012032
5659 | 0.00011744
5660 | 0.00011511
5661 | 0.00011309
5662 | 0.00010922
5663 | 0.00010495
5664 | 0.00010002
5665 | 9.2242e-05
5666 | 8.993e-05
5667 | 8.8094e-05
5668 | 8.7142e-05
5669 | 8.7896e-05
5670 | 9.0921e-05
5671 | 9.4938e-05
5672 | 9.917e-05
5673 | 0.00010292
5674 | 0.00010636
5675 | 0.00010911
5676 | 0.00011068
5677 | 0.00010932
5678 | 0.00010808
5679 | 0.00010684
5680 | 0.00010627
5681 | 0.00010615
5682 | 0.00010558
5683 | 0.00010399
5684 | 0.00010284
5685 | 0.0001017
5686 | 9.9096e-05
5687 | 9.6451e-05
5688 | 9.2918e-05
5689 | 8.7406e-05
5690 | 8.4767e-05
5691 | 8.2646e-05
5692 | 8.1104e-05
5693 | 8.0253e-05
5694 | 8.1642e-05
5695 | 8.475e-05
5696 | 8.859e-05
5697 | 9.2546e-05
5698 | 9.6684e-05
5699 | 9.9938e-05
5700 | 0.00010211
5701 | 0.00010142
5702 | 0.00010021
5703 | 9.9246e-05
5704 | 9.9092e-05
5705 | 0.00010021
5706 | 0.00010142
5707 | 0.00010172
5708 | 0.00010186
5709 | 0.00010116
5710 | 9.9054e-05
5711 | 9.5677e-05
5712 | 9.1873e-05
5713 | 9.5408e-05
5714 | 9.2906e-05
5715 | 9.1423e-05
5716 | 9.2157e-05
5717 | 9.6746e-05
5718 | 0.00010513
5719 | 0.00011234
5720 | 0.0001159
5721 | 0.00011708
5722 | 0.0001214
5723 | 0.00012715
5724 | 0.00012987
5725 | 0.00013004
5726 | 0.00012985
5727 | 0.00012842
5728 | 0.00012711
5729 | 0.00012503
5730 | 0.0001226
5731 | 0.00011984
5732 | 0.00011743
5733 | 0.00011507
5734 | 0.00011107
5735 | 0.00010651
5736 | 0.00010162
5737 | 9.8141e-05
5738 | 9.5873e-05
5739 | 9.4217e-05
5740 | 9.4861e-05
5741 | 9.9638e-05
5742 | 0.00010765
5743 | 0.00011443
5744 | 0.00011785
5745 | 0.00011907
5746 | 0.00012335
5747 | 0.00012904
5748 | 0.0001317
5749 | 0.00013171
5750 | 0.00013144
5751 | 0.00012992
5752 | 0.00012851
5753 | 0.00012622
5754 | 0.00012361
5755 | 0.00012054
5756 | 0.00011811
5757 | 0.00011575
5758 | 0.00011159
5759 | 0.0001071
5760 | 0.00010201
5761 | 9.683e-05
5762 | 9.46e-05
5763 | 9.3153e-05
5764 | 9.392e-05
5765 | 9.8745e-05
5766 | 0.00010653
5767 | 0.00011273
5768 | 0.0001157
5769 | 0.00011637
5770 | 0.00012018
5771 | 0.00012546
5772 | 0.00012772
5773 | 0.00012756
5774 | 0.0001271
5775 | 0.00012549
5776 | 0.00012413
5777 | 0.00012198
5778 | 0.00011995
5779 | 0.00011731
5780 | 0.00011485
5781 | 0.0001124
5782 | 0.00010828
5783 | 0.00010429
5784 | 9.9714e-05
5785 | 9.4364e-05
5786 | 9.2135e-05
5787 | 9.0721e-05
5788 | 9.1629e-05
5789 | 9.6694e-05
5790 | 0.00010417
5791 | 0.00011041
5792 | 0.00011318
5793 | 0.00011368
5794 | 0.00011726
5795 | 0.00012244
5796 | 0.00012461
5797 | 0.00012425
5798 | 0.00012369
5799 | 0.00012198
5800 | 0.00012065
5801 | 0.00011869
5802 | 0.00011724
5803 | 0.00011523
5804 | 0.00011293
5805 | 0.00011026
5806 | 0.00010609
5807 | 0.00010213
5808 | 9.7799e-05
5809 | 9.4651e-05
5810 | 9.2361e-05
5811 | 9.0925e-05
5812 | 9.1741e-05
5813 | 9.6744e-05
5814 | 0.0001046
5815 | 0.00011052
5816 | 0.0001135
5817 | 0.00011429
5818 | 0.00011799
5819 | 0.00012331
5820 | 0.00012567
5821 | 0.00012546
5822 | 0.00012507
5823 | 0.00012364
5824 | 0.00012254
5825 | 0.00012088
5826 | 0.00011935
5827 | 0.00011718
5828 | 0.00011496
5829 | 0.00011232
5830 | 0.0001082
5831 | 0.00010391
5832 | 9.853e-05
5833 | 9.1587e-05
5834 | 8.9189e-05
5835 | 8.7422e-05
5836 | 8.6627e-05
5837 | 8.7681e-05
5838 | 9.0842e-05
5839 | 9.5074e-05
5840 | 9.9303e-05
5841 | 0.00010302
5842 | 0.00010636
5843 | 0.00010923
5844 | 0.00011073
5845 | 0.00010935
5846 | 0.00010812
5847 | 0.00010689
5848 | 0.00010632
5849 | 0.00010634
5850 | 0.00010585
5851 | 0.0001047
5852 | 0.00010352
5853 | 0.00010192
5854 | 9.8906e-05
5855 | 9.6058e-05
5856 | 9.2335e-05
5857 | 8.6824e-05
5858 | 8.4179e-05
5859 | 8.2055e-05
5860 | 8.0579e-05
5861 | 7.9844e-05
5862 | 8.1174e-05
5863 | 8.4256e-05
5864 | 8.7971e-05
5865 | 9.1733e-05
5866 | 9.5718e-05
5867 | 9.8796e-05
5868 | 0.00010079
5869 | 9.9893e-05
5870 | 9.8456e-05
5871 | 9.7396e-05
5872 | 9.7287e-05
5873 | 9.8521e-05
5874 | 0.00010008
5875 | 0.000101
5876 | 0.00010115
5877 | 0.00010007
5878 | 9.7605e-05
5879 | 9.4289e-05
5880 | 9.0674e-05
5881 | 9.3669e-05
5882 | 9.1239e-05
5883 | 8.9866e-05
5884 | 9.0769e-05
5885 | 9.6463e-05
5886 | 0.00010572
5887 | 0.0001136
5888 | 0.00011704
5889 | 0.00011782
5890 | 0.00012152
5891 | 0.00012677
5892 | 0.0001288
5893 | 0.00012864
5894 | 0.00012844
5895 | 0.00012697
5896 | 0.00012567
5897 | 0.00012377
5898 | 0.00012185
5899 | 0.00011922
5900 | 0.00011617
5901 | 0.00011301
5902 | 0.00010823
5903 | 0.0001037
5904 | 9.9154e-05
5905 | 9.5904e-05
5906 | 9.3669e-05
5907 | 9.2323e-05
5908 | 9.322e-05
5909 | 9.8343e-05
5910 | 0.00010759
5911 | 0.00011531
5912 | 0.00011833
5913 | 0.00011878
5914 | 0.00012222
5915 | 0.0001272
5916 | 0.00012903
5917 | 0.00012872
5918 | 0.00012847
5919 | 0.00012704
5920 | 0.00012586
5921 | 0.00012385
5922 | 0.00012174
5923 | 0.00011909
5924 | 0.0001162
5925 | 0.00011318
5926 | 0.00010841
5927 | 0.00010405
5928 | 9.933e-05
5929 | 9.4939e-05
5930 | 9.2866e-05
5931 | 9.162e-05
5932 | 9.2655e-05
5933 | 9.8299e-05
5934 | 0.00010746
5935 | 0.00011472
5936 | 0.0001173
5937 | 0.00011716
5938 | 0.00012014
5939 | 0.00012479
5940 | 0.00012623
5941 | 0.00012584
5942 | 0.00012549
5943 | 0.00012388
5944 | 0.0001226
5945 | 0.00012051
5946 | 0.000119
5947 | 0.00011708
5948 | 0.0001145
5949 | 0.00011149
5950 | 0.00010682
5951 | 0.00010277
5952 | 9.8492e-05
5953 | 9.3926e-05
5954 | 9.1861e-05
5955 | 9.0637e-05
5956 | 9.1547e-05
5957 | 9.7258e-05
5958 | 0.00010663
5959 | 0.00011391
5960 | 0.0001163
5961 | 0.0001159
5962 | 0.00011871
5963 | 0.00012327
5964 | 0.00012457
5965 | 0.00012425
5966 | 0.00012394
5967 | 0.00012235
5968 | 0.00012115
5969 | 0.0001192
5970 | 0.00011775
5971 | 0.00011602
5972 | 0.0001135
5973 | 0.00011046
5974 | 0.00010577
5975 | 0.00010172
5976 | 9.7432e-05
5977 | 9.3236e-05
5978 | 9.1183e-05
5979 | 9.0042e-05
5980 | 9.1386e-05
5981 | 9.6886e-05
5982 | 0.00010596
5983 | 0.00011274
5984 | 0.0001149
5985 | 0.00011463
5986 | 0.00011733
5987 | 0.00012184
5988 | 0.00012312
5989 | 0.00012266
5990 | 0.00012233
5991 | 0.00012074
5992 | 0.00011969
5993 | 0.00011813
5994 | 0.000117
5995 | 0.00011553
5996 | 0.0001131
5997 | 0.00010984
5998 | 0.00010521
5999 | 0.00010104
6000 | 9.6008e-05
6001 | 8.9267e-05
6002 | 8.6995e-05
6003 | 8.5277e-05
6004 | 8.4759e-05
6005 | 8.633e-05
6006 | 8.9757e-05
6007 | 9.3453e-05
6008 | 9.7414e-05
6009 | 0.00010074
6010 | 0.00010343
6011 | 0.00010586
6012 | 0.000107
6013 | 0.00010545
6014 | 0.00010414
6015 | 0.00010307
6016 | 0.00010289
6017 | 0.00010307
6018 | 0.00010352
6019 | 0.00010358
6020 | 0.00010264
6021 | 0.00010042
6022 | 9.7202e-05
6023 | 9.4183e-05
6024 | 9.0671e-05
6025 | 8.5488e-05
6026 | 8.2818e-05
6027 | 8.0736e-05
6028 | 7.936e-05
6029 | 7.8904e-05
6030 | 8.0562e-05
6031 | 8.3641e-05
6032 | 8.7211e-05
6033 | 9.0807e-05
6034 | 9.4676e-05
6035 | 9.7584e-05
6036 | 9.9403e-05
6037 | 9.8307e-05
6038 | 9.6971e-05
6039 | 9.5973e-05
6040 | 9.5968e-05
6041 | 9.7319e-05
6042 | 9.8859e-05
6043 | 0.00010032
6044 | 0.00010074
6045 | 9.8976e-05
6046 | 9.6285e-05
6047 | 9.281e-05
6048 | 8.928e-05
6049 | 9.1194e-05
6050 | 8.8931e-05
6051 | 8.7664e-05
6052 | 8.9042e-05
6053 | 9.544e-05
6054 | 0.00010529
6055 | 0.00011269
6056 | 0.00011505
6057 | 0.00011467
6058 | 0.00011752
6059 | 0.00012221
6060 | 0.00012375
6061 | 0.0001236
6062 | 0.00012353
6063 | 0.00012215
6064 | 0.00012111
6065 | 0.00011961
6066 | 0.00011852
6067 | 0.00011682
6068 | 0.00011372
6069 | 0.00010999
6070 | 0.0001052
6071 | 0.00010081
6072 | 9.6197e-05
6073 | 9.3473e-05
6074 | 9.1408e-05
6075 | 9.0196e-05
6076 | 9.1517e-05
6077 | 9.7106e-05
6078 | 0.00010577
6079 | 0.00011206
6080 | 0.00011398
6081 | 0.00011338
6082 | 0.00011616
6083 | 0.00012066
6084 | 0.00012186
6085 | 0.00012159
6086 | 0.00012164
6087 | 0.00012018
6088 | 0.0001191
6089 | 0.00011772
6090 | 0.00011694
6091 | 0.00011546
6092 | 0.00011261
6093 | 0.00010921
6094 | 0.000105
6095 | 0.00010105
6096 | 9.664e-05
6097 | 9.333e-05
6098 | 9.1347e-05
6099 | 9.0133e-05
6100 | 9.1633e-05
6101 | 9.7668e-05
6102 | 0.00010703
6103 | 0.00011406
6104 | 0.00011621
6105 | 0.00011551
6106 | 0.00011807
6107 | 0.00012248
6108 | 0.00012371
6109 | 0.0001233
6110 | 0.00012313
6111 | 0.00012167
6112 | 0.00012071
6113 | 0.00011929
6114 | 0.00011839
6115 | 0.0001168
6116 | 0.00011379
6117 | 0.00011001
6118 | 0.00010529
6119 | 0.00010114
6120 | 9.6789e-05
6121 | 9.3439e-05
6122 | 9.1444e-05
6123 | 9.0367e-05
6124 | 9.1766e-05
6125 | 9.7701e-05
6126 | 0.00010725
6127 | 0.00011441
6128 | 0.0001165
6129 | 0.00011562
6130 | 0.00011803
6131 | 0.00012228
6132 | 0.00012337
6133 | 0.00012293
6134 | 0.00012267
6135 | 0.00012121
6136 | 0.00012026
6137 | 0.00011887
6138 | 0.00011796
6139 | 0.00011641
6140 | 0.00011345
6141 | 0.00010971
6142 | 0.00010509
6143 | 0.00010106
6144 | 9.6895e-05
6145 | 9.2553e-05
6146 | 9.0687e-05
6147 | 8.9666e-05
6148 | 9.1053e-05
6149 | 9.7079e-05
6150 | 0.00010688
6151 | 0.00011429
6152 | 0.00011644
6153 | 0.00011549
6154 | 0.00011766
6155 | 0.00012163
6156 | 0.00012244
6157 | 0.0001219
6158 | 0.00012152
6159 | 0.00011992
6160 | 0.00011879
6161 | 0.00011749
6162 | 0.00011649
6163 | 0.00011508
6164 | 0.00011222
6165 | 0.00010841
6166 | 0.00010376
6167 | 9.9817e-05
6168 | 9.4806e-05
6169 | 8.9687e-05
6170 | 8.7484e-05
6171 | 8.5871e-05
6172 | 8.5173e-05
6173 | 8.6653e-05
6174 | 9.0521e-05
6175 | 9.5111e-05
6176 | 9.9207e-05
6177 | 0.00010203
6178 | 0.00010417
6179 | 0.00010599
6180 | 0.00010652
6181 | 0.00010444
6182 | 0.00010255
6183 | 0.00010105
6184 | 0.00010077
6185 | 0.00010134
6186 | 0.00010222
6187 | 0.00010291
6188 | 0.00010213
6189 | 9.9424e-05
6190 | 9.6137e-05
6191 | 9.3468e-05
6192 | 9.0057e-05
6193 | 8.5368e-05
6194 | 8.2747e-05
6195 | 8.0666e-05
6196 | 7.932e-05
6197 | 7.8958e-05
6198 | 8.0903e-05
6199 | 8.4531e-05
6200 | 8.8451e-05
6201 | 9.203e-05
6202 | 9.5562e-05
6203 | 9.8057e-05
6204 | 9.9364e-05
6205 | 9.7731e-05
6206 | 9.58e-05
6207 | 9.4436e-05
6208 | 9.4336e-05
6209 | 9.5715e-05
6210 | 9.7604e-05
6211 | 9.9716e-05
6212 | 0.00010007
6213 | 9.7964e-05
6214 | 9.5192e-05
6215 | 9.1911e-05
6216 | 8.8636e-05
6217 | 9.0588e-05
6218 | 8.8416e-05
6219 | 8.7277e-05
6220 | 8.8926e-05
6221 | 9.5538e-05
6222 | 0.0001059
6223 | 0.00011377
6224 | 0.00011616
6225 | 0.00011528
6226 | 0.00011745
6227 | 0.00012143
6228 | 0.00012223
6229 | 0.00012158
6230 | 0.00012108
6231 | 0.00011947
6232 | 0.00011843
6233 | 0.00011705
6234 | 0.00011656
6235 | 0.00011561
6236 | 0.00011283
6237 | 0.00010867
6238 | 0.0001037
6239 | 9.9569e-05
6240 | 9.531e-05
6241 | 9.3108e-05
6242 | 9.1195e-05
6243 | 9.0166e-05
6244 | 9.1905e-05
6245 | 9.8213e-05
6246 | 0.00010794
6247 | 0.00011509
6248 | 0.00011694
6249 | 0.00011584
6250 | 0.00011794
6251 | 0.00012187
6252 | 0.00012262
6253 | 0.000122
6254 | 0.00012162
6255 | 0.00012006
6256 | 0.00011916
6257 | 0.00011808
6258 | 0.00011788
6259 | 0.000117
6260 | 0.00011393
6261 | 0.0001096
6262 | 0.00010479
6263 | 0.00010078
6264 | 9.6474e-05
6265 | 9.2798e-05
6266 | 9.0898e-05
6267 | 8.9864e-05
6268 | 9.1645e-05
6269 | 9.8046e-05
6270 | 0.00010779
6271 | 0.00011497
6272 | 0.00011681
6273 | 0.00011566
6274 | 0.00011774
6275 | 0.00012163
6276 | 0.00012238
6277 | 0.00012176
6278 | 0.00012144
6279 | 0.0001199
6280 | 0.00011898
6281 | 0.00011788
6282 | 0.00011775
6283 | 0.00011688
6284 | 0.00011373
6285 | 0.00010933
6286 | 0.00010449
6287 | 0.00010045
6288 | 9.6111e-05
6289 | 9.2432e-05
6290 | 9.0557e-05
6291 | 8.9563e-05
6292 | 9.1365e-05
6293 | 9.7728e-05
6294 | 0.00010746
6295 | 0.00011459
6296 | 0.00011624
6297 | 0.00011502
6298 | 0.00011703
6299 | 0.00012091
6300 | 0.00012166
6301 | 0.00012109
6302 | 0.00012073
6303 | 0.00011918
6304 | 0.00011821
6305 | 0.00011712
6306 | 0.00011709
6307 | 0.00011628
6308 | 0.00011318
6309 | 0.00010876
6310 | 0.00010396
6311 | 9.9956e-05
6312 | 9.5726e-05
6313 | 9.1893e-05
6314 | 9.0049e-05
6315 | 8.9079e-05
6316 | 9.091e-05
6317 | 9.7369e-05
6318 | 0.00010708
6319 | 0.00011418
6320 | 0.00011583
6321 | 0.00011461
6322 | 0.00011653
6323 | 0.00012041
6324 | 0.00012117
6325 | 0.00012048
6326 | 0.00012005
6327 | 0.0001185
6328 | 0.00011749
6329 | 0.00011641
6330 | 0.00011609
6331 | 0.0001151
6332 | 0.0001122
6333 | 0.00010794
6334 | 0.00010318
6335 | 9.9134e-05
6336 | 9.4427e-05
6337 | 8.8666e-05
6338 | 8.645e-05
6339 | 8.4786e-05
6340 | 8.4201e-05
6341 | 8.5852e-05
6342 | 8.9526e-05
6343 | 9.3831e-05
6344 | 9.7829e-05
6345 | 0.00010085
6346 | 0.00010311
6347 | 0.000105
6348 | 0.00010572
6349 | 0.00010373
6350 | 0.00010207
6351 | 0.00010082
6352 | 0.00010064
6353 | 0.00010106
6354 | 0.00010202
6355 | 0.00010262
6356 | 0.00010157
6357 | 9.8616e-05
6358 | 9.5272e-05
6359 | 9.2545e-05
6360 | 8.9063e-05
6361 | 8.5184e-05
6362 | 8.2576e-05
6363 | 8.0535e-05
6364 | 7.9227e-05
6365 | 7.8956e-05
6366 | 8.0909e-05
6367 | 8.4271e-05
6368 | 8.7774e-05
6369 | 9.1066e-05
6370 | 9.4589e-05
6371 | 9.7077e-05
6372 | 9.8473e-05
6373 | 9.7035e-05
6374 | 9.5335e-05
6375 | 9.4197e-05
6376 | 9.4271e-05
6377 | 9.6076e-05
6378 | 9.8352e-05
6379 | 0.00010071
6380 | 0.0001009
6381 | 9.8418e-05
6382 | 9.5537e-05
6383 | 9.2174e-05
6384 | 8.8807e-05
6385 | 9.0661e-05
6386 | 8.8482e-05
6387 | 8.7265e-05
6388 | 8.8947e-05
6389 | 9.567e-05
6390 | 0.00010603
6391 | 0.00011357
6392 | 0.00011543
6393 | 0.00011437
6394 | 0.00011656
6395 | 0.00012064
6396 | 0.00012167
6397 | 0.00012129
6398 | 0.000121
6399 | 0.00011963
6400 | 0.00011879
6401 | 0.00011781
6402 | 0.00011782
6403 | 0.00011689
6404 | 0.00011347
6405 | 0.00010899
6406 | 0.00010413
6407 | 9.9945e-05
6408 | 9.5653e-05
6409 | 9.3707e-05
6410 | 9.177e-05
6411 | 9.0734e-05
6412 | 9.25e-05
6413 | 9.8843e-05
6414 | 0.0001086
6415 | 0.00011564
6416 | 0.00011726
6417 | 0.00011605
6418 | 0.00011812
6419 | 0.00012216
6420 | 0.00012314
6421 | 0.00012265
6422 | 0.00012233
6423 | 0.00012096
6424 | 0.0001202
6425 | 0.00011926
6426 | 0.00011916
6427 | 0.00011812
6428 | 0.00011451
6429 | 0.00010994
6430 | 0.00010522
6431 | 0.00010122
6432 | 9.7065e-05
6433 | 9.3479e-05
6434 | 9.157e-05
6435 | 9.0568e-05
6436 | 9.249e-05
6437 | 9.8922e-05
6438 | 0.00010857
6439 | 0.0001154
6440 | 0.00011702
6441 | 0.00011567
6442 | 0.00011761
6443 | 0.00012154
6444 | 0.00012238
6445 | 0.00012184
6446 | 0.00012149
6447 | 0.0001201
6448 | 0.00011935
6449 | 0.0001185
6450 | 0.00011875
6451 | 0.00011795
6452 | 0.00011435
6453 | 0.00010964
6454 | 0.00010487
6455 | 0.00010088
6456 | 9.6735e-05
6457 | 9.2966e-05
6458 | 9.1033e-05
6459 | 9.0009e-05
6460 | 9.1935e-05
6461 | 9.8413e-05
6462 | 0.00010795
6463 | 0.0001147
6464 | 0.00011632
6465 | 0.00011497
6466 | 0.00011691
6467 | 0.00012084
6468 | 0.00012167
6469 | 0.00012116
6470 | 0.00012084
6471 | 0.00011947
6472 | 0.00011873
6473 | 0.00011791
6474 | 0.00011834
6475 | 0.00011769
6476 | 0.00011412
6477 | 0.0001094
6478 | 0.0001046
6479 | 0.00010062
6480 | 9.6449e-05
6481 | 9.2466e-05
6482 | 9.0579e-05
6483 | 8.9482e-05
6484 | 9.1028e-05
6485 | 9.7142e-05
6486 | 0.00010701
6487 | 0.0001144
6488 | 0.00011596
6489 | 0.00011472
6490 | 0.00011662
6491 | 0.00012039
6492 | 0.0001212
6493 | 0.00012063
6494 | 0.00012022
6495 | 0.00011885
6496 | 0.00011805
6497 | 0.00011736
6498 | 0.00011751
6499 | 0.00011684
6500 | 0.00011349
6501 | 0.00010911
6502 | 0.00010441
6503 | 0.00010033
6504 | 9.5437e-05
6505 | 9.0861e-05
6506 | 8.8598e-05
6507 | 8.6963e-05
6508 | 8.624e-05
6509 | 8.7665e-05
6510 | 9.1839e-05
6511 | 9.6555e-05
6512 | 0.00010038
6513 | 0.00010285
6514 | 0.0001049
6515 | 0.00010664
6516 | 0.00010726
6517 | 0.00010544
6518 | 0.00010379
6519 | 0.00010263
6520 | 0.00010273
6521 | 0.00010384
6522 | 0.00010492
6523 | 0.00010537
6524 | 0.00010363
6525 | 0.00010053
6526 | 9.7411e-05
6527 | 9.475e-05
6528 | 9.1194e-05
6529 | 8.6891e-05
6530 | 8.429e-05
6531 | 8.2279e-05
6532 | 8.1037e-05
6533 | 8.086e-05
6534 | 8.2773e-05
6535 | 8.6329e-05
6536 | 8.9868e-05
6537 | 9.294e-05
6538 | 9.6368e-05
6539 | 9.8751e-05
6540 | 0.00010011
6541 | 9.8604e-05
6542 | 9.6812e-05
6543 | 9.572e-05
6544 | 9.6046e-05
6545 | 9.7968e-05
6546 | 0.0001001
6547 | 0.00010253
6548 | 0.0001022
6549 | 9.9564e-05
6550 | 9.6834e-05
6551 | 9.3632e-05
6552 | 9.0153e-05
6553 | 9.3302e-05
6554 | 9.1128e-05
6555 | 8.9987e-05
6556 | 9.1743e-05
6557 | 9.8363e-05
6558 | 0.00010878
6559 | 0.00011646
6560 | 0.00011836
6561 | 0.00011702
6562 | 0.00011891
6563 | 0.00012279
6564 | 0.00012368
6565 | 0.00012317
6566 | 0.00012276
6567 | 0.00012135
6568 | 0.00012067
6569 | 0.0001201
6570 | 0.00012069
6571 | 0.00011998
6572 | 0.00011612
6573 | 0.00011115
6574 | 0.00010625
6575 | 0.00010217
6576 | 9.8213e-05
6577 | 9.5709e-05
6578 | 9.3815e-05
6579 | 9.2868e-05
6580 | 9.4577e-05
6581 | 0.00010088
6582 | 0.00011094
6583 | 0.00011838
6584 | 0.00011992
6585 | 0.00011835
6586 | 0.00012001
6587 | 0.00012382
6588 | 0.00012459
6589 | 0.00012403
6590 | 0.00012358
6591 | 0.00012205
6592 | 0.00012139
6593 | 0.00012072
6594 | 0.00012108
6595 | 0.00012051
6596 | 0.00011671
6597 | 0.00011191
6598 | 0.00010711
6599 | 0.00010319
6600 | 9.9175e-05
6601 | 9.3173e-05
6602 | 9.1327e-05
6603 | 9.0412e-05
6604 | 9.0965e-05
6605 | 9.4772e-05
6606 | 0.00010281
6607 | 0.0001101
6608 | 0.00011255
6609 | 0.00011161
6610 | 0.00011352
6611 | 0.00011724
6612 | 0.00011775
6613 | 0.00011702
6614 | 0.00011649
6615 | 0.00011522
6616 | 0.0001149
6617 | 0.00011447
6618 | 0.00011444
6619 | 0.00011472
6620 | 0.00011191
6621 | 0.00010789
6622 | 0.00010399
6623 | 0.00010037
6624 | 9.6195e-05
6625 | 9.5404e-05
6626 | 9.3472e-05
6627 | 9.2427e-05
6628 | 9.4132e-05
6629 | 0.00010051
6630 | 0.00011066
6631 | 0.00011814
6632 | 0.00011973
6633 | 0.00011809
6634 | 0.00011984
6635 | 0.00012365
6636 | 0.00012434
6637 | 0.00012382
6638 | 0.00012341
6639 | 0.00012194
6640 | 0.0001212
6641 | 0.00012026
6642 | 0.00012066
6643 | 0.0001203
6644 | 0.00011666
6645 | 0.00011176
6646 | 0.00010679
6647 | 0.00010283
6648 | 9.869e-05
6649 | 9.5126e-05
6650 | 9.3166e-05
6651 | 9.2126e-05
6652 | 9.3751e-05
6653 | 0.00010001
6654 | 0.00011001
6655 | 0.0001173
6656 | 0.00011867
6657 | 0.00011708
6658 | 0.00011897
6659 | 0.00012286
6660 | 0.00012368
6661 | 0.00012317
6662 | 0.0001227
6663 | 0.00012123
6664 | 0.00012061
6665 | 0.0001204
6666 | 0.00012076
6667 | 0.00011976
6668 | 0.00011565
6669 | 0.00011089
6670 | 0.0001063
6671 | 0.00010236
6672 | 9.7902e-05
6673 | 9.1716e-05
6674 | 8.9369e-05
6675 | 8.7684e-05
6676 | 8.7092e-05
6677 | 8.8712e-05
6678 | 9.292e-05
6679 | 9.7521e-05
6680 | 0.00010142
6681 | 0.00010391
6682 | 0.00010605
6683 | 0.00010803
6684 | 0.00010889
6685 | 0.0001072
6686 | 0.00010576
6687 | 0.00010474
6688 | 0.00010505
6689 | 0.00010644
6690 | 0.0001076
6691 | 0.00010786
6692 | 0.00010531
6693 | 0.00010177
6694 | 9.8544e-05
6695 | 9.59e-05
6696 | 9.2204e-05
6697 | 8.7081e-05
6698 | 8.4504e-05
6699 | 8.2464e-05
6700 | 8.1164e-05
6701 | 8.0886e-05
6702 | 8.2895e-05
6703 | 8.637e-05
6704 | 8.9919e-05
6705 | 9.3168e-05
6706 | 9.689e-05
6707 | 9.9709e-05
6708 | 0.00010117
6709 | 9.9958e-05
6710 | 9.8548e-05
6711 | 9.7803e-05
6712 | 9.8333e-05
6713 | 0.00010056
6714 | 0.00010257
6715 | 0.00010438
6716 | 0.00010324
6717 | 0.00010027
6718 | 9.75e-05
6719 | 9.4094e-05
6720 | 9.0729e-05
6721 | 9.3611e-05
6722 | 9.1412e-05
6723 | 9.025e-05
6724 | 9.1789e-05
6725 | 9.825e-05
6726 | 0.00010875
6727 | 0.00011673
6728 | 0.00011868
6729 | 0.00011752
6730 | 0.00011956
6731 | 0.00012358
6732 | 0.00012455
6733 | 0.00012433
6734 | 0.00012413
6735 | 0.0001229
6736 | 0.00012235
6737 | 0.00012174
6738 | 0.00012198
6739 | 0.00012093
6740 | 0.00011676
6741 | 0.00011189
6742 | 0.00010698
6743 | 0.00010263
6744 | 9.8376e-05
6745 | 9.5499e-05
6746 | 9.3558e-05
6747 | 9.2558e-05
6748 | 9.4219e-05
6749 | 0.0001004
6750 | 0.00011037
6751 | 0.00011768
6752 | 0.00011932
6753 | 0.00011798
6754 | 0.00011972
6755 | 0.00012351
6756 | 0.00012423
6757 | 0.00012371
6758 | 0.00012337
6759 | 0.00012206
6760 | 0.00012152
6761 | 0.00012108
6762 | 0.00012161
6763 | 0.00012073
6764 | 0.00011649
6765 | 0.00011168
6766 | 0.00010688
6767 | 0.00010286
6768 | 9.8766e-05
6769 | 9.6306e-05
6770 | 9.4393e-05
6771 | 9.3418e-05
6772 | 9.4819e-05
6773 | 0.00010082
6774 | 0.00011113
6775 | 0.00011892
6776 | 0.00012056
6777 | 0.00011916
6778 | 0.00012089
6779 | 0.00012469
6780 | 0.00012535
6781 | 0.00012498
6782 | 0.00012465
6783 | 0.00012338
6784 | 0.00012299
6785 | 0.00012254
6786 | 0.00012264
6787 | 0.00012161
6788 | 0.00011741
6789 | 0.00011264
6790 | 0.00010791
6791 | 0.0001039
6792 | 9.9673e-05
6793 | 9.6447e-05
6794 | 9.4504e-05
6795 | 9.3512e-05
6796 | 9.4913e-05
6797 | 0.000101
6798 | 0.0001114
6799 | 0.00011911
6800 | 0.00012067
6801 | 0.00011916
6802 | 0.00012089
6803 | 0.0001247
6804 | 0.00012536
6805 | 0.00012506
6806 | 0.00012468
6807 | 0.00012332
6808 | 0.00012288
6809 | 0.00012229
6810 | 0.00012243
6811 | 0.00012164
6812 | 0.00011761
6813 | 0.00011288
6814 | 0.0001081
6815 | 0.00010411
6816 | 9.9859e-05
6817 | 9.6904e-05
6818 | 9.4859e-05
6819 | 9.3585e-05
6820 | 9.4954e-05
6821 | 0.00010083
6822 | 0.00011048
6823 | 0.00011761
6824 | 0.00011907
6825 | 0.00011759
6826 | 0.00011945
6827 | 0.0001232
6828 | 0.00012377
6829 | 0.00012339
6830 | 0.00012303
6831 | 0.00012148
6832 | 0.00012062
6833 | 0.00011989
6834 | 0.00012033
6835 | 0.00012011
6836 | 0.0001165
6837 | 0.00011222
6838 | 0.00010785
6839 | 0.00010419
6840 | 9.9501e-05
6841 | 9.5156e-05
6842 | 9.2941e-05
6843 | 9.148e-05
6844 | 9.1181e-05
6845 | 9.3142e-05
6846 | 9.806e-05
6847 | 0.00010333
6848 | 0.0001076
6849 | 0.00010974
6850 | 0.00011113
6851 | 0.00011244
6852 | 0.00011279
6853 | 0.00011076
6854 | 0.00010889
6855 | 0.00010764
6856 | 0.00010782
6857 | 0.0001091
6858 | 0.00011103
6859 | 0.00011265
6860 | 0.00011005
6861 | 0.00010607
6862 | 0.00010239
6863 | 0.0001
6864 | 9.6505e-05
6865 | 9.3406e-05
6866 | 9.0815e-05
6867 | 8.883e-05
6868 | 8.7726e-05
6869 | 8.7786e-05
6870 | 8.9788e-05
6871 | 9.3449e-05
6872 | 9.7219e-05
6873 | 0.0001002
6874 | 0.00010335
6875 | 0.00010565
6876 | 0.0001064
6877 | 0.00010461
6878 | 0.00010249
6879 | 0.00010114
6880 | 0.00010162
6881 | 0.00010414
6882 | 0.00010732
6883 | 0.00011067
6884 | 0.00011008
6885 | 0.00010699
6886 | 0.0001041
6887 | 0.000101
6888 | 9.7862e-05
6889 | 0.00010216
6890 | 0.00010013
6891 | 9.9221e-05
6892 | 0.00010135
6893 | 0.00010851
6894 | 0.00011967
6895 | 0.00012762
6896 | 0.00012943
6897 | 0.00012749
6898 | 0.00012854
6899 | 0.00013163
6900 | 0.00013163
6901 | 0.00013084
6902 | 0.00013003
6903 | 0.00012831
6904 | 0.00012786
6905 | 0.00012787
6906 | 0.00012922
6907 | 0.00013014
6908 | 0.0001261
6909 | 0.00012075
6910 | 0.00011567
6911 | 0.00011168
6912 | 0.00010786
6913 | 0.00010393
6914 | 0.00010205
6915 | 0.00010109
6916 | 0.0001029
6917 | 0.00010976
6918 | 0.00012094
6919 | 0.00012898
6920 | 0.00013049
6921 | 0.00012829
6922 | 0.00012924
6923 | 0.0001322
6924 | 0.0001322
6925 | 0.0001314
6926 | 0.00013042
6927 | 0.00012866
6928 | 0.00012814
6929 | 0.0001278
6930 | 0.00012869
6931 | 0.00012876
6932 | 0.00012476
6933 | 0.00011968
6934 | 0.00011453
6935 | 0.00011034
6936 | 0.00010601
6937 | 0.00010237
6938 | 0.00010041
6939 | 9.9387e-05
6940 | 0.00010118
6941 | 0.00010791
6942 | 0.00011874
6943 | 0.00012668
6944 | 0.00012831
6945 | 0.00012626
6946 | 0.00012727
6947 | 0.00013049
6948 | 0.00013044
6949 | 0.00012971
6950 | 0.00012899
6951 | 0.00012735
6952 | 0.00012692
6953 | 0.0001268
6954 | 0.00012815
6955 | 0.00012815
6956 | 0.00012424
6957 | 0.00011924
6958 | 0.00011406
6959 | 0.00010995
6960 | 0.00010577
6961 | 0.00010304
6962 | 0.00010118
6963 | 0.00010027
6964 | 0.00010233
6965 | 0.00010932
6966 | 0.00012022
6967 | 0.00012787
6968 | 0.00012965
6969 | 0.00012762
6970 | 0.00012856
6971 | 0.00013155
6972 | 0.00013124
6973 | 0.00013033
6974 | 0.00012944
6975 | 0.00012767
6976 | 0.0001272
6977 | 0.00012716
6978 | 0.00012882
6979 | 0.00012917
6980 | 0.00012526
6981 | 0.00012007
6982 | 0.000115
6983 | 0.00011097
6984 | 0.00010695
6985 | 0.00010405
6986 | 0.00010216
6987 | 0.0001012
6988 | 0.00010321
6989 | 0.00011017
6990 | 0.0001209
6991 | 0.00012838
6992 | 0.00013007
6993 | 0.00012806
6994 | 0.00012884
6995 | 0.00013162
6996 | 0.00013145
6997 | 0.00013038
6998 | 0.00012934
6999 | 0.00012746
7000 | 0.0001268
7001 | 0.00012682
7002 | 0.00012839
7003 | 0.0001289
7004 | 0.00012497
7005 | 0.00011991
7006 | 0.00011493
7007 | 0.00011089
7008 | 0.00010624
7009 | 9.9923e-05
7010 | 9.7288e-05
7011 | 9.5567e-05
7012 | 9.5187e-05
7013 | 9.7009e-05
7014 | 0.00010139
7015 | 0.00010608
7016 | 0.00011023
7017 | 0.00011266
7018 | 0.00011406
7019 | 0.00011512
7020 | 0.00011497
7021 | 0.00011256
7022 | 0.00011035
7023 | 0.00010887
7024 | 0.00010913
7025 | 0.00011082
7026 | 0.00011297
7027 | 0.00011435
7028 | 0.00011182
7029 | 0.00010798
7030 | 0.00010421
7031 | 0.0001016
7032 | 9.7626e-05
7033 | 9.2776e-05
7034 | 9.007e-05
7035 | 8.7851e-05
7036 | 8.6587e-05
7037 | 8.6661e-05
7038 | 8.8752e-05
7039 | 9.2151e-05
7040 | 9.5827e-05
7041 | 9.9069e-05
7042 | 0.00010244
7043 | 0.00010502
7044 | 0.00010578
7045 | 0.00010385
7046 | 0.00010175
7047 | 0.0001005
7048 | 0.00010112
7049 | 0.00010386
7050 | 0.0001071
7051 | 0.00010949
7052 | 0.00010867
7053 | 0.00010558
7054 | 0.0001026
7055 | 9.9223e-05
7056 | 9.5867e-05
7057 | 9.7998e-05
7058 | 9.5701e-05
7059 | 9.4481e-05
7060 | 9.6304e-05
7061 | 0.0001031
7062 | 0.00011377
7063 | 0.00012172
7064 | 0.00012423
7065 | 0.00012302
7066 | 0.00012468
7067 | 0.0001282
7068 | 0.00012846
7069 | 0.00012786
7070 | 0.00012713
7071 | 0.00012551
7072 | 0.00012521
7073 | 0.00012516
7074 | 0.00012591
7075 | 0.00012532
7076 | 0.00012088
7077 | 0.00011569
7078 | 0.00011062
7079 | 0.00010649
7080 | 0.00010258
7081 | 9.8971e-05
7082 | 9.6931e-05
7083 | 9.5771e-05
7084 | 9.7369e-05
7085 | 0.00010378
7086 | 0.00011407
7087 | 0.00012173
7088 | 0.00012388
7089 | 0.00012247
7090 | 0.00012404
7091 | 0.00012756
7092 | 0.0001278
7093 | 0.00012709
7094 | 0.00012645
7095 | 0.000125
7096 | 0.00012477
7097 | 0.00012473
7098 | 0.0001254
7099 | 0.0001247
7100 | 0.00012021
7101 | 0.00011512
7102 | 0.0001102
7103 | 0.00010604
7104 | 0.00010188
7105 | 9.8537e-05
7106 | 9.6402e-05
7107 | 9.521e-05
7108 | 9.6758e-05
7109 | 0.00010316
7110 | 0.00011366
7111 | 0.00012133
7112 | 0.00012333
7113 | 0.00012183
7114 | 0.00012344
7115 | 0.00012711
7116 | 0.00012743
7117 | 0.0001269
7118 | 0.00012629
7119 | 0.00012478
7120 | 0.00012445
7121 | 0.00012432
7122 | 0.00012461
7123 | 0.0001237
7124 | 0.00011921
7125 | 0.00011413
7126 | 0.0001092
7127 | 0.00010508
7128 | 0.00010068
7129 | 9.6719e-05
7130 | 9.4696e-05
7131 | 9.362e-05
7132 | 9.5398e-05
7133 | 0.0001021
7134 | 0.00011267
7135 | 0.00012021
7136 | 0.00012205
7137 | 0.00012042
7138 | 0.00012193
7139 | 0.00012558
7140 | 0.00012604
7141 | 0.00012562
7142 | 0.00012512
7143 | 0.0001237
7144 | 0.00012337
7145 | 0.00012315
7146 | 0.00012376
7147 | 0.00012312
7148 | 0.00011866
7149 | 0.00011345
7150 | 0.00010855
7151 | 0.00010452
7152 | 0.00010048
7153 | 9.8564e-05
7154 | 9.5848e-05
7155 | 9.4044e-05
7156 | 9.3446e-05
7157 | 9.7066e-05
7158 | 0.00010591
7159 | 0.00011444
7160 | 0.00011823
7161 | 0.00011876
7162 | 0.00012181
7163 | 0.0001258
7164 | 0.00012733
7165 | 0.00012654
7166 | 0.00012528
7167 | 0.00012394
7168 | 0.00012369
7169 | 0.00012443
7170 | 0.00012546
7171 | 0.00012504
7172 | 0.0001212
7173 | 0.00011738
7174 | 0.00011353
7175 | 0.00010892
7176 | 0.00010279
7177 | 9.781e-05
7178 | 9.4844e-05
7179 | 9.2641e-05
7180 | 9.1241e-05
7181 | 9.1321e-05
7182 | 9.4525e-05
7183 | 9.9627e-05
7184 | 0.00010451
7185 | 0.00010807
7186 | 0.00011087
7187 | 0.00011258
7188 | 0.00011335
7189 | 0.00011121
7190 | 0.000109
7191 | 0.0001078
7192 | 0.00010824
7193 | 0.00011028
7194 | 0.00011258
7195 | 0.00011396
7196 | 0.00011151
7197 | 0.00010856
7198 | 0.00010596
7199 | 0.00010265
7200 | 9.8992e-05
7201 | 9.3471e-05
7202 | 8.9427e-05
7203 | 8.755e-05
7204 | 8.6144e-05
7205 | 8.5828e-05
7206 | 8.7134e-05
7207 | 9.0358e-05
7208 | 9.4257e-05
7209 | 9.7445e-05
7210 | 0.00010099
7211 | 0.00010377
7212 | 0.0001048
7213 | 0.00010317
7214 | 0.00010123
7215 | 0.00010023
7216 | 0.00010095
7217 | 0.00010474
7218 | 0.00010852
7219 | 0.00010997
7220 | 0.00010912
7221 | 0.0001068
7222 | 0.00010459
7223 | 0.00010146
7224 | 9.8035e-05
7225 | 9.9953e-05
7226 | 9.694e-05
7227 | 9.5043e-05
7228 | 9.466e-05
7229 | 9.8693e-05
7230 | 0.00010748
7231 | 0.00011644
7232 | 0.00012033
7233 | 0.00012084
7234 | 0.00012384
7235 | 0.00012767
7236 | 0.00012915
7237 | 0.00012835
7238 | 0.00012727
7239 | 0.00012607
7240 | 0.00012623
7241 | 0.00012825
7242 | 0.00013041
7243 | 0.00012883
7244 | 0.00012461
7245 | 0.00012077
7246 | 0.00011664
7247 | 0.00011176
7248 | 0.00010613
7249 | 0.00010263
7250 | 9.9899e-05
7251 | 9.809e-05
7252 | 9.7771e-05
7253 | 0.00010165
7254 | 0.00011004
7255 | 0.00011863
7256 | 0.00012239
7257 | 0.00012294
7258 | 0.00012591
7259 | 0.00012968
7260 | 0.0001311
7261 | 0.00013024
7262 | 0.00012915
7263 | 0.000128
7264 | 0.00012818
7265 | 0.0001302
7266 | 0.00013208
7267 | 0.00013061
7268 | 0.0001265
7269 | 0.00012266
7270 | 0.00011856
7271 | 0.00011371
7272 | 0.00010727
7273 | 0.00010144
7274 | 9.8618e-05
7275 | 9.6658e-05
7276 | 9.6069e-05
7277 | 9.8199e-05
7278 | 0.000104
7279 | 0.0001112
7280 | 0.00011521
7281 | 0.00011628
7282 | 0.0001196
7283 | 0.00012369
7284 | 0.00012514
7285 | 0.00012363
7286 | 0.0001223
7287 | 0.00012113
7288 | 0.00012144
7289 | 0.00012384
7290 | 0.00012523
7291 | 0.00012427
7292 | 0.0001212
7293 | 0.00011802
7294 | 0.00011457
7295 | 0.00011026
7296 | 0.00010489
7297 | 9.8098e-05
7298 | 9.5315e-05
7299 | 9.3214e-05
7300 | 9.2148e-05
7301 | 9.2976e-05
7302 | 9.5306e-05
7303 | 9.9197e-05
7304 | 0.00010034
7305 | 0.0001007
7306 | 0.00010458
7307 | 0.00010933
7308 | 0.00011176
7309 | 0.00011093
7310 | 0.00010939
7311 | 0.00010804
7312 | 0.00010821
7313 | 0.00011067
7314 | 0.00011285
7315 | 0.00011268
7316 | 0.0001109
7317 | 0.0001089
7318 | 0.00010679
7319 | 0.00010376
7320 | 0.00010001
7321 | 9.9993e-05
7322 | 9.7303e-05
7323 | 9.5392e-05
7324 | 9.4768e-05
7325 | 9.7914e-05
7326 | 0.00010462
7327 | 0.00011142
7328 | 0.00011451
7329 | 0.00011537
7330 | 0.00011893
7331 | 0.00012327
7332 | 0.00012569
7333 | 0.00012495
7334 | 0.00012344
7335 | 0.00012207
7336 | 0.00012232
7337 | 0.00012454
7338 | 0.00012631
7339 | 0.00012503
7340 | 0.00012171
7341 | 0.00011853
7342 | 0.00011518
7343 | 0.00011102
7344 | 0.00010601
7345 | 0.00010162
7346 | 9.8425e-05
7347 | 9.6213e-05
7348 | 9.4813e-05
7349 | 9.5108e-05
7350 | 9.7915e-05
7351 | 0.00010309
7352 | 0.00010811
7353 | 0.00011209
7354 | 0.00011554
7355 | 0.00011769
7356 | 0.00011856
7357 | 0.0001165
7358 | 0.00011442
7359 | 0.00011308
7360 | 0.00011368
7361 | 0.00011637
7362 | 0.00011846
7363 | 0.00011879
7364 | 0.00011591
7365 | 0.00011296
7366 | 0.00011008
7367 | 0.00010645
7368 | 0.0001023
7369 | 9.7918e-05
7370 | 9.4335e-05
7371 | 9.1873e-05
7372 | 9.0028e-05
7373 | 8.9333e-05
7374 | 9.0304e-05
7375 | 9.3522e-05
7376 | 9.776e-05
7377 | 0.00010168
7378 | 0.000106
7379 | 0.00010944
7380 | 0.00011107
7381 | 0.00010963
7382 | 0.00010777
7383 | 0.00010688
7384 | 0.00010788
7385 | 0.00011179
7386 | 0.00011529
7387 | 0.00011606
7388 | 0.00011479
7389 | 0.00011237
7390 | 0.0001101
7391 | 0.00010679
7392 | 0.00010301
7393 | 0.00010336
7394 | 0.00010031
7395 | 9.8339e-05
7396 | 9.8033e-05
7397 | 0.00010229
7398 | 0.00011176
7399 | 0.00012129
7400 | 0.00012522
7401 | 0.00012598
7402 | 0.00012917
7403 | 0.0001332
7404 | 0.0001348
7405 | 0.00013421
7406 | 0.00013325
7407 | 0.00013214
7408 | 0.0001323
7409 | 0.00013422
7410 | 0.00013557
7411 | 0.00013414
7412 | 0.00012995
7413 | 0.00012593
7414 | 0.00012155
7415 | 0.00011647
7416 | 0.00011068
7417 | 0.00010557
7418 | 0.0001027
7419 | 0.00010082
7420 | 0.00010039
7421 | 0.00010432
7422 | 0.00011333
7423 | 0.00012265
7424 | 0.00012637
7425 | 0.00012693
7426 | 0.00012997
7427 | 0.00013386
7428 | 0.0001353
7429 | 0.00013443
7430 | 0.00013347
7431 | 0.0001324
7432 | 0.00013277
7433 | 0.00013464
7434 | 0.00013583
7435 | 0.0001343
7436 | 0.00012987
7437 | 0.0001259
7438 | 0.00012161
7439 | 0.00011651
7440 | 0.00011049
7441 | 0.00010587
7442 | 0.00010301
7443 | 0.00010109
7444 | 0.00010059
7445 | 0.00010442
7446 | 0.0001134
7447 | 0.00012261
7448 | 0.00012632
7449 | 0.00012695
7450 | 0.0001301
7451 | 0.000134
7452 | 0.00013542
7453 | 0.00013462
7454 | 0.00013367
7455 | 0.00013284
7456 | 0.00013312
7457 | 0.00013512
7458 | 0.00013641
7459 | 0.0001349
7460 | 0.00013071
7461 | 0.00012667
7462 | 0.00012235
7463 | 0.00011724
7464 | 0.00011121
7465 | 0.0001062
7466 | 0.00010331
7467 | 0.00010137
7468 | 0.00010071
7469 | 0.00010436
7470 | 0.00011338
7471 | 0.00012286
7472 | 0.00012674
7473 | 0.00012744
7474 | 0.00013077
7475 | 0.00013475
7476 | 0.00013626
7477 | 0.00013549
7478 | 0.00013455
7479 | 0.00013363
7480 | 0.00013407
7481 | 0.0001357
7482 | 0.00013681
7483 | 0.00013511
7484 | 0.00013073
7485 | 0.00012688
7486 | 0.00012269
7487 | 0.00011752
7488 | 0.0001115
7489 | 0.00010596
7490 | 0.0001031
7491 | 0.00010118
7492 | 0.00010047
7493 | 0.00010418
7494 | 0.0001137
7495 | 0.00012369
7496 | 0.00012764
7497 | 0.00012813
7498 | 0.0001312
7499 | 0.00013499
7500 | 0.0001364
7501 | 0.00013562
7502 | 0.00013461
7503 | 0.00013359
7504 | 0.00013391
7505 | 0.0001356
7506 | 0.00013672
7507 | 0.00013467
7508 | 0.00013066
7509 | 0.00012694
7510 | 0.00012275
7511 | 0.00011751
7512 | 0.00011091
7513 | 0.00010447
7514 | 0.00010119
7515 | 9.8888e-05
7516 | 9.7342e-05
7517 | 9.7427e-05
7518 | 0.0001002
7519 | 0.00010592
7520 | 0.00011104
7521 | 0.00011511
7522 | 0.0001186
7523 | 0.00012074
7524 | 0.00012168
7525 | 0.0001198
7526 | 0.00011785
7527 | 0.00011696
7528 | 0.00011787
7529 | 0.00012063
7530 | 0.0001223
7531 | 0.00012216
7532 | 0.00011928
7533 | 0.00011631
7534 | 0.00011363
7535 | 0.00011006
7536 | 0.00010579
7537 | 9.9932e-05
7538 | 9.6326e-05
7539 | 9.3723e-05
7540 | 9.1822e-05
7541 | 9.1008e-05
7542 | 9.2127e-05
7543 | 9.5659e-05
7544 | 9.9759e-05
7545 | 0.00010359
7546 | 0.00010779
7547 | 0.00011103
7548 | 0.00011228
7549 | 0.00011092
7550 | 0.00010895
7551 | 0.00010807
7552 | 0.00010904
7553 | 0.00011312
7554 | 0.00011615
7555 | 0.00011698
7556 | 0.00011586
7557 | 0.00011333
7558 | 0.00011115
7559 | 0.00010788
7560 | 0.00010413
7561 | 0.00010574
7562 | 0.00010264
7563 | 0.00010053
7564 | 9.9888e-05
7565 | 0.00010384
7566 | 0.00011316
7567 | 0.00012281
7568 | 0.00012659
7569 | 0.00012707
7570 | 0.00012971
7571 | 0.00013337
7572 | 0.00013495
7573 | 0.00013398
7574 | 0.00013278
7575 | 0.00013162
7576 | 0.000132
7577 | 0.00013426
7578 | 0.00013552
7579 | 0.00013356
7580 | 0.00012957
7581 | 0.0001257
7582 | 0.00012118
7583 | 0.00011599
7584 | 0.00011004
7585 | 0.00010456
7586 | 0.00010167
7587 | 9.9721e-05
7588 | 9.9158e-05
7589 | 0.00010305
7590 | 0.00011212
7591 | 0.00012142
7592 | 0.00012477
7593 | 0.00012497
7594 | 0.00012786
7595 | 0.00013152
7596 | 0.00013287
7597 | 0.00013224
7598 | 0.00013126
7599 | 0.00013032
7600 | 0.00013083
7601 | 0.00013307
7602 | 0.00013395
7603 | 0.00013197
7604 | 0.00012761
7605 | 0.00012377
7606 | 0.00011953
7607 | 0.00011452
7608 | 0.00010834
7609 | 0.00010226
7610 | 9.9346e-05
7611 | 9.7412e-05
7612 | 9.6831e-05
7613 | 0.00010068
7614 | 0.00010987
7615 | 0.00011941
7616 | 0.00012308
7617 | 0.00012354
7618 | 0.00012662
7619 | 0.00013047
7620 | 0.00013216
7621 | 0.0001314
7622 | 0.00013052
7623 | 0.00012969
7624 | 0.00013025
7625 | 0.0001323
7626 | 0.00013314
7627 | 0.00013105
7628 | 0.00012673
7629 | 0.00012288
7630 | 0.00011865
7631 | 0.00011365
7632 | 0.00010754
7633 | 0.00010207
7634 | 9.9224e-05
7635 | 9.7345e-05
7636 | 9.6892e-05
7637 | 0.00010076
7638 | 0.00010978
7639 | 0.00011912
7640 | 0.00012263
7641 | 0.00012308
7642 | 0.00012618
7643 | 0.0001301
7644 | 0.00013174
7645 | 0.00013095
7646 | 0.00013008
7647 | 0.00012923
7648 | 0.00012972
7649 | 0.00013178
7650 | 0.00013259
7651 | 0.0001309
7652 | 0.0001264
7653 | 0.00012237
7654 | 0.00011815
7655 | 0.00011321
7656 | 0.0001073
7657 | 0.00010099
7658 | 9.8097e-05
7659 | 9.6111e-05
7660 | 9.5413e-05
7661 | 9.9085e-05
7662 | 0.0001082
7663 | 0.00011769
7664 | 0.0001212
7665 | 0.0001216
7666 | 0.00012455
7667 | 0.00012852
7668 | 0.00013006
7669 | 0.00012934
7670 | 0.00012848
7671 | 0.00012754
7672 | 0.00012787
7673 | 0.0001298
7674 | 0.00013041
7675 | 0.00012805
7676 | 0.0001239
7677 | 0.00012031
7678 | 0.00011625
7679 | 0.00011131
7680 | 0.00010434
7681 | 9.785e-05
7682 | 9.4698e-05
7683 | 9.2476e-05
7684 | 9.1056e-05
7685 | 9.1297e-05
7686 | 9.4422e-05
7687 | 0.00010016
7688 | 0.00010492
7689 | 0.00010865
7690 | 0.00011204
7691 | 0.00011418
7692 | 0.00011518
7693 | 0.00011327
7694 | 0.00011143
7695 | 0.00011059
7696 | 0.00011146
7697 | 0.00011447
7698 | 0.00011631
7699 | 0.0001161
7700 | 0.00011302
7701 | 0.00010983
7702 | 0.00010711
7703 | 0.00010368
7704 | 9.959e-05
7705 | 9.4215e-05
7706 | 9.0697e-05
7707 | 8.8213e-05
7708 | 8.6368e-05
7709 | 8.5585e-05
7710 | 8.6616e-05
7711 | 9.0152e-05
7712 | 9.4212e-05
7713 | 9.8077e-05
7714 | 0.0001024
7715 | 0.00010566
7716 | 0.00010712
7717 | 0.00010572
7718 | 0.00010383
7719 | 0.00010313
7720 | 0.00010428
7721 | 0.00010863
7722 | 0.00011138
7723 | 0.00011223
7724 | 0.00011073
7725 | 0.00010798
7726 | 0.00010585
7727 | 0.00010279
7728 | 9.9314e-05
7729 | 9.9842e-05
7730 | 9.684e-05
7731 | 9.4852e-05
7732 | 9.4796e-05
7733 | 9.9309e-05
7734 | 0.00010892
7735 | 0.00011865
7736 | 0.00012222
7737 | 0.00012259
7738 | 0.00012536
7739 | 0.000129
7740 | 0.00013036
7741 | 0.0001296
7742 | 0.00012877
7743 | 0.00012758
7744 | 0.00012814
7745 | 0.00013064
7746 | 0.00013152
7747 | 0.00013029
7748 | 0.0001256
7749 | 0.00012129
7750 | 0.00011696
7751 | 0.00011203
7752 | 0.00010639
7753 | 0.00010201
7754 | 9.9124e-05
7755 | 9.7183e-05
7756 | 9.6934e-05
7757 | 0.00010098
7758 | 0.00010998
7759 | 0.00011927
7760 | 0.00012246
7761 | 0.00012246
7762 | 0.00012523
7763 | 0.00012885
7764 | 0.00013021
7765 | 0.00012928
7766 | 0.00012868
7767 | 0.00012783
7768 | 0.00012845
7769 | 0.00013099
7770 | 0.00013168
7771 | 0.00013023
7772 | 0.00012556
7773 | 0.0001214
7774 | 0.00011714
7775 | 0.0001122
7776 | 0.00010622
7777 | 0.00010111
7778 | 9.8226e-05
7779 | 9.6287e-05
7780 | 9.5913e-05
7781 | 9.9849e-05
7782 | 0.000109
7783 | 0.00011846
7784 | 0.00012182
7785 | 0.00012193
7786 | 0.0001248
7787 | 0.00012851
7788 | 0.00012987
7789 | 0.00012906
7790 | 0.00012845
7791 | 0.00012759
7792 | 0.00012815
7793 | 0.00013046
7794 | 0.00013122
7795 | 0.00012977
7796 | 0.00012523
7797 | 0.00012118
7798 | 0.00011688
7799 | 0.00011186
7800 | 0.00010584
7801 | 0.00010173
7802 | 9.8832e-05
7803 | 9.6903e-05
7804 | 9.6365e-05
7805 | 0.0001002
7806 | 0.00010962
7807 | 0.00011949
7808 | 0.00012324
7809 | 0.00012364
7810 | 0.00012675
7811 | 0.00013062
7812 | 0.00013207
7813 | 0.00013132
7814 | 0.00013078
7815 | 0.00013004
7816 | 0.0001307
7817 | 0.00013286
7818 | 0.00013351
7819 | 0.00013174
7820 | 0.00012728
7821 | 0.00012326
7822 | 0.000119
7823 | 0.00011386
7824 | 0.00010778
7825 | 0.00010248
7826 | 9.9494e-05
7827 | 9.7564e-05
7828 | 9.6951e-05
7829 | 0.00010069
7830 | 0.00010999
7831 | 0.00011991
7832 | 0.00012357
7833 | 0.00012389
7834 | 0.00012686
7835 | 0.00013063
7836 | 0.00013211
7837 | 0.00013138
7838 | 0.00013048
7839 | 0.00012999
7840 | 0.00013036
7841 | 0.00013199
7842 | 0.00013253
7843 | 0.0001306
7844 | 0.00012641
7845 | 0.00012253
7846 | 0.00011826
7847 | 0.00011314
7848 | 0.00010629
7849 | 9.8482e-05
7850 | 9.5138e-05
7851 | 9.2816e-05
7852 | 9.1262e-05
7853 | 9.1231e-05
7854 | 9.4081e-05
7855 | 9.987e-05
7856 | 0.0001048
7857 | 0.00010867
7858 | 0.00011217
7859 | 0.00011427
7860 | 0.00011538
7861 | 0.00011344
7862 | 0.00011196
7863 | 0.0001112
7864 | 0.00011225
7865 | 0.00011557
7866 | 0.00011706
7867 | 0.00011679
7868 | 0.00011369
7869 | 0.0001105
7870 | 0.00010775
7871 | 0.00010427
7872 | 0.00010006
7873 | 9.5051e-05
7874 | 9.1529e-05
7875 | 8.8909e-05
7876 | 8.7034e-05
7877 | 8.6229e-05
7878 | 8.7272e-05
7879 | 9.1049e-05
7880 | 9.5143e-05
7881 | 9.8926e-05
7882 | 0.00010327
7883 | 0.00010658
7884 | 0.00010803
7885 | 0.00010664
7886 | 0.00010486
7887 | 0.00010417
7888 | 0.00010536
7889 | 0.0001099
7890 | 0.00011272
7891 | 0.00011375
7892 | 0.00011232
7893 | 0.00010949
7894 | 0.0001072
7895 | 0.00010393
7896 | 0.00010038
7897 | 0.00010112
7898 | 9.7996e-05
7899 | 9.598e-05
7900 | 9.5591e-05
7901 | 9.9821e-05
7902 | 0.00010973
7903 | 0.00012007
7904 | 0.00012408
7905 | 0.00012454
7906 | 0.00012759
7907 | 0.00013136
7908 | 0.00013293
7909 | 0.00013232
7910 | 0.00013144
7911 | 0.00013066
7912 | 0.00013139
7913 | 0.00013397
7914 | 0.00013489
7915 | 0.0001331
7916 | 0.00012846
7917 | 0.00012427
7918 | 0.00011982
7919 | 0.0001146
7920 | 0.00010854
7921 | 0.00010492
7922 | 0.00010194
7923 | 9.9937e-05
7924 | 9.9357e-05
7925 | 0.00010313
7926 | 0.00011246
7927 | 0.00012237
7928 | 0.00012621
7929 | 0.00012657
7930 | 0.00012968
7931 | 0.00013347
7932 | 0.00013497
7933 | 0.0001342
7934 | 0.0001334
7935 | 0.0001327
7936 | 0.00013352
7937 | 0.00013594
7938 | 0.00013671
7939 | 0.00013512
7940 | 0.00013051
7941 | 0.00012636
7942 | 0.00012196
7943 | 0.00011672
7944 | 0.00011067
7945 | 0.00010607
7946 | 0.0001031
7947 | 0.00010109
7948 | 0.00010048
7949 | 0.00010426
7950 | 0.00011362
7951 | 0.00012346
7952 | 0.00012712
7953 | 0.00012739
7954 | 0.00013042
7955 | 0.0001342
7956 | 0.00013571
7957 | 0.0001349
7958 | 0.00013393
7959 | 0.00013312
7960 | 0.00013384
7961 | 0.00013602
7962 | 0.00013662
7963 | 0.000135
7964 | 0.00013045
7965 | 0.00012639
7966 | 0.00012199
7967 | 0.00011676
7968 | 0.00011064
7969 | 0.00010556
7970 | 0.00010254
7971 | 0.00010048
7972 | 9.9883e-05
7973 | 0.00010373
7974 | 0.00011302
7975 | 0.00012281
7976 | 0.00012662
7977 | 0.00012722
7978 | 0.00013049
7979 | 0.00013451
7980 | 0.00013622
7981 | 0.00013555
7982 | 0.00013478
7983 | 0.00013408
7984 | 0.00013485
7985 | 0.00013718
7986 | 0.00013773
7987 | 0.00013581
7988 | 0.00013118
7989 | 0.00012712
7990 | 0.00012277
7991 | 0.00011757
7992 | 0.00011141
7993 | 0.00010631
7994 | 0.00010334
7995 | 0.00010138
7996 | 0.00010076
7997 | 0.00010455
7998 | 0.00011408
7999 | 0.0001243
8000 | 0.00012831
8001 | 0.00012891
8002 | 0.00013208
8003 | 0.00013591
8004 | 0.00013744
8005 | 0.0001367
8006 | 0.00013577
8007 | 0.00013495
8008 | 0.00013556
8009 | 0.0001377
8010 | 0.00013804
8011 | 0.00013614
8012 | 0.00013189
8013 | 0.00012803
8014 | 0.00012381
8015 | 0.00011862
8016 | 0.00011172
8017 | 0.00010564
8018 | 0.00010222
8019 | 9.9784e-05
8020 | 9.8091e-05
8021 | 9.7944e-05
8022 | 0.00010043
8023 | 0.00010629
8024 | 0.00011158
8025 | 0.00011571
8026 | 0.00011938
8027 | 0.00012165
8028 | 0.0001227
8029 | 0.00012089
8030 | 0.0001192
8031 | 0.00011854
8032 | 0.00011977
8033 | 0.00012311
8034 | 0.00012467
8035 | 0.0001248
8036 | 0.00012166
8037 | 0.00011861
8038 | 0.00011593
8039 | 0.00011234
8040 | 0.00010801
8041 | 0.00010385
8042 | 0.00010018
8043 | 9.7419e-05
8044 | 9.5487e-05
8045 | 9.4702e-05
8046 | 9.5842e-05
8047 | 9.9445e-05
8048 | 0.00010362
8049 | 0.00010749
8050 | 0.00011191
8051 | 0.00011529
8052 | 0.00011665
8053 | 0.00011519
8054 | 0.00011329
8055 | 0.00011255
8056 | 0.00011358
8057 | 0.00011791
8058 | 0.00012043
8059 | 0.0001213
8060 | 0.00011999
8061 | 0.00011727
8062 | 0.00011478
8063 | 0.00011141
8064 | 0.00010785
8065 | 0.00010782
8066 | 0.00010453
8067 | 0.00010237
8068 | 0.00010186
8069 | 0.00010601
8070 | 0.00011575
8071 | 0.00012613
8072 | 0.00013041
8073 | 0.00013119
8074 | 0.00013439
8075 | 0.00013841
8076 | 0.00013998
8077 | 0.00013941
8078 | 0.00013849
8079 | 0.00013762
8080 | 0.00013819
8081 | 0.00014033
8082 | 0.00014099
8083 | 0.00013912
8084 | 0.00013479
8085 | 0.00013069
8086 | 0.00012617
8087 | 0.00012085
8088 | 0.00011479
8089 | 0.00011089
8090 | 0.00010791
8091 | 0.0001059
8092 | 0.00010525
8093 | 0.00010885
8094 | 0.00011832
8095 | 0.00012869
8096 | 0.00013303
8097 | 0.00013375
8098 | 0.00013701
8099 | 0.00014109
8100 | 0.00014262
8101 | 0.00014181
8102 | 0.0001409
8103 | 0.00014015
8104 | 0.00014086
8105 | 0.00014262
8106 | 0.0001428
8107 | 0.00014082
8108 | 0.0001365
8109 | 0.00013255
8110 | 0.00012827
8111 | 0.00012295
8112 | 0.00011679
8113 | 0.00011143
8114 | 0.00010834
8115 | 0.00010621
8116 | 0.00010545
8117 | 0.00010897
8118 | 0.00011836
8119 | 0.00012838
8120 | 0.00013227
8121 | 0.00013264
8122 | 0.00013577
8123 | 0.00013971
8124 | 0.00014109
8125 | 0.00014019
8126 | 0.00013911
8127 | 0.00013814
8128 | 0.00013873
8129 | 0.00014047
8130 | 0.00014077
8131 | 0.00013877
8132 | 0.00013457
8133 | 0.00013068
8134 | 0.0001263
8135 | 0.00012095
8136 | 0.0001147
8137 | 0.00010776
8138 | 0.00010463
8139 | 0.00010236
8140 | 0.00010131
8141 | 0.00010435
8142 | 0.00011301
8143 | 0.00012242
8144 | 0.00012606
8145 | 0.00012655
8146 | 0.00013005
8147 | 0.00013422
8148 | 0.00013583
8149 | 0.00013529
8150 | 0.00013461
8151 | 0.00013375
8152 | 0.00013436
8153 | 0.00013632
8154 | 0.00013676
8155 | 0.00013457
8156 | 0.00013041
8157 | 0.00012689
8158 | 0.00012306
8159 | 0.00011812
8160 | 0.00011208
8161 | 0.00010718
8162 | 0.00010415
8163 | 0.0001021
8164 | 0.0001015
8165 | 0.00010528
8166 | 0.0001147
8167 | 0.00012478
8168 | 0.00012883
8169 | 0.00012944
8170 | 0.00013249
8171 | 0.00013634
8172 | 0.00013785
8173 | 0.00013704
8174 | 0.00013603
8175 | 0.00013505
8176 | 0.00013533
8177 | 0.00013719
8178 | 0.00013735
8179 | 0.00013545
8180 | 0.0001315
8181 | 0.00012773
8182 | 0.00012351
8183 | 0.00011836
8184 | 0.00011143
8185 | 0.00010411
8186 | 0.00010075
8187 | 9.8363e-05
8188 | 9.6818e-05
8189 | 9.6733e-05
8190 | 9.9277e-05
8191 | 0.00010513
8192 | 0.00011044
8193 | 0.0001143
8194 | 0.00011794
8195 | 0.00012019
8196 | 0.00012136
8197 | 0.00011959
8198 | 0.00011796
8199 | 0.00011735
8200 | 0.00011845
8201 | 0.00012152
8202 | 0.00012287
8203 | 0.0001228
8204 | 0.0001198
8205 | 0.00011674
8206 | 0.00011393
8207 | 0.00011056
8208 | 0.00010624
8209 | 0.00010084
8210 | 9.7025e-05
8211 | 9.4234e-05
8212 | 9.2269e-05
8213 | 9.1317e-05
8214 | 9.2446e-05
8215 | 9.6181e-05
8216 | 0.00010044
8217 | 0.00010431
8218 | 0.00010878
8219 | 0.00011225
8220 | 0.00011375
8221 | 0.00011236
8222 | 0.00011057
8223 | 0.00010987
8224 | 0.00011098
8225 | 0.00011518
8226 | 0.00011726
8227 | 0.00011806
8228 | 0.00011678
8229 | 0.00011418
8230 | 0.00011163
8231 | 0.00010841
8232 | 0.00010492
8233 | 0.00010587
8234 | 0.00010259
8235 | 0.00010047
8236 | 9.9761e-05
8237 | 0.00010369
8238 | 0.00011396
8239 | 0.00012487
8240 | 0.00012927
8241 | 0.00012992
8242 | 0.00013316
8243 | 0.00013702
8244 | 0.0001384
8245 | 0.00013775
8246 | 0.00013674
8247 | 0.00013586
8248 | 0.0001366
8249 | 0.00013869
8250 | 0.00013949
8251 | 0.0001378
8252 | 0.00013364
8253 | 0.00012954
8254 | 0.0001251
8255 | 0.00011976
8256 | 0.00011357
8257 | 0.00011068
8258 | 0.00010765
8259 | 0.00010567
8260 | 0.00010498
8261 | 0.00010844
8262 | 0.00011827
8263 | 0.00012894
8264 | 0.0001334
8265 | 0.00013396
8266 | 0.00013704
8267 | 0.00014085
8268 | 0.0001422
8269 | 0.00014133
8270 | 0.00014033
8271 | 0.00013956
8272 | 0.00014027
8273 | 0.00014227
8274 | 0.0001428
8275 | 0.00014133
8276 | 0.00013714
8277 | 0.00013305
8278 | 0.00012862
8279 | 0.00012323
8280 | 0.00011701
8281 | 0.00011402
8282 | 0.00011096
8283 | 0.00010894
8284 | 0.00010822
8285 | 0.00011171
8286 | 0.00012142
8287 | 0.00013196
8288 | 0.00013644
8289 | 0.00013713
8290 | 0.00014037
8291 | 0.00014438
8292 | 0.00014584
8293 | 0.00014502
8294 | 0.00014407
8295 | 0.00014328
8296 | 0.00014391
8297 | 0.00014592
8298 | 0.0001464
8299 | 0.00014514
8300 | 0.00014092
8301 | 0.00013677
8302 | 0.00013233
8303 | 0.00012686
8304 | 0.00012065
8305 | 0.00011759
8306 | 0.0001145
8307 | 0.00011241
8308 | 0.00011161
8309 | 0.00011507
8310 | 0.00012461
8311 | 0.00013506
8312 | 0.00013958
8313 | 0.00014053
8314 | 0.00014406
8315 | 0.00014814
8316 | 0.00014969
8317 | 0.0001489
8318 | 0.000148
8319 | 0.00014725
8320 | 0.00014786
8321 | 0.00014994
8322 | 0.00015048
8323 | 0.00014907
8324 | 0.00014467
8325 | 0.00014059
8326 | 0.00013621
8327 | 0.0001307
8328 | 0.00012433
8329 | 0.0001202
8330 | 0.00011699
8331 | 0.00011485
8332 | 0.00011404
8333 | 0.00011761
8334 | 0.00012725
8335 | 0.00013789
8336 | 0.00014255
8337 | 0.00014365
8338 | 0.00014725
8339 | 0.00015125
8340 | 0.00015277
8341 | 0.00015198
8342 | 0.00015096
8343 | 0.00015014
8344 | 0.00015055
8345 | 0.00015252
8346 | 0.00015282
8347 | 0.00015113
8348 | 0.00014705
8349 | 0.0001432
8350 | 0.00013887
8351 | 0.00013328
8352 | 0.00012607
8353 | 0.00011838
8354 | 0.00011486
8355 | 0.00011237
8356 | 0.00011069
8357 | 0.00011075
8358 | 0.00011309
8359 | 0.00011903
8360 | 0.00012493
8361 | 0.00012947
8362 | 0.00013342
8363 | 0.00013598
8364 | 0.00013715
8365 | 0.00013527
8366 | 0.00013331
8367 | 0.00013247
8368 | 0.00013368
8369 | 0.00013695
8370 | 0.00013843
8371 | 0.00013876
8372 | 0.00013579
8373 | 0.00013248
8374 | 0.00012944
8375 | 0.00012558
8376 | 0.00012118
8377 | 0.00011653
8378 | 0.00011277
8379 | 0.00010976
8380 | 0.00010742
8381 | 0.00010643
8382 | 0.00010754
8383 | 0.000111
8384 | 0.00011581
8385 | 0.00012035
8386 | 0.00012529
8387 | 0.00012902
8388 | 0.00013071
8389 | 0.00012944
8390 | 0.00012762
8391 | 0.00012701
8392 | 0.00012829
8393 | 0.0001327
8394 | 0.00013524
8395 | 0.00013602
8396 | 0.00013482
8397 | 0.00013226
8398 | 0.00012973
8399 | 0.00012616
8400 | 0.00012277
8401 | 0.00012367
8402 | 0.00012029
8403 | 0.000118
8404 | 0.00011712
8405 | 0.00012075
8406 | 0.00013047
8407 | 0.00014164
8408 | 0.00014674
8409 | 0.00014801
8410 | 0.0001516
8411 | 0.00015572
8412 | 0.00015723
8413 | 0.00015631
8414 | 0.00015517
8415 | 0.00015408
8416 | 0.00015448
8417 | 0.00015637
8418 | 0.00015683
8419 | 0.00015493
8420 | 0.0001508
8421 | 0.00014683
8422 | 0.00014225
8423 | 0.00013645
8424 | 0.00013043
8425 | 0.00012732
8426 | 0.00012412
8427 | 0.00012187
8428 | 0.00012089
8429 | 0.00012388
8430 | 0.00013297
8431 | 0.00014352
8432 | 0.00014849
8433 | 0.00014985
8434 | 0.00015367
8435 | 0.00015794
8436 | 0.00015958
8437 | 0.00015881
8438 | 0.00015784
8439 | 0.00015702
8440 | 0.00015769
8441 | 0.00015954
8442 | 0.00016001
8443 | 0.00015794
8444 | 0.00015394
8445 | 0.00015016
8446 | 0.00014584
8447 | 0.00014018
8448 | 0.00013391
8449 | 0.00013085
8450 | 0.00012754
8451 | 0.00012524
8452 | 0.00012423
8453 | 0.00012687
8454 | 0.00013588
8455 | 0.00014676
8456 | 0.00015214
8457 | 0.00015377
8458 | 0.00015756
8459 | 0.00016177
8460 | 0.00016325
8461 | 0.00016235
8462 | 0.00016143
8463 | 0.00016061
8464 | 0.00016124
8465 | 0.00016308
8466 | 0.00016366
8467 | 0.00016165
8468 | 0.00015769
8469 | 0.00015416
8470 | 0.00014995
8471 | 0.00014421
8472 | 0.00013769
8473 | 0.00013064
8474 | 0.00012717
8475 | 0.00012471
8476 | 0.00012349
8477 | 0.00012623
8478 | 0.00013489
8479 | 0.00014563
8480 | 0.00015108
8481 | 0.00015295
8482 | 0.0001567
8483 | 0.00016072
8484 | 0.00016232
8485 | 0.0001613
8486 | 0.00016002
8487 | 0.00015892
8488 | 0.00015936
8489 | 0.00016136
8490 | 0.00016181
8491 | 0.00015939
8492 | 0.00015552
8493 | 0.00015207
8494 | 0.00014757
8495 | 0.00014166
8496 | 0.00013486
8497 | 0.00012762
8498 | 0.00012433
8499 | 0.00012189
8500 | 0.00012076
8501 | 0.00012384
8502 | 0.00013233
8503 | 0.00014267
8504 | 0.00014776
8505 | 0.00014924
8506 | 0.00015284
8507 | 0.00015675
8508 | 0.00015834
8509 | 0.00015727
8510 | 0.0001561
8511 | 0.00015497
8512 | 0.00015512
8513 | 0.0001572
8514 | 0.00015724
8515 | 0.00015434
8516 | 0.00015052
8517 | 0.0001472
8518 | 0.00014267
8519 | 0.00013677
8520 | 0.00012944
8521 | 0.00011634
8522 | 0.00011266
8523 | 0.00010999
8524 | 0.00010823
8525 | 0.00010833
8526 | 0.000111
8527 | 0.00011716
8528 | 0.000123
8529 | 0.00012737
8530 | 0.00013115
8531 | 0.00013374
8532 | 0.00013487
8533 | 0.00013287
8534 | 0.00013091
8535 | 0.00012997
8536 | 0.0001312
8537 | 0.00013451
8538 | 0.00013597
8539 | 0.00013498
8540 | 0.0001322
8541 | 0.00012891
8542 | 0.00012552
8543 | 0.00012125
8544 | 0.00011657
8545 | 0.00010999
8546 | 0.00010636
8547 | 0.00010348
8548 | 0.00010164
8549 | 0.00010105
8550 | 0.00010274
8551 | 0.00010663
8552 | 0.00011138
8553 | 0.00011558
8554 | 0.00012017
8555 | 0.00012367
8556 | 0.00012517
8557 | 0.0001237
8558 | 0.00012174
8559 | 0.00012077
8560 | 0.00012191
8561 | 0.00012575
8562 | 0.00012773
8563 | 0.00012795
8564 | 0.00012695
8565 | 0.00012426
8566 | 0.00012169
8567 | 0.00011823
8568 | 0.00011379
8569 | 0.00010664
8570 | 0.00010289
8571 | 0.00010013
8572 | 9.8417e-05
8573 | 9.8432e-05
8574 | 0.0001006
8575 | 0.00010618
8576 | 0.00010958
8577 | 0.00011172
8578 | 0.00011655
8579 | 0.00012173
8580 | 0.00012401
8581 | 0.0001232
8582 | 0.00012196
8583 | 0.00012096
8584 | 0.00012141
8585 | 0.00012379
8586 | 0.00012379
8587 | 0.00012229
8588 | 0.00012044
8589 | 0.00011868
8590 | 0.00011673
8591 | 0.00011372
8592 | 0.00010893
8593 | 0.00010229
8594 | 9.8785e-05
8595 | 9.5641e-05
8596 | 9.3136e-05
8597 | 9.1736e-05
8598 | 9.2892e-05
8599 | 9.5932e-05
8600 | 9.8102e-05
8601 | 9.9553e-05
8602 | 0.00010468
8603 | 0.00011026
8604 | 0.00011287
8605 | 0.00011233
8606 | 0.00011093
8607 | 0.00011009
8608 | 0.00011085
8609 | 0.00011378
8610 | 0.00011506
8611 | 0.00011493
8612 | 0.00011435
8613 | 0.00011336
8614 | 0.00011232
8615 | 0.00010992
8616 | 0.00010681
8617 | 0.00010395
8618 | 0.00010093
8619 | 9.8631e-05
8620 | 9.6851e-05
8621 | 9.6271e-05
8622 | 9.7918e-05
8623 | 0.00010189
8624 | 0.0001043
8625 | 0.00010566
8626 | 0.00011025
8627 | 0.00011521
8628 | 0.00011737
8629 | 0.00011687
8630 | 0.00011583
8631 | 0.00011489
8632 | 0.0001156
8633 | 0.0001184
8634 | 0.00011962
8635 | 0.00011943
8636 | 0.00011774
8637 | 0.00011634
8638 | 0.00011535
8639 | 0.00011262
8640 | 0.00010856
8641 | 0.00010952
8642 | 0.00010651
8643 | 0.00010409
8644 | 0.00010244
8645 | 0.00010311
8646 | 0.00010843
8647 | 0.00011518
8648 | 0.00011853
8649 | 0.00011986
8650 | 0.00012424
8651 | 0.00012911
8652 | 0.00013098
8653 | 0.0001303
8654 | 0.00012909
8655 | 0.00012791
8656 | 0.00012823
8657 | 0.00013049
8658 | 0.00013109
8659 | 0.00013003
8660 | 0.00012717
8661 | 0.00012505
8662 | 0.00012272
8663 | 0.00011874
8664 | 0.0001131
8665 | 0.00010806
8666 | 0.00010506
8667 | 0.00010272
8668 | 0.00010114
8669 | 0.00010178
8670 | 0.00010656
8671 | 0.00011248
8672 | 0.00011513
8673 | 0.00011642
8674 | 0.00012114
8675 | 0.00012612
8676 | 0.00012866
8677 | 0.00012809
8678 | 0.00012665
8679 | 0.00012533
8680 | 0.00012564
8681 | 0.00012799
8682 | 0.00012878
8683 | 0.00012799
8684 | 0.00012544
8685 | 0.00012334
8686 | 0.00012118
8687 | 0.00011734
8688 | 0.00011144
8689 | 0.00011104
8690 | 0.00010744
8691 | 0.00010483
8692 | 0.00010306
8693 | 0.00010301
8694 | 0.00010531
8695 | 0.00011074
8696 | 0.0001158
8697 | 0.00011971
8698 | 0.00012355
8699 | 0.00012608
8700 | 0.00012698
8701 | 0.00012512
8702 | 0.00012324
8703 | 0.00012223
8704 | 0.00012323
8705 | 0.00012634
8706 | 0.00012746
8707 | 0.00012692
8708 | 0.00012409
8709 | 0.0001212
8710 | 0.00011856
8711 | 0.00011514
8712 | 0.00011095
8713 | 0.00010488
8714 | 0.0001011
8715 | 9.8125e-05
8716 | 9.6013e-05
8717 | 9.5315e-05
8718 | 9.6845e-05
8719 | 0.00010036
8720 | 0.00010448
8721 | 0.00010842
8722 | 0.00011317
8723 | 0.00011674
8724 | 0.00011815
8725 | 0.00011678
8726 | 0.00011497
8727 | 0.00011423
8728 | 0.00011541
8729 | 0.0001195
8730 | 0.00012119
8731 | 0.00012129
8732 | 0.00012009
8733 | 0.00011788
8734 | 0.00011568
8735 | 0.00011246
8736 | 0.00010885
8737 | 0.00010425
8738 | 0.00010069
8739 | 9.8055e-05
8740 | 9.669e-05
8741 | 9.6982e-05
8742 | 0.00010066
8743 | 0.00010579
8744 | 0.0001093
8745 | 0.00011112
8746 | 0.00011568
8747 | 0.00012084
8748 | 0.00012306
8749 | 0.00012248
8750 | 0.00012122
8751 | 0.00012057
8752 | 0.0001216
8753 | 0.00012397
8754 | 0.00012427
8755 | 0.00012297
8756 | 0.00012059
8757 | 0.00011853
8758 | 0.00011684
8759 | 0.00011397
8760 | 0.00011314

## Raw data - distribution costs
https://op.europa.eu/fr/publication-detail/-/publication/06abcbec-1740-11eb-b57e-01aa75ed71a1/language-fr
page 15
Distribution costs (€/MWh) | 2018
EU27 | 7.8 | Distribution costs are then muliplied by the ration between the peak demand and the mean demand in order to have the distribution cost based on peak demand
Distribution costs (€/MW) | 2018
EU27 | 47661.0863

## DCCpUIiPL
Cost per Unit New Electricity Generation (2012 $ / MW)
Transmission Construction | 36940.7735