## About
MCGLT Max Capacity Growth Lookup Table
Sources: | (1) Conventional Power Plants
JRC Open Power Plants Database (JRC-PPDB-OPEN)
2019
https://data.jrc.ec.europa.eu/dataset/9810feeb-f062-49cd-8e76-8d8cfd488a05
(2) Wind Onshore and Offshore
WindEurope
2020
Wind energy in Europe in 2019 - Trends and statistics
https://windeurope.org/wp-content/uploads/files/about-wind/statistics/WindEurope-Annual-Statistics-2019.pdf
Note: Data combined with source (3)
(3) Wind Onshore and Offshore
JRC Technical Report
Wind potentials for EU and neighbouring countries
Input datasets for the JRC-EU-TIMES Model
2018
https://publications.jrc.ec.europa.eu/repository/bitstream/JRC109698/kjna29083enn_1.pdf
p. 28
(4) Hydropower
Facts of Hydropower in the EU
2018
https://www.vgb.org/hydropower_fact_sheets_2018-dfid-91827.html
pp. 2, 7
(5) PV
Statista
2020
Solar PV cumulative capacity in the EU-28 2013-2019
https://www.statista.com/statistics/497540/connected-and-cumulated-photovoltaic-capacity-in-the-european-union-eu/
(6) Solar Thermal
EurObserv'ER
2019
Solar Thermal and Concentrated Solar Power Barometers
https://www.scribd.com/document/481635993/2019-Solar-Thermal-CSP-Barometer-en-20190704
(7) PV (Potential) and Biomass (Potential)
Ruiz et al.
2019
ENSPRESO - an open, EU-28 wide, transparent and coherent database of wind, solar and biomass energy potentials
https://doi.org/10.1016/j.esr.2019.100379
p. 10, Figure 7
(8) Geothermal
GEOELEC
2013
A prospective study on the geothermal potential in the EU
http://www.geoelec.eu/wp-content/uploads/2011/09/D-2.5-GEOELEC-prospective-study.pdf
(9) Geothermal
EurObserv’ER
The State of Renewable Energies in Europe
Edition 2018
https://www.isi.fraunhofer.de/content/dam/isi/dokumente/ccx/2019/The_State_of_RES_in_Europe-2018-GB.pdf
(10) Biomass
EU Commission
2018-08-20
Energy datasheets: EU28 countries
https://ec.europa.eu/energy/sites/ener/files/documents/countrydatasheets_august2018.xlsx
(11) Gas (Peakers and non-Peakers)
Joint Research Center
2019
JRC IDEES Database
Transformation output CHP and heat-only plants
https://rcp.jrc.es/
Database available on request
Sheets JRC_cap and JRC_thermal
Note:
Due to differences in technological maturity, existing deployment level, and whether or not a given technology is constrained by remaining suitable sites,
we must use different methodologies to estimate the maximum allowable capacity that can be built in each year.
In order to prevent a lack of flexble power plants, the maximum historical growth of natural gas plants is allowed for both, peakers and non-peakers (see sheet natural_gas).
In the EU model, alls oil-based plants are grouped under heavy or residual fuel oil.
The following table of assumptions is based on the U.S. version. Modifications are highlighted in light blue.
| Limiting Factor | Growth Model | Used Estimate | Rationale
coal | manufacturing of mechanical components | Fixed MW/year | Maximum historical observed growth amounts | Manufacturing capacity for these components is unlikely to grow much.
natural gas nonpeaker | manufacturing of mechanical components | Fixed MW/year | Maximum historical observed growth amounts | Manufacturing capacity for these components is unlikely to grow much.
nuclear | manufacturing of mechanical components | Fixed MW/year | Maximum historical observed growth amounts | Manufacturing of nuclear components has a global supply chain with a small number of firms, and major expansion of manufacturing capacity is unlikely. However, components now going to China (the biggest nuclear builder in the world) could go to the U.S. instead.
hydro | availability of suitable sites | Fixed MW/year | Difference of SYC capacity and theoretical potential, built over a period of 100 years. | Growth stops when you run out of suitable sites.
wind | industry maturity (technology, manufacturing capacity, etc.) and availability of sites | Fixed MW/year | Maximum capacity growth is assumed to be the slope of the straight between SYC capacity and the 2050 technical potential (with low restrictions). | Growth scales up at first, then becoming fixed as you reach maturity.
solar PV | industry maturity (technology, manufacturing capacity, etc.) and availability of sites | Fixed MW/year | Maximum capacity growth is assumed to be the slope of the straight between SYC capacity and the 2050 technical potential. | Growth scales up at first, then becoming fixed as you reach maturity.
solar thermal | manufacturing of mechanical components (and also possibly availability of suitable sites, to a degree) | Fixed MW/year | Maximum capacity growth is assumed to be the slope of the straight between SYC capacity and the 2050 technical potential. | Manufacturing capacity for these components is unlikely to grow much.
biomass | availability of biomass | Fixed MW/year | Maximum capacity growth is assumed to be the slope of the straight between SYC capacity and the 2050 technical potential. | Manufacturing capacity for these components is unlikely to grow much.
geothermal | economical potential | Fixed MW/year | Maximum capacity growth is assumed to be the slope of the straight between SYC capacity and the 2050 economical potential. | In theory, you have suitable geothermal sites remaining, and you exhaust them. In practice, estimates of geothermal potential include "enhanced" (deep, high-tech) geothermal, and this estimated potential is extremely high (400 GW), which would result in an unrealistically high geothermal annual growth amount. Taking the 95th percentile of historic, actual growth is more reasonable.
petroleum | manufacturing of mechanical components | Fixed MW/year | Maximum historical observed growth amounts | Manufacturing capacity for these components is unlikely to grow much.
natural gas peaker | manufacturing of mechanical components | Fixed MW/year | Maximum historical observed growth amounts | Manufacturing capacity for these components is unlikely to grow much.

## conv_raw
Source (1)
eic_p | eic_g | name_p | name_g | capacity_p | capacity_g | type_g | lat | lon | country | NUTS2 | status_g | year_commissioned | year_decommissioned | water_type | cooling_type | water_withdrawal | water_consumption
14W-WGM-KW-----J | 14W-WGM1-M1----5 | GDK-Mellach | GDK-Mellach Linie 10 | 838 | 421 | Fossil Gas | 46.933 | 15.517 | Austria | AT22 | COMMISSIONED | 2012 |  | Freshwater | Once-through | 43.07 | 0.38
14W-WGM-KW-----J | 14W-WGM2-M1----X | GDK-Mellach | GDK-Mellach Linie 20 | 838 | 417 | Fossil Gas | 46.933 | 15.517 | Austria | AT22 | COMMISSIONED | 2012 |  | Freshwater | Once-through | 43.07 | 0.38
14W-BOW-KW-----9 | 14W-BOW-TU-----P | Ottensheim-Wilhering | Ottensheim-Wilhering | 179 | 179 | Hydro Run-of-river and poundage | 48.317 | 14.151 | Austria | AT31 | COMMISSIONED | 1975 |  | Freshwater
14WLSG-MITTE---U |  | FHKW Linz Mitte | NA | 253.8 | 253.8 | Fossil Gas | 48.299 | 14.324 | Austria | AT31 | COMMISSIONED | 1970 |  | Freshwater | Once-through | 43.07 | 0.38
14W-KW-THE-EVN-7 | 14W-KW-THE-KO--3 | Kraftwerk TheiÃŸ | TheiÃŸ Kombi | 755 | 485 | Fossil Gas | 48.383 | 15.7 | Austria | AT12 | RESERVE | 2000 |  | Freshwater | Once-through | 132.48 | 0.91
14W-KW-THE-EVN-7 | 14W-KW-THE-M2--7 | Kraftwerk TheiÃŸ | TheiÃŸ 2 | 755 | 130 | Fossil Gas | 48.383 | 15.7 | Austria | AT12 | COMMISSIONED | 1974 |  | Freshwater | Once-through | 132.48 | 0.91
14W-KW-THE-EVN-7 | 14W-KW-THE--M5-O | Kraftwerk TheiÃŸ | TheiÃŸ 5 | 755 | 230 | Fossil Gas | 48.383 | 15.7 | Austria | AT12 | COMMISSIONED | 2000 |  | Freshwater | Once-through | 132.48 | 0.91
14W-KW-THE-EVN-7 | 14W-KW-THE--M3-U | Kraftwerk TheiÃŸ | TheiÃŸ 3 | 755 | 255 | Fossil Gas | 48.383 | 15.7 | Austria | AT12 | COMMISSIONED | 2003 |  | Freshwater | Once-through | 132.48 | 0.91
14W-KW-DU2-EVN-K | 14W-KW-DUE-EVN-A | Kraftwerk DÃ¼rnrohr | KW DÃ¼rnrohr Block 2 | 381.4 | 335 | Fossil Hard coal | 48.317 | 15.917 | Austria | AT12 | COMMISSIONED | 1985 |  | Freshwater | Once-through | 137.59 | 0.95
14WLSG-1SUED---5 |  | FHKW Linz SÃ¼d | NA | 158 | 158 | Fossil Gas | 48.299 | 14.324 | Austria | AT31 | COMMISSIONED | 1993 |  | Freshwater | Once-through | 43.07 | 0.38
14W-E110349----M |  | Kraftwerk Oschenik | NA | 114 | 114 | Hydro Pumped Storage | 46.988 | 13.106 | Austria | AT21 | COMMISSIONED |  |  | Freshwater
14W-KW-KO2-EVN-5 | 14W-KW-KOR-EVN-F | Kraftwerk Korneuburg | KW Korneuburg Block EVN | 152 | 150 | Fossil Gas | 48.317 | 16.333 | Austria | AT12 | COMMISSIONED | 1958 |  | Freshwater | Once-through | 43.07 | 0.38
14W-KW-KO2-EVN-5 | 14W-KW-KOR--M2-4 | Kraftwerk Korneuburg | KW Korneuburg M2 | 152 | 101.2 | Fossil Gas | 48.317 | 16.333 | Austria | AT12 | COMMISSIONED | 1958 |  | Freshwater | Once-through | 43.07 | 0.38
14W-BAW-KW-----F | 14W-BAW-TU-----V | AltenwÃ¶rth | AltenwÃ¶rth | 328 | 328 | Hydro Run-of-river and poundage | 48.375 | 15.855 | Austria | AT12 | COMMISSIONED | 1976 |  | Freshwater
14W-BYP-KW-----6 | 14W-BYP-TU-----M | Ybbs-Persenbeug | Ybbs-Persenbeug | 236.5 | 236.5 | Hydro Run-of-river and poundage | 48.189 | 15.068 | Austria | AT12 | COMMISSIONED | 1959 |  | Freshwater
14W-TKO-KW-----S | 14W-TKO-TU-----7 | Kaprun-Oberstufe | Kaprun-Oberstufe | 112.8 | 112.8 | Hydro Pumped Storage | 47.197 | 12.719 | Austria | AT32 | COMMISSIONED | 1956 |  | Freshwater
14W-DMO-KW-----D | 14W-DMO-TU-----T | Malta-Oberstufe | Malta-Oberstufe | 120 | 120 | Hydro Pumped Storage | 47.066 | 13.354 | Austria | AT21 | COMMISSIONED | 1975 |  | Freshwater
14W-WDR-KW-----2 | 14W-WDR-M1-----I | DKW DÃ¼rnrohr | DKW DÃ¼rnrohr | 0 | 380 | Fossil Hard coal | 48.317 | 15.917 | Austria | AT12 | COMMISSIONED | 1985 |  | Freshwater | Once-through | 85.5 | 0.39
14W-BAA-KW-----D | 14W-BAA-TU-----T | Abwinden-Asten | Abwinden-Asten | 168 | 168 | Hydro Run-of-river and poundage | 48.248 | 14.431 | Austria | AT31 | COMMISSIONED | 1979 |  | Freshwater
14W-KW-HMUHR---R |  | Kraftwerk Hintermuhr | NA | 107 | 107 | Hydro Pumped Storage | 47.11 | 13.434 | Austria | AT32 | COMMISSIONED |  |  | Freshwater
14W-BFR-KW-----A | 14W-BFR-TU-----Q | Freudenau | Freudenau | 172 | 172 | Hydro Run-of-river and poundage | 48.177 | 16.481 | Austria | AT13 | COMMISSIONED | 1997 |  | Freshwater
14W-E110354----8 |  | Kraftwerk AuÃŸerfragant | NA | 100 | 100 | Hydro Water Reservoir | 46.977 | 13.051 | Austria | AT21 | COMMISSIONED |  |  | Freshwater
14W-BAS-KW-----I | 14W-BAS-TU-----Y | Aschach | Aschach | 287.4 | 287.4 | Hydro Run-of-river and poundage | 48.385 | 14.023 | Austria | AT31 | COMMISSIONED | 1964 |  | Freshwater
14W-TZG-KW-----H | 14W-TZG-TU-----X | Gerlos | Gerlos | 200.2 | 200.2 | Hydro Water Reservoir | 47.234 | 11.9 | Austria | AT33 | COMMISSIONED | 1943 |  | Freshwater
14W-TZR-KW-----I | 14W-TZR-TU-----Y | RoÃŸhag | RoÃŸhag | 231 | 231 | Hydro Pumped Storage | 47.087 | 11.774 | Austria | AT33 | COMMISSIONED | 1970 |  | Freshwater
14WENERGIE--WT02 | 14WENERGIEAGWT4S | Kraftwerk Timelkam GUD | Kraftwerk Timelkam GUD | 400 | 400 | Fossil Gas | 48 | 13.583 | Austria | AT31 | COMMISSIONED | 2008 |  | Freshwater | Mechanical Draught Tower | 0.96 | 0.78
14W-TKH-KW-----O | 14W-TKH-TU-----3 | Kaprun-Hauptstufe | Kaprun-Hauptstufe | 260 | 260 | Hydro Water Reservoir | 47.199 | 12.722 | Austria | AT32 | COMMISSIONED | 1953 |  | Freshwater
14W-DMH-KW-----9 | 14W-DMH-TU-----P | Malta-Hauptstufe | Malta-Hauptstufe | 730 | 730 | Hydro Pumped Storage | 47.066 | 13.354 | Austria | AT21 | COMMISSIONED | 1978 |  | Freshwater
14W-WNW-KW-----R | 14W-WNW-M1-----6 | FHKW Neudorf/Werndorf | FHKW Neudorf/Werndorf | 0 | 150 | Fossil Oil | 46.917 | 15.483 | Austria | AT22 | COMMISSIONED |  |  | Freshwater | Natural Draught Tower | 4.55 | 3.13
14W-PROD-LAU---8 | 14W-GEN-LAU----Z | KW Leopoldau | Lau GuD | 140 | 140 | Fossil Gas | 48.267 | 16.433 | Austria | AT13 | COMMISSIONED | 1975 |  | Freshwater | Once-through | 43.07 | 0.38
14W-VOEST-KW---0 | 14W-BLOCK07-L--J | voestalpine KW Linz | Block 07 Linz | 153 | 153 | Fossil Gas | 48.299 | 14.324 | Austria | AT31 | COMMISSIONED |  |  | Freshwater | Once-through | 132.48 | 0.91
14W-BWM-KW-----L | 14W-BWM-TU-----0 | Wallsee-Mitterkirchen | Wallsee-Mitterkirchen | 210 | 210 | Hydro Run-of-river and poundage | 48.167 | 14.695 | Austria | AT31 | COMMISSIONED | 1968 |  | Freshwater
14W-WML-KW-----0 | 14W-WML-M1-----G | FHKW Mellach | FHKW Mellach | 200 | 200 | Fossil Hard coal | 46.933 | 15.517 | Austria | AT22 | COMMISSIONED | 1986 |  | Freshwater | Once-through | 137.59 | 0.95
14W-TKP-KW-----I | 14W-TKP-TU-----Y | Limberg II | Limberg II | 480 | 480 | Hydro Pumped Storage | 47.198 | 12.72 | Austria | AT32 | COMMISSIONED | 2011 |  | Freshwater
14W-TKS-KW-----P | 14W-TKS-TU-----4 | Kaprun-Schwarzach | Kaprun-Schwarzach | 120 | 120 | Hydro Water Reservoir | 47.315 | 13.139 | Austria | AT32 | COMMISSIONED | 1960 |  | Freshwater
14W-PROD-DO----O | 14W-GEN-DO3----F | KW Donaustadt | DO3 | 395 | 395 | Fossil Gas | 48.183 | 16.45 | Austria | AT13 | COMMISSIONED | 2001 |  | Freshwater | Once-through | 132.48 | 0.91
14W-PROD-SIM---P | 14W-GEN-SIM3---P | KW Simmering | Sim3 | 1272.2 | 420 | Fossil Gas | 48.167 | 16.433 | Austria | AT13 | COMMISSIONED | 1992 |  | Freshwater | Once-through | 43.07 | 0.38
14W-PROD-SIM---P | 14W-GEN-SIM1---Z | KW Simmering | Sim1 | 1272.2 | 828 | Fossil Gas | 48.167 | 16.433 | Austria | AT13 | COMMISSIONED | 2009 |  | Freshwater | Once-through | 43.07 | 0.38
14W-PROD-SIM---P | 14W-GEN-SIMBIO-J | KW Simmering | Sim Bio | 1272.2 | 24.2 | Biomass | 48.167 | 16.433 | Austria | AT13 | COMMISSIONED | 2009 |  | Freshwater | Natural Draught Tower | 3.32 | 2.09
14W-DRP-KW-----M | 14W-DRP-TU-----1 | Reisseck 2 | Reisseck 2 | 430 | 430 | Hydro Pumped Storage | 47.078 | 13.417 | Austria | AT32 | COMMISSIONED | 2014 |  | Freshwater
14W-E110352----K |  | Kraftwerk Feldsee | NA | 140 | 140 | Hydro Pumped Storage | 47.003 | 13.059 | Austria | AT21 | COMMISSIONED | 2009 |  | Freshwater
14WENERGIEAGWR05 | 14WENERGIEAGWR21 | Kraftwerk Riedersbach 2 | KW Riedersbach 2 G2 | 150 | 150 | Fossil Hard coal | 48.033 | 12.833 | Austria | AT31 | COMMISSIONED | 1970 |  | Freshwater | Once-through | 137.59 | 0.95
14W-TZMA-KW----N | 14W-TZM-TU-----A | Mayrhofen | Mayrhofen | 355 | 355 | Hydro Water Reservoir | 47.158 | 11.85 | Austria | AT33 | COMMISSIONED | 1970 |  | Freshwater
14W-TZH-KW-----7 | 14W-TZH-TU-----N | HÃ¤usling | HÃ¤usling | 360 | 360 | Hydro Pumped Storage | 47.146 | 11.967 | Austria | AT33 | COMMISSIONED | 1986 |  | Freshwater
14W-BME-KW-----Q | 14W-BME-TU-----5 | Melk | Melk | 187 | 187 | Hydro Run-of-river and poundage | 48.223 | 15.304 | Austria | AT12 | COMMISSIONED | 1982 |  | Freshwater
14W-BGS-KW-----Q | 14W-BGS-TU-----5 | Greifenstein | Greifenstein | 293 | 293 | Hydro Run-of-river and poundage | 48.355 | 16.242 | Austria | AT12 | COMMISSIONED | 1985 |  | Freshwater
22WSAINT-000221B | 22WSAINT-150221B | SAINT-GHISLAIN STEG | SAINT-GHISLAIN STEG | 350 | 350 | Fossil Gas | 50.466 | 3.833 | Belgium | BE32 | COMMISSIONED | 2001 |  | Freshwater | Air Cooling | 0.01 | 0.01
22WDOELX40000793 | 22WDOELX41500793 | DOEL 4 | DOEL 4 | 1039 | 1039 | Nuclear | 51.316 | 4.258 | Belgium | BE23 | COMMISSIONED | 1985 |  | Freshwater | Natural Draught Tower | 4.17 | 2.54
22WCOOXII000070C | 22WCOOX4X0000588 | COO II T | COO 4 T | 690 | 230 | Hydro Pumped Storage | 50.385 | 5.862 | Belgium | BE33 | COMMISSIONED | 1978 |  | Freshwater
22WCOOXII000070C | 22WCOOX5X000061A | COO II T | COO 5 T | 690 | 230 | Hydro Pumped Storage | 50.385 | 5.862 | Belgium | BE33 | COMMISSIONED | 1978 |  | Freshwater
22WCOOXII000070C | 22WCOOX6X000064W | COO II T | COO 6 T | 690 | 230 | Hydro Pumped Storage | 50.385 | 5.862 | Belgium | BE33 | COMMISSIONED | 1978 |  | Freshwater
22WDROGEN0000863 | 22WDROGEN0000847 | DROGENBOS TGV | DROGENBOS GT2 | 465 | 150 | Fossil Gas | 50.804 | 4.298 | Belgium | BE24 | COMMISSIONED | 1899 |  | Freshwater | Natural Draught Tower | 0.96 | 0.78
22WDROGEN0000863 | 22WDROGEN0000855 | DROGENBOS TGV | DROGENBOS ST | 465 | 160 | Fossil Gas | 50.804 | 4.298 | Belgium | BE24 | COMMISSIONED | 1899 |  | Freshwater | Natural Draught Tower | 0.96 | 0.78
22WDROGEN0000863 | 22WDROGEN0000839 | DROGENBOS TGV | DROGENBOS GT1 | 465 | 150 | Fossil Gas | 50.804 | 4.298 | Belgium | BE24 | COMMISSIONED | 1899 |  | Freshwater | Natural Draught Tower | 0.96 | 0.78
22WINESCO000149P | 22WINESCO150149P | INESCO WKK | INESCO WKK | 133 | 133 | Fossil Gas | 51.027 | 3.578 | Belgium | BE21 | COMMISSIONED |  |  | Freshwater | Mechanical Draught Tower | 0.96 | 0.78
22WMARCIN000179H | 22WMARCIN150179H | Marcinelle Energie (Carsid) | Marcinelle Energie (Carsid) | 405 | 405 | Fossil Gas | 50.41 | 4.433 | Belgium | BE32 | COMMISSIONED | 2011 |  | Freshwater | Once-through | 43.07 | 0.38
22WSCHELD0002261 | 22WSCHELD1502261 | Scheldelaan Exxonmobil | Scheldelaan Exxonmobil | 140 | 140 | Fossil Gas | 51.254 | 4.334 | Belgium | BE21 | COMMISSIONED | 2009 |  | Freshwater | Air Cooling | 0.01 | 0.01
22WTHORNT000237E | 22WTHORNT150237E | Thorntonbank - C-Power - Area NE | Thorntonbank - C-Power - Area NE | 147.6 | 147.6 | Wind Offshore | 51.556 | 2.969 | Belgium | BE25 | COMMISSIONED |  |  | None |  | 0 | 0
22WDOELX3000078D | 22WDOELX3150078D | DOEL 3 | DOEL 3 | 1006 | 1006 | Nuclear | 51.316 | 4.258 | Belgium | BE23 | COMMISSIONED | 1982 |  | Freshwater | Natural Draught Tower | 4.17 | 2.54
22WTHORNT000238C | 22WTHORNT150238C | Thorntonbank - C-Power - Area SW | Thorntonbank - C-Power - Area SW | 177.6 | 177.6 | Wind Offshore | 51.54 | 2.921 | Belgium | BE25 | COMMISSIONED |  |  | None |  | 0 | 0
22WT-POWE000244W | 22WT-POWE150244W | T-power Beringen | T-power Beringen | 419.8 | 419.8 | Fossil Gas | 51.058 | 5.105 | Belgium | BE22 | COMMISSIONED | 2011 |  | Freshwater | Mechanical Draught Tower | 0.96 | 0.78
22WCOOXIX000067T | 22WCOOX1X000050E | COO I T | COO 1 T | 474 | 158 | Hydro Pumped Storage | 50.393 | 5.869 | Belgium | BE33 | COMMISSIONED | 1969 |  | Freshwater
22WCOOXIX000067T | 22WCOOX2X0000521 | COO I T | COO 2 T | 474 | 158 | Hydro Pumped Storage | 50.385 | 5.862 | Belgium | BE33 | COMMISSIONED | 1969 |  | Freshwater
22WCOOXIX000067T | 22WCOOX3X000055N | COO I T | COO 3 T | 474 | 158 | Hydro Pumped Storage | 50.385 | 5.862 | Belgium | BE33 | COMMISSIONED | 1969 |  | Freshwater
22WDOELX1000076X | 22WDOELX1150076X | DOEL 1 | DOEL 1 | 433 | 433 | Nuclear | 51.316 | 4.258 | Belgium | BE23 | COMMISSIONED | 1975 |  | Freshwater | Once-through | 167.87 | 1.02
22WRODENH000213L | 22WRODENH150213L | RODENHUIZE 4 | RODENHUIZE 4 | 268 | 268 | Biomass | 51.127 | 3.769 | Belgium | BE23 | COMMISSIONED |  |  | Freshwater | Natural Draught Tower | 3.32 | 2.09
22W20161130----Z | 22W20161115----Z | Nobelwind Offshore Windpark | Nobelwind Offshore Windpark | 165 | 165 | Wind Offshore | 51.527 | 3.014 | Belgium | BE25 | COMMISSIONED |  |  | None |  | 0 | 0
22WBELWIN0000271 | 22WBELWIN1500271 | Belwind Phase 1 | Belwind Phase 1 | 171 | 171 | Wind Offshore | 51.66 | 2.8 | Belgium | BE25 | COMMISSIONED |  |  | None |  | 0 | 0
22WHERDER0001288 | 22WHERDER000127A | HERDERSBRUG STEG | HERDERSBRUG ST | 480.3 | 167 | Fossil Gas | 51.257 | 3.208 | Belgium | BE25 | COMMISSIONED | 1998 |  | Freshwater | Air Cooling | 0.01 | 0.01
22WHERDER0001288 | 22WHERDER000126C | HERDERSBRUG STEG | HERDERSBRUG GT2 | 480.3 | 156.3 | Fossil Gas | 51.257 | 3.208 | Belgium | BE25 | COMMISSIONED | 1998 |  | Freshwater | Air Cooling | 0.01 | 0.01
22WHERDER0001288 | 22WHERDER000125E | HERDERSBRUG STEG | HERDERSBRUG GT1 | 480.3 | 157 | Fossil Gas | 51.257 | 3.208 | Belgium | BE25 | COMMISSIONED | 1998 |  | Freshwater | Air Cooling | 0.01 | 0.01
22WRINGVA000209C | 22WRINGVA150209C | RINGVAART STEG | RINGVAART STEG | 365 | 365 | Fossil Gas | 51.099 | 3.712 | Belgium | BE23 | COMMISSIONED | 1998 |  | Freshwater | Air Cooling | 0.01 | 0.01
22WDOELX2000077N | 22WDOELX2150077N | DOEL 2 | DOEL 2 | 433 | 433 | Nuclear | 51.316 | 4.258 | Belgium | BE23 | COMMISSIONED | 1975 |  | Freshwater | Once-through | 167.87 | 1.02
22WZELZAT0002618 | 22WZELZAT1502618 | Zelzate 2 Knippegroen | Zelzate 2 Knippegroen | 315 | 315 | Fossil Gas | 51.157 | 3.812 | Belgium | BE23 | COMMISSIONED | 2010 |  | Freshwater | Mechanical Draught Tower | 4.55 | 3.13
22WZANDVL000255D | 22WZANDVL150255D | Zandvliet Power | Zandvliet Power | 386.2 | 386.2 | Fossil Gas | 51.361 | 4.255 | Belgium | BE21 | COMMISSIONED |  |  | Seawater | Mechanical Draught Tower | 4.55 | 3.13
22WTIHANG000239G | 22WTIHANG150239G | TIHANGE 1N | TIHANGE 1N | 481 | 481 | Nuclear | 50.532 | 5.273 | Belgium | BE33 | COMMISSIONED | 1975 |  | Freshwater | Once-through | 167.87 | 1.02
22WTIHANG000242R | 22WTIHANG150242R | TIHANGE 3 | TIHANGE 3 | 1038 | 1038 | Nuclear | 50.532 | 5.273 | Belgium | BE33 | COMMISSIONED | 1985 |  | Freshwater | Once-through | 167.87 | 1.02
22WTIHANG000241T | 22WTIHANG150241T | TIHANGE 2 | TIHANGE 2 | 1008 | 1008 | Nuclear | 50.532 | 5.273 | Belgium | BE33 | COMMISSIONED | 1983 |  | Freshwater | Once-through | 167.87 | 1.02
22WTIHANG000240V | 22WTIHANG150240V | TIHANGE 1S | TIHANGE 1S | 481 | 481 | Nuclear | 50.532 | 5.273 | Belgium | BE33 | COMMISSIONED |  |  | Freshwater | Once-through | 167.87 | 1.02
22WLANGER0001694 | 22WLANGER1501694 | LANGERLO 1 | LANGERLO 1 | 235 | 235 | Fossil Hard coal | 50.934 | 5.478 | Belgium | BE22 | DECOMMISSIONED | 1899 | 2016 | Freshwater | Natural Draught Tower | 2.22 | 1.81
22WNORTHW000187B | 22WNORTHW150187B | Northwind | Northwind | 216 | 216 | Wind Offshore | 51.619 | 2.9 | Belgium | BE25 | COMMISSIONED |  |  | None |  | 0 | 0
22WAMERCO000010Y | 22WAMERCO000009J | Amercoeur 1 R TGV | Amercoeur 1 R ST | 451 | 162 | Fossil Gas | 50.433 | 4.4 | Belgium | BE32 | COMMISSIONED | 2010 |  | Freshwater | Once-through | 43.07 | 0.38
22WAMERCO000010Y | 22WAMERCO000008L | Amercoeur 1 R TGV | Amercoeur 1 R GT | 451 | 289 | Fossil Gas | 50.433 | 4.4 | Belgium | BE32 | COMMISSIONED | 2010 |  | Freshwater | Once-through | 43.07 | 0.38
22WESCH-S0000967 | 22WESCH-S1500967 | ESCH-SUR-ALZETTE STEG | ESCH-SUR-ALZETTE STEG | 376.4 | 376.4 | Fossil Gas | 49.511 | 5.964 | Belgium | LU00 | COMMISSIONED | 2002 |  | Freshwater | Air Cooling | 0.01 | 0.01
22WPLATEX000208N | 22WPLATEX150208N | PLATE-TAILLE T | PLATE-TAILLE T | 144 | 144 | Hydro Pumped Storage | 50.188 | 4.386 | Belgium | BE32 | COMMISSIONED | 1981 |  | Freshwater
22WLANGER000174B | 22WLANGER150174B | LANGERLO 4 REPOWERING | LANGERLO 4 REPOWERING | 43 | 43 | Fossil Gas | 50.934 | 5.478 | Belgium | BE22 | DECOMMISSIONED |  |  | Freshwater | Air Cooling | 0.01 | 0.01
22WLANGER000173D | 22WLANGER150173D | LANGERLO 3 REPOWERING | LANGERLO 3 REPOWERING | 43 | 43 | Fossil Gas | 50.934 | 5.478 | Belgium | BE22 | DECOMMISSIONED |  |  | Freshwater | Air Cooling | 0.01 | 0.01
22WLANGER000171H | 22WLANGER150171H | LANGERLO 2 | LANGERLO 2 | 235 | 235 | Fossil Hard coal | 50.934 | 5.478 | Belgium | BE22 | DECOMMISSIONED | 1899 | 2016 | Freshwater | Natural Draught Tower | 2.22 | 1.81
32W001100100050N |  | CHP_EVN_PLOVDIV | NA | 105 | 105 | Fossil Gas | 42.171 | 24.746 | Bulgaria | BG42 | COMMISSIONED |  |  | Freshwater | Once-through | 132.48 | 0.91
32W001100100218B | 32W001100100007O | TEC_BOBOVDOL_EAD | TPP_BOBOV_DOL_G1 | 570 | 190 | Fossil Brown coal/Lignite | 42.285 | 23.034 | Bulgaria | BG41 | COMMISSIONED | 1973 |  | Freshwater | Natural Draught Tower | 2.22 | 1.81
32W001100100218B | 32W001100100009K | TEC_BOBOVDOL_EAD | TPP_BOBOV_DOL_G3 | 570 | 190 | Fossil Brown coal/Lignite | 42.285 | 23.034 | Bulgaria | BG41 | COMMISSIONED | 1975 |  | Freshwater | Natural Draught Tower | 2.22 | 1.81
32W001100100218B | 32W001100100008M | TEC_BOBOVDOL_EAD | TPP_BOBOV_DOL_G2 | 570 | 190 | Fossil Brown coal/Lignite | 42.285 | 23.034 | Bulgaria | BG41 | COMMISSIONED | 1974 |  | Freshwater | Natural Draught Tower | 2.22 | 1.81
32W001100100217D | 32W001100100016N | NPP_KOZLODUY | NPP KZL G9 | 2000 | 1000 | Nuclear | 43.744 | 23.772 | Bulgaria | BG31 | COMMISSIONED | 1988 |  | Freshwater | Once-through | 167.87 | 1.02
32W001100100217D | 32W001100100017L | NPP_KOZLODUY | NPP KZL G10 | 2000 | 1000 | Nuclear | 43.744 | 23.772 | Bulgaria | BG31 | COMMISSIONED | 1993 |  | Freshwater | Once-through | 167.87 | 1.02
32W001100100070H |  | PSHPP_BELMEKEN | NA | 375 | 375 | Hydro Water Reservoir | 42.161 | 23.802 | Bulgaria | BG42 | COMMISSIONED | 1974 |  | Freshwater
32W001100100071F |  | HPP_SESTRIMO | NA | 240 | 240 | Hydro Water Reservoir | 42.216 | 23.921 | Bulgaria | BG42 | COMMISSIONED | 1974 |  | Freshwater
32W0011001000781 |  | PSHPP_ORFEUS_GEN | NA | 160 | 160 | Hydro Water Reservoir | 41.94 | 24.447 | Bulgaria | BG42 | COMMISSIONED | 1975 |  | Freshwater
32W0011001000749 |  | HPP_PESHTERA | NA | 135 | 135 | Hydro Water Reservoir | 42.03 | 24.299 | Bulgaria | BG42 | COMMISSIONED | 1959 |  | Freshwater
32W001100100072D |  | HPP_MOMINA_KLISU | NA | 120 | 120 | Hydro Water Reservoir | 42.232 | 23.949 | Bulgaria | BG42 | COMMISSIONED |  |  | Freshwater
32W0011001000692 | 32W0011001000951 | PSHPP_CHAIRA_GEN | PSHPP_CHAIRA_GP1 | 864 | 227 | Hydro Pumped Storage | 42.16 | 23.861 | Bulgaria | BG42 | COMMISSIONED | 1995 |  | Freshwater
32W0011001000692 | 32W001100100097Y | PSHPP_CHAIRA_GEN | PSHPP_CHAIRA_GP2 | 864 | 227 | Hydro Pumped Storage | 42.16 | 23.861 | Bulgaria | BG42 | COMMISSIONED | 1995 |  | Freshwater
32W0011001000692 | 32W001100100099U | PSHPP_CHAIRA_GEN | PSHPP_CHAIRA_GP4 | 864 | 227 | Hydro Pumped Storage | 42.16 | 23.861 | Bulgaria | BG42 | COMMISSIONED | 1995 |  | Freshwater
32W0011001000692 | 32W001100100098W | PSHPP_CHAIRA_GEN | PSHPP_CHAIRA_GP3 | 864 | 227 | Hydro Pumped Storage | 42.16 | 23.861 | Bulgaria | BG42 | COMMISSIONED | 1995 |  | Freshwater
32W001100100115L |  | WPP_SVETI_NIKOLA | NA | 156 | 156 | Wind Onshore | 43.457 | 28.451 | Bulgaria | BG33 | COMMISSIONED |  |  | None |  | 0 | 0
32W0011001000676 |  | CHP_LUKOIL_NEFTO | NA | 257 | 257 | Fossil Gas | 42.523 | 27.405 | Bulgaria | BG34 | COMMISSIONED |  |  | Freshwater | No Cooling | 0 | 0
32W001100100063E | 32W001100100040Q | TPP_MI3 | TPP_MI3_G4 | 908 | 227 | Fossil Brown coal/Lignite | 42.145 | 26.003 | Bulgaria | BG34 | COMMISSIONED | 1899 |  | Freshwater | Once-through | 137.59 | 0.95
32W001100100063E | 32W001100100038D | TPP_MI3 | TPP_MI3_G2 | 908 | 227 | Fossil Brown coal/Lignite | 42.145 | 26.003 | Bulgaria | BG34 | COMMISSIONED | 1899 |  | Freshwater | Once-through | 137.59 | 0.95
32W001100100063E | 32W001100100037F | TPP_MI3 | TPP_MI3_G1 | 908 | 227 | Fossil Brown coal/Lignite | 42.145 | 26.003 | Bulgaria | BG34 | COMMISSIONED | 1899 |  | Freshwater | Once-through | 137.59 | 0.95
32W001100100063E | 32W001100100039B | TPP_MI3 | TPP_MI3_G3 | 908 | 227 | Fossil Brown coal/Lignite | 42.145 | 26.003 | Bulgaria | BG34 | COMMISSIONED | 1899 |  | Freshwater | Once-through | 137.59 | 0.95
32W001100100233F |  | CHP_BRIKEL_1 | NA | 200 | 200 | Fossil Brown coal/Lignite | 42.256 | 26.132 | Bulgaria | BG34 | COMMISSIONED |  |  | Freshwater | Once-through | 137.59 | 0.95
32W001100100005S |  | CHP_REPUBLIKA_PK | NA | 105 | 105 | Fossil Brown coal/Lignite | 42.607 | 23.078 | Bulgaria | BG41 | COMMISSIONED | 1951 |  | Freshwater | Natural Draught Tower | 2.22 | 1.81
32W0011001000838 |  | HPP_KARDZHALI | NA | 110 | 110 | Hydro Water Reservoir | 41.634 | 25.378 | Bulgaria | BG42 | COMMISSIONED | 1963 |  | Freshwater
32W001100100089X | 32W001100100024O | TOPLO_RUSE | TPP_RUSE_G4 | 110 | 110 | Fossil Hard coal | 43.866 | 26.009 | Bulgaria | BG32 | COMMISSIONED |  |  | Freshwater | Once-through | 137.59 | 0.95
32W001100100088Z | 32W0011001000498 | TEC_MARITSA_3_AD | TPP_MARITSA_3_G1 | 120 | 120 | Fossil Brown coal/Lignite | 42.052 | 25.623 | Bulgaria | BG42 | COMMISSIONED | 1971 |  | Freshwater | Natural Draught Tower | 2.22 | 1.81
32W0011001000854 |  | HPP_IVAILOVGRAD | NA | 114 | 114 | Hydro Water Reservoir | 41.527 | 26.124 | Bulgaria | BG42 | COMMISSIONED | 1964 |  | Freshwater
32W001100100294W | 32W0011001000943 | AES_MI1 | TPP_GALABOVO_G2 | 686 | 343 | Fossil Brown coal/Lignite | 42.159 | 25.909 | Bulgaria | BG34 | COMMISSIONED |  |  | Freshwater | Natural Draught Tower | 2.22 | 1.81
32W001100100294W | 32W0011001000935 | AES_MI1 | TPP_GALABOVO_G1 | 686 | 343 | Fossil Brown coal/Lignite | 42.159 | 25.909 | Bulgaria | BG34 | COMMISSIONED |  |  | Freshwater | Natural Draught Tower | 2.22 | 1.81
32W001100100026K |  | CHP_DEVEN | NA | 132 | 132 | Fossil Hard coal | 43.196 | 27.637 | Bulgaria | BG33 | COMMISSIONED | 2009 |  | Freshwater | Air Cooling | 0.33 | 0.22
32W001100100022S |  | CHP_SVILOZA | NA | 120 | 120 | Fossil Hard coal | 43.636 | 25.322 | Bulgaria | BG32 | COMMISSIONED |  |  | Freshwater | Natural Draught Tower | 2.22 | 1.81
32W001100100023Q |  | CHP_RUSE | NA | 180 | 180 | Fossil Hard coal | 43.866 | 26.009 | Bulgaria | BG32 | COMMISSIONED |  |  | Freshwater | Once-through | 137.59 | 0.95
32W001100100153D | 32W001100100041O | TPP_MI_2 | TPP_MI2_G1 | 1604 | 177 | Fossil Brown coal/Lignite | 42.256 | 26.132 | Bulgaria | BG34 | COMMISSIONED | 1966 |  | Freshwater |  | 46.27 | 2.06
32W001100100153D | 32W001100100046E | TPP_MI_2 | TPP_MI2_G6 | 1604 | 230 | Fossil Brown coal/Lignite | 42.256 | 26.132 | Bulgaria | BG34 | COMMISSIONED | 1976 |  | Freshwater |  | 46.27 | 2.06
32W001100100153D | 32W001100100044I | TPP_MI_2 | TPP_MI2_G4 | 1604 | 177 | Fossil Brown coal/Lignite | 42.256 | 26.132 | Bulgaria | BG34 | COMMISSIONED | 1968 |  | Freshwater |  | 46.27 | 2.06
32W001100100153D | 32W001100100045G | TPP_MI_2 | TPP_MI2_G5 | 1604 | 230 | Fossil Brown coal/Lignite | 42.256 | 26.132 | Bulgaria | BG34 | COMMISSIONED | 1975 |  | Freshwater |  | 46.27 | 2.06
32W001100100153D | 32W001100100043K | TPP_MI_2 | TPP_MI2_G3 | 1604 | 177 | Fossil Brown coal/Lignite | 42.256 | 26.132 | Bulgaria | BG34 | COMMISSIONED | 1966 |  | Freshwater |  | 46.27 | 2.06
32W001100100153D | 32W001100100042M | TPP_MI_2 | TPP_MI2_G2 | 1604 | 165 | Fossil Brown coal/Lignite | 42.256 | 26.132 | Bulgaria | BG34 | COMMISSIONED | 1966 |  | Freshwater |  | 46.27 | 2.06
32W001100100153D | 32W001100100048A | TPP_MI_2 | TPP_MI2_G8 | 1604 | 230 | Fossil Brown coal/Lignite | 42.256 | 26.132 | Bulgaria | BG34 | COMMISSIONED | 1995 |  | Freshwater |  | 46.27 | 2.06
32W001100100153D | 32W001100100047C | TPP_MI_2 | TPP_MI2_G7 | 1604 | 218 | Fossil Brown coal/Lignite | 42.256 | 26.132 | Bulgaria | BG34 | COMMISSIONED | 1978 |  | Freshwater |  | 46.27 | 2.06
27W-PU-EPLE----4 |  | EPLE_______ | NA | 111 | 111 | Fossil Brown coal/Lignite | 49.744 | 13.361 | Czechia | CZ03 | COMMISSIONED |  |  | Freshwater | Once-through | 137.59 | 0.95
27W-PU-EPC1----Y | 27W-GU-EPC1G2--8 | EPC1_______ | EPC1_G2____ | 916 | 187 | Fossil Brown coal/Lignite | 50.426 | 13.683 | Czechia | CZ04 | COMMISSIONED | 1970 |  | Freshwater | Natural Draught Tower | 2.22 | 1.81
27W-PU-EPC1----Y | 27W-GU-EPC1G5--X | EPC1_______ | EPC1_G5____ | 916 | 185 | Fossil Brown coal/Lignite | 50.426 | 13.683 | Czechia | CZ04 | COMMISSIONED | 1977 |  | Freshwater | Natural Draught Tower | 2.22 | 1.81
27W-PU-EPC1----Y | 27W-GU-EPC1G4--0 | EPC1_______ | EPC1_G4____ | 916 | 187 | Fossil Brown coal/Lignite | 50.426 | 13.683 | Czechia | CZ04 | COMMISSIONED | 1971 |  | Freshwater | Natural Draught Tower | 2.22 | 1.81
27W-PU-EPC1----Y | 27W-GU-EPC1G6--T | EPC1_______ | EPC1_G6____ | 916 | 185 | Fossil Brown coal/Lignite | 50.426 | 13.683 | Czechia | CZ04 | COMMISSIONED | 1977 |  | Freshwater | Natural Draught Tower | 2.22 | 1.81
27W-PU-EPC1----Y | 27W-GU-EPC1G3--4 | EPC1_______ | EPC1_G3____ | 916 | 186 | Fossil Brown coal/Lignite | 50.426 | 13.683 | Czechia | CZ04 | COMMISSIONED | 1971 |  | Freshwater | Natural Draught Tower | 2.22 | 1.81
27W-PU-EDAL----O | 27W-GU-EDALG2--Z | EDAL_______ | EDAL_G2____ | 472 | 118 | Hydro Pumped Storage | 49.124 | 16.124 | Czechia | CZ06 | COMMISSIONED | 1978 |  | Freshwater
27W-PU-EDAL----O | 27W-GU-EDALG3--V | EDAL_______ | EDAL_G3____ | 472 | 118 | Hydro Pumped Storage | 49.124 | 16.124 | Czechia | CZ06 | COMMISSIONED | 1978 |  | Freshwater
27W-PU-EDAL----O | 27W-GU-EDALG4--R | EDAL_______ | EDAL_G4____ | 472 | 118 | Hydro Pumped Storage | 49.124 | 16.124 | Czechia | CZ06 | COMMISSIONED | 1978 |  | Freshwater
27W-PU-EDAL----O | 27W-GU-EDALG1--2 | EDAL_______ | EDAL_G1____ | 472 | 118 | Hydro Pumped Storage | 49.124 | 16.124 | Czechia | CZ06 | COMMISSIONED | 1978 |  | Freshwater
27W-PU-EME3----W | 27W-GU-EME3G11-4 | EME3_______ | EME3_G11___ | 415 | 415 | Fossil Brown coal/Lignite | 50.415 | 14.416 | Czechia | CZ02 | COMMISSIONED | 1981 |  | Freshwater | Natural Draught Tower | 2.22 | 1.81
27W-PU-EDUK----1 | 27W-GU-EDUKB2--0 | EDUK_______ | EDUK_B2____ | 1880 | 470 | Nuclear | 49.085 | 16.149 | Czechia | CZ06 | COMMISSIONED | 1986 |  | Freshwater | Natural Draught Tower | 4.17 | 2.54
27W-PU-EDUK----1 | 27W-GU-EDUKB4--T | EDUK_______ | EDUK_B4____ | 1880 | 470 | Nuclear | 49.085 | 16.149 | Czechia | CZ06 | COMMISSIONED | 1987 |  | Freshwater | Natural Draught Tower | 4.17 | 2.54
27W-PU-EDUK----1 | 27W-GU-EDUKB1--4 | EDUK_______ | EDUK_B1____ | 1880 | 470 | Nuclear | 49.085 | 16.149 | Czechia | CZ06 | COMMISSIONED | 1985 |  | Freshwater | Natural Draught Tower | 4.17 | 2.54
27W-PU-EDUK----1 | 27W-GU-EDUKB3--X | EDUK_______ | EDUK_B3____ | 1880 | 470 | Nuclear | 49.085 | 16.149 | Czechia | CZ06 | COMMISSIONED | 1986 |  | Freshwater | Natural Draught Tower | 4.17 | 2.54
27W-PU-ECHV----Y | 27W-GU-ECHVG3--4 | ECHV_______ | ECHV_G3____ | 767 | 192 | Fossil Brown coal/Lignite | 50.029 | 15.45 | Czechia | CZ05 | COMMISSIONED | 1978 |  | Freshwater | Natural Draught Tower | 2.22 | 1.81
27W-PU-ECHV----Y | 27W-GU-ECHVG2--8 | ECHV_______ | ECHV_G2____ | 767 | 192 | Fossil Brown coal/Lignite | 50.029 | 15.45 | Czechia | CZ05 | COMMISSIONED | 1977 |  | Freshwater | Natural Draught Tower | 2.22 | 1.81
27W-PU-ECHV----Y | 27W-GU-ECHVG4--0 | ECHV_______ | ECHV_G4____ | 767 | 192 | Fossil Brown coal/Lignite | 50.029 | 15.45 | Czechia | CZ05 | COMMISSIONED | 1978 |  | Freshwater | Natural Draught Tower | 2.22 | 1.81
27W-PU-ECHV----Y | 27W-GU-ECHVG1--C | ECHV_______ | ECHV_G1____ | 767 | 192 | Fossil Brown coal/Lignite | 50.029 | 15.45 | Czechia | CZ05 | COMMISSIONED | 1977 |  | Freshwater | Natural Draught Tower | 2.22 | 1.81
27W-PU-ETU2----I | 27W-GU-ETU2G23-H | ETU2_______ | ETU2_G23___ | 728 | 182 | Fossil Brown coal/Lignite | 50.385 | 13.334 | Czechia | CZ04 | COMMISSIONED | 1975 |  | Freshwater | Natural Draught Tower | 2.22 | 1.81
27W-PU-ETU2----I | 27W-GU-ETU2G24-E | ETU2_______ | ETU2_G24___ | 728 | 182 | Fossil Brown coal/Lignite | 50.385 | 13.334 | Czechia | CZ04 | COMMISSIONED | 1975 |  | Freshwater | Natural Draught Tower | 2.22 | 1.81
27W-PU-ETU2----I | 27W-GU-ETU2G21-N | ETU2_______ | ETU2_G21___ | 728 | 182 | Fossil Brown coal/Lignite | 50.385 | 13.334 | Czechia | CZ04 | COMMISSIONED | 1974 |  | Freshwater | Natural Draught Tower | 2.22 | 1.81
27W-PU-ETU2----I | 27W-GU-ETU2G22-K | ETU2_______ | ETU2_G22___ | 728 | 182 | Fossil Brown coal/Lignite | 50.385 | 13.334 | Czechia | CZ04 | COMMISSIONED | 1974 |  | Freshwater | Natural Draught Tower | 2.22 | 1.81
27W-PU-ETBE----5 |  | ETBE_______ | NA | 174 | 174 | Fossil Hard coal | 49.832 | 18.21 | Czechia | CZ08 | COMMISSIONED |  |  | Freshwater | Natural Draught Tower | 2.22 | 1.81
27W-PU-EPR1----3 |  | EPR1_______ | NA | 393 | 393 | Fossil Brown coal/Lignite | 50.419 | 13.256 | Czechia | CZ04 | COMMISSIONED |  |  | Freshwater | Natural Draught Tower | 2.22 | 1.81
27W-PU-ETI1----Y |  | ETI1_______ | NA | 141 | 141 | Fossil Brown coal/Lignite | 50.151 | 12.61 | Czechia | CZ04 | COMMISSIONED |  |  | Freshwater | Mechanical Draught Tower | 2.22 | 1.81
27W-PU-ESLA----4 |  | ESLA_______ | NA | 132 | 132 | Hydro Water Reservoir | 49.824 | 14.435 | Czechia | CZ02 | COMMISSIONED |  |  | Freshwater
27W-PU-ETEM----A | 27W-GU-ETEMG1--P | ETEM_______ | ETEM_G1____ | 2056 | 1029 | Nuclear | 49.178 | 14.375 | Czechia | CZ03 | COMMISSIONED | 2002 |  | Freshwater | Natural Draught Tower | 4.17 | 2.54
27W-PU-ETEM----A | 27W-GU-ETEMG2--L | ETEM_______ | ETEM_G2____ | 2056 | 1027 | Nuclear | 49.178 | 14.375 | Czechia | CZ03 | COMMISSIONED | 2003 |  | Freshwater | Natural Draught Tower | 4.17 | 2.54
27W-PU-EKOM----C |  | EKOM_______ | NA | 192 | 192 | Fossil Brown coal/Lignite | 50.522 | 13.572 | Czechia | CZ04 | COMMISSIONED |  |  | Freshwater | Air Cooling | 0.33 | 0.22
27W-PU-EDET----M | 27W-GU-EDETG1--0 | EDET_______ | EDET_G1____ | 748 | 187 | Fossil Hard coal | 49.91 | 18.46 | Czechia | CZ08 | COMMISSIONED | 1975 |  | Freshwater | Natural Draught Tower | 2.22 | 1.81
27W-PU-EDET----M | 27W-GU-EDETG4--P | EDET_______ | EDET_G4____ | 748 | 187 | Fossil Hard coal | 49.91 | 18.46 | Czechia | CZ08 | COMMISSIONED | 1976 |  | Freshwater | Natural Draught Tower | 2.22 | 1.81
27W-PU-EDET----M | 27W-GU-EDETG3--T | EDET_______ | EDET_G3____ | 748 | 188 | Fossil Hard coal | 49.91 | 18.46 | Czechia | CZ08 | COMMISSIONED | 1976 |  | Freshwater | Natural Draught Tower | 2.22 | 1.81
27W-PU-EDET----M | 27W-GU-EDETG2--X | EDET_______ | EDET_G2____ | 748 | 186 | Fossil Hard coal | 49.91 | 18.46 | Czechia | CZ08 | COMMISSIONED | 1975 |  | Freshwater | Natural Draught Tower | 2.22 | 1.81
27W-PU-EPC2----S | 27W-GU-EPC2B21-L | EPC2_______ | EPC2_B21___ | 847 | 847 | Fossil Gas | 50.426 | 13.683 | Czechia | CZ04 | COMMISSIONED |  |  | Freshwater | Natural Draught Tower | 0.96 | 0.78
27W-PU-ELI1----O |  | ELI1_______ | NA | 120 | 120 | Hydro Water Reservoir | 48.633 | 14.24 | Czechia | CZ03 | COMMISSIONED |  |  | Freshwater
27W-PU-EPR2----Y | 27W-GU-EPR2-G22M | EPR2_______ | EPR2_G22___ | 1059 | 189 | Fossil Brown coal/Lignite | 50.419 | 13.256 | Czechia | CZ04 | COMMISSIONED | 1982 |  | Freshwater | Natural Draught Tower | 2.22 | 1.81
27W-PU-EPR2----Y | 27W-GU-EPR2G21-2 | EPR2_______ | EPR2_G21___ | 1059 | 189 | Fossil Brown coal/Lignite | 50.419 | 13.256 | Czechia | CZ04 | COMMISSIONED | 1982 |  | Freshwater | Natural Draught Tower | 2.22 | 1.81
27W-PU-EPR2----Y | 27W-GU-EPR2G23-X | EPR2_______ | EPR2_G23___ | 1059 | 227 | Fossil Brown coal/Lignite | 50.419 | 13.256 | Czechia | CZ04 | COMMISSIONED |  |  | Freshwater | Natural Draught Tower | 2.22 | 1.81
27W-PU-EPR2----Y | 27W-GU-EPR2G24-U | EPR2_______ | EPR2_G24___ | 1059 | 227 | Fossil Brown coal/Lignite | 50.419 | 13.256 | Czechia | CZ04 | COMMISSIONED |  |  | Freshwater | Natural Draught Tower | 2.22 | 1.81
27W-PU-EPR2----Y | 27W-GU-EPR2G25-R | EPR2_______ | EPR2_G25___ | 1059 | 227 | Fossil Brown coal/Lignite | 50.419 | 13.256 | Czechia | CZ04 | COMMISSIONED |  |  | Freshwater | Natural Draught Tower | 2.22 | 1.81
27W-PU-EME2----1 |  | EME2_______ | NA | 196 | 196 | Fossil Brown coal/Lignite | 50.415 | 14.416 | Czechia | CZ02 | COMMISSIONED |  |  | Freshwater | Once-through | 137.59 | 0.95
27W-PU-ELEX2---U |  | ELED2______ | NA | 194 | 194 | Fossil Brown coal/Lignite | 50.58 | 13.781 | Czechia | CZ04 | DECOMMISSIONED |  |  | Freshwater | Mechanical Draught Tower | 2.22 | 1.81
27W-PU-EDST----Z | 27W-GU-EDSTG2--9 | EDST_______ | EDST_G2____ | 638 | 319 | Hydro Pumped Storage | 50.085 | 17.179 | Czechia | CZ07 | COMMISSIONED | 1996 |  | Freshwater
27W-PU-EDST----Z | 27W-GU-EDSTG1--D | EDST_______ | EDST_G1____ | 638 | 319 | Hydro Pumped Storage | 50.085 | 17.179 | Czechia | CZ07 | COMMISSIONED | 1996 |  | Freshwater
27W-PU-ELED----H | 27W-GU-ELEDG6--C | ELED_______ | ELED_G6____ | 597 | 597 | Fossil Brown coal/Lignite | 50.58 | 13.781 | Czechia | CZ04 | COMMISSIONED | 2019 |  | Freshwater | Natural Draught Tower | 2.4 | 1.87
27W-PU-EOPA----8 |  | EOPA_______ | NA | 348 | 348 | Fossil Brown coal/Lignite | 50.211 | 15.808 | Czechia | CZ05 | COMMISSIONED |  |  | Freshwater | Natural Draught Tower | 2.22 | 1.81
27W-PU-EORK----8 |  | EORK_______ | NA | 360 | 360 | Hydro Water Reservoir | 49.607 | 14.181 | Czechia | CZ02 | COMMISSIONED |  |  | Freshwater
27W-PU-EME1----7 |  | EME1_______ | NA | 275 | 275 | Fossil Brown coal/Lignite | 50.415 | 14.416 | Czechia | CZ02 | COMMISSIONED |  |  | Freshwater | Once-through | 137.59 | 0.95
27W-PU-EECK----8 | 27WGU-EECKG7---A | EECK_______ | EECK_G7____ | 480 | 125 | Fossil Brown coal/Lignite | 50.153 | 14.128 | Czechia | CZ02 | COMMISSIONED | 2001 |  | Freshwater | Natural Draught Tower | 2.22 | 1.81
27W-PU-EECK----8 | 27W-GU-EECKG5--7 | EECK_______ | EECK_G5____ | 480 | 125 | Fossil Brown coal/Lignite | 50.153 | 14.128 | Czechia | CZ02 | COMMISSIONED | 2001 |  | Freshwater | Natural Draught Tower | 2.22 | 1.81
27W-PU-EECK----8 | 27W-GU-EECKG4--B | EECK_______ | EECK_G4____ | 480 | 125 | Fossil Brown coal/Lignite | 50.153 | 14.128 | Czechia | CZ02 | COMMISSIONED | 2001 |  | Freshwater | Natural Draught Tower | 2.22 | 1.81
27W-PU-EPOR----G |  | EPOR_______ | NA | 149 | 149 | Fossil Hard Coal | 50.572 | 15.963 | Czechia | CZ05 | COMMISSIONED | 1996 |  | Freshwater | No Cooling | 0 | 0
11WD8DRES5X---PZ | 11WD8DRES5X----D | GTHKW Nossener Bruecke | GTHKW Nossener Bruecke | 260 | 260 | Fossil Gas | 51.042 | 13.708 | Germany | DED2 | COMMISSIONED | 1995 |  | Freshwater | Natural Draught Tower | 0.96 | 0.78
11WD8HAVLXW---PM | 11WD8HAVLXW----0 | Windpark Havelland | Windpark Havelland | 147 | 147 | Wind Onshore | 52.387 | 12.564 | Germany | DE40 | COMMISSIONED | 2009 |  | Freshwater |  | 0 | 0
11WD8MOOR1C----G | 11WD8MOOR1C---AV | HKW Moorburg | HKW Moorburg Block A | 1600 | 800 | Fossil Hard coal | 53.49 | 9.949 | Germany | DE60 | COMMISSIONED | 2014 |  | Freshwater | Mechanical Draught Tower | 2.4 | 1.87
11WD8MOOR1C----G | 11WD8MOOR1C---BT | HKW Moorburg | HKW Moorburg Block B | 1600 | 800 | Fossil Hard coal | 53.49 | 9.949 | Germany | DE60 | COMMISSIONED | 2014 |  | Freshwater | Mechanical Draught Tower | 2.4 | 1.87
11WD8TIEF5X----V | 11WD8TIEF5G-GUDI | HKW Tiefstack | HKW Tiefstack GuD | 316 | 127 | Fossil Gas | 53.525 | 10.071 | Germany | DE60 | COMMISSIONED | 1993 |  | Freshwater | Once-through | 43.07 | 0.38
11WD8TIEF5X----V | 11WD8TIEF5C----9 | HKW Tiefstack | HKW Tiefstack Block 2 | 316 | 189 | Fossil Gas | 53.525 | 10.071 | Germany | DE60 | COMMISSIONED | 1993 |  | Freshwater | Once-through | 43.07 | 0.38
11WD8KLIN5X----0 | 11WD8KLIN5G--13E | HKW Klingenberg | HKW Klingenberg 1-3 | 164 | 164 | Fossil Brown coal/Lignite | 52.489 | 13.497 | Germany | DE30 | COMMISSIONED | 1927 |  | Freshwater | Once-through | 137.59 | 0.95
11WD8MITT5G----0 | 11WD8MITT5GGUD-8 | HKW Mitte | HKW Mitte GUD | 444 | 444 | Fossil Gas | 52.512 | 13.421 | Germany | DE30 | COMMISSIONED | 1996 |  | Freshwater | Once-through | 43.07 | 0.38
11WD8BOXB1L----J | 11WD8BOXB1L---P4 | KW Boxberg | KW Boxberg Block P | 2470 | 500 | Fossil Brown coal/Lignite | 51.416 | 14.564 | Germany | DED2 | COMMISSIONED | 1979 |  | Freshwater | Natural Draught Tower | 2.22 | 1.81
11WD8BOXB1L----J | 11WD8BOXB1L---Q2 | KW Boxberg | KW Boxberg Block Q | 2470 | 840 | Fossil Brown coal/Lignite | 51.416 | 14.564 | Germany | DED2 | COMMISSIONED | 2001 |  | Freshwater | Natural Draught Tower | 2.4 | 1.87
11WD8BOXB1L----J | 11WD8BOXB1L---R0 | KW Boxberg | KW Boxberg Block R | 2470 | 630 | Fossil Brown coal/Lignite | 51.416 | 14.564 | Germany | DED2 | COMMISSIONED | 2012 |  | Freshwater | Natural Draught Tower | 2.4 | 1.87
11WD8BOXB1L----J | 11WD8BOXB1L---N8 | KW Boxberg | KW Boxberg Block N | 2470 | 500 | Fossil Brown coal/Lignite | 51.416 | 14.564 | Germany | DED2 | COMMISSIONED | 1979 |  | Freshwater | Natural Draught Tower | 2.22 | 1.81
11WD8LICH5G----1 | 11WD8LICH5G---1Y | HKW Lichterfelde | HKW Lichterfelde Block 1 | 144 | 144 | Fossil Gas | 52.442 | 13.453 | Germany | DE30 | COMMISSIONED | 1972 |  | Freshwater | Natural Draught Tower | 4.55 | 3.13
11WD8LICH5G----1 | 11WD8LICH5G---3U | HKW Lichterfelde | HKW Lichterfelde Block 3 | 144 | 144 | Fossil Gas | 52.442 | 13.453 | Germany | DE30 | COMMISSIONED | 1974 |  | Freshwater | Natural Draught Tower | 4.55 | 3.13
11WD8SCHW5X----D | 11WD8SCHW5X---27 | Industriekraftwerk PCK | IKS Schwedt SE2 Block 2 | 359 | 117 | Fossil Oil | 53.088 | 14.244 | Germany | DE40 | COMMISSIONED | 1972 |  | Freshwater | Natural Draught Tower | 4.55 | 3.13
11WD8SCHW5X----D | 11WD8SCHW5X---19 | Industriekraftwerk PCK | IKS Schwedt SE1 Block 1 | 359 | 117 | Fossil Oil | 53.088 | 14.244 | Germany | DE40 | COMMISSIONED | 1972 |  | Freshwater | Natural Draught Tower | 4.55 | 3.13
11WD8SWPU1L----5 | 11WD8SWPU1L---AK | KW Schwarze Pumpe | KW Schwarze Pumpe Block A | 1510 | 755 | Fossil Brown coal/Lignite | 51.535 | 14.354 | Germany | DE40 | COMMISSIONED | 1997 |  | Freshwater | Natural Draught Tower | 2.4 | 1.87
11WD8SWPU1L----5 | 11WD8SWPU1L---BI | KW Schwarze Pumpe | KW Schwarze Pumpe Block B | 1510 | 755 | Fossil Brown coal/Lignite | 51.535 | 14.354 | Germany | DE40 | COMMISSIONED | 1998 |  | Freshwater | Natural Draught Tower | 2.4 | 1.87
11WD8GOLD1H----6 | 11WD8GOLD1H---AL | PSW Goldisthal | PSW Goldisthal PSS A | 1060 | 265 | Hydro Pumped Storage | 50.51 | 11.021 | Germany | DEG0 | COMMISSIONED | 2003 |  | Freshwater
11WD8GOLD1H----6 | 11WD8GOLD1H---BJ | PSW Goldisthal | PSW Goldisthal PSS B | 1060 | 265 | Hydro Pumped Storage | 50.51 | 11.021 | Germany | DEG0 | COMMISSIONED | 2003 |  | Freshwater
11WD8GOLD1H----6 | 11WD8GOLD1H---CH | PSW Goldisthal | PSW Goldisthal PSS C | 1060 | 265 | Hydro Pumped Storage | 50.51 | 11.021 | Germany | DEG0 | COMMISSIONED | 2003 |  | Freshwater
11WD8GOLD1H----6 | 11WD8GOLD1H---DF | PSW Goldisthal | PSW Goldisthal PSS D | 1060 | 265 | Hydro Pumped Storage | 50.51 | 11.021 | Germany | DEG0 | COMMISSIONED | 2003 |  | Freshwater
11WD8GEHA5H----R | 11WD8GEHA5H---C1 | PSW Geesthacht | PSW Geesthacht PSS C | 120 | 40 | Hydro Pumped Storage | 53.426 | 10.336 | Germany | DEF0 | DECOMMISSIONED | 1958 |  | Freshwater
11WD8GEHA5H----R | 11WD8GEHA5H---B3 | PSW Geesthacht | PSW Geesthacht PSS B | 120 | 40 | Hydro Pumped Storage | 53.426 | 10.336 | Germany | DEF0 | DECOMMISSIONED | 1958 |  | Freshwater
11WD8GEHA5H----R | 11WD8GEHA5H---A5 | PSW Geesthacht | PSW Geesthacht PSS A | 120 | 40 | Hydro Pumped Storage | 53.426 | 10.336 | Germany | DEF0 | DECOMMISSIONED | 1958 |  | Freshwater
11WD8LIPD1L----P | 11WD8LIPD1L---R6 | KW Lippendorf | KW Lippendorf Block R | 1782 | 891 | Fossil Brown coal/Lignite | 51.178 | 12.378 | Germany | DED5 | COMMISSIONED | 1999 |  | Freshwater | Natural Draught Tower | 2.4 | 1.87
11WD8LIPD1L----P | 11WD8LIPD1L---S4 | KW Lippendorf | KW Lippendorf Block S | 1782 | 891 | Fossil Brown coal/Lignite | 51.178 | 12.378 | Germany | DED5 | COMMISSIONED | 2000 |  | Freshwater | Natural Draught Tower | 2.4 | 1.87
11WD8WED15C----Q | 11WD8WED15C---2K | HKW Wedel | HKW Wedel Block 2 | 250 | 116 | Fossil Hard coal | 53.568 | 9.727 | Germany | DEF0 | COMMISSIONED | 1969 |  | Freshwater | Once-through | 137.59 | 0.95
11WD8WED15C----Q | 11WD8WED15C---1M | HKW Wedel | HKW Wedel Block 1 | 250 | 134 | Fossil Hard coal | 53.568 | 9.727 | Germany | DEF0 | COMMISSIONED | 1965 |  | Freshwater | Once-through | 137.59 | 0.95
11WD8REUW1C----4 | 11WD8REUW1C---DD | HKW Reuter West | HKW Reuter West Block D | 564 | 282 | Fossil Hard coal | 52.54 | 13.249 | Germany | DE30 | COMMISSIONED | 1987 |  | Freshwater | Natural Draught Tower | 2.22 | 1.81
11WD8REUW1C----4 | 11WD8REUW1C---EB | HKW Reuter West | HKW Reuter West Block E | 564 | 282 | Fossil Hard coal | 52.54 | 13.249 | Germany | DE30 | COMMISSIONED | 1988 |  | Freshwater | Natural Draught Tower | 2.22 | 1.81
11WD8BRUN1O----D | 11WD8BRUN1O---BQ | BrunsbÃ¼ttel | BrunsbÃ¼ttel B | 256 | 64 | Fossil Oil | 53.893 | 9.201 | Germany | DEF0 | DECOMMISSIONED | 1973 | 2017 | Freshwater | Air Cooling | 0.1 | 0.1
11WD8BRUN1O----D | 11WD8BRUN1O---CO | BrunsbÃ¼ttel | BrunsbÃ¼ttel C | 256 | 64 | Fossil Oil | 53.893 | 9.201 | Germany | DEF0 | DECOMMISSIONED | 1974 | 2017 | Freshwater | Air Cooling | 0.1 | 0.1
11WD8BRUN1O----D | 11WD8BRUN1O---AS | BrunsbÃ¼ttel | BrunsbÃ¼ttel A | 256 | 64 | Fossil Oil | 53.893 | 9.201 | Germany | DEF0 | DECOMMISSIONED | 1973 | 2017 | Freshwater | Air Cooling | 0.1 | 0.1
11WD8BRUN1O----D | 11WD8BRUN1O---DM | BrunsbÃ¼ttel | BrunsbÃ¼ttel D | 256 | 64 | Fossil Oil | 53.893 | 9.201 | Germany | DEF0 | DECOMMISSIONED | 1974 | 2017 | Freshwater | Air Cooling | 0.1 | 0.1
11WD8ROST1C---P5 | 11WD8ROST1C----K | Kraftwerk Rostock | Kraftwerk Rostock | 514 | 514 | Fossil Hard coal | 54.143 | 12.133 | Germany | DE80 | COMMISSIONED | 1994 |  | Seawater | Natural Draught Tower | 2.4 | 1.87
11WD8CHAR5X----K | 11WD8CHAR5O---6N | Charlottenburg | Charlottenburg 6 | 146 | 67 | Fossil Gas | 52.525 | 13.315 | Germany | DE30 | COMMISSIONED | 1975 |  | Freshwater | Air Cooling | 0.01 | 0.01
11WD8CHAR5X----K | 11WD8CHAR5G--5-U | Charlottenburg | Charlottenburg 5 | 146 | 73 | Fossil Gas | 52.525 | 13.315 | Germany | DE30 | COMMISSIONED | 1975 |  | Freshwater | Air Cooling | 0.01 | 0.01
11WD8CHAR5X----K | 11WD8CHAR5G---41 | Charlottenburg | Charlottenburg 4 | 146 | 73 | Fossil Gas | 52.525 | 13.315 | Germany | DE30 | COMMISSIONED | 1975 |  | Freshwater | Air Cooling | 0.01 | 0.01
11WD8LEIP5X----6 | 11WD8LEIP5X----6 | HKW Nord | HKW Nord GuD Nord | 167 | 167 | Fossil Gas | 51.352 | 12.377 | Germany | DE91 | COMMISSIONED | 1996 |  | Freshwater | Natural Draught Tower | 0.96 | 0.78
11WD8SCHK1L----O | 11WD8SCHK1L---B0 | Schkopau | Schkopau B | 900 | 450 | Fossil Brown coal/Lignite | 51.4 | 11.954 | Germany | DEE0 | COMMISSIONED | 1996 |  | Freshwater | Natural Draught Tower | 2.4 | 1.87
11WD8SCHK1L----O | 11WD8SCHK1L---A2 | Schkopau | Schkopau A | 900 | 450 | Fossil Brown coal/Lignite | 51.4 | 11.954 | Germany | DEE0 | COMMISSIONED | 1995 |  | Freshwater | Natural Draught Tower | 2.4 | 1.87
11WD8MARK1H----7 | 11WD8MARK1H---AM | PSW Markersbach | PSW Markersbach PSS A | 960 | 160 | Hydro Pumped Storage | 50.519 | 12.88 | Germany | DED4 | COMMISSIONED | 1979 |  | Freshwater
11WD8MARK1H----7 | 11WD8MARK1H---FC | PSW Markersbach | PSW Markersbach PSS F | 960 | 160 | Hydro Pumped Storage | 50.519 | 12.88 | Germany | DED4 | COMMISSIONED | 1979 |  | Freshwater
11WD8MARK1H----7 | 11WD8MARK1H---CI | PSW Markersbach | PSW Markersbach PSS C | 960 | 160 | Hydro Pumped Storage | 50.519 | 12.88 | Germany | DED4 | COMMISSIONED | 1979 |  | Freshwater
11WD8MARK1H----7 | 11WD8MARK1H---BK | PSW Markersbach | PSW Markersbach PSS B | 960 | 160 | Hydro Pumped Storage | 50.519 | 12.88 | Germany | DED4 | COMMISSIONED | 1979 |  | Freshwater
11WD8MARK1H----7 | 11WD8MARK1H---EE | PSW Markersbach | PSW Markersbach PSS E | 960 | 160 | Hydro Pumped Storage | 50.519 | 12.88 | Germany | DED4 | COMMISSIONED | 1979 |  | Freshwater
11WD8MARK1H----7 | 11WD8MARK1H---DG | PSW Markersbach | PSW Markersbach PSS D | 960 | 160 | Hydro Pumped Storage | 50.519 | 12.88 | Germany | DED4 | COMMISSIONED | 1979 |  | Freshwater
11WD8MOAB5X----5 | 11WD8MOAB5O---5A | Moabit | Moabit GT5 | 140 | 17 | Fossil Hard coal | 52.541 | 13.349 | Germany | DE30 | COMMISSIONED | 1990 |  | Freshwater | Air Cooling | 0.33 | 0.22
11WD8MOAB5X----5 | 11WD8MOAB5O---68 | Moabit | Moabit GT6 | 140 | 17 | Fossil Hard coal | 52.541 | 13.349 | Germany | DE30 | COMMISSIONED | 1990 |  | Freshwater | Air Cooling | 0.33 | 0.22
11WD8MOAB5X----5 | 11WD8MOAB5O---76 | Moabit | Moabit GT7 | 140 | 17 | Fossil Hard coal | 52.541 | 13.349 | Germany | DE30 | COMMISSIONED | 1990 |  | Freshwater | Air Cooling | 0.33 | 0.22
11WD8MOAB5X----5 | 11WD8MOAB5C---AZ | Moabit | Moabit A | 140 | 89 | Fossil Hard coal | 52.541 | 13.349 | Germany | DE30 | COMMISSIONED | 1990 |  | Freshwater | Once-through | 137.59 | 0.95
11WD8HOH22H----1 | 11WD8HOH22H---DA | PSW Hohenwarte II | PSW Hohenwarte II PSS D | 320 | 40 | Hydro Pumped Storage | 50.604 | 11.475 | Germany | DEG0 | DECOMMISSIONED | 1959 |  | Freshwater
11WD8HOH22H----1 | 11WD8HOH22H---CC | PSW Hohenwarte II | PSW Hohenwarte II PSS C | 320 | 40 | Hydro Pumped Storage | 50.604 | 11.475 | Germany | DEG0 | DECOMMISSIONED | 1959 |  | Freshwater
11WD8HOH22H----1 | 11WD8HOH22H---F6 | PSW Hohenwarte II | PSW Hohenwarte II PSS F | 320 | 40 | Hydro Pumped Storage | 50.604 | 11.475 | Germany | DEG0 | DECOMMISSIONED | 1959 |  | Freshwater
11WD8HOH22H----1 | 11WD8HOH22H---E8 | PSW Hohenwarte II | PSW Hohenwarte II PSS E | 320 | 40 | Hydro Pumped Storage | 50.604 | 11.475 | Germany | DEG0 | DECOMMISSIONED | 1959 |  | Freshwater
11WD8HOH22H----1 | 11WD8HOH22H---H2 | PSW Hohenwarte II | PSW Hohenwarte II PSS H | 320 | 40 | Hydro Pumped Storage | 50.604 | 11.475 | Germany | DEG0 | DECOMMISSIONED | 1959 |  | Freshwater
11WD8HOH22H----1 | 11WD8HOH22H---G4 | PSW Hohenwarte II | PSW Hohenwarte II PSS G | 320 | 40 | Hydro Pumped Storage | 50.604 | 11.475 | Germany | DEG0 | DECOMMISSIONED | 1959 |  | Freshwater
11WD8HOH22H----1 | 11WD8HOH22H---BE | PSW Hohenwarte II | PSW Hohenwarte II PSS B | 320 | 40 | Hydro Pumped Storage | 50.604 | 11.475 | Germany | DEG0 | DECOMMISSIONED | 1959 |  | Freshwater
11WD8HOH22H----1 | 11WD8HOH22H---AG | PSW Hohenwarte II | PSW Hohenwarte II PSS A | 320 | 40 | Hydro Pumped Storage | 50.604 | 11.475 | Germany | DEG0 | DECOMMISSIONED | 1959 |  | Freshwater
11WD8THYR5G----F | 11WD8THYR5G---HG | Thyrow | Thyrow H | 356 | 38 | Fossil Gas | 52.23 | 13.301 | Germany | DE40 | DECOMMISSIONED | 1987 | 2016 | Freshwater | Air Cooling | 0.01 | 0.01
11WD8THYR5G----F | 11WD8THYR5G---GI | Thyrow | Thyrow G | 356 | 38 | Fossil Gas | 52.23 | 13.301 | Germany | DE40 | DECOMMISSIONED | 1987 | 2016 | Freshwater | Air Cooling | 0.01 | 0.01
11WD8THYR5G----F | 11WD8THYR5G---FK | Thyrow | Thyrow F | 356 | 38 | Fossil Gas | 52.23 | 13.301 | Germany | DE40 | DECOMMISSIONED | 1987 | 2016 | Freshwater | Air Cooling | 0.01 | 0.01
11WD8THYR5G----F | 11WD8THYR5G---AU | Thyrow | Thyrow A | 356 | 37 | Fossil Gas | 52.23 | 13.301 | Germany | DE40 | RESERVE | 1987 |  | Freshwater | Air Cooling | 0.01 | 0.01
11WD8THYR5G----F | 11WD8THYR5G---EM | Thyrow | Thyrow E | 356 | 38 | Fossil Gas | 52.23 | 13.301 | Germany | DE40 | RESERVE | 1987 |  | Freshwater | Air Cooling | 0.01 | 0.01
11WD8THYR5G----F | 11WD8THYR5G---DO | Thyrow | Thyrow D | 356 | 37 | Fossil Gas | 52.23 | 13.301 | Germany | DE40 | RESERVE | 1987 |  | Freshwater | Air Cooling | 0.01 | 0.01
11WD8THYR5G----F | 11WD8THYR5G---CQ | Thyrow | Thyrow C | 356 | 37 | Fossil Gas | 52.23 | 13.301 | Germany | DE40 | RESERVE | 1987 |  | Freshwater | Air Cooling | 0.01 | 0.01
11WD8THYR5G----F | 11WD8THYR5G---BS | Thyrow | Thyrow B | 356 | 37 | Fossil Gas | 52.23 | 13.301 | Germany | DE40 | RESERVE | 1987 |  | Freshwater | Air Cooling | 0.01 | 0.01
11WD8BALT3W---PS | 11WD8BALT3W----6 | Windpark Baltic 1 and 2 | Windpark Baltic 1 and 2 | 336.3 | 336.3 | Wind Offshore | 54.983 | 13.162 | Germany | DE80 | COMMISSIONED | 2011 |  | Freshwater |  | 0 | 0
11WD8REUT5X----M | 11WD8REUT5F---MA | HKW Reuter | Reuter MÃ¼llverbrennung | 160 | 36 | Fossil Hard coal | 52.531 | 13.245 | Germany | DE30 | COMMISSIONED |  |  | Freshwater | Natural Draught Tower | 2.22 | 1.81
11WD8REUT5X----M | 11WD8REUT5X---CX | HKW Reuter | HKW Reuter Block C | 160 | 124 | Fossil Hard coal | 52.531 | 13.245 | Germany | DE30 | COMMISSIONED |  |  | Freshwater | Natural Draught Tower | 2.22 | 1.81
11WD8AHRF5G----D | 11WD8AHRF5G---AS | Ahrensfelde | Ahrensfelde A | 180 | 38 | Fossil Gas | 52.59 | 13.558 | Germany | DE40 | DECOMMISSIONED |  |  | Freshwater | Air Cooling | 0.01 | 0.01
11WD8AHRF5G----D | 11WD8AHRF5G---BQ | Ahrensfelde | Ahrensfelde B | 180 | 38 | Fossil Gas | 52.59 | 13.558 | Germany | DE40 | DECOMMISSIONED |  |  | Freshwater | Air Cooling | 0.01 | 0.01
11WD8AHRF5G----D | 11WD8AHRF5G---CO | Ahrensfelde | Ahrensfelde C | 180 | 38 | Fossil Gas | 52.59 | 13.558 | Germany | DE40 | DECOMMISSIONED |  |  | Freshwater | Air Cooling | 0.01 | 0.01
11WD8AHRF5G----D | 11WD8AHRF5G---DM | Ahrensfelde | Ahrensfelde | 180 | 38 | Fossil Gas | 52.59 | 13.558 | Germany | DE40 | DECOMMISSIONED |  |  | Freshwater | Air Cooling | 0.01 | 0.01
11WD8JAEN1L----Z | 11WD8JAEN1L---E5 | KW JÃ¤nschwalde | KW JÃ¤nschwalde Block E | 2998 | 500 | Fossil Brown coal/Lignite | 51.834 | 14.455 | Germany | DE40 | COMMISSIONED | 1987 |  | Freshwater | Natural Draught Tower | 2.22 | 1.81
11WD8JAEN1L----Z | 11WD8JAEN1L---D7 | KW JÃ¤nschwalde | KW JÃ¤nschwalde Block D | 2998 | 500 | Fossil Brown coal/Lignite | 51.834 | 14.455 | Germany | DE40 | COMMISSIONED | 1985 |  | Freshwater | Natural Draught Tower | 2.22 | 1.81
11WD8JAEN1L----Z | 11WD8JAEN1L---C9 | KW JÃ¤nschwalde | KW JÃ¤nschwalde Block C | 2998 | 500 | Fossil Brown coal/Lignite | 51.834 | 14.455 | Germany | DE40 | COMMISSIONED | 1984 |  | Freshwater | Natural Draught Tower | 2.22 | 1.81
11WD8JAEN1L----Z | 11WD8JAEN1L---F3 | KW JÃ¤nschwalde | KW JÃ¤nschwalde Block F | 2998 | 498 | Fossil Brown coal/Lignite | 51.834 | 14.455 | Germany | DE40 | COMMISSIONED | 1989 |  | Freshwater | Natural Draught Tower | 2.22 | 1.81
11WD8JAEN1L----Z | 11WD8JAEN1L---BB | KW JÃ¤nschwalde | KW JÃ¤nschwalde Block B | 2998 | 500 | Fossil Brown coal/Lignite | 51.834 | 14.455 | Germany | DE40 | COMMISSIONED | 1982 |  | Freshwater | Natural Draught Tower | 2.22 | 1.81
11WD8JAEN1L----Z | 11WD8JAEN1L---AD | KW JÃ¤nschwalde | KW JÃ¤nschwalde Block A | 2998 | 500 | Fossil Brown coal/Lignite | 51.834 | 14.455 | Germany | DE40 | COMMISSIONED | 1981 |  | Freshwater | Natural Draught Tower | 2.22 | 1.81
11WD8WILM5O----7 | 11WD8WILM5O--3-W | Wilmersdorf | Wilmersdorf GT3 | 276 | 92 | Fossil Oil | 52.481 | 13.308 | Germany | DE30 | COMMISSIONED | 1977 |  | Freshwater | Air Cooling | 0.1 | 0.1
11WD8WILM5O----7 | 11WD8WILM5O---21 | Wilmersdorf | Wilmersdorf GT2 | 276 | 92 | Fossil Oil | 52.481 | 13.308 | Germany | DE30 | COMMISSIONED | 1977 |  | Freshwater | Air Cooling | 0.1 | 0.1
11WD8WILM5O----7 | 11WD8WILM5O---13 | Wilmersdorf | Wilmersdorf GT1 | 276 | 92 | Fossil Oil | 52.481 | 13.308 | Germany | DE30 | COMMISSIONED | 1976 |  | Freshwater | Air Cooling | 0.1 | 0.1
11WD7GARE5XHEKWQ | 11WD7HERD2G-H6-X | HERDECKE | HERDECKE_H6 | 424 | 424 | Fossil Gas | 51.404 | 7.415 | Germany | DEA5 | COMMISSIONED | 2007 |  | Freshwater | Once-through | 43.07 | 0.38
11WD7FRIM2B-KW-M | 11WD7FRIM2B--Q-D | Frimmersdorf | Frimmersdorf Q | 580 | 291 | Fossil Brown coal/Lignite | 51.055 | 6.576 | Germany | DEA1 | RESERVE | 1970 | 2017 | Freshwater | Mechanical Draught Tower | 2.22 | 1.81
11WD7FRIM2B-KW-M | 11WD7FRIM2B--P-G | Frimmersdorf | Frimmersdorf P | 580 | 289 | Fossil Brown coal/Lignite | 51.055 | 6.576 | Germany | DEA1 | RESERVE | 1966 | 2017 | Freshwater | Mechanical Draught Tower | 2.22 | 1.81
11WD7LUDW5GSUEDE | 11WD7LUDW5GSDG1Q | GuD Ludwigshafen SÃ¼d | Block GT1 | 345 | 178 | Fossil Gas | 49.453 | 8.433 | Germany | DEB3 | COMMISSIONED | 1997 |  | Freshwater | Once-through | 43.07 | 0.38
11WD7LUDW5GSUEDE | 11WD7LUDW5GSDG2O | GuD Ludwigshafen SÃ¼d | Block GT2 | 345 | 167 | Fossil Gas | 49.453 | 8.433 | Germany | DEB3 | COMMISSIONED | 1997 |  | Freshwater | Once-through | 43.07 | 0.38
11WD7BRAU5G-KW-N | 11WD7BRAU5G-GUDH | GuD Dormagen | GuD Dormagen | 586 | 586 | Fossil Gas | 51.08 | 6.828 | Germany | DEA1 | COMMISSIONED | 2000 |  | Freshwater | Mechanical Draught Tower | 0.96 | 0.78
11WD7NORF5G--KWG | 11WD7NORF5GGUDFA | Kraftwerk Lausward | Block F | 1145 | 595 | Fossil Gas | 51.222 | 6.732 | Germany | DEA1 | COMMISSIONED | 1975 |  | Freshwater | Natural Draught Tower | 0.96 | 0.78
11WD7NORF5G--KWG | 11WD7NORF5GAGUDC | Kraftwerk Lausward | Block AGuD | 1145 | 100 | Fossil Gas | 51.222 | 6.732 | Germany | DEA1 | COMMISSIONED | 1976 |  | Freshwater | Once-through | 43.07 | 0.38
11WD7NORF5G--KWG | 11WD7NORF5G-HTER | Kraftwerk Lausward | Block E | 1145 | 300 | Fossil Gas | 51.222 | 6.732 | Germany | DEA1 | COMMISSIONED | 1974 |  | Freshwater | Once-through | 43.07 | 0.38
11WD4GKM-2CD7--7 | 11W0-0000-0006-5 | GKM AG Amprion | GKM AG Amprion | 691 | 691 | Fossil Hard coal | 49.446 | 8.49 | Germany | DE12 | COMMISSIONED | 1982 |  | Freshwater | Once-through | 137.59 | 0.95
11WD7KWKN1GBL203 | 11WD7KWKN-20-EEW | Knapsack 2 | Knapsack 2 | 426 | 426 | Fossil Gas | 50.859 | 6.841 | Germany | DEA2 | COMMISSIONED | 2013 |  | Freshwater | Mechanical Draught Tower | 0.96 | 0.78
11WD7WEIS-B-KW-C | 11WD7WEIS5B--E-Y | Weisweiler | Weisweiler E | 2390 | 322 | Fossil Brown coal/Lignite | 50.833 | 6.315 | Germany | DEA2 | COMMISSIONED | 1965 |  | Freshwater | Natural Draught Tower | 2.22 | 1.81
11WD7WEIS-B-KW-C | 11WD7WEIS5GVGTHS | Weisweiler | Weisweiler VGT - BI. H | 2390 | 200 | Fossil Brown coal/Lignite | 50.833 | 6.315 | Germany | DEA2 | COMMISSIONED | 2007 |  | Freshwater | Natural Draught Tower | 2.22 | 1.81
11WD7WEIS-B-KW-C | 11WD7WEIS5GVGTGU | Weisweiler | Weisweiler VGT - BI. G | 2390 | 200 | Fossil Brown coal/Lignite | 50.833 | 6.315 | Germany | DEA2 | COMMISSIONED | 2006 |  | Freshwater | Natural Draught Tower | 2.22 | 1.81
11WD7WEIS-B-KW-C | 11WD7WEIS1B--F-M | Weisweiler | Weisweiler F | 2390 | 322 | Fossil Brown coal/Lignite | 50.833 | 6.315 | Germany | DEA2 | COMMISSIONED | 1967 |  | Freshwater | Natural Draught Tower | 2.22 | 1.81
11WD7WEIS-B-KW-C | 11WD7ZUKU5X-MVAS | Weisweiler | MVA Weisweiler | 2390 | 24 | Fossil Brown coal/Lignite | 50.833 | 6.315 | Germany | DEA2 | COMMISSIONED | 1965 |  | Freshwater | Natural Draught Tower | 2.22 | 1.81
11WD7WEIS-B-KW-C | 11WD7WEIS1B--G-J | Weisweiler | Weisweiler G | 2390 | 663 | Fossil Brown coal/Lignite | 50.833 | 6.315 | Germany | DEA2 | COMMISSIONED | 1974 |  | Freshwater | Natural Draught Tower | 2.22 | 1.81
11WD7WEIS-B-KW-C | 11WD7WEIS1B--H-G | Weisweiler | Weisweiler H | 2390 | 656 | Fossil Brown coal/Lignite | 50.833 | 6.315 | Germany | DEA2 | COMMISSIONED | 1975 |  | Freshwater | Natural Draught Tower | 2.22 | 1.81
11WD7IBBE2S--KW6 | 11WD7IBBE2S--B-P | IbbenbÃ¼ren | IbbenbÃ¼ren B | 791 | 791 | Fossil Hard coal | 52.285 | 7.739 | Germany | DEA3 | COMMISSIONED | 1985 |  | Freshwater | Natural Draught Tower | 2.22 | 1.81
11WD7BEEC5XRUKWN | 11WD7BEEC5XRUH2I | RUHRORT-KW | RUHRORT-2 | 320 | 60 | Fossil Coal-derived gas | 51.46 | 6.731 | Germany | DEA1 | COMMISSIONED | 1955 |  | Freshwater | Natural Draught Tower | 4.55 | 3.13
11WD7BEEC5XRUKWN | 11WD7BEEC5XRUH3G | RUHRORT-KW | RUHRORT-3 | 320 | 95 | Fossil Coal-derived gas | 51.46 | 6.731 | Germany | DEA1 | COMMISSIONED | 1955 |  | Freshwater | Natural Draught Tower | 4.55 | 3.13
11WD7BEEC5XRUKWN | 11WD7BEEC5XRUH4E | RUHRORT-KW | RUHRORT-4 | 320 | 165 | Fossil Coal-derived gas | 51.46 | 6.731 | Germany | DEA1 | COMMISSIONED | 1955 |  | Freshwater | Natural Draught Tower | 4.55 | 3.13
11WD7GARE5XELKWD | 11WD7ELVE2S-E4-9 | Elverlingsen | ELVERLINGSEN_E4 | 325 | 325 | Fossil Hard coal | 51.277 | 7.705 | Germany | DEA5 | COMMISSIONED | 1982 |  | Freshwater | Natural Draught Tower | 2.22 | 1.81
11WD7RHAU5G-3--3 | 11WD7RHAU5GKW3B5 | HKW III | HKW IIIB | 274 | 234 | Fossil Gas | 49.021 | 9.158 | Germany | DE11 | COMMISSIONED | 2005 |  | Freshwater | Natural Draught Tower | 0.96 | 0.78
11WD7LUDW2GA800M | 11WD7LUDW2GGT12C | GuD Ludwigshafen Mitte | Block GT 12 | 412 | 206 | Fossil Gas | 49.453 | 8.433 | Germany | DEB3 | COMMISSIONED | 1997 |  | Freshwater | Once-through | 43.07 | 0.38
11WD7LUDW2GA800M | 11WD7LUDW2GGT11E | GuD Ludwigshafen Mitte | Block GT 11 | 412 | 206 | Fossil Gas | 49.453 | 8.433 | Germany | DEB3 | COMMISSIONED | 1997 |  | Freshwater | Air Cooling | 0.01 | 0.01
11WD7KWHU----KW9 | 11WD7STUM1SBL10G | KW LÃ¼nen | KW LÃ¼nen Block 1 | 746 | 746 | Fossil Hard coal | 51.659 | 7.838 | Germany | DEA5 | COMMISSIONED | 1962 |  | Freshwater | Natural Draught Tower | 2.4 | 1.87
11WD7BERG1S--KWB | 11WD7BERG1S--A-X | Bergkamen | BERGKAMEN_A | 717 | 717 | Fossil Hard coal | 51.622 | 7.628 | Germany | DEA5 | COMMISSIONED | 1981 |  | Freshwater | Natural Draught Tower | 2.22 | 1.81
11WD7BEEC5XHAKW5 | 11WD7BEEC5XHAM3K | HAMBORN-KW | HAMBORN-3 | 385 | 60 | Fossil Coal-derived gas | 51.492 | 6.727 | Germany | DEA1 | COMMISSIONED | 1958 |  | Freshwater | Natural Draught Tower | 4.55 | 3.13
11WD7BEEC5XHAKW5 | 11WD7BEEC5XHAM4I | HAMBORN-KW | HAMBORN-4 | 385 | 100 | Fossil Coal-derived gas | 51.492 | 6.727 | Germany | DEA1 | COMMISSIONED | 1958 |  | Freshwater | Natural Draught Tower | 4.55 | 3.13
11WD7BEEC5XHAKW5 | 11WD7BEEC5XHAM5G | HAMBORN-KW | HAMBORN-5 | 385 | 225 | Fossil Coal-derived gas | 51.492 | 6.727 | Germany | DEA1 | COMMISSIONED | 1958 |  | Freshwater | Natural Draught Tower | 4.55 | 3.13
11WATKAUN2HRWEAB | 11WD2KAR4000195O | Kaunertal (TIWAG) | Kaunertal 4 | 360 | 72 | Hydro Water Reservoir | 47.068 | 10.665 | Germany | AT33 | DECOMMISSIONED |  |  | Freshwater
11WATKAUN2HRWEAB | 11WD2KAR5000196E | Kaunertal (TIWAG) | Kaunertal 5 | 360 | 72 | Hydro Water Reservoir | 47.068 | 10.665 | Germany | AT33 | DECOMMISSIONED |  |  | Freshwater
11WATKAUN2HRWEAB | 11WD2KAR3000194Y | Kaunertal (TIWAG) | Kaunertal 3 | 360 | 72 | Hydro Water Reservoir | 47.068 | 10.665 | Germany | AT33 | DECOMMISSIONED |  |  | Freshwater
11WATKAUN2HRWEAB | 11WD2KAR1000192H | Kaunertal (TIWAG) | Kaunertal 1 | 360 | 72 | Hydro Water Reservoir | 47.068 | 10.665 | Germany | AT33 | DECOMMISSIONED |  |  | Freshwater
11WATKAUN2HRWEAB | 11WD2KAR20001937 | Kaunertal (TIWAG) | Kaunertal 2 | 360 | 72 | Hydro Water Reservoir | 47.068 | 10.665 | Germany | AT33 | DECOMMISSIONED |  |  | Freshwater
11WD4SWSW5HD7--F | 11WD4SAEK2HD7--Y | Schluchsee | SÃ¤ckingen | 870 | 180 | Hydro Pumped Storage | 47.565 | 7.954 | Germany | DE13 | COMMISSIONED |  |  | Freshwater
11WD4SWSW5HD7--F | 11WD4WALD5H-SD71 | Schluchsee | Waldshut | 870 | 75 | Hydro Pumped Storage | 47.618 | 8.193 | Germany | DE13 | DECOMMISSIONED |  |  | Freshwater
11WD4SWSW5HD7--F | 11WD4HAEU5H-SD7J | Schluchsee | HÃ¤usern | 870 | 50 | Hydro Pumped Storage | 47.755 | 8.188 | Germany | DE91 | DECOMMISSIONED | 1964 |  | Freshwater
11WD4SWSW5HD7--F | 11WD4WEHR1HD7--M | Schluchsee | Wehr | 870 | 455 | Hydro Pumped Storage | 47.645 | 7.918 | Germany | DE13 | COMMISSIONED | 1976 |  | Freshwater
11WD4SWSW5HD7--F | 11WD4WITZ5H-SD76 | Schluchsee | Witznau | 870 | 110 | Hydro Pumped Storage | 47.688 | 8.252 | Germany | DE13 | COMMISSIONED |  |  | Freshwater
11WD7EMSL-G-KW-T | 11WD7EMSL1G-GUD9 | Emsland | Emsland D | 1820 | 870 | Fossil Gas | 52.481 | 7.306 | Germany | DE94 | COMMISSIONED | 2010 |  | Freshwater | Natural Draught Tower | 0.96 | 0.78
11WD7EMSL-G-KW-T | 11WD7EMSL-G-BLCZ | Emsland | Emsland C | 1820 | 475 | Fossil Gas | 52.481 | 7.306 | Germany | DE94 | COMMISSIONED | 1975 |  | Freshwater | Natural Draught Tower | 0.96 | 0.78
11WD7EMSL-G-KW-T | 11WD7EMSL-G-BLB0 | Emsland | Emsland B | 1820 | 475 | Fossil Gas | 52.481 | 7.306 | Germany | DE94 | COMMISSIONED | 1974 |  | Freshwater | Natural Draught Tower | 0.96 | 0.78
11WD7BOLA--KWNIK | 11WD7BOLA5GDTN2T | HKW Niehl | NIEHL-II-DT | 866 | 147 | Fossil Gas | 50.974 | 6.991 | Germany | DEA2 | COMMISSIONED | 2005 |  | Freshwater | Natural Draught Tower | 0.96 | 0.78
11WD7BOLA--KWNIK | 11WD7OPLA1G--318 | HKW Niehl | NIEHL-3 | 866 | 453 | Fossil Gas | 50.974 | 6.991 | Germany | DEA2 | COMMISSIONED | 2005 |  | Freshwater | Natural Draught Tower | 0.96 | 0.78
11WD7BOLA--KWNIK | 11WD7BOLA5GGTN2E | HKW Niehl | NIEHL-II-GT | 866 | 266 | Fossil Gas | 50.974 | 6.991 | Germany | DEA2 | COMMISSIONED | 2005 |  | Freshwater | Natural Draught Tower | 0.96 | 0.78
11WD7BOLL5B-FREO | 11WD7BOLL5BFRFBC | Frechen/Wachtberg | Fabrik Frechen/Wachtberg | 113 | 113 | Fossil Brown coal/Lignite | 50.894 | 6.791 | Germany | DEA2 | COMMISSIONED | 1959 |  | Freshwater | Once-through | 137.59 | 0.95
11WD7FUEH5GMEKW7 | 11WD7FUEH5GMERKA | HKW Merkenich | GuD-Anlage-HKW-Merkenich | 110 | 110 | Fossil Gas | 51.017 | 6.963 | Germany | DEA2 | COMMISSIONED | 2004 |  | Freshwater | Once-through | 43.07 | 0.38
11WD7SCHO-S--KWW | 11WD7SCHO2S--C-R | Scholven | Scholven C | 690 | 345 | Fossil Hard coal | 51.599 | 7.009 | Germany | DEA3 | COMMISSIONED | 1969 |  | Freshwater | Natural Draught Tower | 2.22 | 1.81
11WD7SCHO-S--KWW | 11WD7SCHO1S--B-0 | Scholven | Scholven B | 690 | 345 | Fossil Hard coal | 51.599 | 7.009 | Germany | DEA3 | COMMISSIONED | 1968 |  | Freshwater | Natural Draught Tower | 2.22 | 1.81
11WD7GARE5XHAKW5 | 11WD7GARE5G-H45C | Hagen-Kabel | HAGEN-KABEL-H45 | 250 | 250 | Fossil Gas | 51.412 | 7.492 | Germany | DEA5 | COMMISSIONED |  |  | Freshwater | Once-through | 43.07 | 0.38
11WD7LIES5B-KW-D | 11WD7LIES5B-WRKC | Goldenberg | Goldenberg GoWerk | 151 | 151 | Fossil Brown coal/Lignite | 50.861 | 6.843 | Germany | DEA2 | DECOMMISSIONED |  | 2015 | Freshwater | Once-through | 137.59 | 0.95
11WD7LUNE2S--KW8 | 11WD7LUNE5S--6-L | Luenen | LUENEN_6 | 473 | 149 | Fossil Hard coal | 51.616 | 7.478 | Germany | DEA5 | COMMISSIONED | 1962 |  | Freshwater | Natural Draught Tower | 2.22 | 1.81
11WD7LUNE2S--KW8 | 11WD7LUNE2S--7-2 | Luenen | LUENEN_7 | 473 | 324 | Fossil Hard coal | 51.616 | 7.478 | Germany | DEA5 | COMMISSIONED | 1969 |  | Freshwater | Natural Draught Tower | 2.22 | 1.81
11WD7WEST1S-KW-K | 11WD7WSFN1S--E-Z | Westfalen | Westfalen E | 780 | 780 | Fossil Hard coal | 51.682 | 7.971 | Germany | DEA5 | COMMISSIONED | 2014 |  | Freshwater | Natural Draught Tower | 2.4 | 1.87
11WD7WEST1S-KW-K | 11WD7WEST5S--C-P | Westfalen | Westfalen C | 780 | 250 | Fossil Hard coal | 51.682 | 7.971 | Germany | DEA5 | DECOMMISSIONED | 1969 | 2016 | Freshwater | Natural Draught Tower | 2.4 | 1.87
11WD7GKWE2S--KW8 | 11WD7GKWE2S--2-H | GK-West | GK-WEST_2 | 640 | 320 | Fossil Hard coal | 51.603 | 6.658 | Germany | DEA1 | COMMISSIONED | 1971 |  | Freshwater | Once-through | 137.59 | 0.95
11WD7GKWE2S--KW8 | 11WD7GKWE2S--1-K | GK-West | GK-WEST_1 | 640 | 320 | Fossil Hard coal | 51.603 | 6.658 | Germany | DEA1 | COMMISSIONED | 1970 |  | Freshwater | Once-through | 137.59 | 0.95
11WD7HUCK2G--KWR | 11WD7HUCK2G--B-9 | Huckingen (HKM) | Huckingen B | 600 | 300 | Fossil Coal-derived gas | 51.376 | 6.724 | Germany | DEA1 | COMMISSIONED | 1976 |  | Freshwater | Natural Draught Tower | 4.55 | 3.13
11WD7HUCK2G--KWR | 11WD7HUCK2G--A-C | Huckingen (HKM) | Huckingen A | 600 | 300 | Fossil Coal-derived gas | 51.376 | 6.724 | Germany | DEA1 | COMMISSIONED | 1975 |  | Freshwater | Natural Draught Tower | 4.55 | 3.13
11WD7BISC5GKW23O | 11WD7BISC5GKW3-T | KW Mainz-Wiesbaden | KMW_KW3 | 785 | 450 | Fossil Gas | 50.029 | 8.237 | Germany | DEB3 | COMMISSIONED | 2001 |  | Freshwater | Once-through | 43.07 | 0.38
11WD7BISC5GKW23O | 11WD7BISC5GKW2-W | KW Mainz-Wiesbaden | KMW_KW2 | 785 | 335 | Fossil Gas | 50.029 | 8.237 | Germany | DEB3 | COMMISSIONED | 1977 |  | Freshwater | Once-through | 43.07 | 0.38
11WD7UCHT5XROSOK | 11WD7UCHT5XROEMT | Kraftwerk RÃ¶merbrÃ¼cke | DESBR____CHP____ | 125 | 125 | Fossil Gas | 49.225 | 7.016 | Germany | 2000-12-01 | COMMISSIONED | 1989 |  | Freshwater | Air Cooling | 0.01 | 0.01
11WD72VIA2H-KW-0 | 11WD7VIAN2H-1-1O | Vianden | Vianden 1 | 1294 | 100 | Hydro Pumped Storage | 49.952 | 6.178 | Germany | LU00 | COMMISSIONED | 1963 |  | Freshwater
11WD72VIA2H-KW-0 | 11WD7VIAN2H-1-2M | Vianden | Vianden 2 | 1294 | 100 | Hydro Pumped Storage | 49.952 | 6.178 | Germany | LU00 | COMMISSIONED | 1963 |  | Freshwater
11WD72VIA2H-KW-0 | 11WD7VIAN2H-1-3K | Vianden | Vianden 3 | 1294 | 100 | Hydro Pumped Storage | 49.952 | 6.178 | Germany | LU00 | COMMISSIONED | 1963 |  | Freshwater
11WD72VIA2H-KW-0 | 11WD7VIAN2H-1-4I | Vianden | Vianden 4 | 1294 | 100 | Hydro Pumped Storage | 49.952 | 6.178 | Germany | LU00 | COMMISSIONED | 1963 |  | Freshwater
11WD72VIA2H-KW-0 | 11WD7VIAN2H-2-6A | Vianden | Vianden 6 | 1294 | 100 | Hydro Pumped Storage | 49.952 | 6.178 | Germany | LU00 | COMMISSIONED | 1963 |  | Freshwater
11WD72VIA2H-KW-0 | 11WD7VIAN2H-2-78 | Vianden | Vianden 7 | 1294 | 100 | Hydro Pumped Storage | 49.952 | 6.178 | Germany | LU00 | COMMISSIONED | 1963 |  | Freshwater
11WD72VIA2H-KW-0 | 11WD7VIAN2H-2-86 | Vianden | Vianden 8 | 1294 | 100 | Hydro Pumped Storage | 49.952 | 6.178 | Germany | LU00 | COMMISSIONED | 1963 |  | Freshwater
11WD72VIA2H-KW-0 | 11WD7VIAN2H-2-94 | Vianden | Vianden 9 | 1294 | 100 | Hydro Pumped Storage | 49.952 | 6.178 | Germany | LU00 | COMMISSIONED | 1963 |  | Freshwater
11WD72VIA2H-KW-0 | 11WD72VIA2H--11P | Vianden | Vianden 11 | 1294 | 198 | Hydro Pumped Storage | 49.952 | 6.178 | Germany | LU00 | COMMISSIONED | 2014 |  | Freshwater
11WD72VIA2H-KW-0 | 11WD7VIAN2H-2-5C | Vianden | Vianden 5 | 1294 | 100 | Hydro Pumped Storage | 49.952 | 6.178 | Germany | LU00 | COMMISSIONED | 1963 |  | Freshwater
11WD72VIA2H-KW-0 | 11WD72VIA2H--10R | Vianden | Vianden 10 | 1294 | 196 | Hydro Pumped Storage | 49.952 | 6.178 | Germany | LU00 | COMMISSIONED | 1963 |  | Freshwater
11WD7ENSD5SKW3-E | 11WD7ENSD5S--3-T | Ensdorf | Ensdorf 3 | 283 | 283 | Fossil Hard coal | 49.293 | 6.771 | Germany | 2000-12-01 | COMMISSIONED |  |  | Freshwater | Natural Draught Tower | 2.22 | 1.81
11WD7KWKN----KW1 | 11WD7KWKN-KW-EEN | Knapsack 1 | Knapsack 1 | 784 | 784 | Fossil Gas | 50.859 | 6.841 | Germany | DEA2 | COMMISSIONED | 2013 |  | Freshwater | Mechanical Draught Tower | 0.96 | 0.78
11WD7NIED-B-KW-5 | 11WD7NIED1B--K-0 | NiederauÃŸem | NiederauÃŸem K (BoA 1) | 3398 | 924 | Fossil Brown coal/Lignite | 50.971 | 6.667 | Germany | DEA2 | COMMISSIONED | 2003 |  | Freshwater | Natural Draught Tower | 2.4 | 1.87
11WD7NIED-B-KW-5 | 11WD7NIED2B--F-8 | NiederauÃŸem | NiederauÃŸem F | 3398 | 307 | Fossil Brown coal/Lignite | 50.971 | 6.667 | Germany | DEA2 | RESERVE | 1971 | 2018 | Freshwater | Natural Draught Tower | 2.22 | 1.81
11WD7NIED-B-KW-5 | 11WD7NIED1B--G-C | NiederauÃŸem | NiederauÃŸem G | 3398 | 629 | Fossil Brown coal/Lignite | 50.971 | 6.667 | Germany | DEA2 | COMMISSIONED | 1974 |  | Freshwater | Natural Draught Tower | 2.22 | 1.81
11WD7NIED-B-KW-5 | 11WD7NIED2B--E-B | NiederauÃŸem | NiederauÃŸem E | 3398 | 302 | Fossil Brown coal/Lignite | 50.971 | 6.667 | Germany | DEA2 | RESERVE | 1970 | 2018 | Freshwater | Natural Draught Tower | 2.22 | 1.81
11WD7NIED-B-KW-5 | 11WD7NIED1B--H-9 | NiederauÃŸem | NiederauÃŸem H | 3398 | 639 | Fossil Brown coal/Lignite | 50.971 | 6.667 | Germany | DEA2 | COMMISSIONED | 1974 |  | Freshwater | Natural Draught Tower | 2.22 | 1.81
11WD7NIED-B-KW-5 | 11WD7NIED2B--D-E | NiederauÃŸem | NiederauÃŸem D | 3398 | 301 | Fossil Brown coal/Lignite | 50.971 | 6.667 | Germany | DEA2 | COMMISSIONED | 1968 |  | Freshwater | Natural Draught Tower | 2.22 | 1.81
11WD7NIED-B-KW-5 | 11WD7NIED2B--C-H | NiederauÃŸem | NiederauÃŸem C | 3398 | 296 | Fossil Brown coal/Lignite | 50.971 | 6.667 | Germany | DEA2 | COMMISSIONED | 1965 |  | Freshwater | Natural Draught Tower | 2.22 | 1.81
11WD7NEUR-B-KW-B | 11WD7NEUR1B--F-L | Neurath | Neurath F | 4212 | 1060 | Fossil Brown coal/Lignite | 51.038 | 6.616 | Germany | DEA1 | COMMISSIONED | 2012 |  | Freshwater | Natural Draught Tower | 2.4 | 1.87
11WD7NEUR-B-KW-B | 11WD7NEUR1B--E-O | Neurath | Neurath E | 4212 | 606 | Fossil Brown coal/Lignite | 51.038 | 6.616 | Germany | DEA1 | COMMISSIONED | 1976 |  | Freshwater | Natural Draught Tower | 2.22 | 1.81
11WD7NEUR-B-KW-B | 11WD7NEUR1B--D-R | Neurath | Neurath D | 4212 | 604 | Fossil Brown coal/Lignite | 51.038 | 6.616 | Germany | DEA1 | COMMISSIONED | 1975 |  | Freshwater | Natural Draught Tower | 2.22 | 1.81
11WD7NEUR-B-KW-B | 11WD7NEUR1B--G-I | Neurath | Neurath G | 4212 | 1060 | Fossil Brown coal/Lignite | 51.038 | 6.616 | Germany | DEA1 | COMMISSIONED | 2012 |  | Freshwater | Natural Draught Tower | 2.4 | 1.87
11WD7NEUR-B-KW-B | 11WD7NEUR2B--A-T | Neurath | Neurath A | 4212 | 294 | Fossil Brown coal/Lignite | 51.038 | 6.616 | Germany | DEA1 | COMMISSIONED | 1972 |  | Freshwater | Natural Draught Tower | 2.22 | 1.81
11WD7NEUR-B-KW-B | 11WD7NEUR1B--C-U | Neurath | Neurath C | 4212 | 294 | Fossil Brown coal/Lignite | 51.038 | 6.616 | Germany | DEA1 | COMMISSIONED | 1973 |  | Freshwater | Natural Draught Tower | 2.22 | 1.81
11WD7NEUR-B-KW-B | 11WD7NEUR1B--B-X | Neurath | Neurath B | 4212 | 294 | Fossil Brown coal/Lignite | 51.038 | 6.616 | Germany | DEA1 | COMMISSIONED | 1972 |  | Freshwater | Natural Draught Tower | 2.22 | 1.81
11WD7ENSD2SKW1-4 | 11WD7ENSD2S--1-J | Kraftwerk Ensdorf | Ensdorf 1 | 106 | 106 | Fossil Hard coal | 49.293 | 6.771 | Germany | 2000-12-01 | COMMISSIONED |  |  | Freshwater | Natural Draught Tower | 2.22 | 1.81
11WD7WEIH2S--KWV | 11WD7WEIH2S--C-A | Weiher | WEIHER_C | 656 | 656 | Fossil Hard coal | 49.336 | 7.035 | Germany | 2000-12-01 | COMMISSIONED | 1976 |  | Freshwater | Natural Draught Tower | 2.22 | 1.81
11WD7VOER1S--KWG | 11WD7VOER1S--A-1 | Kraftwerk Voerde | Kraftwerk Voerde Block A | 1390 | 695 | Fossil Hard coal | 51.603 | 6.658 | Germany | DEA1 | RESERVE | 1982 | 2017 | Freshwater | Natural Draught Tower | 2.22 | 1.81
11WD7VOER1S--KWG | 11WD7VOER1S--B-Z | Kraftwerk Voerde | Kraftwerk Voerde Block B | 1390 | 695 | Fossil Hard coal | 51.603 | 6.658 | Germany | DEA1 | RESERVE | 1985 | 2017 | Freshwater | Natural Draught Tower | 2.22 | 1.81
11WD7VOLK5S--KWI | 11WD7VOLK5S-MKV2 | Voelklingen | VOELKLINGEN_MKV | 390 | 179 | Fossil Hard coal | 49.25 | 6.879 | Germany | 2000-12-01 | COMMISSIONED | 1989 |  | Freshwater | Natural Draught Tower | 2.22 | 1.81
11WD7VOLK5S--KWI | 11WD7VOLK5S-HKVM | Voelklingen | VOELKLINGEN_HKV | 390 | 211 | Fossil Hard coal | 49.25 | 6.879 | Germany | 2000-12-01 | COMMISSIONED | 1982 |  | Freshwater | Natural Draught Tower | 2.22 | 1.81
11WD7WALS1S--KW0 | 11WD7WALS5S--9-Y | Walsum | WALSUM_9 | 1095 | 370 | Fossil Hard coal | 51.526 | 6.72 | Germany | DEA1 | COMMISSIONED | 1988 |  | Freshwater | Natural Draught Tower | 2.4 | 1.87
11WD7WALS1S--KW0 | 11WD7WALS1S--10A | Walsum | WALSUM_10 | 1095 | 725 | Fossil Hard coal | 51.526 | 6.72 | Germany | DEA1 | COMMISSIONED | 2013 |  | Freshwater | Natural Draught Tower | 2.4 | 1.87
11WD7STUM----KW9 | 11WD7KWHU1GBL20B | KW Hamm-Uentrop | KW Hamm-Uentrop Block 20 | 850 | 425 | Fossil Gas | 51.616 | 7.478 | Germany | DEA5 | COMMISSIONED | 2008 |  | Freshwater | Natural Draught Tower | 0.96 | 0.78
11WD7STUM----KW9 | 11WD7KWHU1GBL10E | KW Hamm-Uentrop | KW Hamm-Uentrop Block 10 | 850 | 425 | Fossil Gas | 51.616 | 7.478 | Germany | DEA5 | COMMISSIONED | 2008 |  | Freshwater | Natural Draught Tower | 0.96 | 0.78
11WD7HERN2S--KWU | 11WD7HERN2S-3--W | Herne | HERNE_3 | 740 | 280 | Fossil Hard coal | 51.551 | 7.187 | Germany | DEA5 | COMMISSIONED | 1989 |  | Freshwater | Natural Draught Tower | 2.4 | 1.87
11WD7HERN2S--KWU | 11WD7HERN2S--4-X | Herne | HERNE_4 | 740 | 460 | Fossil Hard coal | 51.551 | 7.187 | Germany | DEA5 | COMMISSIONED | 1966 |  | Freshwater | Natural Draught Tower | 2.4 | 1.87
11WD7KRBG1K-KW-V | 11WD7KRBG1KD7-CC | Gundremmingen | Gundremmingen C | 1288 | 1288 | Nuclear | 48.515 | 10.402 | Germany | DE27 | COMMISSIONED | 1984 |  | Freshwater | Natural Draught Tower | 4.17 | 2.54
11WD7KRBG1K-KW-V | 11WD7KRBG1KD7-BE | Gundremmingen | Gundremmingen B | 1288 | 1284 | Nuclear | 48.515 | 10.402 | Germany | DE27 | DECOMMISSIONED | 1984 | 2017 | Freshwater | Natural Draught Tower | 4.17 | 2.54
11WD7KOEP2P--KWG | 11WD7KOEP2P--5-G | Koepchenwerk | Koepchenwerk | 162 | 162 | Hydro Pumped Storage | 51.41 | 7.453 | Germany | DEA5 | COMMISSIONED | 1989 |  | Freshwater
11WD7KKE-1K--KW5 | 11WD7KKE-1K-BLAZ | Emsland | Emsland A | 1336 | 1336 | Nuclear | 52.472 | 7.319 | Germany | DE94 | COMMISSIONED | 1988 |  | Freshwater | Natural Draught Tower | 4.17 | 2.54
11WD7GERS-X-KW-C | 11WD7GERS-G-BLIY | Gersteinwerk | Gersteinwerk I | 2003 | 410 | Fossil Gas | 51.675 | 7.717 | Germany | DEA5 | COMMISSIONED | 1973 |  | Freshwater | Natural Draught Tower | 4.55 | 3.13
11WD7GERS-X-KW-C | 11WD7GERS-G-BLG1 | Gersteinwerk | Gersteinwerk G | 2003 | 402 | Fossil Gas | 51.675 | 7.717 | Germany | DEA5 | COMMISSIONED | 1972 |  | Freshwater | Natural Draught Tower | 4.55 | 3.13
11WD7GERS-X-KW-C | 11WD7GERS-G-BLF3 | Gersteinwerk | Gersteinwerk F | 2003 | 410 | Fossil Gas | 51.675 | 7.717 | Germany | DEA5 | COMMISSIONED | 1972 |  | Freshwater | Natural Draught Tower | 4.55 | 3.13
11WD7GERS-X-KW-C | 11WD7GERS1S-K2-7 | Gersteinwerk | Gersteinwerk K2 | 2003 | 614 | Fossil Gas | 51.675 | 7.717 | Germany | DEA5 | COMMISSIONED | 1973 |  | Freshwater | Natural Draught Tower | 4.55 | 3.13
11WD7GERS-X-KW-C | 11WD7GERS5S-K1-J | Gersteinwerk | Gersteinwerk K1 | 2003 | 112 | Fossil Gas | 51.675 | 7.717 | Germany | DEA5 | COMMISSIONED | 2004 |  | Freshwater | Air Cooling | 0.1 | 0.1
11WD7GERS-X-KW-C | 11WD7GERS5G-H1-T | Gersteinwerk | Gersteinwerk H | 2003 | 55 | Fossil Gas | 51.675 | 7.717 | Germany | DEA5 | MOTHBALLED | 1973 | 2017 | Freshwater | Natural Draught Tower | 4.55 | 3.13
11WD7MITB1C----N | 11WD7MITB1C---A1 | Bexbach | BEXBACH_A_GESAMT | 726 | 726 | Fossil Hard coal | 49.364 | 7.237 | Germany | 2000-12-01 | COMMISSIONED | 1983 |  | Freshwater | Natural Draught Tower | 2.22 | 1.81
11W0-0000-0043-Z | 11W0-0000-0044-W | Datteln | Datteln 4 | 1052 | 1052 | Fossil Hard coal | 51.629 | 7.332 | Germany | DEA3 | CONSTRUCTION | 2020 |  | Freshwater | Natural Draught Tower | 2.4 | 1.87
11WD2KUET000160J | 11WD2KUM1000161L | KW KÃ¼htai | Maschine 1 | 289 | 144.5 | Hydro Pumped Storage | 47.208 | 11.006 | Germany | AT33 | COMMISSIONED |  |  | Freshwater
11WD2KUET000160J | 11WD2KUM2000162B | KW KÃ¼htai | Maschine 2 | 289 | 144.5 | Hydro Pumped Storage | 47.208 | 11.006 | Germany | AT33 | COMMISSIONED |  |  | Freshwater
11WD2ERZH0002682 | 11WD2ERZH0002682 | PSW Erzhausen | PSW Erzhausen Block 1 | 220 | 220 | Hydro Pumped Storage | 51.899 | 9.925 | Germany | DE91 | DECOMMISSIONED | 1964 |  | Freshwater
11WD2OAMK000342L | 11WD2OAM-0003416 | Amrumbank West (EC&R) | Amrumbank West | 301 | 288 | Wind Offshore | 54.5 | 7.8 | Germany | DEF0 | COMMISSIONED | 2015 |  | Freshwater |  | 0 | 0
11WD2GRKW000295T | 11WD2GRAF000047F | Grafenrheinfeld | Grafenrheinfeld | 1275 | 1275 | Nuclear | 49.984 | 10.181 | Germany | DE26 | DECOMMISSIONED |  | 2015 | Freshwater | Natural Draught Tower | 4.17 | 2.54
11W0-0000-0029-P |  | Windpark Nordsee One | NA | 332 | 332 | Wind Offshore | 53.979 | 6.814 | Germany | DE94 | COMMISSIONED |  |  | Freshwater |  | 0 | 0
11WD2BHAF000272F | 11WD2BRE50001178 | KW Hafen | KW Hafen Block 5 | 300 | 127 | Fossil Hard coal | 53.202 | 8.516 | Germany | DE50 | DECOMMISSIONED | 1979 | 2016 | Freshwater | Once-through | 137.59 | 0.95
11WD2BHAF000272F | 11WD2BRE6000118Z | KW Hafen | KW Hafen Block 6 | 300 | 300 | Fossil Hard coal | 53.202 | 8.516 | Germany | DE50 | COMMISSIONED | 1979 |  | Freshwater | Once-through | 137.59 | 0.95
11WD2PLAT000267Z | 11WD2PLDT000033X | Kraftwerk Plattling | Kraftwerk-Plattling-DT | 120 | 40 | Fossil Gas | 48.801 | 12.868 | Germany | DE22 | COMMISSIONED |  |  | Freshwater | Air Cooling | 0.01 | 0.01
11WD2PLAT000267Z | 11WD2PLGT0000328 | Kraftwerk Plattling | Kraftwerk-Plattling-GT | 120 | 80 | Fossil Gas | 48.801 | 12.868 | Germany | DE22 | COMMISSIONED |  |  | Freshwater | Air Cooling | 0.01 | 0.01
11WD2GKBB000334V | 11WD2GKBK000335V | GKB Mittelsbueren | GKB Mittelsbueren GuD | 450 | 450 | Fossil Gas | 53.129 | 8.686 | Germany | DE50 | COMMISSIONED | 2016 |  | Freshwater | Mechanical Draught Tower | 0.96 | 0.78
11WD2INGO0001783 | 11WD2ING3000058X | Ingolstadt | Ingolstadt 3 | 772 | 386 | Fossil Oil | 48.762 | 11.504 | Germany | DE21 | COMMISSIONED | 1973 |  | Freshwater | Once-through | 132.48 | 0.91
11WD2INGO0001783 | 11WD2ING4000059N | Ingolstadt | Ingolstadt 4 | 772 | 386 | Fossil Oil | 48.762 | 11.504 | Germany | DE21 | COMMISSIONED | 1974 |  | Freshwater | Once-through | 132.48 | 0.91
11WD2ZOLL0002880 | 11WD2ZOL50001274 | Kraftwerk Zolling | DEZOLLI____1_____ | 472 | 472 | Fossil Hard coal | 48.456 | 11.801 | Germany | DE21 | COMMISSIONED | 1986 |  | Freshwater | Natural Draught Tower | 2.4 | 1.87
11WD2GEBE000177K | 11WD2GE2D000056A | Franken I | Franken I Block 2 + GT | 823 | 440 | Fossil Gas | 49.421 | 11.008 | Germany | DE25 | COMMISSIONED | 1973 |  | Freshwater | Natural Draught Tower | 0.96 | 0.78
11WD2GEBE000177K | 11WD2GEB1000055R | Franken I | Franken I Block 1 | 823 | 383 | Fossil Gas | 49.421 | 11.008 | Germany | DE25 | COMMISSIONED | 1976 |  | Freshwater | Natural Draught Tower | 0.96 | 0.78
11WD2WBNK000318M | 11WD2WBNB000042Z | HKW Nord | HKW Nord Generator B | 123 | 61.5 | Fossil Hard coal | 52.429 | 10.768 | Germany | DE91 | COMMISSIONED | 2000 |  | Freshwater | Mechanical Draught Tower | 2.22 | 1.81
11WD2WBNK000318M | 11WD2WBNA0000418 | HKW Nord | HKW Nord Generator A | 123 | 61.5 | Fossil Hard coal | 52.429 | 10.768 | Germany | DE91 | COMMISSIONED | 2000 |  | Freshwater | Mechanical Draught Tower | 2.22 | 1.81
11WD2BHAS000271O | 11WD2BR15000116G | KW Hastedt | KW Hastedt Block 15 | 119 | 119 | Fossil Hard coal | 53.059 | 8.873 | Germany | DE50 | COMMISSIONED | 2014 |  | Freshwater | Once-through | 137.59 | 0.95
11WD2BHAS000271O | 11WD2BR14000113U | KW Hastedt | KW Hastedt Block 14 | 119 | 155 | Fossil Hard coal | 53.059 | 8.873 | Germany | DE50 | DECOMMISSIONED | 2014 |  | Freshwater | Once-through | 137.59 | 0.95
11WD2LIND5G----6 | 11WD2LIG10000346 | Heizkraftwerk Linden (GKL) | GT1 | 230 | 75 | Fossil Gas | 52.42 | 9.648 | Germany | DE92 | COMMISSIONED | 2013 |  | Freshwater | No Cooling | 0 | 0
11WD2LIND5G----6 | 11WD2LIDT000036R | Heizkraftwerk Linden (GKL) | DT | 230 | 90 | Fossil Gas | 52.42 | 9.648 | Germany | DE92 | COMMISSIONED | 2013 |  | Freshwater | No Cooling | 0 | 0
11WD2LIND5G----6 | 11WD2LIG3000035P | Heizkraftwerk Linden (GKL) | GT3 | 230 | 65 | Fossil Gas | 52.42 | 9.648 | Germany | DE92 | COMMISSIONED | 2013 |  | Freshwater | No Cooling | 0 | 0
11WD2LIND5G----6 | 11WD2LIND5G----6 | Heizkraftwerk Linden (GKL) | Heizkraftwerk Linden (GKL) GuD | 230 | 230 | Fossil Gas | 52.42 | 9.648 | Germany | DE92 | COMMISSIONED | 2013 |  | Freshwater | No Cooling | 0 | 0
11WD2GHKW000296G | 11WD2GROH000049H | Grohnde | Grohnde | 1360 | 1360 | Nuclear | 52.036 | 9.414 | Germany | DE92 | COMMISSIONED | 1985 |  | Freshwater | Once-through | 167.87 | 1.02
11WD2KIKW000301W | 11WD2KIEL000050P | Kiel | Kiel | 323 | 323 | Fossil Hard coal | 54.339 | 10.177 | Germany | DEF0 | COMMISSIONED | 2008 |  | Seawater | Once-through | 85.5 | 0.39
11WD2SUE1000099L | 11WD2S1G3000098K | Sued GuD1 | Sued GuD1 GT3 | 298 | 108 | Fossil Gas | 48.114 | 11.556 | Germany | DE21 | COMMISSIONED | 1980 |  | Freshwater | Once-through | 43.07 | 0.38
11WD2SUE1000099L | 11WD2S1G2000097U | Sued GuD1 | Sued GuD1 GT2 | 298 | 108 | Fossil Gas | 48.114 | 11.556 | Germany | DE21 | COMMISSIONED | 1980 |  | Freshwater | Once-through | 43.07 | 0.38
11WD2W2--0002757 | 11WD2W2M20000748 | Waldeck II | Waldeck II M6 | 480 | 240 | Hydro Pumped Storage | 51.167 | 9.047 | Germany | DE73 | COMMISSIONED | 1974 |  | Freshwater
11WD2W2--0002757 | 11WD2W2M1000073I | Waldeck II | Waldeck II M5 | 480 | 240 | Hydro Pumped Storage | 51.167 | 9.047 | Germany | DE73 | COMMISSIONED | 1974 |  | Freshwater
11WD2BUKW000310A | 11WD2BURG000145R | Burghausen_GT | GuD-Block | 120 | 120 | Fossil Gas | 48.182 | 12.85 | Germany | DE21 | COMMISSIONED | 1979 |  | Freshwater | Air Cooling | 0.01 | 0.01
11WD2SRKW000345J |  | HKW-NÃ¼rnberg-Sandreuth | NA | 181 | 181 | Fossil Gas | 49.439 | 11.061 | Germany | DE25 | COMMISSIONED | 2005 |  | Freshwater | No Cooling | 0 | 0
11WD2HERR5GKW--1 | 11WD2HERR5G----G | KW Herrenhausen (KWH) | Block B | 100 | 100 | Fossil Gas | 52.399 | 9.681 | Germany | DE92 | COMMISSIONED |  |  | Freshwater | Once-through | 43.07 | 0.38
11WD2OGW20003378 |  | Gode Wind II | NA | 252 | 252 | Wind Offshore | 54.05 | 7.03 | Germany | DE94 | COMMISSIONED |  |  | Freshwater |  | 0 | 0
11WD2OBUT0002657 |  | OWP Butendiek | NA | 288 | 288 | Wind Offshore | 54.9 | 7.75 | Germany | DEF0 | COMMISSIONED |  |  | Freshwater |  | 0 | 0
11WD2STAU0001800 | 11WD2STA4000065N | Staudinger | Staudinger 4 | 1132 | 622 | Fossil Gas | 50.091 | 8.954 | Germany | DE71 | COMMISSIONED | 1977 |  | Freshwater | Natural Draught Tower | 4.55 | 3.13
11WD2STAU0001800 | 11WD2STA5000066D | Staudinger | Staudinger 5 | 1132 | 510 | Fossil Gas | 50.091 | 8.954 | Germany | DE71 | COMMISSIONED | 1992 |  | Freshwater | Natural Draught Tower | 0.96 | 0.78
11WD2HEKW000297X | 11WD2HEY40000638 | Heyden | Heyden | 875 | 875 | Fossil Hard coal | 52.383 | 8.996 | Germany | DEA4 | COMMISSIONED | 1987 |  | Freshwater | Natural Draught Tower | 2.22 | 1.81
11WD2SUE2000103B | 11WD2S260000100F | Sued GuD2 | Sued GuD2 DT60 | 400 | 128 | Fossil Gas | 48.114 | 11.556 | Germany | DE21 | COMMISSIONED | 1980 |  | Freshwater | Once-through | 43.07 | 0.38
11WD2SUE2000103B | 11WD2S2610001015 | Sued GuD2 | Sued GuD2 GT61 | 400 | 136 | Fossil Gas | 48.114 | 11.556 | Germany | DE21 | COMMISSIONED | 1980 |  | Freshwater | Once-through | 43.07 | 0.38
11WD2SUE2000103B | 11WD2S262000102W | Sued GuD2 | Sued GuD2 GT62 | 400 | 136 | Fossil Gas | 48.114 | 11.556 | Germany | DE21 | COMMISSIONED | 1980 |  | Freshwater | Once-through | 43.07 | 0.38
11WD2OBR1000278R |  | Borkum Riffgrund I | NA | 312 | 312 | Wind Offshore | 53.967 | 6.55 | Germany | DE94 | COMMISSIONED |  |  | Freshwater |  | 0 | 0
11WD2BMIT0002731 | 11WD2BRE4000115K | KW Mittelsbueren | KW Mittelsbueren Block 4 | 176 | 176 | Fossil Gas | 53.129 | 8.686 | Germany | DE50 | COMMISSIONED | 2016 |  | Freshwater | Mechanical Draught Tower | 0.96 | 0.78
11WD2ODTK000336Y | 11WD2ODT3000343P | DanTysk | DanTysk Offshore Windpark | 288 | 288 | Wind Offshore | 55.142 | 7.194 | Germany | DK03 | COMMISSIONED | 2014 |  | Freshwater |  | 0 | 0
11WD2HANN5C----0 | 11WD2HANN5C---1X | GKW Hannover (GKH) | Block 1 | 272 | 136 | Fossil Hard coal | 52.42 | 9.648 | Germany | DE92 | COMMISSIONED | 1989 |  | Freshwater | Natural Draught Tower | 2.22 | 1.81
11WD2HANN5C----0 | 11WD2HANN5C---2V | GKW Hannover (GKH) | Block 2 | 272 | 136 | Fossil Hard coal | 52.42 | 9.648 | Germany | DE92 | COMMISSIONED | 1989 |  | Freshwater | Natural Draught Tower | 2.22 | 1.81
11WD2SILT000157E | 11WD2SIM2000159W | KW Silz | Maschine 2 | 500 | 250 | Hydro Water Reservoir | 47.27 | 10.968 | Germany | AT33 | COMMISSIONED |  |  | Freshwater
11WD2SILT000157E | 11WD2SIM10001585 | KW Silz | Maschine 1 | 500 | 250 | Hydro Water Reservoir | 47.27 | 10.968 | Germany | AT33 | COMMISSIONED |  |  | Freshwater
11WD2ONSO000218S | 11WD2ONO10002202 | Offshore Windpark | Nordsee Ost 1 | 288 | 144 | Wind Offshore | 54.445 | 7.683 | Germany | DEF0 | COMMISSIONED | 2015 |  | Freshwater |  | 0 | 0
11WD2ONSO000218S | 11WD2ONO2000219G | Offshore Windpark | Nordsee Ost 2 | 288 | 144 | Wind Offshore | 54.445 | 7.683 | Germany | DEF0 | COMMISSIONED | 2015 |  | Freshwater |  | 0 | 0
11WD2MEHR2CSWH-O | 11WD2MEHR2CSWHCZ | KW Mehrum (KWM) | Block 3 | 690 | 690 | Fossil Hard coal | 52.316 | 10.093 | Germany | DE91 | COMMISSIONED | 1979 |  | Freshwater | Once-through | 137.59 | 0.95
11WD2WBWK000317H | 11WD2WBW2000040U | HKW West | HKW West Block 2 | 277 | 138.5 | Fossil Hard coal | 52.429 | 10.768 | Germany | DE91 | COMMISSIONED |  |  | Freshwater | Natural Draught Tower | 2.22 | 1.81
11WD2WBWK000317H | 11WD2WBW1000039N | HKW West | HKW West Block 1 | 277 | 138.5 | Fossil Hard coal | 52.429 | 10.768 | Germany | DE91 | COMMISSIONED |  |  | Freshwater | Natural Draught Tower | 2.22 | 1.81
11WD2ORG-000347Q |  | Offshore-Windpark RIFFGAT | NA | 113 | 113 | Wind Offshore | 53.69 | 6.48 | Germany | NL11 | COMMISSIONED |  |  | Freshwater |  | 0 | 0
11WD2BUSC0002637 | 11WD2BUSD0000386 | Kraftwerk Buschhaus | Buschhaus | 352 | 352 | Fossil Brown coal/Lignite | 52.16 | 10.967 | Germany | DE91 | COMMISSIONED | 1985 |  | Freshwater | Natural Draught Tower | 2.22 | 1.81
11WD2BRKW000294C | 11WD2BROK000123P | Brokdorf | Brokdorf | 1410 | 1410 | Nuclear | 53.851 | 9.345 | Germany | DEF0 | COMMISSIONED | 1986 |  | Freshwater | Once-through | 167.87 | 1.02
11WD2OTWB000266P |  | Windpark Trianel Borkum West | NA | 200 | 200 | Wind Offshore | 54.042 | 6.467 | Germany | DE94 | COMMISSIONED |  |  | Freshwater |  | 0 | 0
11WD2NDR-000204Q |  | HKW Niederrad | NA | 70 | 70 | Fossil Gas | 50.086 | 8.628 | Germany | DE71 | DECOMMISSIONED | 2004 |  | Freshwater | Once-through | 43.07 | 0.38
11WD2WILK000286V | 11WD2WILH0001255 | Kraftwerk Wilhelmshaven | DEWHV______1_____ | 726 | 726 | Fossil Hard coal | 53.566 | 8.146 | Germany | DE94 | COMMISSIONED | 2015 |  | Seawater | Once-through | 85.5 | 0.39
11WD2HUKW000298J | 11WD2HUNT0000644 | Huntorf | Huntorf GT | 321 | 321 | Fossil Gas | 53.19 | 8.409 | Germany | DE94 | COMMISSIONED | 1978 |  | Freshwater | Air Cooling | 0.01 | 0.01
11WD2FARK000287K | 11WD2FARG0001262 | Kraftwerk Farge | DEFARGE____1_____ | 350 | 350 | Fossil Hard coal | 53.203 | 8.518 | Germany | DE50 | COMMISSIONED | 1969 |  | Freshwater | Once-through | 85.5 | 0.39
11WD2OWS0000352F |  | Sandbank | NA | 288 | 288 | Wind Offshore | 55.183 | 6.85 | Germany | DK03 | COMMISSIONED |  |  | Freshwater |  | 0 | 0
11WD2NO2K000308Z | 11WD2NOR20001055 | Nord 2 | Nord 2 T20 | 333 | 333 | Fossil Hard coal | 48.189 | 11.596 | Germany | DE21 | COMMISSIONED | 1991 |  | Freshwater | Once-through | 137.59 | 0.95
11WD2VELT000176H | 11WD2VEL3000053J | Veltheim | Veltheim 3 | 703 | 303 | Fossil Hard coal | 52.19 | 8.934 | Germany | DEA4 | DECOMMISSIONED | 1970 | 2015 | Freshwater | Once-through | 137.59 | 0.95
11WD2ISKW000299Q | 11WD2ISAR000122A | Isar 2 | Isar 2 | 1410 | 1410 | Nuclear | 48.605 | 12.294 | Germany | DE22 | COMMISSIONED | 1988 |  | Freshwater | Natural Draught Tower | 4.17 | 2.54
11WD2FFW-000203E |  | HKW West | NA | 267 | 267 | Fossil Gas | 50.098 | 8.654 | Germany | DE71 | COMMISSIONED | 1994 |  | Freshwater | Natural Draught Tower | 0.96 | 0.78
11WD2OGW1000346F |  | Gode Wind I | NA | 330 | 330 | Wind Offshore | 54.017 | 7.105 | Germany | DE94 | COMMISSIONED |  |  | Freshwater |  | 0 | 0
11WD2WI1K000303F | 11WD2WIL10000688 | Wilhelmshaven | Wilhelmshaven | 757 | 757 | Fossil Hard coal | 53.565 | 8.147 | Germany | DE94 | COMMISSIONED | 1976 |  | Seawater | Once-through | 137.59 | 0.95
11WD2IRSC000179N | 11WD2IRG30000606 | Irsching | Irsching 3 | 1822 | 415 | Fossil Gas | 48.767 | 11.582 | Germany | DE21 | COMMISSIONED | 1974 |  | Freshwater | Once-through | 132.48 | 0.91
11WD2IRSC000179N | 11WD2IRG4000061X | Irsching | Irsching 4 | 1822 | 561 | Fossil Gas | 48.767 | 11.582 | Germany | DE21 | COMMISSIONED | 2009 |  | Freshwater | Once-through | 132.48 | 0.91
11WD2IRSC000179N | 11WD2IRG5000062N | Irsching | Irsching 5 | 1822 | 846 | Fossil Gas | 48.767 | 11.582 | Germany | DE21 | COMMISSIONED | 2010 |  | Freshwater | Once-through | 132.48 | 0.91
11WD2OBA1000349Z |  | Bard Offshore 1 | NA | 400 | 400 | Wind Offshore | 54.36 | 5.98 | Germany | NL12 | COMMISSIONED |  |  | Freshwater |  | 0 | 0
11WD2OGTI000264J |  | Global Tech I | NA | 400 | 400 | Wind Offshore | 54.262 | 6.41 | Germany | DE94 | COMMISSIONED |  |  | Freshwater |  | 0 | 0
11WD2OWVM000355S |  | Offshore-Windpark Veja Mate | NA | 402 | 402 | Wind Offshore | 54.318 | 5.872 | Germany | NL12 | COMMISSIONED |  |  | Freshwater |  | 0 | 0
11WD43VIWXHOILLM | 11WD43KOP2HM1--L | Vorarlberger Illwerke AG | Kopswerk 2 M1 | 1856 | 175 | Hydro Pumped Storage | 46.975 | 10.043 | Germany | AT34 | COMMISSIONED | 2008 |  | Freshwater
11WD43VIWXHOILLM | 11WD43KOP2HM3--D | Vorarlberger Illwerke AG | Kopswerk 2 M3 | 1856 | 175 | Hydro Pumped Storage | 46.975 | 10.043 | Germany | AT34 | COMMISSIONED | 2008 |  | Freshwater
11WD43VIWXHOILLM | 11WD43ROW2H----I | Vorarlberger Illwerke AG | Rodund 2 | 1856 | 295 | Hydro Pumped Storage | 47.085 | 9.874 | Germany | AT34 | COMMISSIONED | 2008 |  | Freshwater
11WD43VIWXHOILLM | 11WD43KOP2HM2--H | Vorarlberger Illwerke AG | Kopswerk 2 M2 | 1856 | 175 | Hydro Pumped Storage | 46.975 | 10.043 | Germany | AT34 | COMMISSIONED | 2008 |  | Freshwater
11WD4HLBR1CS---A | 11WD4HLBR1C7---4 | HKW Heilbronn | HKW Heilbronn Block 7 | 778 | 778 | Fossil Hard coal | 49.178 | 9.209 | Germany | DE11 | COMMISSIONED | 1985 |  | Freshwater | Natural Draught Tower | 2.22 | 1.81
11WD4SWSW5HD4--R | 11WD4WITZ5H-SD4C | Schluchseewerk AG | Kraftwerk Witznau | 258 | 110 | Hydro Pumped Storage | 47.688 | 8.252 | Germany | DE13 | COMMISSIONED |  |  | Freshwater
11WD4SWSW5HD4--R | 11WD4HAEU5H-SD4P | Schluchseewerk AG | Kraftwerk HÃ¤usern | 258 | 60 | Hydro Pumped Storage | 47.755 | 8.188 | Germany | DE91 | DECOMMISSIONED | 1964 |  | Freshwater
11WD4SWSW5HD4--R | 11WD4WALD5H-SD47 | Schluchseewerk AG | Kraftwerk Waldshut | 258 | 88 | Hydro Pumped Storage | 47.618 | 8.193 | Germany | DE13 | DECOMMISSIONED |  |  | Freshwater
11WD4KWRHF5-S--Z | 11WD4KWRHF5M1-4I | KW Rheinfelden DE | KW Rheinfelden DE | 100 | 100 | Hydro Run-of-river and poundage | 47.57 | 7.81 | Germany | DE13 | COMMISSIONED | 2010 |  | Freshwater
11WD4WALK5G----E | 11WD4WALK5OGTD-F | Kraftwerk Walheim | Kraftwerk Wahlheim GT D | 136 | 136 | Fossil Oil | 49.021 | 9.158 | Germany | DE11 | COMMISSIONED | 1964 |  | Freshwater | Air Cooling | 0.1 | 0.1
11WD4KWLFB5-S--M | 11WD4KWLFB5M1107 | KW Laufenburg | KW Laufenburg | 106 | 106 | Hydro Run-of-river and poundage | 47.556 | 8.049 | Germany | CH03 | COMMISSIONED |  |  | Freshwater
11WD4MUST5G----B | 11WD4MUST5X-DT-M | HKW Stuttgart-MÃ¼nster | Stuttgart-MÃ¼nster DT | 178.9 | 109 | Waste | 48.815 | 9.221 | Germany | DE11 | COMMISSIONED | 2009 |  | Freshwater | Once-through | 132.48 | 1.14
11WD4GKM-2CD4--J | 11W0-0000-0005-8 | GKM AG TNG | GKM AG TNG | 1036 | 1036 | Fossil Hard coal | 49.446 | 8.49 | Germany | DE12 | COMMISSIONED |  |  | Freshwater | Once-through | 137.59 | 0.95
11WD4WEHR1HS---G | 11WD4WEHR1HD4--Y | Schluchseewerk AG | Kraftwerk Wehr | 455 | 455 | Hydro Pumped Storage | 47.645 | 7.918 | Germany | DE13 | COMMISSIONED | 1976 |  | Freshwater
11WD4HLBR5CS---J | 11WD4HLBR2C5---7 | HKW Heilbronn | HKW Heilbronn Block 5 | 250 | 125 | Fossil Hard coal | 49.178 | 9.209 | Germany | DE11 | RESERVE |  |  | Freshwater | Once-through | 137.59 | 0.95
11WD4HLBR5CS---J | 11WD4HLBR5C6---I | HKW Heilbronn | HKW Heilbronn Block 6 | 250 | 125 | Fossil Hard coal | 49.178 | 9.209 | Germany | DE11 | RESERVE |  |  | Freshwater | Once-through | 137.59 | 0.95
11WD4IFFE5G----Z | 11WD4IFFE5H----T | Rheinkraftwerk Iffezheim | Rheinkraftwerk Iffezheim | 146 | 146 | Hydro Run-of-river and poundage | 48.831 | 8.112 | Germany | DE12 | COMMISSIONED | 1978 |  | Freshwater
11WD4SAEK2HS---S | 11WD4SAEK2HD4--9 | Schluchseewerk AG | Kraftwerk SÃ¤ckingen | 180 | 180 | Hydro Pumped Storage | 47.565 | 7.954 | Germany | DE13 | COMMISSIONED |  |  | Freshwater
11WD4AL1KU1-S--E | 11WD4AL1U1C1---T | HKW Altbach/Deizisau | HKW Altbach/Deizisau Block 1 | 595 | 433 | Fossil Hard coal | 48.718 | 9.373 | Germany | DE11 | RESERVE | 1985 |  | Freshwater | Natural Draught Tower | 2.22 | 1.81
11WD4AL1KU1-S--E | 11WD4AL1U1C2---O | HKW Altbach/Deizisau | HKW Altbach/Deizisau 2 | 595 | 336 | Fossil Hard coal | 48.718 | 9.373 | Germany | DE11 | COMMISSIONED | 1997 |  | Freshwater | Natural Draught Tower | 2.22 | 1.81
11WD4GKNK1S----S | 11WD4GKNK1N-GESZ | Kernkraftwerk Neckarwestheim | KKW Neckarwestheim 2 | 1320 | 1320 | Nuclear | 49.041 | 9.175 | Germany | DE11 | COMMISSIONED | 1989 |  | Freshwater | Natural Draught Tower | 4.17 | 2.54
11WD4KKP21N-S--O | 11WD4KKP21N2---E | KKW Philippsburg | KKW Philippsburg 2 | 1402 | 1402 | Nuclear | 49.253 | 8.436 | Germany | DE12 | COMMISSIONED | 1980 |  | Freshwater | Natural Draught Tower | 4.17 | 2.54
11WD4DAXLA-S---T | 11WD4RDK71C7---G | Rheinhafen-Dampfkraftwerk Karlsruhe | RDK 7 | 1347 | 505 | Fossil Hard coal | 49.015 | 8.304 | Germany | DE12 | COMMISSIONED | 1985 |  | Freshwater | Once-through | 137.59 | 0.95
11WD4DAXLA-S---T | 11WD4RDK81C8---3 | Rheinhafen-Dampfkraftwerk Karlsruhe | RDK 8 | 1347 | 842 | Fossil Hard coal | 49.015 | 8.304 | Germany | DE12 | COMMISSIONED | 2014 |  | Freshwater | Natural Draught Tower | 2.4 | 1.87
11WD4GKM-XCD0--3 | 11W0-0000-0004-B | GKM AG DBEnergie | GKM AG DBEnergie | 244 | 244 | Fossil Hard coal | 49.445 | 8.5 | Germany | DE12 | COMMISSIONED |  |  | Freshwater | Once-through | 137.59 | 0.95
11WD4DAXLA-2S--6 | 11WD4RDK42G4---O | Rheinhafen-Dampfkraftwerk Karlsruhe | RDK 4 | 353 | 353 | Fossil Gas | 49.015 | 8.304 | Germany | DE12 | RESERVE | 1998 |  | Freshwater | Once-through | 43.07 | 0.38
45W000000000019L | 45W000000000044M | Roedsand 1 | Roedsand 1 | 165.6 | 165.6 | Wind Offshore | 54.55 | 11.71 | Denmark | DK02 | COMMISSIONED |  |  | None |  | 0 | 0
45W000000000016R | 45W000000000038H | Nordjyllandsvaerket | Nordjyllandsvaerket 3 | 405 | 380 | Fossil Hard coal | 57.074 | 10.042 | Denmark | DK05 | COMMISSIONED | 1977 |  | Seawater | Once-through | 85.5 | 0.39
45W000000000017P | 45W000000000040U | Esbjergvaerket | Esbjergvaerket 3 | 377 | 377 | Fossil Hard coal | 55.455 | 8.458 | Denmark | DK03 | COMMISSIONED | 1992 |  | Seawater | Once-through | 85.5 | 0.39
45W000000000014V | 45W000000000035N | Fynsvaerket | Fynsvaerket 7 | 407.1 | 372 | Fossil Hard coal | 55.429 | 10.404 | Denmark | DK03 | COMMISSIONED | 1991 |  | Seawater | Once-through | 137.59 | 0.95
45W000000000013X | 45W000000000034P | Amagervaerket | Amagervaerket 3 | 330 | 250 | Fossil Hard coal | 55.686 | 12.626 | Denmark | DK01 | COMMISSIONED | 1989 |  | Seawater | Once-through | 85.5 | 0.39
45W000000000015T | 45W000000000036L | Studstrupvaerket | Studstrupvaerket 3 | 730 | 359 | Fossil Hard coal | 56.251 | 10.344 | Denmark | DK04 | COMMISSIONED | 1984 |  | Seawater | Once-through | 85.5 | 0.39
45W000000000015T | 45W000000000037J | Studstrupvaerket | Studstrupvaerket 4 | 730 | 357 | Fossil Hard coal | 56.251 | 10.344 | Denmark | DK04 | COMMISSIONED | 1985 |  | Seawater | Once-through | 85.5 | 0.39
45W000000000012Z | 45W000000000033R | Asnaesvaerket | Asnaesvaerket 5 | 787 | 640 | Fossil Hard coal | 55.662 | 11.082 | Denmark | DK02 | COMMISSIONED | 1981 |  | Seawater | Once-through | 137.59 | 0.95
45W000000000012Z | 45W000000000032T | Asnaesvaerket | Asnaesvaerket 2 | 787 | 147 | Fossil Hard coal | 55.662 | 11.082 | Denmark | DK02 | COMMISSIONED | 1961 |  | Seawater | Once-through | 137.59 | 0.95
45W0000000000110 | 45W000000000031V | Skaerbaekvaerket | Skaerbaekvaerket 3 | 392 | 392 | Fossil Gas | 55.512 | 9.616 | Denmark | DK03 | COMMISSIONED | 1997 |  | Seawater | Once-through | 43.07 | 0.38
45W0000000000102 | 45W000000000029I | Avedoerevaerket | Avedoerevaerket 1 | 815 | 250 | Fossil Gas | 55.603 | 12.48 | Denmark | DK01 | COMMISSIONED | 1990 |  | Seawater | Once-through | 43.07 | 0.38
45W0000000000102 | 45W000000000030X | Avedoerevaerket | Avedoerevaerket 2 | 815 | 565 | Waste | 55.603 | 12.48 | Denmark | DK01 | COMMISSIONED | 2001 |  | Seawater | Once-through | 132.48 | 1.14
45W000000000009O | 45W000000000027M | Kyndbyvaerket | Kyndbyvaerket 22 | 664 | 260 | Fossil Oil | 55.807 | 11.882 | Denmark | DK01 | COMMISSIONED | 1974 |  | Seawater | Once-through | 132.48 | 0.91
45W000000000009O | 45W000000000026O | Kyndbyvaerket | Kyndbyvaerket 21 | 664 | 260 | Fossil Oil | 55.807 | 11.882 | Denmark | DK01 | COMMISSIONED | 1976 |  | Seawater | Once-through | 132.48 | 0.91
45W000000000024S | 45W000000000048E | Horns Rev B | Horns Rev B | 209.3 | 209.3 | Wind Offshore | 55.53 | 7.906 | Denmark | DK03 | COMMISSIONED |  |  | None |  | 0 | 0
45W000000000021Y | 45W000000000045K | Roedsand 2 | Roedsand 2 | 207 | 207 | Wind Offshore | 54.523 | 11.545 | Denmark | DK02 | COMMISSIONED |  |  | None |  | 0 | 0
45W000000000023U | 45W000000000047G | Horns Rev A | Horns Rev A | 160 | 160 | Wind Offshore | 55.53 | 7.906 | Denmark | DK03 | COMMISSIONED |  |  | None |  | 0 | 0
45W000000000022W | 45W000000000046I | Anholt | Anholt | 399.6 | 399.6 | Wind Offshore | 56.603 | 11.209 | Denmark | DK04 | COMMISSIONED |  |  | None |  | 0 | 0
45W000000000112V | 45W000000000099Y | Silkeborgvaerket | Silkeborgvaerket | 108.2 | 108.2 | Fossil Gas | 56.201 | 9.558 | Denmark | DK04 | COMMISSIONED |  |  | Freshwater | Air Cooling | 0.01 | 0.01
38W-MT--AREJ2--A |  | Kiisa AREJ 2 | NA | 140 | 140 | Fossil Gas | 59.244 | 24.704 | Estonia | EE00 | COMMISSIONED |  |  | Freshwater | Air Cooling | 0.01 | 0.01
38W-MT--AREJ---M |  | Kiisa AREJ 1 | NA | 110 | 110 | Fossil Gas | 59.244 | 24.704 | Estonia | EE00 | COMMISSIONED |  |  | Freshwater | Air Cooling | 0.01 | 0.01
38W-MT--BEJ----R | 38W-MT--BEJG11-2 | Balti Eleketrijaam | Balti Elektrijaam -TG11 | 472 | 192 | Fossil Oil shale | 59.353 | 28.126 | Estonia | EE00 | COMMISSIONED | 1965 |  | Freshwater | Once-through | 137.59 | 0.95
38W-MT--BEJ----R | 38W-MT--BEJG09-J | Balti Eleketrijaam | Balti Elektrijaam -TG9 | 472 | 140 | Fossil Oil shale | 59.353 | 28.126 | Estonia | EE00 | COMMISSIONED | 1965 |  | Freshwater | Once-through | 137.59 | 0.95
38W-MT--BEJ----R | 38W-MT--BEJG10-5 | Balti Eleketrijaam | Balti Elektrijaam -TG10 | 472 | 140 | Fossil Oil shale | 59.353 | 28.126 | Estonia | EE00 | COMMISSIONED | 1965 |  | Freshwater | Once-through | 137.59 | 0.95
38W-MT--BEJ----R | 38W-MT--BEJG1Q-1 | Balti Eleketrijaam | Balti Elektrijaam -TG12 | 472 | 140 | Fossil Oil shale | 59.353 | 28.126 | Estonia | EE00 | COMMISSIONED | 1965 |  | Freshwater | Once-through | 137.59 | 0.95
38W-MT--EEJ----3 | 38W-MT--EEJG7--Y | Eesti Elektrijaam | Eesti Elektrijaam- TG7 | 1369 | 167 | Fossil Oil shale | 59.274 | 27.901 | Estonia | EE00 | COMMISSIONED | 1973 |  | Freshwater | Once-through | 137.59 | 0.95
38W-MT--EEJ----3 | 38W-MT--EEJG4--9 | Eesti Elektrijaam | Eesti Elektrijaam- TG4 | 1369 | 164 | Fossil Oil shale | 59.274 | 27.901 | Estonia | EE00 | COMMISSIONED | 1971 |  | Freshwater | Once-through | 137.59 | 0.95
38W-MT--EEJ----3 | 38W-MT--EEJG5--5 | Eesti Elektrijaam | Eesti Elektrijaam- TG5 | 1369 | 173 | Fossil Oil shale | 59.274 | 27.901 | Estonia | EE00 | COMMISSIONED | 1972 |  | Freshwater | Once-through | 137.59 | 0.95
38W-MT--EEJ----3 | 38W-MT--EEJG2--H | Eesti Elektrijaam | Eesti Elektrijaam- TG2 | 1369 | 167 | Fossil Oil shale | 59.274 | 27.901 | Estonia | EE00 | COMMISSIONED | 1970 |  | Freshwater | Once-through | 137.59 | 0.95
38W-MT--EEJ----3 | 38W-MT--EEJG3--D | Eesti Elektrijaam | Eesti Elektrijaam- TG3 | 1369 | 164 | Fossil Oil shale | 59.274 | 27.901 | Estonia | EE00 | COMMISSIONED | 1970 |  | Freshwater | Once-through | 137.59 | 0.95
38W-MT--EEJ----3 | 38W-MT--EEJG8--U | Eesti Elektrijaam | Eesti Elektrijaam- TG8 | 1369 | 194 | Fossil Oil shale | 59.274 | 27.901 | Estonia | EE00 | COMMISSIONED | 1973 |  | Freshwater | Once-through | 137.59 | 0.95
38W-MT--EEJ----3 | 38W-MT--EEJG1--L | Eesti Elektrijaam | Eesti Elektrijaam- TG1 | 1369 | 167 | Fossil Oil shale | 59.274 | 27.901 | Estonia | EE00 | COMMISSIONED | 1969 |  | Freshwater | Once-through | 137.59 | 0.95
38W-MT--EEJ----3 | 38W-MT--EEJG6--1 | Eesti Elektrijaam | Eesti Elektrijaam- TG6 | 1369 | 173 | Fossil Oil shale | 59.274 | 27.901 | Estonia | EE00 | COMMISSIONED | 1972 |  | Freshwater | Once-through | 137.59 | 0.95
38W-MT--IRU--Q-T |  | IRU Elektrijaam | NA | 173 | 173 | Fossil Gas | 59.452 | 24.925 | Estonia | EE00 | COMMISSIONED |  |  | Freshwater | Natural Draught Tower | 4.55 | 3.13
38W-KTJ-AUVERE-Z | 38W-KTJ-AUV-G1-8 | Auvere kondensatsioonielektrijaam | Auvere EJ- G1 | 270 | 270 | Fossil Oil shale | 59.273 | 27.896 | Estonia | EE00 | COMMISSIONED |  |  | Freshwater | Once-through | 137.59 | 0.95
18W0000000005S2B |  | EGMEBRO | NA | 211.5 | 211.5 | Wind Onshore |  |  | Spain |  | COMMISSIONED |  |  | None |  | 0 | 0
18WESC6-12345-07 | 18WESC6TG2-12-CE | ESC IBER 6 | ESC6TG2 | 815.6 | 265.5 | Fossil Gas | 41.297 | -0.34 | Spain | ES62 | COMMISSIONED | 2006 |  | Seawater | Mechanical Draught Tower | 0.96 | 0.78
18WESC6-12345-07 | 18WESC6TV-123-C5 | ESC IBER 6 | ESC6TV | 815.6 | 290.9 | Fossil Gas | 41.297 | -0.34 | Spain | ES62 | COMMISSIONED | 2006 |  | Seawater | Mechanical Draught Tower | 0.96 | 0.78
18WESC6-12345-07 | 18WESC6TG1-12-CL | ESC IBER 6 | ESC6TG1 | 815.6 | 259.2 | Fossil Gas | 41.297 | -0.34 | Spain | ES62 | COMMISSIONED | 2006 |  | Seawater | Mechanical Draught Tower | 0.96 | 0.78
18WBES3-12345-0V | 18WBES3-12345-C7 | BESOS 3 | BESOS 3 | 411.9 | 411.9 | Fossil Gas | 41.467 | 2.253 | Spain | ES51 | COMMISSIONED | 2002 |  | Seawater | Once-through | 43.07 | 0.38
18WGUA1-12345-0T | 18WGUA1-12345-D3 | GUARDO 1 | GUARDO 1 | 143.4 | 143.4 | Fossil Hard coal | 42.828 | -4.842 | Spain | ES41 | COMMISSIONED | 1967 |  | Freshwater | Once-through | 137.59 | 0.95
18WELC1-12345-0U | 18WELC1-12345-GZ | ELCOGAS | ELCOGAS | 296.4 | 296.4 | Fossil Hard coal | 39.03 | -3.441 | Spain | ES42 | DECOMMISSIONED |  | 2016 | Freshwater | Natural Draught Tower | 2.22 | 1.81
18WEAECLM-123-19 |  | EAECLM | NA | 157.5 | 157.5 | Wind Onshore |  |  | Spain |  | DECOMMISSIONED |  |  | None |  | 0 | 0
18WELBOGA-1234-V |  | ELBOGA | NA | 280.4 | 280.4 | Wind Onshore |  |  | Spain |  | COMMISSIONED |  |  | None |  | 0 | 0
18WCTN3-12345-04 | 18WCTN3TG1-12-CI | CASTELLO 3 | CTN3TG1 | 782 | 249.2 | Fossil Gas | 39.958 | -0.006 | Spain | ES52 | COMMISSIONED | 2002 |  | Seawater | Once-through | 43.07 | 0.38
18WCTN3-12345-04 | 18WCTN3TG2-12-CB | CASTELLO 3 | CTN3TG2 | 782 | 249.7 | Fossil Gas | 39.958 | -0.006 | Spain | ES52 | COMMISSIONED | 2002 |  | Seawater | Once-through | 43.07 | 0.38
18WCTN3-12345-04 | 18WCTN3TV-123-C2 | CASTELLO 3 | CTN3TV | 782 | 283.1 | Fossil Gas | 39.958 | -0.006 | Spain | ES52 | COMMISSIONED | 2002 |  | Seawater | Once-through | 43.07 | 0.38
18WEFIBGES-123-J |  | EFIBGES | NA | 784.8 | 784.8 | Wind Onshore |  |  | Spain |  | COMMISSIONED |  |  | None |  | 0 | 0
18WMALA1-12345-L | 18WMALA1-1234567 | MALA1 | MALA1 | 415.5 | 415.5 | Fossil Gas | 36.75 | -4.56 | Spain | ES61 | COMMISSIONED | 2011 |  | Freshwater | Mechanical Draught Tower | 0.96 | 0.78
18WCTJON2-123-0Z | 18WCTJON2-123-CB | CASTEJO2 I | CASTEJON 2 | 378.9 | 378.9 | Fossil Gas | 42.174 | -1.69 | Spain | ES22 | COMMISSIONED | 2008 |  | Freshwater | Mechanical Draught Tower | 0.96 | 0.78
18WEBRFEN-123-0T |  | ENH-FEC-GR | NA | 1870.7 | 1870.7 | Hydro Water Reservoir |  |  | Spain | ES24 | COMMISSIONED |  |  | Freshwater
18WHFEGED-1234-V |  | HTARIFA | NA | 169.5 | 169.5 | Hydro Water Reservoir |  |  | Spain | ES22 | COMMISSIONED |  |  | Freshwater
18WCOF1-12345-0O | 18WCOF1-12345-B2 | COFRENTES | COFRENTES | 1063.9 | 1063.9 | Nuclear | 39.213 | -1.051 | Spain | ES52 | COMMISSIONED | 1985 |  | Freshwater | Natural Draught Tower | 4.17 | 2.54
18WESCCC2-123-0L | 18WESCCC2-123-CY | ESC GDF 2 | ESCCC2 | 401.3 | 401.3 | Fossil Gas | 37.606 | -0.985 | Spain | ES62 | COMMISSIONED | 2006 |  | Seawater | Mechanical Draught Tower | 0.96 | 0.78
18WCTN4-123456-C | 18WCTN4TG1-123-M | CASTELLO 4 | CTN4TG1 | 839.3 | 265.2 | Fossil Gas | 39.958 | -0.006 | Spain | ES52 | COMMISSIONED | 2008 |  | Seawater | Once-through | 43.07 | 0.38
18WCTN4-123456-C | 18WCTN4TV-1234-3 | CASTELLO 4 | CTN4TV | 839.3 | 305.2 | Fossil Gas | 39.958 | -0.006 | Spain | ES52 | COMMISSIONED | 2008 |  | Seawater | Once-through | 43.07 | 0.38
18WCTN4-123456-C | 18WCTN4TG2-123-F | CASTELLO 4 | CTN4TG2 | 839.3 | 268.9 | Fossil Gas | 39.958 | -0.006 | Spain | ES52 | COMMISSIONED | 2008 |  | Seawater | Once-through | 43.07 | 0.38
18WEDERNA-123-1C |  | EDERNA | NA | 146.5 | 146.5 | Wind Onshore |  |  | Spain |  | COMMISSIONED |  |  | None |  | 0 | 0
18WSAGU3-123--01 | 18WSAGU3-1234-CV | SAGU3 | SAGU3 | 410.6 | 410.6 | Fossil Gas | 39.678 | -0.28 | Spain | ES52 | COMMISSIONED | 2007 |  | Seawater | Mechanical Draught Tower | 0.96 | 0.78
18WEHIBGES-123-W |  | EHIBGES | NA | 4687.4 | 4687.4 | Wind Onshore |  |  | Spain |  | COMMISSIONED |  |  | None |  | 0 | 0
18WAGUG-12345-0G |  | AGUAYO G | NA | 360.4 | 360.4 | Hydro Pumped Storage | 43.096 | -4.001 | Spain | ES13 | COMMISSIONED | 1982 |  | Freshwater
18WCAMGI10-12-07 | 18WCAMGI10-12-CK | CAMPGIB1 | CAMPGIB1 | 392.6 | 392.6 | Fossil Gas | 36.185 | -5.391 | Spain | ES61 | COMMISSIONED | 2004 |  | Seawater | Once-through | 43.07 | 0.38
18WEVREN-12345-D |  | EVREN | NA | 111.4 | 111.4 | Wind Onshore |  |  | Spain |  | DECOMMISSIONED |  |  | None |  | 0 | 0
18WECYLEO-1234-7 |  | ECYLEO | NA | 140.6 | 140.6 | Wind Onshore |  |  | Spain |  | COMMISSIONED |  |  | None |  | 0 | 0
18WBES4-12345-0L | 18WBES4-12345-CY | BESOS 4 | BESOS 4 | 399.7 | 399.7 | Fossil Gas | 41.467 | 2.253 | Spain | ES51 | COMMISSIONED | 2002 |  | Seawater | Once-through | 43.07 | 0.38
18WEELRI-1234-1R |  | EELRI | NA | 106.8 | 106.8 | Wind Onshore |  |  | Spain |  | COMMISSIONED |  |  | None |  | 0 | 0
18WEMOCI-1234-1B |  | EMOCI | NA | 144 | 144 | Wind Onshore |  |  | Spain |  | COMMISSIONED |  |  | None |  | 0 | 0
18WEESQUI-1234-E |  | EESQUI | NA | 140.4 | 140.4 | Wind Onshore |  |  | Spain |  | COMMISSIONED |  |  | None |  | 0 | 0
18WECEHNG-123-12 |  | ECEHNG | NA | 582.1 | 582.1 | Wind Onshore |  |  | Spain |  | DECOMMISSIONED |  |  | None |  | 0 | 0
18WSLTG-12345-0T | 18WSLT1-12345-F1 | SALLENT G | SALLENT 1G | 439.2 | 109.8 | Hydro Pumped Storage | 42.509 | 0.998 | Spain | ES51 | COMMISSIONED |  |  | Freshwater
18WSLTG-12345-0T | 18WSLT3-12345-FI | SALLENT G | SALLENT 3G | 439.2 | 109.8 | Hydro Pumped Storage | 42.509 | 0.998 | Spain | ES51 | COMMISSIONED |  |  | Freshwater
18WSLTG-12345-0T | 18WSLT2-12345-FS | SALLENT G | SALLENT 2G | 439.2 | 109.8 | Hydro Pumped Storage | 42.509 | 0.998 | Spain | ES51 | COMMISSIONED |  |  | Freshwater
18WSLTG-12345-0T | 18WSLT4-12345-F8 | SALLENT G | SALLENT 4G | 439.2 | 109.8 | Hydro Pumped Storage | 42.509 | 0.998 | Spain | ES51 | COMMISSIONED |  |  | Freshwater
18WCTGN2-1234-03 | 18WCTGN2-1234-CG | ESC CART 2 | CARTAGENA2 | 417.8 | 417.8 | Fossil Gas | 37.606 | -0.985 | Spain | ES62 | COMMISSIONED | 2006 |  | Seawater | Once-through | 43.07 | 0.38
18WPALOS1-123-0Z | 18WPALOS1-123-CB | PALOS1 | PALOS1 | 386.7 | 386.7 | Fossil Gas | 37.186 | -6.886 | Spain | ES61 | COMMISSIONED | 2004 |  | Seawater | Mechanical Draught Tower | 0.96 | 0.78
18WEALAND-1234-W |  | EALAND | NA | 250.2 | 250.2 | Wind Onshore |  |  | Spain |  | COMMISSIONED |  |  | None |  | 0 | 0
18WSFWMARK-123-N |  | SFWMARK | NA | 241.1 | 241.1 | Solar |  |  | Spain |  | COMMISSIONED |  |  | Freshwater |  | 0 | 0
18WSAICA-1234-10 |  | SAICA | NA | 189.2 | 189.2 | Fossil Gas | 41.67 | -0.869 | Spain | ES24 | DECOMMISSIONED |  |  | Freshwater | Air Cooling | 0.01 | 0.01
18WPNN3-12345-0I | 18WPNN3-12345-DT | PUENTENUEV | P.NUEVO 3 | 299.7 | 299.7 | Fossil Hard coal | 38.113 | -4.933 | Spain | ES61 | COMMISSIONED | 1980 |  | Freshwater | Once-through | 137.59 | 0.95
18WBAHIAB-123-0X | 18WBAHITG2-12-CK | BAHIAB | BAHITG2 | 785.3 | 257.4 | Fossil Gas | 43.362 | -3.092 | Spain | ES21 | COMMISSIONED | 2003 |  | Seawater | Once-through | 43.07 | 0.38
18WBAHIAB-123-0X | 18WBAHITV-123-CB | BAHIAB | BAHITV | 785.3 | 271.3 | Fossil Gas | 43.362 | -3.092 | Spain | ES21 | COMMISSIONED | 2003 |  | Seawater | Once-through | 43.07 | 0.38
18WBAHIAB-123-0X | 18WBAHITG1-12-CR | BAHIAB | BAHITG1 | 785.3 | 256.6 | Fossil Gas | 43.362 | -3.092 | Spain | ES21 | COMMISSIONED | 2003 |  | Seawater | Once-through | 43.07 | 0.38
18WTRL1-12345-0Y | 18WTRL1-12345-BC | TRILLO | TRILLO | 1003.4 | 1003.4 | Nuclear | 40.702 | -2.623 | Spain | ES42 | COMMISSIONED | 1988 |  | Freshwater | Natural Draught Tower | 4.17 | 2.54
18WTERE-12345-0V |  | TER | NA | 150.8 | 150.8 | Hydro Water Reservoir |  |  | Spain | ES51 | COMMISSIONED |  |  | Freshwater
18WCOM5-12345-0I | 18WCOM5-12345-DT | COMPOSTI 5 | COMPOSTI 5 | 340.6 | 340.6 | Fossil Hard coal | 42.627 | -6.563 | Spain | ES41 | COMMISSIONED | 1984 |  | Freshwater |  | 46.27 | 2.06
18WELEVAN-1234-Q |  | TARIFA | NA | 150 | 150 | Wind Onshore |  |  | Spain |  | DECOMMISSIONED |  |  | None |  | 0 | 0
18WEEGPE-12345-D |  | EEGPE | NA | 282.1 | 282.1 | Wind Onshore |  |  | Spain |  | DECOMMISSIONED |  |  | None |  | 0 | 0
18WCCO2-12345-0M | 18WCCO2-12345-DX | CTCOMPOS 2 | CTCOMPO 2 | 138.3 | 138.3 | Fossil Hard coal | 42.627 | -6.563 | Spain | ES41 | DECOMMISSIONED | 1972 | 2020 | Freshwater | Once-through | 137.59 | 0.95
18WGDNA-12345-00 |  | GUADIANA | NA | 218.6 | 218.6 | Hydro Water Reservoir |  |  | Spain | ES43 | COMMISSIONED |  |  | Freshwater
18WGUIG-12345-0D |  | GUILLENA G | NA | 206.7 | 206.7 | Hydro Pumped Storage | 37.567 | -6.05 | Spain | ES61 | COMMISSIONED | 1973 |  | Freshwater
18WSBO3-12345-01 | 18WSBO3-12345-CE | SABON 3 | SBO3 | 391.3 | 391.3 | Fossil Gas | 43.316 | -8.478 | Spain | ES11 | COMMISSIONED | 2008 |  | Seawater | Once-through | 43.07 | 0.38
18WEAEGA-12345-O |  | EAEGA | NA | 254.7 | 254.7 | Wind Onshore |  |  | Spain |  | DECOMMISSIONED |  |  | None |  | 0 | 0
18WAMBIETA-12-0S | 18WAMBITG1-12--P | AMBIETA | AMBITG1 | 786.4 | 252.4 | Fossil Gas | 43.253 | -2.734 | Spain | ES21 | COMMISSIONED | 2005 |  | Freshwater | Air Cooling | 0.01 | 0.01
18WAMBIETA-12-0S | 18WAMBITV-123-CK | AMBIETA | AMBITV | 786.4 | 281.6 | Fossil Gas | 43.253 | -2.734 | Spain | ES21 | COMMISSIONED | 2005 |  | Freshwater | Air Cooling | 0.01 | 0.01
18WAMBIETA-12-0S | 18WAMBITG2-12-CT | AMBIETA | AMBITG2 | 786.4 | 252.4 | Fossil Gas | 43.253 | -2.734 | Spain | ES21 | COMMISSIONED | 2005 |  | Freshwater | Air Cooling | 0.01 | 0.01
18WGAR1-12345-08 | 18WGAR1-12345-BN | S.M.GAROÃ‘A | S.M.GAROÃ‘A | 455.2 | 455.2 | Nuclear | 42.774 | -3.207 | Spain | ES41 | DECOMMISSIONED | 1971 | 2012 | Freshwater | Once-through | 167.87 | 1.02
18WEFEGED-1234-X |  | EFEGED | NA | 286.9 | 286.9 | Wind Onshore |  |  | Spain |  | DECOMMISSIONED |  |  | None |  | 0 | 0
18WMLTG-12345-0X |  | MORALET G | NA | 219.1 | 219.1 | Hydro Pumped Storage | 42.569 | 0.757 | Spain | ES51 | COMMISSIONED |  |  | Freshwater
18WDUER-12345-0N | 18WVRN4-12345-AA | DUERO G | VLLRINO 4G | 3543.3 | 138.7 | Hydro Water Reservoir | 41.267 | -6.308 | Spain | ES41 | COMMISSIONED | 1970 |  | Freshwater
18WDUER-12345-0N | 18WRIC21-1234-AZ | DUERO G | RICOBA II1 | 3543.3 | 153 | Hydro Water Reservoir | 41.528 | -5.988 | Spain | ES41 | COMMISSIONED | 1935 |  | Freshwater
18WDUER-12345-0N | 18WVRN5-12345-A0 | DUERO G | VLLRINO 5G | 3543.3 | 148.9 | Hydro Water Reservoir | 41.267 | -6.308 | Spain | ES41 | COMMISSIONED | 1970 |  | Freshwater
18WDUER-12345-0N | 18WVRN3-12345-AK | DUERO G | VLLRINO 3G | 3543.3 | 138.3 | Hydro Water Reservoir | 41.267 | -6.308 | Spain | ES41 | COMMISSIONED | 1970 |  | Freshwater
18WDUER-12345-0N | 18WVRN6-12345-AR | DUERO G | VLLRINO 6G | 3543.3 | 148.6 | Hydro Water Reservoir | 41.267 | -6.308 | Spain | ES41 | COMMISSIONED | 1970 |  | Freshwater
18WDUER-12345-0N | 18WAL11-12345-AZ | DUERO G | ALDEA I G1 | 3543.3 | 132.9 | Hydro Water Reservoir | 41.212 | -6.686 | Spain | ES41 | COMMISSIONED | 1962 |  | Freshwater
18WDUER-12345-0N | 18WAL22-12345-AE | DUERO G | ALDEA IIG2 | 3543.3 | 212.2 | Hydro Water Reservoir | 41.212 | -6.686 | Spain | ES41 | COMMISSIONED | 1986 |  | Freshwater
18WDUER-12345-0N | 18WCA21-12345-AJ | DUERO G | CASTRO II | 3543.3 | 112.1 | Hydro Water Reservoir | 41.576 | -6.189 | Spain | ES41 | COMMISSIONED | 1952 |  | Freshwater
18WDUER-12345-0N | 18WAL13-12345-AF | DUERO G | ALDEA I G3 | 3543.3 | 133 | Hydro Water Reservoir | 41.212 | -6.686 | Spain | ES41 | COMMISSIONED | 1962 |  | Freshwater
18WDUER-12345-0N | 18WVC21-12345-A7 | DUERO G | VILLALC 21 | 3543.3 | 118.5 | Hydro Water Reservoir | 39.208 | -1.24 | Spain | ES41 | COMMISSIONED | 1949 |  | Freshwater
18WDUER-12345-0N | 18WVRN2-12345-AU | DUERO G | VLLRINO 2G | 3543.3 | 137.4 | Hydro Water Reservoir | 41.267 | -6.308 | Spain | ES41 | COMMISSIONED | 1970 |  | Freshwater
18WDUER-12345-0N | 18WAL21-12345-AO | DUERO G | ALDEA IIG1 | 3543.3 | 216.2 | Hydro Water Reservoir | 41.212 | -6.686 | Spain | ES41 | COMMISSIONED | 1986 |  | Freshwater
18WDUER-12345-0N | 18WAL12-12345-AP | DUERO G | ALDEA I G2 | 3543.3 | 132.7 | Hydro Water Reservoir | 41.212 | -6.686 | Spain | ES41 | COMMISSIONED | 1962 |  | Freshwater
18WDUER-12345-0N | 18WVRN1-12345-A3 | DUERO G | VLLRINO 1G | 3543.3 | 138.9 | Hydro Water Reservoir | 41.267 | -6.308 | Spain | ES41 | COMMISSIONED | 1970 |  | Freshwater
18WDUER-12345-0N | 18WAL16-12345-AM | DUERO G | ALDEA I G6 | 3543.3 | 134.3 | Hydro Water Reservoir | 41.212 | -6.686 | Spain | ES41 | COMMISSIONED | 1962 |  | Freshwater
18WDUER-12345-0N | 18WAL14-12345-A5 | DUERO G | ALDEA I G4 | 3543.3 | 133.1 | Hydro Water Reservoir | 41.212 | -6.686 | Spain | ES41 | COMMISSIONED | 1962 |  | Freshwater
18WDUER-12345-0N | 18WSA21-12345-AX | DUERO G | SAUCE II 1 | 3543.3 | 136.1 | Hydro Water Reservoir | 41.045 | -6.807 | Spain | ES41 | COMMISSIONED | 1956 |  | Freshwater
18WDUER-12345-0N | 18WSA22-12345-AN | DUERO G | SAUCE II 2 | 3543.3 | 135.7 | Hydro Water Reservoir | 41.045 | -6.807 | Spain | ES41 | COMMISSIONED | 1956 |  | Freshwater
18WDUER-12345-0N | 18WAL15-12345-AW | DUERO G | ALDEA I G5 | 3543.3 | 131.8 | Hydro Water Reservoir | 41.212 | -6.686 | Spain | ES41 | COMMISSIONED | 1962 |  | Freshwater
18WABO2-12345-0N | 18WABO2-12345-DY | ABOÃ‘O 2 | ABOÃ‘O 2 | 535.8 | 535.8 | Fossil Hard coal | 43.538 | -5.671 | Spain | ES12 | COMMISSIONED | 1985 |  | Seawater | Once-through | 137.59 | 0.95
31W-0055-P-000-P | 31W-0055-P-100-K | TE-TO Zagreb L | TE-TO Zagreb L |  | 112 | Fossil Gas | 45.782 | 16.017 | Croatia | HR04 | COMMISSIONED |  |  | Freshwater | Air Cooling | 0.01 | 0.01
| 31WNA74 | TE-TO Zagreb | TE-TO Zagreb C |  | 120 | Fossil Gas | 45.782 | 16.017 | Croatia | HR04 | COMMISSIONED |  |  | Freshwater | Air Cooling | 0.01 | 0.01
| 31WNA75 | TE-TO Zagreb K | TE-TO Zagreb K |  | 208 | Fossil Gas | 45.782 | 16.017 | Croatia | HR04 | COMMISSIONED |  |  | Freshwater | Air Cooling | 0.01 | 0.01
| 31WNA72 | KTE Jertovec | KTE Jertovec C |  | 10.5 | Fossil Gas | 46.039 | 16.181 | Croatia | HR04 | COMMISSIONED |  |  | Freshwater | Natural Draught Tower | 0.96 | 0.78
| 31WNA73 | KTE Jertovec | KTE Jertovec D |  | 10.5 | Fossil Gas | 46.039 | 16.181 | Croatia | HR04 | COMMISSIONED |  |  | Freshwater | Natural Draught Tower | 0.96 | 0.78
18WBRR1-12345-0H | 18WBRR1-12345-DS | BARRIOS | BARRIOS | 570 | 570 | Fossil Hard coal | 36.184 | -5.418 | Spain | ES61 | COMMISSIONED | 1985 |  | Seawater | Once-through | 137.59 | 0.95
18WEAEREG-123-17 |  | EAEREG | NA | 270.1 | 270.1 | Wind Onshore |  |  | Spain |  | COMMISSIONED |  |  | None |  | 0 | 0
| 31WNA71 | KTE Jertovec | KTE Jertovec B |  | 27.5 | Fossil Gas | 46.039 | 16.181 | Croatia | HR04 | COMMISSIONED |  |  | Freshwater | Natural Draught Tower | 0.96 | 0.78
| 31WNA70 | KTE Jertovec | KTE Jertovec A |  | 27.5 | Fossil Gas | 46.039 | 16.181 | Croatia | HR04 | COMMISSIONED |  |  | Freshwater | Natural Draught Tower | 0.96 | 0.78
| 31WNA69 | TE Plomin 2 | TE Plomin 2 |  | 210 | Fossil Hard coal | 45.137 | 14.164 | Croatia | HR03 | COMMISSIONED |  |  | Seawater | Once-through | 137.59 | 0.95
| 31WNA66 | TE-TO Sisak C | TE-TO Sisak C |  | 230 | Fossil Gas | 45.454 | 16.414 | Croatia | HR04 | COMMISSIONED |  |  | Freshwater | Once-through | 43.07 | 0.38
| 31WNA67 | TE Rijeka | TE Rijeka |  | 320 | Fossil Oil | 45.286 | 14.521 | Croatia | HR03 | COMMISSIONED |  |  | Seawater | Once-through | 132.48 | 0.91
| 31WNA68 | TE Plomin 1 | TE Plomin 1 |  | 115 | Fossil Hard coal | 45.137 | 14.164 | Croatia | HR03 | COMMISSIONED |  |  | Seawater | Once-through | 137.59 | 0.95
| 31WNA65 | TE-TO Sisak | TE-TO Sisak B |  | 210 | Fossil Gas | 45.454 | 16.414 | Croatia | HR04 | COMMISSIONED |  |  | Freshwater | Once-through | 43.07 | 0.38
| 31WNA64 | TE-TO Sisak | TE-TO Sisak A |  | 210 | Fossil Gas | 45.454 | 16.414 | Croatia | HR04 | COMMISSIONED |  |  | Freshwater | Once-through | 43.07 | 0.38
| 31WNA63 | HE Zavrelje | HE Zavrelje |  | 2.1 | Hydro Water Reservoir | 42.622 | 18.205 | Croatia | HR03 | COMMISSIONED |  |  | Freshwater
18WEREGPE-1234-4 |  | EREGPE | NA | 652.3 | 652.3 | Wind Onshore |  |  | Spain |  | DECOMMISSIONED |  |  | None |  | 0 | 0
18WEPECATA-123-U |  | EPECATA | NA | 107.5 | 107.5 | Wind Onshore |  |  | Spain |  | DECOMMISSIONED |  |  | None |  | 0 | 0
18WPALOS3-123-0J | 18WPALOS3-123-CW | PALOS3 | PALOS 3 | 391 | 391 | Fossil Gas | 37.186 | -6.886 | Spain | ES61 | COMMISSIONED | 2005 |  | Seawater | Mechanical Draught Tower | 0.96 | 0.78
18WSROQ2-1234-0Y | 18WSROQ2-1234-CA | SANROQUE2 | S.ROQUE 2 | 401.8 | 401.8 | Fossil Gas | 36.2 | -5.413 | Spain | ES61 | COMMISSIONED | 2002 |  | Seawater | Mechanical Draught Tower | 0.96 | 0.78
18WEBRA-12345-06 |  | EBRO ALTO | NA | 212.6 | 212.6 | Hydro Water Reservoir |  |  | Spain | ES23 | COMMISSIONED |  |  | Freshwater
18WCTGN3-1234-0V | 18WCTGN3-1234-C7 | ESC CART 3 | CARTAGENA3 | 412.7 | 412.7 | Fossil Gas | 37.606 | -0.985 | Spain | ES62 | COMMISSIONED | 2006 |  | Seawater | Once-through | 43.07 | 0.38
18WFOI1-12345-0Q | 18WFOI1-12345-D0 | FOIX | FOIX | 505.5 | 505.5 | Fossil Gas | 41.256 | 1.651 | Spain | ES51 | DECOMMISSIONED |  | 2015 | Freshwater | Air Cooling | 0.01 | 0.01
18WCAMGI20--1-0D | 18WCAMGI20-12-CC | CAMPGIB2 | CAMPGIB2 | 387.9 | 387.9 | Fossil Gas | 36.185 | -5.391 | Spain | ES61 | COMMISSIONED | 2004 |  | Seawater | Once-through | 43.07 | 0.38
18WCTJON1-123-06 | 18WCTJON1-123-CJ | CASTEJO1 H | CASTEJON 1 | 424.9 | 424.9 | Fossil Gas | 42.174 | -1.69 | Spain | ES22 | COMMISSIONED | 2002 |  | Freshwater | Mechanical Draught Tower | 0.96 | 0.78
18WABO1-12345-0X | 18WABO1-12345-D7 | ABOÃ‘O 1 | ABOÃ‘O 1 | 341.7 | 341.7 | Fossil Hard coal | 43.538 | -5.671 | Spain | ES12 | COMMISSIONED | 1974 |  | Seawater | Once-through | 137.59 | 0.95
18WHFNEXU-1234-F |  | HFNESXU | NA | 104.7 | 104.7 | Hydro Water Reservoir |  |  | Spain | ES52 | COMMISSIONED |  |  | Freshwater
18WEALFOZ-1234-J |  | EALFOZ | NA | 112 | 112 | Wind Onshore |  |  | Spain |  | DECOMMISSIONED |  |  | None |  | 0 | 0
18WPGR4-12345-0B | 18WPGR4-12345-DM | P.G.RODR 4 | P.G.RODR 4 | 350.8 | 350.8 | Fossil Hard coal | 43.452 | -7.851 | Spain | ES11 | COMMISSIONED | 1979 |  | Freshwater | Natural Draught Tower | 2.22 | 1.81
18WESCCC1-123-0T | 18WESCCC1-123-C5 | ESCCC1 | ESCCC1 | 402.6 | 402.6 | Fossil Gas | 37.606 | -0.985 | Spain | ES62 | COMMISSIONED | 2006 |  | Seawater | Mechanical Draught Tower | 0.96 | 0.78
18WSRI2-12345-0X | 18WSRI2-12345-D7 | SOTORIBE 2 | SOTO RIB 2 | 239.3 | 239.3 | Fossil Hard coal | 43.312 | -5.873 | Spain | ES12 | DECOMMISSIONED | 1967 | 2012 | Freshwater |  | 46.27 | 2.06
18WERIOJA-1234-3 |  | ERIOJA | NA | 106.8 | 106.8 | Wind Onshore |  |  | Spain |  | DECOMMISSIONED |  |  | None |  | 0 | 0
18WEBRACC1-123-Y |  | EBRACC1 | NA | 388.3 | 388.3 | Hydro Water Reservoir |  |  | Spain | ES24 | COMMISSIONED |  |  | Freshwater
18WPBCN2-12345-4 | 18WPBCN2-1234-P7 | PBCN2 | PBCN2 | 431.4 | 431.4 | Fossil Gas | 41.338 | 2.16 | Spain | ES51 | COMMISSIONED | 2011 |  | Seawater | Mechanical Draught Tower | 0.96 | 0.78
18WSIL-123456-0G | 18WEST21-12345-C | SIL G | S.EST IIG1 | 1556.6 | 185.3 | Hydro Water Reservoir | 42.414 | -7.653 | Spain | ES11 | COMMISSIONED |  |  | Freshwater
18WSIL-123456-0G | 18WSOU1-12345-A1 | SIL G | SOUTELO 1 | 1556.6 | 131.9 | Hydro Water Reservoir | 42.168 | -7.174 | Spain | ES11 | COMMISSIONED |  |  | Freshwater
18W00000000041A6 |  | EAXPOSA | NA | 954.4 | 954.4 | Wind Onshore |  |  | Spain |  | DECOMMISSIONED |  |  | None |  | 0 | 0
18WCCO3-12345-0C | 18WCCO3-12345-DN | CTCOMPOS 3 | CTCOMPO 3 | 323.3 | 323.3 | Fossil Hard coal | 42.627 | -6.563 | Spain | ES41 | COMMISSIONED | 1972 |  | Freshwater |  | 46.27 | 2.06
18WTEES-12345-0Y |  | TERA-ESLA | NA | 113.7 | 113.7 | Hydro Water Reservoir |  |  | Spain | ES41 | COMMISSIONED |  |  | Freshwater
18WTJEG-12345-0K |  | TAJOENC G | NA | 376.7 | 376.7 | Hydro Pumped Storage | 36.908 | -4.763 | Spain | ES61 | COMMISSIONED |  |  | Freshwater
18W0000000001101 |  | EFEGEL2 | NA | 152.7 | 152.7 | Wind Onshore |  |  | Spain |  | COMMISSIONED |  |  | None |  | 0 | 0
18WEGVENTO-123-C |  | EGVENTO | NA | 128 | 128 | Wind Onshore |  |  | Spain |  | COMMISSIONED |  |  | None |  | 0 | 0
18WASC1-12345-0Z | 18WASC1-12345-BD | ASCO 1 | ASCO 1 | 995.8 | 995.8 | Nuclear | 41.201 | 0.568 | Spain | ES51 | COMMISSIONED | 1984 |  | Freshwater | Once-through | 167.87 | 1.02
18WROB2-12345-0B | 18WROB2-12345-DM | ROBLA 2 | ROBLA 2 | 355.1 | 355.1 | Fossil Hard coal | 42.804 | -5.627 | Spain | ES41 | COMMISSIONED | 1984 |  | Freshwater | Natural Draught Tower | 2.22 | 1.81
18W00000000010Z8 |  | EFEGEL1 | NA | 130 | 130 | Wind Onshore |  |  | Spain |  | COMMISSIONED |  |  | None |  | 0 | 0
18WPGR2-12345-0V | 18WPGR2-12345-D5 | P.G.RODR 2 | P.G.RODR 2 | 351 | 351 | Fossil Hard coal | 43.452 | -7.851 | Spain | ES11 | COMMISSIONED | 1977 |  | Freshwater | Natural Draught Tower | 2.22 | 1.81
18WUFGC--1234-00 |  | GNF GALCOS | NA | 385.8 | 385.8 | Hydro Water Reservoir |  |  | Spain | ES11 | COMMISSIONED |  |  | Freshwater
18WSROQ1-1234-06 | 18WSROQ1-1234-CJ | SANROQUE1 | S.ROQUE 1 | 389.8 | 389.8 | Fossil Gas | 36.2 | -5.413 | Spain | ES61 | COMMISSIONED | 2002 |  | Seawater | Mechanical Draught Tower | 0.96 | 0.78
18WSRI3-12345-0N | 18WSRI3-12345-DY | SOTORIBE 3 | SOTO RIB 3 | 346.2 | 346.2 | Fossil Hard coal | 43.312 | -5.873 | Spain | ES12 | COMMISSIONED | 1984 |  | Freshwater | Natural Draught Tower | 2.22 | 1.81
18WSBEU-12345-0Q |  | SIL-BIB-EU | NA | 625.9 | 625.9 | Hydro Water Reservoir |  |  | Spain | ES11 | COMMISSIONED |  |  | Freshwater
| 31WNA62 | HE Dubrovnik | HE Dubrovnik B |  | 126 | Hydro Water Reservoir | 42.603 | 18.23 | Croatia | HR03 | COMMISSIONED |  |  | Freshwater
| 31WNA60 | HE Kraljevac | HE Kraljevac C |  | 4.8 | Hydro Water Reservoir | 43.431 | 16.885 | Croatia | HR03 | COMMISSIONED |  |  | Freshwater
| 31WNA59 | HE Kraljevac | HE Kraljevac B |  | 20.8 | Hydro Water Reservoir | 43.431 | 16.885 | Croatia | HR03 | COMMISSIONED |  |  | Freshwater
| 31WNA50 | HE Peruca | HE Peruca A |  | 30 | Hydro Water Reservoir | 43.795 | 16.597 | Croatia | HR03 | COMMISSIONED |  |  | Freshwater
| 31WNA49 | CS Busko blato | CS Busko blato |  | 11.7 | Hydro Pumped Storage | 43.661 | 17.03 | Croatia | HR03 | COMMISSIONED |  |  | Freshwater
| 31WNA48 | HE Orlovac | HE Orlovac C |  | 79 | Hydro Water Reservoir | 43.674 | 16.784 | Croatia | HR03 | COMMISSIONED |  |  | Freshwater
| 31WNA46 | HE Orlovac | HE Orlovac A |  | 79 | Hydro Water Reservoir | 43.674 | 16.784 | Croatia | HR03 | COMMISSIONED |  |  | Freshwater
18WALG3-12345--K | 18WALG3TV1-123-0 | ALG3 | ALG3TV1 | 820.5 | 258.5 | Fossil Gas | 36.184 | -5.388 | Spain | ES61 | COMMISSIONED | 2011 |  | Seawater | Once-through | 43.07 | 0.38
18WALG3-12345--K | 18WALG3TG2-123-2 | ALG3 | ALG3TG2 | 820.5 | 279.6 | Fossil Gas | 36.184 | -5.388 | Spain | ES61 | COMMISSIONED | 2011 |  | Seawater | Once-through | 43.07 | 0.38
18WALG3-12345--K | 18WALG3TG1-123-9 | ALG3 | ALG3TG1 | 820.5 | 282.4 | Fossil Gas | 36.184 | -5.388 | Spain | ES61 | COMMISSIONED | 2011 |  | Seawater | Once-through | 43.07 | 0.38
18WSAGU1-123--0J | 18WSAGU1-1234-CC | SAGU1 | SAGU1 | 409.7 | 409.7 | Fossil Gas | 39.678 | -0.28 | Spain | ES52 | COMMISSIONED | 2007 |  | Seawater | Mechanical Draught Tower | 0.96 | 0.78
18WEFGASN-1234-D |  | EFGASN | NA | 605.7 | 605.7 | Wind Onshore |  |  | Spain |  | COMMISSIONED |  |  | None |  | 0 | 0
18WEMEBROS-123-M |  | EMEBROS | NA | 211.5 | 211.5 | Wind Onshore |  |  | Spain |  | DECOMMISSIONED |  |  | None |  | 0 | 0
18WVIES-12345-0Y |  | UGH EON | NA | 337.8 | 337.8 | Hydro Water Reservoir |  |  | Spain | ES13 | COMMISSIONED |  |  | Freshwater
18WARCOS3-123-0Z | 18WARC3TG2-12-CY | ARCOS3 | ARC3TG2 | 822.8 | 267.8 | Fossil Gas | 36.675 | -5.815 | Spain | ES61 | COMMISSIONED | 2006 |  | Freshwater | Mechanical Draught Tower | 0.96 | 0.78
18WARCOS3-123-0Z | 18WARC3TG1-12-C4 | ARCOS3 | ARC3TG1 | 822.8 | 260.9 | Fossil Gas | 36.675 | -5.815 | Spain | ES61 | COMMISSIONED | 2006 |  | Freshwater | Mechanical Draught Tower | 0.96 | 0.78
18WARCOS3-123-0Z | 18WARC3TV-123-CP | ARCOS3 | ARC3TV | 822.8 | 294.1 | Fossil Gas | 36.675 | -5.815 | Spain | ES61 | COMMISSIONED | 2006 |  | Freshwater | Mechanical Draught Tower | 0.96 | 0.78
18WJUCA-12345-0Q | 18WCO21-12345--L | JUCAR | CORTES 1 | 739 | 141.9 | Hydro Water Reservoir | 39.263 | -0.919 | Spain | ES52 | COMMISSIONED |  |  | Freshwater
18WJUCA-12345-0Q | 18WCO22-12345-AQ | JUCAR | CORTES 2 | 739 | 148 | Hydro Water Reservoir | 39.263 | -0.919 | Spain | ES52 | COMMISSIONED |  |  | Freshwater
18W18WSRI4--123V | 18WSRI4-123456-V | SOTORIBE 4 | SRI4 | 426 | 426 | Fossil Gas | 43.312 | -5.873 | Spain | ES12 | COMMISSIONED | 2008 |  | Freshwater | Natural Draught Tower | 0.96 | 0.78
18WARRU1-1234-0J | 18WARRU1-1234-CW | ARRUBAL1 | UFARRU1 | 394.6 | 394.6 | Fossil Gas | 42.437 | -2.25 | Spain | ES23 | COMMISSIONED | 2005 |  | Freshwater | Mechanical Draught Tower | 0.96 | 0.78
| 31WNA58 | HE Kraljevac | HE Kraljevac A |  | 20.8 | Hydro Water Reservoir | 43.431 | 16.885 | Croatia | HR03 | COMMISSIONED |  |  | Freshwater
| 31WNA57 | HE Zakucac | HE Zakucac D |  | 135 | Hydro Water Reservoir | 43.458 | 16.703 | Croatia | HR03 | COMMISSIONED |  |  | Freshwater
| 31WNA56 | HE Zakucac | HE Zakucac C |  | 135 | Hydro Water Reservoir | 43.458 | 16.703 | Croatia | HR03 | COMMISSIONED |  |  | Freshwater
| 31WNA55 | HE Zakucac | HE Zakucac B |  | 108 | Hydro Water Reservoir | 43.458 | 16.703 | Croatia | HR03 | COMMISSIONED |  |  | Freshwater
18WPVENT1--1234A | 18WPVENT1-1234-X | PVENT1 | PVENT1 | 420.1 | 420.1 | Fossil Gas | 40.96 | 0.865 | Spain | ES51 | COMMISSIONED | 2007 |  | Seawater | Mechanical Draught Tower | 0.96 | 0.78
18WALZ1-12345-0E | 18WALZ1-12345-BT | ALMARAZ 1 | ALMARAZ 1 | 1011.3 | 1011.3 | Nuclear | 39.807 | -5.699 | Spain | ES43 | COMMISSIONED | 1983 |  | Freshwater | Once-through | 167.87 | 1.02
18WECT2-123456-X |  | ECT2 | NA | 274.6 | 274.6 | Fossil Gas | 41.281 | -0.218 | Spain | ES24 | COMMISSIONED |  |  | Freshwater | Mechanical Draught Tower | 0.96 | 0.78
18WEACCEO-1234-U |  | EACCEO | NA | 1145.6 | 1145.6 | Wind Onshore |  |  | Spain |  | DECOMMISSIONED |  |  | None |  | 0 | 0
18WPBCN1-12345-D | 18WPBCN1-1234-PG | PBCN1 | PBCN1 | 434.8 | 434.8 | Fossil Gas | 41.338 | 2.16 | Spain | ES51 | COMMISSIONED | 2011 |  | Seawater | Mechanical Draught Tower | 0.96 | 0.78
18WPGR3-12345-0L | 18WPGR3-12345-DW | P.G.RODR 3 | P.G.RODR 3 | 350.2 | 350.2 | Fossil Hard coal | 43.452 | -7.851 | Spain | ES11 | COMMISSIONED | 1978 |  | Freshwater | Natural Draught Tower | 2.22 | 1.81
18WTAJO-12345-0U | 18WCED1-12345-AZ | TAJO G | CEDILLO 1 | 2232.3 | 121.3 | Hydro Water Reservoir | 39.664 | -7.533 | Spain | ES43 | COMMISSIONED | 1977 |  | Freshwater
18WTAJO-12345-0U | 18WCED2-12345-AP | TAJO G | CEDILLO 2 | 2232.3 | 120.6 | Hydro Water Reservoir | 39.664 | -7.533 | Spain | ES43 | COMMISSIONED | 1977 |  | Freshwater
18WTAJO-12345-0U | 18WJMO2-12345-AD | TAJO G | JM.ORIOL 2 | 2232.3 | 239 | Hydro Water Reservoir | 39.73 | -6.887 | Spain | ES43 | COMMISSIONED | 1977 |  | Freshwater
18WTAJO-12345-0U | 18WCED3-12345-AF | TAJO G | CEDILLO 3 | 2232.3 | 127.4 | Hydro Water Reservoir | 39.664 | -7.533 | Spain | ES43 | COMMISSIONED | 1977 |  | Freshwater
18WTAJO-12345-0U | 18WGYG1-12345-A6 | TAJO G | GGALAN GEN | 2232.3 | 110.4 | Hydro Water Reservoir | 40.221 | -6.133 | Spain | ES43 | COMMISSIONED | 1977 |  | Freshwater
18WTAJO-12345-0U | 18WJMO1-12345-AN | TAJO G | JM.ORIOL 1 | 2232.3 | 237 | Hydro Water Reservoir | 39.73 | -6.887 | Spain | ES43 | COMMISSIONED | 1977 |  | Freshwater
18WTAJO-12345-0U | 18WCED4-12345-A5 | TAJO G | CEDILLO 4 | 2232.3 | 125.6 | Hydro Water Reservoir | 39.664 | -7.533 | Spain | ES43 | COMMISSIONED | 1977 |  | Freshwater
18WTAJO-12345-0U | 18WJMO4-12345-AU | TAJO G | JM.ORIOL 4 | 2232.3 | 237.8 | Hydro Water Reservoir | 39.73 | -6.887 | Spain | ES43 | COMMISSIONED | 1977 |  | Freshwater
18WTAJO-12345-0U | 18WJMO3-12345-A3 | TAJO G | JM.ORIOL 3 | 2232.3 | 239.3 | Hydro Water Reservoir | 39.73 | -6.887 | Spain | ES43 | COMMISSIONED | 1977 |  | Freshwater
18WTAPOWER-12-0V | 18WTAPOWER-12-C7 | TARRAG IB | TAPOWER | 416.9 | 416.9 | Fossil Gas | 41.106 | 1.172 | Spain | ES51 | COMMISSIONED | 2004 |  | Seawater | Mechanical Draught Tower | 0.96 | 0.78
18WSTC4-12345-0I | 18WSTC4-12345-CV | SANTURCE 4 | SANTURCE 4 | 396.4 | 396.4 | Fossil Gas | 43.339 | 3.05 | Spain | ES21 | COMMISSIONED | 2005 |  | Seawater | Once-through | 43.07 | 0.38
18WEGREEN-1234-3 |  | EOLICAGEST | NA | 3089.6 | 3089.6 | Wind Onshore |  |  | Spain |  | COMMISSIONED |  |  | None |  | 0 | 0
18WPLL1-12345-0A | 18WPLL1-12345-DL | PUERTOLLAN | PTOLLANO | 206.1 | 206.1 | Fossil Hard coal | 38.688 | -4.108 | Spain | ES42 | DECOMMISSIONED |  | 2015 | Freshwater | Natural Draught Tower | 2.22 | 1.81
18WCOL4-12345-02 | 18WCOL4-12345-CF | COLON 4 | COLON 4 | 390.9 | 390.9 | Fossil Gas | 37.191 | -6.944 | Spain | ES61 | COMMISSIONED | 2006 |  | Seawater | Once-through | 43.07 | 0.38
18WUFMI-12345-0L | 18WBEL1-12345-AY | GNF MIÃ‘O | BELESAR 1 | 941.1 | 102.5 | Hydro Water Reservoir | 42.626 | -7.713 | Spain | ES11 | COMMISSIONED |  |  | Freshwater
18WUFMI-12345-0L | 18WBEL2-12345-AO | GNF MIÃ‘O | BELESAR 2 | 941.1 | 104.8 | Hydro Water Reservoir | 42.626 | -7.713 | Spain | ES11 | COMMISSIONED |  |  | Freshwater
18WUFMI-12345-0L | 18WBEL3-12345-AE | GNF MIÃ‘O | BELESAR 3 | 941.1 | 102.9 | Hydro Water Reservoir | 42.626 | -7.713 | Spain | ES11 | COMMISSIONED |  |  | Freshwater
18WSTABEN-1234-U |  | STABEN | NA | 181 | 181 | Solar |  |  | Spain |  | DECOMMISSIONED |  |  | Freshwater |  | 0 | 0
18WARCOS2-123-06 | 18WARCOS2-123-CJ | ARCOS2 | ARCOS2 | 373.2 | 373.2 | Fossil Gas | 36.675 | -5.815 | Spain | ES61 | COMMISSIONED | 2005 |  | Freshwater | Mechanical Draught Tower | 0.96 | 0.78
18WETARRA-1234-2 |  | ETARRA | NA | 116.5 | 116.5 | Wind Onshore |  |  | Spain |  | COMMISSIONED |  |  | None |  | 0 | 0
18WALL1-12345-0K | 18WALL1-12345-DV | ANLLARES | ANLLARES 1 | 346.8 | 346.8 | Fossil Hard coal | 42.824 | -6.486 | Spain | ES41 | COMMISSIONED | 1982 |  | Freshwater | Natural Draught Tower | 2.22 | 1.81
18WTFSEDAE-123-Q |  | TFSEDAE | NA | 118.2 | 118.2 | Waste | 37.183 | -6.895 | Spain | ES61 | DECOMMISSIONED |  |  | Seawater | Once-through | 132.48 | 1.14
18WROB1-12345-0L | 18WROB1-12345-DW | ROBLA 1 | ROBLA 1 | 263.9 | 263.9 | Fossil Hard coal | 42.804 | -5.627 | Spain | ES41 | COMMISSIONED | 1971 |  | Freshwater | Natural Draught Tower | 2.22 | 1.81
18WASC2-12345-0P | 18WASC2-12345-B3 | ASCO 2 | ASCO 2 | 991.7 | 991.7 | Nuclear | 41.201 | 0.568 | Spain | ES51 | COMMISSIONED | 1986 |  | Freshwater | Once-through | 167.87 | 1.02
18WEOGUADALTEBA9 |  | ETEBARB | NA | 155.2 | 155.2 | Wind Onshore |  |  | Spain |  | DECOMMISSIONED |  |  | None |  | 0 | 0
18WALZ2-12345-04 | 18WALZ2-12345-BJ | ALMARAZ 2 | ALMARAZ 2 | 1005.8 | 1005.8 | Nuclear | 39.807 | -5.699 | Spain | ES43 | COMMISSIONED | 1984 |  | Freshwater | Once-through | 167.87 | 1.02
18WUFBG-12345-0E |  | BOLARQUE G | NA | 215 | 215 | Hydro Pumped Storage | 40.363 | -2.819 | Spain | ES42 | COMMISSIONED | 1954 |  | Freshwater
18WECERRA-1234-E |  | ECERRA | NA | 106 | 106 | Wind Onshore |  |  | Spain |  | DECOMMISSIONED |  |  | None |  | 0 | 0
18WTER3-12345-0U | 18WTER3-12345-D4 | TERUEL 3 | TERUEL 3 | 351.4 | 351.4 | Fossil Hard coal | 40.985 | -0.452 | Spain | ES24 | COMMISSIONED | 1980 |  | Freshwater | Natural Draught Tower | 2.22 | 1.81
18WECH1-12345-09 | 18WECH1-12345-DK | ESCUCHA | ESCUCHA | 142.3 | 142.3 | Fossil Brown coal/Lignite | 40.794 | -0.816 | Spain | ES24 | DECOMMISSIONED |  | 2012 | Freshwater | Air Cooling | 0.33 | 0.22
18WECPNO-1234-1U |  | ECPNO | NA | 124 | 124 | Wind Onshore |  |  | Spain |  | DECOMMISSIONED |  |  | None |  | 0 | 0
18WLIT1-12345-0A | 18WLIT1-123456-S | LITORAL 1 | LITORAL 1 | 557.5 | 557.5 | Fossil Hard coal | 36.98 | -1.904 | Spain | ES61 | COMMISSIONED | 1985 |  | Seawater | Once-through | 137.59 | 0.95
18WEDANTG-123-1V |  | EDANTG | NA | 129.4 | 129.4 | Wind Onshore |  |  | Spain |  | DECOMMISSIONED |  |  | None |  | 0 | 0
18WACE3-12345-00 | 18WACE3-12345-CD | ACECA 3 IB | ACECA 3 | 386 | 386 | Fossil Gas | 39.943 | -3.856 | Spain | ES42 | COMMISSIONED | 2005 |  | Freshwater | Mechanical Draught Tower | 0.96 | 0.78
18WCTJON3--1234S | 18WCTJON3-1234-E | CASTEJO3 H | CTJON3 | 418.4 | 418.4 | Fossil Gas | 42.174 | -1.69 | Spain | ES22 | COMMISSIONED | 2003 |  | Freshwater | Mechanical Draught Tower | 0.96 | 0.78
18WSAGU2-123--0A | 18WSAGU2-1234-C3 | SAGU2 | SAGU2 | 411.8 | 411.8 | Fossil Gas | 39.678 | -0.28 | Spain | ES52 | COMMISSIONED | 2007 |  | Seawater | Mechanical Draught Tower | 0.96 | 0.78
18WPVENT2--12342 | 18WPVENT2-1234-P | PVENT2 | PVENT2 | 414 | 414 | Fossil Gas | 40.96 | 0.865 | Spain | ES51 | COMMISSIONED | 2007 |  | Seawater | Mechanical Draught Tower | 0.96 | 0.78
18WEREGPEM-123-F |  | EREGPEM | NA | 885.1 | 885.1 | Wind Onshore |  |  | Spain |  | COMMISSIONED |  |  | None |  | 0 | 0
18WMUEL-12345-03 | 18WMUE1-12345-FP | MUELA G | MUELA 1G | 1511.7 | 211.5 | Hydro Pumped Storage | 39.263 | -0.919 | Spain | ES52 | COMMISSIONED | 1989 |  | Freshwater
18WMUEL-12345-03 | 18WMUE6-123456-N | MUELA G | MUELA 6G | 1511.7 | 218.7 | Hydro Pumped Storage | 39.263 | -0.919 | Spain | ES52 | COMMISSIONED | 1989 |  | Freshwater
18WMUEL-12345-03 | 18WMUE7-123456-D | MUELA G | MUELA 7G | 1511.7 | 219.4 | Hydro Pumped Storage | 39.263 | -0.919 | Spain | ES52 | COMMISSIONED | 1989 |  | Freshwater
18WMUEL-12345-03 | 18WMUE3-12345-F5 | MUELA G | MUELA 3G | 1511.7 | 211 | Hydro Pumped Storage | 39.263 | -0.919 | Spain | ES52 | COMMISSIONED | 1989 |  | Freshwater
18WMUEL-12345-03 | 18WMUE2-12345-FF | MUELA G | MUELA 2G | 1511.7 | 211.4 | Hydro Pumped Storage | 39.263 | -0.919 | Spain | ES52 | COMMISSIONED | 1989 |  | Freshwater
18WMUEL-12345-03 | 18WMUE5-123456-X | MUELA G | MUELA 5G | 1511.7 | 220.8 | Hydro Pumped Storage | 39.263 | -0.919 | Spain | ES52 | COMMISSIONED | 1989 |  | Freshwater
18WMUEL-12345-03 | 18WMUE4-123456-6 | MUELA G | MUELA 4G | 1511.7 | 218.9 | Hydro Pumped Storage | 39.263 | -0.919 | Spain | ES52 | COMMISSIONED | 1989 |  | Freshwater
18WVAN2-12345-0W | 18WVAN2-12345-BA | VANDELLOS | VANDELLOS | 1045.3 | 1045.3 | Nuclear | 40.951 | 0.866 | Spain | ES51 | COMMISSIONED | 1988 |  | Seawater | Once-through | 167.87 | 1.02
18WESCCC3-123-0D | 18WESCCC3-123-CQ | ESC GDF 3 | ESCCC3 | 395.2 | 395.2 | Fossil Gas | 37.606 | -0.985 | Spain | ES62 | COMMISSIONED | 2006 |  | Seawater | Mechanical Draught Tower | 0.96 | 0.78
18WTER1-12345-0D | 18WTER1-12345-DO | TERUEL 1 | TERUEL 1 | 352.2 | 352.2 | Fossil Hard coal | 40.985 | -0.452 | Spain | ES24 | COMMISSIONED | 1979 |  | Freshwater | Natural Draught Tower | 2.22 | 1.81
18WEEGPEM-1234-9 |  | EEGPEM | NA | 603.7 | 603.7 | Wind Onshore |  |  | Spain |  | COMMISSIONED |  |  | None |  | 0 | 0
18WHFGASN-1234-B |  | HFGASN | NA | 110.4 | 110.4 | Hydro Water Reservoir |  |  | Spain | ES11 | COMMISSIONED |  |  | Freshwater
18WPGR5-123456-J | 18WPGR5TG1-123-T | P.G.RODR 5 | PGR5TG1 | 855.6 | 276.6 | Fossil Gas | 43.452 | -7.851 | Spain | ES11 | COMMISSIONED | 2008 |  | Freshwater | Mechanical Draught Tower | 0.96 | 0.78
18WPGR5-123456-J | 18WPGR5TV-1234-A | P.G.RODR 5 | PGR5TV | 855.6 | 302.7 | Fossil Gas | 43.452 | -7.851 | Spain | ES11 | COMMISSIONED | 2008 |  | Freshwater | Natural Draught Tower | 0.96 | 0.78
18WPGR5-123456-J | 18WPGR5TG2-123-M | P.G.RODR 5 | PGR5TG2 | 855.6 | 276.3 | Fossil Gas | 43.452 | -7.851 | Spain | ES11 | COMMISSIONED | 2008 |  | Freshwater | Natural Draught Tower | 0.96 | 0.78
18WACE4-12345-0R | 18WACE4-12345-C3 | ACECA 4 UF | ACECA4 | 372.6 | 372.6 | Fossil Gas | 39.945 | -3.853 | Spain | ES42 | COMMISSIONED | 2006 |  | Freshwater | Mechanical Draught Tower | 0.96 | 0.78
18WPALOS2-123-0R | 18WPALOS2-123-C3 | PALOS2 | PALOS 2 | 389.1 | 389.1 | Fossil Gas | 37.186 | -6.886 | Spain | ES61 | COMMISSIONED | 2005 |  | Seawater | Mechanical Draught Tower | 0.96 | 0.78
18WCTGN1-1234-0C | 18WCTGN1-1234-CP | ESC CART 1 | CARTAGENA1 | 418.2 | 418.2 | Fossil Gas | 37.606 | -0.985 | Spain | ES62 | COMMISSIONED | 2006 |  | Seawater | Once-through | 43.07 | 0.38
18WNRC2-12345-0G | 18WNRC2-12345-DR | NARCEA 2 | NARCEA 2 | 154.3 | 154.3 | Fossil Hard coal | 43.337 | -6.415 | Spain | ES12 | COMMISSIONED | 1969 |  | Freshwater | Once-through | 137.59 | 0.95
18W0000000000974 |  | EDPRSA1 | NA | 294.7 | 294.7 | Wind Onshore |  |  | Spain |  | DECOMMISSIONED |  |  | None |  | 0 | 0
18WHCHI-12345-0M |  | HC-HIDRAUL | NA | 425.1 | 425.1 | Hydro Water Reservoir |  |  | Spain | ES12 | COMMISSIONED |  |  | Freshwater
18WTARRAG-123-03 | 18WTARRAG-123-CG | TARRAG | TARRAG | 385.8 | 385.8 | Fossil Gas | 41.106 | 1.172 | Spain | ES51 | COMMISSIONED | 2003 |  | Seawater | Mechanical Draught Tower | 0.96 | 0.78
18WHFERRAT-123-C |  | HFERRAT | NA | 107.7 | 107.7 | Hydro Water Reservoir |  |  | Spain | ES11 | COMMISSIONED |  |  | Freshwater
18WARCOS1-123-0E | 18WARCOS1-123-CR | ARCOS1 | ARCOS1 | 389.2 | 389.2 | Fossil Gas | 36.675 | -5.815 | Spain | ES61 | COMMISSIONED | 2005 |  | Freshwater | Mechanical Draught Tower | 0.96 | 0.78
18WSRI5-123456-L | 18WSRI5-12345--5 | SOTO5 | SOTO 5 | 428.1 | 428.1 | Fossil Gas | 43.312 | -5.873 | Spain | ES12 | COMMISSIONED | 2011 |  | Freshwater | Mechanical Draught Tower | 0.96 | 0.78
18WLAD4-12345-0U | 18WLAD4-123456-B | LADA 4 | LADA IV | 347.7 | 347.7 | Fossil Hard coal | 43.296 | -5.681 | Spain | ES12 | COMMISSIONED | 1967 |  | Freshwater | Mechanical Draught Tower | 2.22 | 1.81
18WGDLQ-12345-0A |  | GUADALQUIV | NA | 423.9 | 423.9 | Hydro Water Reservoir |  |  | Spain | ES61 | COMMISSIONED |  |  | Freshwater
18WCOM4-12345-0S | 18WCOM4-12345-D2 | COMPOSTI 4 | COMPOSTI 4 | 341.1 | 341.1 | Fossil Hard coal | 42.627 | -6.563 | Spain | ES41 | COMMISSIONED | 1984 |  | Freshwater |  | 46.27 | 2.06
18WTFIBGES-123-9 |  | TFIBGES | NA | 139.4 | 139.4 | Fossil Gas | 41.673 | -3.68 | Spain | ES41 | COMMISSIONED |  |  | Freshwater | Air Cooling | 0.01 | 0.01
18WUFTA-12345-0O |  | GNF TAJO | NA | 388.4 | 388.4 | Hydro Water Reservoir |  |  | Spain | ES43 | COMMISSIONED | 1977 |  | Freshwater
18W0000000004W07 |  | EGELECD | NA | 147.6 | 147.6 | Wind Onshore |  |  | Spain |  | COMMISSIONED |  |  | None |  | 0 | 0
18WLIT2-12345-00 | 18WLIT2-123456-I | LITORAL 2 | LITORAL 2 | 562 | 562 | Fossil Hard coal | 36.98 | -1.904 | Spain | ES61 | COMMISSIONED | 1997 |  | Seawater | Once-through | 137.59 | 0.95
18WFFNEXU-1234-4 |  | FFNEXU | NA | 296.7 | 296.7 | Solar |  |  | Spain |  | COMMISSIONED |  |  | Freshwater |  | 0 | 0
18WEBRACC2-123-R |  | EBRACC2 | NA | 162 | 162 | Hydro Water Reservoir |  |  | Spain | ES24 | COMMISSIONED |  |  | Freshwater
18WCTNU-12345-0U | 18WCTNUTG2-12-C0 | CASTELNOU | CTNUTG2 | 790.6 | 263 | Fossil Gas | 41.216 | -0.295 | Spain | ES24 | COMMISSIONED | 2006 |  | Freshwater | Air Cooling | 0.01 | 0.01
18WCTNU-12345-0U | 18WCTNUTV-123-CS | CASTELNOU | CTNUTV | 790.6 | 264.6 | Fossil Gas | 41.216 | -0.295 | Spain | ES24 | COMMISSIONED | 2006 |  | Freshwater | Air Cooling | 0.01 | 0.01
18WCTNU-12345-0U | 18WCTNUTG1-12-C7 | CASTELNOU | CTNUTG1 | 790.6 | 263 | Fossil Gas | 41.216 | -0.295 | Spain | ES24 | COMMISSIONED | 2006 |  | Freshwater | Air Cooling | 0.01 | 0.01
18WGUA2-12345-0J | 18WGUA2-12345-DU | GUARDO 2 | GUARDO 2 | 342.4 | 342.4 | Fossil Hard coal | 42.828 | -4.842 | Spain | ES41 | COMMISSIONED | 1984 |  | Freshwater | Natural Draught Tower | 2.22 | 1.81
18WECT3-123456-N | 18WECT3TG1-123-X | ESCAT3 | ECT3TG1 | 804.3 | 269.8 | Fossil Gas | 41.289 | -0.321 | Spain | ES24 | COMMISSIONED | 2007 |  | Freshwater | Mechanical Draught Tower | 0.96 | 0.78
18WECT3-123456-N | 18WECT3TG2-123-Q | ESCAT3 | ECT3TG2 | 804.3 | 269.8 | Fossil Gas | 41.289 | -0.321 | Spain | ES24 | COMMISSIONED | 2007 |  | Freshwater | Mechanical Draught Tower | 0.96 | 0.78
18WECT3-123456-N | 18WECT3TV1-123-O | ESCAT3 | ECT3TV1 | 804.3 | 264.7 | Fossil Gas | 41.289 | -0.321 | Spain | ES24 | COMMISSIONED | 2007 |  | Freshwater | Mechanical Draught Tower | 0.96 | 0.78
18WPGR1-12345-04 | 18WPGR1-12345-DF | P.G.RODR 1 | P.G.RODR 1 | 350.9 | 350.9 | Fossil Hard coal | 43.452 | -7.851 | Spain | ES11 | COMMISSIONED | 1976 |  | Freshwater | Natural Draught Tower | 2.22 | 1.81
18WMEI1-12345-0I | 18WMEI1-12345-DT | MEIRAMA | MEIRAMA | 557.2 | 557.2 | Fossil Hard coal | 43.078 | -8.407 | Spain | ES11 | COMMISSIONED | 1980 |  | Freshwater | Natural Draught Tower | 2.22 | 1.81
18WEIDER-12345-S |  | EIDER | NA | 131.9 | 131.9 | Wind Onshore |  |  | Spain |  | DECOMMISSIONED |  |  | None |  | 0 | 0
18WNRC3-12345-06 | 18WNRC3-12345-DH | NARCEA 3 | NARCEA 3 | 347.4 | 347.4 | Fossil Hard coal | 43.337 | -6.415 | Spain | ES12 | COMMISSIONED | 1984 |  | Freshwater | Natural Draught Tower | 2.22 | 1.81
18W0000000001EAG |  | EGASNE1 | NA | 374 | 374 | Wind Onshore |  |  | Spain |  | COMMISSIONED |  |  | None |  | 0 | 0
18WEMEDI-1234-10 |  | EMEDI | NA | 394.5 | 394.5 | Wind Onshore |  |  | Spain |  | COMMISSIONED |  |  | None |  | 0 | 0
18WTFDETIC-123-Y |  | TFDETIC | NA | 276.8 | 276.8 | Fossil Gas |  |  | Spain |  | COMMISSIONED |  |  | Freshwater | Air Cooling | 0.01 | 0.01
18WECEASA-1234-R |  | ECEASA | NA | 134.3 | 134.3 | Wind Onshore |  |  | Spain |  | COMMISSIONED |  |  | None |  | 0 | 0
18W0000000000KB0 |  | EDPRSA3 | NA | 485.4 | 485.4 | Wind Onshore |  |  | Spain |  | DECOMMISSIONED |  |  | None |  | 0 | 0
18WJANDA-EOLICAX |  | EJANDAI | NA | 125.9 | 125.9 | Wind Onshore |  |  | Spain |  | DECOMMISSIONED |  |  | None |  | 0 | 0
18WEPBUIO-1234-F |  | EPBUIO | NA | 180.7 | 180.7 | Wind Onshore |  |  | Spain |  | DECOMMISSIONED |  |  | None |  | 0 | 0
18WEFWMARK-123-K |  | EFWMARK | NA | 1403.9 | 1403.9 | Wind Onshore |  |  | Spain |  | COMMISSIONED |  |  | None |  | 0 | 0
18W0000000006UFC |  | EDPCOR1 | NA | 506.7 | 506.7 | Wind Onshore |  |  | Spain |  | COMMISSIONED |  |  | None |  | 0 | 0
18W0000000006UEE |  | EDPCOSA | NA | 1615.8 | 1615.8 | Wind Onshore |  |  | Spain |  | COMMISSIONED |  |  | None |  | 0 | 0
18WESCATAL-123-E |  | ESCATAL | NA | 107.5 | 107.5 | Wind Onshore |  |  | Spain |  | DECOMMISSIONED |  |  | None |  | 0 | 0
18WHFIBGES-123-H |  | HFIBGES | NA | 114.8 | 114.8 | Hydro Water Reservoir |  |  | Spain | ES52 | COMMISSIONED |  |  | Freshwater
18WSPSAETI-123-T |  | PALMASAETI | NA | 100 | 100 | Solar | 37.65 | -5.269 | Spain | ES61 | COMMISSIONED |  |  | Freshwater | Once-through | 3.43 | 3.43
18WBES5-123456-T | 18WBES5TG2-123-W | BESOS 5 | BES5 TG2 | 859 | 276 | Fossil Gas | 41.467 | 2.253 | Spain | ES51 | COMMISSIONED | 2011 |  | Seawater | Once-through | 43.07 | 0.38
18WBES5-123456-T | 18WBES5TV-1234-K | BESOS 5 | BES5 TV | 859 | 307 | Fossil Gas | 41.467 | 2.253 | Spain | ES51 | COMMISSIONED | 2011 |  | Seawater | Once-through | 43.07 | 0.38
18WBES5-123456-T | 18WBES5TG1-123-2 | BESOS 5 | BES5 TG1 | 859 | 276 | Fossil Gas | 41.467 | 2.253 | Spain | ES51 | COMMISSIONED | 2011 |  | Seawater | Once-through | 43.07 | 0.38
18WTER2-12345-03 | 18WTER2-12345-DE | TERUEL 2 | TERUEL 2 | 352.1 | 352.1 | Fossil Hard coal | 40.985 | -0.452 | Spain | ES24 | COMMISSIONED | 1979 |  | Freshwater | Natural Draught Tower | 2.22 | 1.81
18WARRU2-1234-0A | 18WARRU2-1234-CN | ARRUBAL2 | UFARRU2 | 390 | 390 | Fossil Gas | 42.437 | -2.25 | Spain | ES23 | COMMISSIONED | 2005 |  | Freshwater | Mechanical Draught Tower | 0.96 | 0.78
44W-K-LV-000000Q | 44W-T-LV-1000086 | Haapavesi | Haapavesi B1 | 150 | 150 | Fossil Peat | 64.121 | 25.41 | Finland | FI1D | COMMISSIONED |  |  | Freshwater | Once-through | 137.59 | 0.95
44W-00000000006L | 44W-00000000006L | Raahen Voima | Raahen Voima | 125 | 125 | Fossil Hard coal | 64.651 | 24.422 | Finland | FI1D | COMMISSIONED |  |  | Seawater | Once-through | 137.59 | 0.95
44W-T-VV-000012X |  | Haapaniemi | NA | 145 | 145 | Fossil Peat | 62.88 | 27.675 | Finland | FI1D | COMMISSIONED | 1972 |  | Seawater | Once-through | 137.59 | 0.95
44W-T-VV-000005U |  | Ossauskoski | NA | 138 | 138 | Hydro Run-of-river and poundage | 66.156 | 25.124 | Finland | FI1D | COMMISSIONED |  |  | Freshwater
44W-T-VV-000004W |  | Isohaara | NA | 128 | 128 | Hydro Run-of-river and poundage | 65.793 | 24.545 | Finland | FI1D | COMMISSIONED |  |  | Freshwater
44W-T-VV-0000003 | 44W-T-VV-100003R | Iijoki | Pahkakoski G2 | 215 | 21 | Hydro Run-of-river and poundage | 65.358 | 26.033 | Finland | FI1D | COMMISSIONED |  |  | Freshwater
44W-T-VV-0000003 | 44W-T-VV-100004P | Iijoki | Kierikki G1 | 215 | 19 | Hydro Run-of-river and poundage | 65.359 | 25.91 | Finland | FI1D | COMMISSIONED |  |  | Freshwater
44W-T-VV-0000003 | 44W-T-VV-100000X | Iijoki | Haapakoski G1 | 215 | 16 | Hydro Run-of-river and poundage | 62.456 | 27.163 | Finland | FI1D | COMMISSIONED |  |  | Freshwater
44W-T-VV-0000003 | 44W-T-VV-100001V | Iijoki | Haapakoski G2 | 215 | 16 | Hydro Run-of-river and poundage | 62.456 | 27.163 | Finland | FI1D | COMMISSIONED |  |  | Freshwater
44W-T-VV-0000003 | 44W-T-VV-100002T | Iijoki | Pahkakoski G1 | 215 | 21 | Hydro Run-of-river and poundage | 65.358 | 26.033 | Finland | FI1D | COMMISSIONED |  |  | Freshwater
44W-T-VV-0000003 | 44W-T-VV-100009F | Iijoki | Raasakka G2 | 215 | 21 | Hydro Run-of-river and poundage | 65.324 | 25.521 | Finland | FI1D | COMMISSIONED |  |  | Freshwater
44W-T-VV-0000003 | 44W-T-VV-100007J | Iijoki | Maalismaa G2 | 215 | 19 | Hydro Run-of-river and poundage | 65.333 | 25.41 | Finland | FI1D | COMMISSIONED |  |  | Freshwater
44W-T-VV-0000003 | 44W-T-VV-100008H | Iijoki | Raasakka G1 | 215 | 22 | Hydro Run-of-river and poundage | 65.335 | 25.411 | Finland | FI1D | COMMISSIONED |  |  | Freshwater
44W-T-VV-0000003 | 44W-T-VV-100005N | Iijoki | Kierikki G2 | 215 | 19 | Hydro Run-of-river and poundage | 65.359 | 25.91 | Finland | FI1D | COMMISSIONED |  |  | Freshwater
44W-T-VV-0000003 | 44W-T-VV-100006L | Iijoki | Maalismaa G1 | 215 | 19 | Hydro Run-of-river and poundage | 65.333 | 25.41 | Finland | FI1D | COMMISSIONED |  |  | Freshwater
44W-T-VV-0000003 | 44W-T-VV-100010U | Iijoki | Raasakka G3 | 215 | 22 | Hydro Run-of-river and poundage | 65.335 | 25.411 | Finland | FI1D | COMMISSIONED |  |  | Freshwater
44W-T-VV-000003Y |  | Imatra | NA | 213 | 213 | Hydro Run-of-river and poundage | 61.167 | 28.775 | Finland | FI1C | COMMISSIONED | 1928 |  | Freshwater
44W-T-KT-000002G |  | Huutokoski kt | NA | 180 | 180 | Fossil Oil | 62.211 | 27.672 | Finland | FI1D | COMMISSIONED |  |  | Seawater | Air Cooling | 0.1 | 0.1
44W-T-KT-000001I | 44W-T-KT-100001B | Forssa | Forssa GT2 | 326 | 163 | Fossil Oil | 62.211 | 27.672 | Finland | FI1C | COMMISSIONED |  |  | Freshwater | Air Cooling | 0.1 | 0.1
44W-T-KT-000001I | 44W-T-KT-100000D | Forssa | Forssa GT1 | 326 | 163 | Fossil Oil | 62.211 | 27.672 | Finland | FI1C | COMMISSIONED |  |  | Freshwater | Air Cooling | 0.1 | 0.1
44W-T-KT-000003E |  | Olkiluoto kt | NA | 125 | 125 | Fossil Oil | 61.24 | 21.448 | Finland | FI19 | COMMISSIONED |  |  | Seawater | Air Cooling | 0.1 | 0.1
44W-T-YT-000020M |  | Martinlaakso | NA | 167 | 167 | Fossil Gas | 60.282 | 24.837 | Finland | FI1B | COMMISSIONED |  |  | Seawater | Once-through | 43.07 | 0.38
44W-T-TV-000000N |  | MetsÃ¤lÃ¤ | NA | 117 | 117 | Wind Onshore | 62.072 | 21.508 | Finland | FI1C | COMMISSIONED |  |  | None |  | 0 | 0
44W-T-YT-000000S | 44W-T-YT-100021D | Alholmens Kraft | Alholmens B2 | 240 | 240 | Fossil Peat | 63.702 | 22.704 | Finland | FI19 | COMMISSIONED |  |  | Seawater | Once-through | 137.59 | 0.95
44W-T-YT-000004K | 44W-T-YT-1000247 | KymijÃ¤rvi | KymijÃ¤rvi B1 | 170 | 170 | Fossil Hard coal | 60.991 | 25.721 | Finland | FI1C | COMMISSIONED |  |  | Freshwater | No Cooling | 0 | 0
44W-T-LV-000001R | 44W-T-LV-100000M | Inkoo | Inkoo B1 | 695 | 230 | Fossil Hard coal | 60.02 | 23.912 | Finland | FI1B | DECOMMISSIONED | 1974 | 2013 | Seawater | Once-through | 137.59 | 0.95
44W-T-LV-000001R | 44W-T-LV-100001K | Inkoo | Inkoo B2 | 695 | 230 | Fossil Hard coal | 60.02 | 23.912 | Finland | FI1B | DECOMMISSIONED | 1975 | 2013 | Seawater | Once-through | 137.59 | 0.95
44W-T-LV-000001R | 44W-T-LV-100002I | Inkoo | Inkoo B3 | 695 | 235 | Fossil Hard coal | 60.02 | 23.912 | Finland | FI1B | DECOMMISSIONED | 1977 | 2013 | Seawater | Once-through | 137.59 | 0.95
44W-T-YT-000003M | 44W-T-YT-1000239 | Keljonlahti | Keljonlahti B1 | 190 | 190 | Fossil Peat | 62.193 | 25.738 | Finland | FI19 | COMMISSIONED |  |  | Freshwater | Once-through | 137.59 | 0.95
44W-T-YT-000002O | 44W-T-YT-100022B | Kaukaan Voima | Kaukaan Voima G10 | 125 | 125 | Biomass | 64.233 | 27.69 | Finland | FI1D | COMMISSIONED |  |  | Freshwater | Natural Draught Tower | 3.32 | 2.09
44W-T-YT-000001Q | 44W-T-YT-100000L | Hanasaari | Hanasaari B3 | 210 | 105 | Fossil Hard coal | 60.183 | 24.973 | Finland | FI1B | COMMISSIONED | 1974 |  | Seawater | Once-through | 137.59 | 0.95
44W-T-YT-000001Q | 44W-T-YT-100001J | Hanasaari | Hanasaari B4 | 210 | 105 | Fossil Hard coal | 60.183 | 24.973 | Finland | FI1B | COMMISSIONED | 1974 |  | Seawater | Once-through | 137.59 | 0.95
44W-T-YT-000009A | 44W-T-YT-100011G | SeinÃ¤joki | SeinÃ¤joki B1 | 120 | 120 | Fossil Peat | 62.741 | 22.817 | Finland | FI19 | COMMISSIONED |  |  | Freshwater | Once-through | 137.59 | 0.95
44W-T-LV-000004L | 44W-T-LV-100006A | Tahkoluoto | Tahkoluoto B1 | 240 | 240 | Fossil Hard coal | 61.488 | 21.817 | Finland | FI19 | COMMISSIONED | 1976 |  | Seawater | Once-through | 137.59 | 0.95
44W-T-YT-000008C | 44W-T-YT-100010I | Salmisaari | Salmisaari SaB | 155 | 155 | Fossil Hard coal | 60.165 | 24.904 | Finland | FI1B | COMMISSIONED | 1984 |  | Seawater | Once-through | 137.59 | 0.95
44W-T-LV-000005J |  | Kellosaari | NA | 128 | 128 | Fossil Oil | 60.162 | 24.909 | Finland | FI1B | COMMISSIONED |  |  | Seawater | Air Cooling | 0.1 | 0.1
44W-T-YT-000007E | 44W-T-YT-1000093 | Naistenlahti 1 | Naistenlahti 1 ST | 129 | 48 | Waste | 61.51 | 23.777 | Finland | FI19 | COMMISSIONED |  |  | Freshwater | Natural Draught Tower | 3.32 | 2.09
44W-T-YT-000007E | 44W-T-YT-1000085 | Naistenlahti 1 | Naistenlahti 1 GT | 129 | 81 | Fossil Gas | 61.51 | 23.777 | Finland | FI19 | COMMISSIONED |  |  | Freshwater | Air Cooling | 0.01 | 0.01
44W-T-LV-000002P | 44W-T-LV-100003G | Kristiina | Kristiina B1 | 450 | 210 | Fossil Hard coal | 62.256 | 21.325 | Finland | FI19 | COMMISSIONED | 1974 |  | Seawater | Once-through | 137.59 | 0.95
44W-T-LV-000002P | 44W-T-LV-100004E | Kristiina | Kristiina B2 | 450 | 240 | Fossil Hard coal | 62.256 | 21.325 | Finland | FI19 | COMMISSIONED | 1989 |  | Seawater | Once-through | 137.59 | 0.95
44W-T-YT-000006G | 44W-00000000009F | Naantali | Naantali B4 | 471 | 146 | Fossil Hard coal | 60.458 | 22.052 | Finland | FI1C | COMMISSIONED |  |  | Seawater | Once-through | 137.59 | 0.95
44W-T-YT-000006G | 44W-T-YT-1000077 | Naantali | Naantali B3 | 471 | 105 | Fossil Hard coal | 60.458 | 22.052 | Finland | FI1C | COMMISSIONED | 1972 |  | Seawater | Once-through | 137.59 | 0.95
44W-T-YT-000006G | 44W-T-YT-100005B | Naantali | Naantali B1 | 471 | 115 | Fossil Hard coal | 60.458 | 22.052 | Finland | FI1C | COMMISSIONED | 1960 |  | Seawater | Once-through | 137.59 | 0.95
44W-T-YT-000006G | 44W-T-YT-1000069 | Naantali | Naantali B2 | 471 | 105 | Fossil Hard coal | 60.458 | 22.052 | Finland | FI1C | COMMISSIONED | 1960 |  | Seawater | Once-through | 137.59 | 0.95
44W-T-LV-000003N | 44W-T-LV-100005C | Meri-Pori | Meri-Pori B1 | 565 | 565 | Fossil Hard coal | 61.632 | 21.405 | Finland | FI19 | COMMISSIONED | 1994 |  | Seawater | Once-through | 85.5 | 0.39
44W-T-YT-000005I | 44W-T-YT-100002H | Lielahti | Lielahti GT1 | 142 | 44 | Fossil Gas | 61.51 | 23.675 | Finland | FI19 | COMMISSIONED |  |  | Freshwater | Once-through | 43.07 | 0.38
44W-T-YT-000005I | 44W-T-YT-100004D | Lielahti | Lielahti ST | 142 | 54 | Fossil Gas | 61.51 | 23.675 | Finland | FI19 | COMMISSIONED |  |  | Freshwater | Once-through | 43.07 | 0.38
44W-T-YT-000005I | 44W-T-YT-100003F | Lielahti | Lielahti GT2 | 142 | 44 | Fossil Gas | 61.51 | 23.675 | Finland | FI19 | COMMISSIONED |  |  | Freshwater | Once-through | 43.07 | 0.38
44W-T-YV-0000026 | 44W-T-YV-100005U | Olkiluoto 1 | Olkiluoto 1 B1 | 880 | 880 | Nuclear | 61.235 | 21.437 | Finland | FI19 | COMMISSIONED | 1979 |  | Seawater | Once-through | 167.87 | 1.02
44W-T-YV-0000034 | 44W-T-YV-100006S | Olkiluoto 2 | Olkiluoto 2 B2 | 880 | 880 | Nuclear | 61.235 | 21.437 | Finland | FI19 | COMMISSIONED | 1982 |  | Seawater | Once-through | 167.87 | 1.02
44W-T-YV-0000042 | 44W-T-YV-100007Q | Olkiluoto 3 | Olkiluoto 3 B3 | 1600 | 1600 | Nuclear | 61.235 | 21.437 | Finland | FI19 | COMMISSIONED |  |  | Seawater | Once-through | 167.87 | 1.02
44W-T-YV-000000A | 44W-T-YV-1000003 | Loviisa 1 | Loviisa 1 G11 | 496 | 248 | Nuclear | 60.372 | 26.347 | Finland | FI1B | COMMISSIONED | 1977 |  | Seawater | Once-through | 167.87 | 1.02
44W-T-YV-000000A | 44W-T-YV-1000011 | Loviisa 1 | Loviisa 1 G12 | 496 | 248 | Nuclear | 60.372 | 26.347 | Finland | FI1B | COMMISSIONED | 1977 |  | Seawater | Once-through | 167.87 | 1.02
44W-T-YV-0000018 | 44W-T-YV-100003Y | Loviisa 2 | Loviisa 2 G21 | 496 | 248 | Nuclear | 60.372 | 26.347 | Finland | FI1B | COMMISSIONED | 1981 |  | Seawater | Once-through | 167.87 | 1.02
44W-T-YV-0000018 | 44W-T-YV-100004W | Loviisa 2 | Loviisa 2 G22 | 496 | 248 | Nuclear | 60.372 | 26.347 | Finland | FI1B | COMMISSIONED | 1981 |  | Seawater | Once-through | 167.87 | 1.02
44W-T-YT-000012L | 44W-T-LV-1000078 | Vaskiluoto | Vaskiluoto B3 | 383 | 160 | Fossil Hard coal | 63.091 | 21.554 | Finland | FI19 | COMMISSIONED | 1972 |  | Seawater | Once-through | 137.59 | 0.95
44W-T-YT-000012L | 44W-T-YT-1000174 | Vaskiluoto | Vaskiluoto B2 | 383 | 223 | Fossil Hard coal | 63.091 | 21.554 | Finland | FI19 | COMMISSIONED | 1998 |  | Seawater | Once-through | 137.59 | 0.95
44W-T-YT-000011N | 44W-T-YT-1000166 | Toppila | Toppila B2 | 120 | 120 | Fossil Peat | 65.038 | 25.435 | Finland | FI1D | COMMISSIONED |  |  | Seawater | Once-through | 137.59 | 0.95
44W-T-YT-000010P | 44W-T-YT-1000158 | Suomenoja | Suomenoja 6 | 354 | 45 | Fossil Gas | 60.149 | 24.718 | Finland | FI1B | COMMISSIONED | 1981 |  | Seawater | Air Cooling | 0.01 | 0.01
44W-T-YT-000010P | 44W-T-YT-100012E | Suomenoja | Suomenoja 1 | 354 | 75 | Fossil Gas | 60.149 | 24.718 | Finland | FI1B | COMMISSIONED | 1981 |  | Seawater | No Cooling | 0 | 0
44W-T-YT-000010P | 44W-T-YT-100013C | Suomenoja | Suomenoja 2 ST | 354 | 64 | Fossil Gas | 60.149 | 24.718 | Finland | FI1B | COMMISSIONED | 1981 |  | Seawater | No Cooling | 0 | 0
44W-T-YT-000010P | 44W-T-YT-100014A | Suomenoja | Suomenoja 2 GT | 354 | 170 | Fossil Gas | 60.149 | 24.718 | Finland | FI1B | COMMISSIONED | 1981 |  | Seawater | No Cooling | 0 | 0
44W-T-YT-000017B | 44W-00000000010U | Ã„Ã¤nekoski | Ã„Ã¤nekoski G1 | 260 | 260 | Biomass | 62.599 | 25.732 | Finland | FI19 | COMMISSIONED |  |  | Freshwater | Natural Draught Tower | 3.32 | 2.09
44W-T-YT-000016D |  | Pietarsaari | NA | 143 | 143 | Biomass | 63.702 | 22.704 | Finland | FI19 | COMMISSIONED |  |  | Seawater | Once-through | 132.48 | 1.14
44W-T-YT-000015F |  | Uimaharju | NA | 107 | 107 | Biomass | 62.923 | 30.222 | Finland | FI1D | COMMISSIONED |  |  | Freshwater | Natural Draught Tower | 3.32 | 2.09
44W-T-YT-000014H |  | Kuusaanniemi | NA | 100 | 100 | Biomass | 60.909 | 26.665 | Finland | FI1C | COMMISSIONED |  |  | Freshwater | No Cooling | 0 | 0
44W-T-YT-000013J | 44W-T-YT-1000190 | Vuosaari | Vuosaari VuB5 | 480 | 160 | Fossil Gas | 60.22 | 25.173 | Finland | FI1B | COMMISSIONED | 1991 |  | Seawater | Air Cooling | 0.01 | 0.01
44W-T-YT-000013J | 44W-T-YT-1000182 | Vuosaari | Vuosaari VuB4 | 480 | 160 | Fossil Gas | 60.22 | 25.173 | Finland | FI1B | COMMISSIONED | 1991 |  | Seawater | No Cooling | 0 | 0
44W-T-YT-000013J | 44W-T-YT-100020F | Vuosaari | Vuosaari VuB6 | 480 | 160 | Fossil Gas | 60.22 | 25.173 | Finland | FI1B | COMMISSIONED |  |  | Seawater | Air Cooling | 0.01 | 0.01
44W-T-YT-0000189 |  | KaukopÃ¤Ã¤ | NA | 185 | 185 | Biomass | 61.25 | 28.861 | Finland | FI1C | COMMISSIONED |  |  | Freshwater | No Cooling | 0 | 0
17W100P100P01792 | 17W100P100P0094A | BLAYAIS 3 | BLAYAIS 3 | 910 | 910 | Nuclear | 45.256 | -0.693 | France | FRI1 | COMMISSIONED | 1983 |  | Seawater | Once-through | 167.87 | 1.02
17W100P100P01784 | 17W100P100P0093C | BLAYAIS 2 | BLAYAIS 2 | 910 | 910 | Nuclear | 45.256 | -0.693 | France | FRI1 | COMMISSIONED | 1983 |  | Seawater | Once-through | 167.87 | 1.02
17W100P100P01776 | 17W100P100P0092E | BLAYAIS 1 | BLAYAIS 1 | 910 | 910 | Nuclear | 45.256 | -0.693 | France | FRI1 | COMMISSIONED | 1981 |  | Seawater | Once-through | 167.87 | 1.02
17W100P100P0228F | 17W100P100P0146H | ST ALBAN 2 | ST ALBAN 2 | 1335 | 1335 | Nuclear | 45.404 | 4.755 | France | FRK2 | COMMISSIONED | 1987 |  | Freshwater | Once-through | 167.87 | 1.02
17W100P100P0227H | 17W100P100P0145J | ST ALBAN 1 | ST ALBAN 1 | 1335 | 1335 | Nuclear | 45.404 | 4.755 | France | FRK2 | COMMISSIONED | 1986 |  | Freshwater | Once-through | 167.87 | 1.02
17W100P100P0226J | 17W100P100P0144L | PENLY 2 | PENLY 2 | 1330 | 1330 | Nuclear | 49.976 | 1.211 | France | FRD2 | COMMISSIONED | 1992 |  | Seawater | Once-through | 167.87 | 1.02
17W100P100P0225L | 17W100P100P0143N | PENLY 1 | PENLY 1 | 1330 | 1330 | Nuclear | 49.976 | 1.211 | France | FRD2 | COMMISSIONED | 1990 |  | Seawater | Once-through | 167.87 | 1.02
17W100P100P0229D | 17W100P100P0147F | ST LAURENT 1 | ST LAURENT 1 | 915 | 915 | Nuclear | 47.72 | 1.578 | France | FRB0 | COMMISSIONED | 1983 |  | Freshwater | Natural Draught Tower | 4.17 | 2.54
17W100P100P0353C | 17W100P100P03485 | AMFARD15 | AMFARD15 | 130 | 120 | Fossil Gas | 49.48 | 0.22 | France | FRD2 | COMMISSIONED |  |  | Seawater | Air Cooling | 0.01 | 0.01
17W100P100P0352E | 17W100P100P03396 | CYCOFOS TV2 | CYCOFOS PL2 | 62 | 62 | Fossil Gas | 43.45 | 4.9 | France | FRL0 | COMMISSIONED | 2009 |  | Seawater | Once-through | 132.48 | 0.91
17W100P100P0351G | 17W100P100P03388 | CYCOFOS | CYCOFOS PL1 | 428 | 428 | Fossil Gas | 43.45 | 4.9 | France | FRL0 | COMMISSIONED | 2009 |  | Seawater | Once-through | 43.07 | 0.38
17W100P100P0350I | 17W100P100P0330O | DK6 | DK6-TG1 | 796 | 167 | Fossil Gas | 51.03 | 2.36 | France | FRE1 | COMMISSIONED | 2005 |  | Seawater | Air Cooling | 0.01 | 0.01
17W100P100P0350I | 17W100P100P0331M | DK6 | DK6-TV1 | 796 | 231 | Fossil Gas | 51.03 | 2.36 | France | FRE1 | COMMISSIONED | 2005 |  | Seawater | Once-through | 132.48 | 0.91
17W100P100P0350I | 17W100P100P0332K | DK6 | DK6-TG2 | 796 | 167 | Fossil Gas | 51.03 | 2.36 | France | FRE1 | COMMISSIONED | 2005 |  | Seawater | Air Cooling | 0.01 | 0.01
17W100P100P0350I | 17W100P100P0333I | DK6 | DK6-TV2 | 796 | 231 | Fossil Gas | 51.03 | 2.36 | France | FRE1 | COMMISSIONED | 2005 |  | Seawater | Once-through | 132.48 | 0.91
17W100P100P0224N | 17W100P100P0142P | PALUEL 4 | PALUEL 4 | 1330 | 1330 | Nuclear | 49.858 | 0.635 | France | FRD2 | COMMISSIONED | 1986 |  | Seawater | Once-through | 167.87 | 1.02
17W100P100P0222R | 17W100P100P0140T | PALUEL 2 | PALUEL 2 | 1330 | 1330 | Nuclear | 49.858 | 0.635 | France | FRD2 | COMMISSIONED | 1985 |  | Seawater | Once-through | 167.87 | 1.02
17W100P100P0223P | 17W100P100P0141R | PALUEL 3 | PALUEL 3 | 1330 | 1330 | Nuclear | 49.858 | 0.635 | France | FRD2 | COMMISSIONED | 1986 |  | Seawater | Once-through | 167.87 | 1.02
17W100P100P03558 | 17W100P100P00032 | EMILE HUCHET 5 | EMILE HUCHET 5 | 285 | 285 | Fossil Hard coal | 49.12 | 6.71 | France | FRF3 | DECOMMISSIONED | 1972 | 2015 | Freshwater | Natural Draught Tower | 2.22 | 1.81
17W100P100P0221T | 17W100P100P0139E | PALUEL 1 | PALUEL 1 | 1330 | 1330 | Nuclear | 49.858 | 0.635 | France | FRD2 | COMMISSIONED | 1985 |  | Seawater | Once-through | 167.87 | 1.02
17W100P100P0220V | 17W100P100P0138G | NOGENT 2 | NOGENT 2 | 1310 | 1310 | Nuclear | 48.517 | 3.518 | France | FRF2 | COMMISSIONED | 1989 |  | Freshwater | Natural Draught Tower | 4.17 | 2.54
17W100P100P0354A | 17W100P100P0007V | LUCY 3 | LUCY 3 | 245 | 245 | Fossil Hard coal | 46.67 | 4.35 | France | FRC1 | DECOMMISSIONED |  | 2015 | Freshwater | Natural Draught Tower | 2.22 | 1.81
17W100P100P01873 | 17W100P100P01012 | CATTENOM 1 | CATTENOM 1 | 1300 | 1300 | Nuclear | 49.416 | 6.217 | France | FRF3 | COMMISSIONED | 1978 |  | Freshwater | Natural Draught Tower | 4.17 | 2.54
17W100P100P01865 | 17W100P100P0091G | BELLEVILLE 2 | BELLEVILLE 2 | 1310 | 1310 | Nuclear | 47.51 | 2.875 | France | FRB0 | COMMISSIONED | 1989 |  | Freshwater | Natural Draught Tower | 4.17 | 2.54
17W100P100P01857 | 17W100P100P0090I | BELLEVILLE 1 | BELLEVILLE 1 | 1310 | 1310 | Nuclear | 47.51 | 2.875 | France | FRB0 | COMMISSIONED | 1988 |  | Freshwater | Natural Draught Tower | 4.17 | 2.54
17W100P100P01849 | 17W100P100P01004 | BUGEY 5 | BUGEY 5 | 880 | 880 | Nuclear | 45.797 | 5.271 | France | FRK2 | COMMISSIONED | 1972 |  | Freshwater | Natural Draught Tower | 4.17 | 2.54
17W100P100P01881 | 17W100P100P0103Z | CATTENOM 2 | CATTENOM 2 | 1300 | 1300 | Nuclear | 49.416 | 6.217 | France | FRF3 | COMMISSIONED | 1988 |  | Freshwater | Natural Draught Tower | 4.17 | 2.54
17W100P100P0183B | 17W100P100P00982 | BUGEY 4 | BUGEY 4 | 880 | 880 | Nuclear | 45.797 | 5.271 | France | FRK2 | COMMISSIONED | 1980 |  | Freshwater | Once-through | 167.87 | 1.02
17W100P100P0182D | 17W100P100P00974 | BUGEY 3 | BUGEY 3 | 910 | 910 | Nuclear | 45.797 | 5.271 | France | FRK2 | COMMISSIONED | 1979 |  | Freshwater | Natural Draught Tower | 4.17 | 2.54
17W100P100P0180H | 17W100P100P00958 | BLAYAIS 4 | BLAYAIS 4 | 910 | 910 | Nuclear | 45.256 | -0.693 | France | FRI1 | COMMISSIONED | 1983 |  | Seawater | Once-through | 167.87 | 1.02
17W100P100P0181F | 17W100P100P00966 | BUGEY 2 | BUGEY 2 | 910 | 910 | Nuclear | 45.797 | 5.271 | France | FRK2 | COMMISSIONED | 1979 |  | Freshwater | Once-through | 167.87 | 1.02
17W100P100P0239A | 17W100P100P0024V | MAXE 1 | MAXE 1 | 0 | 250 | Fossil Hard coal | 49.16 | 6.15 | France | FRF3 | DECOMMISSIONED | 1971 | 2015 | Freshwater | Once-through | 137.59 | 0.95
17W100P100P0238C | 17W100P100P0023X | HAVRE 4 | HAVRE 4 | 580 | 580 | Fossil Hard coal | 49.49 | 0.13 | France | FRD2 | COMMISSIONED | 1983 |  | Seawater | Once-through | 137.59 | 0.95
17W100P100P0237E | 17W100P100P0018Q | CORDEMAIS 5 | CORDEMAIS 5 | 580 | 580 | Fossil Hard coal | 47.29 | -1.83 | France | FRG0 | COMMISSIONED | 1899 |  | Freshwater | Once-through | 137.59 | 0.95
17W100P100P0231Q | 17W100P100P0149B | TRICASTIN 1 | TRICASTIN 1 | 915 | 915 | Nuclear | 44.331 | 4.731 | France | FRK2 | COMMISSIONED | 1980 |  | Freshwater | Once-through | 167.87 | 1.02
17W100P100P0232O | 17W100P100P0150Q | TRICASTIN 2 | TRICASTIN 2 | 915 | 915 | Nuclear | 44.331 | 4.731 | France | FRK2 | COMMISSIONED | 1980 |  | Freshwater | Once-through | 167.87 | 1.02
17W100P100P03647 | 17W100P100P03655 | PROVENCE 4 BIOMASSE | PROVENCE 4 BIOMASSE | 150 | 150 | Biomass | 43.49 | 5.5 | France | FRL0 | COMMISSIONED |  |  | Freshwater | Natural Draught Tower | 3.32 | 2.09
17W100P100P0230S | 17W100P100P0148D | ST LAURENT 2 | ST LAURENT 2 | 915 | 915 | Nuclear | 47.72 | 1.578 | France | FRB0 | COMMISSIONED | 1983 |  | Freshwater | Natural Draught Tower | 4.17 | 2.54
17W100P100P0236G | 17W100P100P0017S | CORDEMAIS 4 | CORDEMAIS 4 | 580 | 580 | Fossil Hard coal | 47.29 | -1.83 | France | FRG0 | COMMISSIONED | 1899 |  | Freshwater | Once-through | 137.59 | 0.95
17W100P100P0235I | 17W100P100P0016U | BOUCHAIN 1 | BOUCHAIN 1 | 0 | 250 | Fossil Hard coal | 50.28 | 3.31 | France | FRE1 | DECOMMISSIONED | 1970 | 2016 | Freshwater | Natural Draught Tower | 2.22 | 1.81
17W100P100P0234K | 17W100P100P0153K | TRICASTIN 4 | TRICASTIN 4 | 915 | 915 | Nuclear | 44.331 | 4.731 | France | FRK2 | COMMISSIONED | 1981 |  | Freshwater | Once-through | 167.87 | 1.02
17W100P100P0233M | 17W100P100P0152M | TRICASTIN 3 | TRICASTIN 3 | 915 | 915 | Nuclear | 44.331 | 4.731 | France | FRK2 | COMMISSIONED | 1981 |  | Freshwater | Once-through | 167.87 | 1.02
17W100P100P02845 |  | CURBANS | NA | 139 | 139 | Hydro Water Reservoir | 44.421 | 6.02 | France | FRL0 | COMMISSIONED | 1966 |  | Freshwater
17W100P100P02837 | 17W100P100P00893 | COMBE DAVRIEUX | COMBE DAVRIEUX 1 | 123 | 123 | Hydro Water Reservoir | 45.215 | 6.712 | France | FRK2 | COMMISSIONED | 1950 |  | Freshwater
17W100P100P02829 | 17W100P100P0055K | BROMMAT | BROMMAT 7 | 406 | 240 | Hydro Water Reservoir | 44.768 | 2.684 | France | FRJ2 | COMMISSIONED | 1974 |  | Freshwater
17W100P100P0281B | 17W100P100P0052Q | BORT | BORT 1 | 235 | 118 | Hydro Water Reservoir | 45.413 | 2.498 | France | FRK1 | COMMISSIONED | 1951 |  | Freshwater
17W100P100P0281B | 17W100P100P0054M | BORT | BORT 2 | 235 | 114 | Hydro Water Reservoir | 45.413 | 2.498 | France | FRK1 | COMMISSIONED | 1951 |  | Freshwater
17W100P100P02861 |  | MONTEYNARD | NA | 366 | 366 | Hydro Water Reservoir | 44.961 | 5.689 | France | FRK2 | COMMISSIONED | 1963 |  | Freshwater
17W100P100P02853 |  | MALGOVERT | NA | 297 | 297 | Hydro Water Reservoir | 45.618 | 6.791 | France | FRK2 | COMMISSIONED | 1952 |  | Freshwater
17W100P100P0280D | 17W100P100P03590 | BATHIE | BATHIE 4 | 584 | 100 | Hydro Water Reservoir | 45.645 | 6.445 | France | FRK2 | COMMISSIONED | 1961 |  | Freshwater
17W100P100P0280D | 17W100P100P03582 | BATHIE | BATHIE 3 | 584 | 100 | Hydro Water Reservoir | 45.645 | 6.445 | France | FRK2 | COMMISSIONED | 1961 |  | Freshwater
17W100P100P0280D | 17W100P100P0361D | BATHIE | BATHIE 6 | 584 | 100 | Hydro Water Reservoir | 45.645 | 6.445 | France | FRK2 | COMMISSIONED | 1961 |  | Freshwater
17W100P100P0280D | 17W100P100P0360F | BATHIE | BATHIE 5 | 584 | 100 | Hydro Water Reservoir | 45.645 | 6.445 | France | FRK2 | COMMISSIONED | 1961 |  | Freshwater
17W100P100P0203V | 17W100P100P0120Z | DAMPIERRE 1 | DAMPIERRE 1 | 890 | 890 | Nuclear | 47.732 | 2.518 | France | FRB0 | COMMISSIONED | 1980 |  | Freshwater | Natural Draught Tower | 4.17 | 2.54
17W100P100P0337A | 17W100P100P01679 | COMBIGOLFE | COMBIGOLFE CCG | 425 | 425 | Fossil Gas | 43.45 | 4.9 | France | FRL0 | COMMISSIONED | 2010 |  | Seawater | Once-through | 43.07 | 0.38
17W100P100P0204T | 17W100P100P0121X | DAMPIERRE 2 | DAMPIERRE 2 | 890 | 890 | Nuclear | 47.732 | 2.518 | France | FRB0 | COMMISSIONED | 1981 |  | Freshwater | Natural Draught Tower | 4.17 | 2.54
17W100P100P0202X | 17W100P100P0119K | CRUAS 4 | CRUAS 4 | 915 | 915 | Nuclear | 44.633 | 4.755 | France | FRK2 | COMMISSIONED | 1985 |  | Freshwater | Natural Draught Tower | 4.17 | 2.54
17W100P100P0201Z | 17W100P100P0118M | CRUAS 3 | CRUAS 3 | 915 | 915 | Nuclear | 44.633 | 4.755 | France | FRK2 | COMMISSIONED | 1984 |  | Freshwater | Natural Draught Tower | 4.17 | 2.54
17W100P100P0335E | 17W100P100P0336C | SPEM Pointe | SPEM Pointe TG | 45 | 45 | Fossil Gas | 47.32 | -2.14 | France | FRG0 | COMMISSIONED |  |  | Seawater | Air Cooling | 0.01 | 0.01
17W100P100P0334G | 17W100P100P0171I | SPEM | SPEM CCG | 435 | 435 | Fossil Gas | 47.32 | -2.14 | France | FRG0 | COMMISSIONED | 2010 |  | Seawater | Once-through | 43.07 | 0.38
17W100P100P0208L | 17W100P100P0125P | FESSENHEIM 2 | FESSENHEIM 2 | 880 | 880 | Nuclear | 47.915 | 7.571 | France | FRF1 | COMMISSIONED | 1978 |  | Freshwater | Once-through | 167.87 | 1.02
17W100P100P0207N | 17W100P100P0124R | FESSENHEIM 1 | FESSENHEIM 1 | 880 | 880 | Nuclear | 47.915 | 7.571 | France | FRF1 | COMMISSIONED | 1978 |  | Freshwater | Once-through | 167.87 | 1.02
17W100P100P0206P | 17W100P100P0123T | DAMPIERRE 4 | DAMPIERRE 4 | 890 | 890 | Nuclear | 47.732 | 2.518 | France | FRB0 | COMMISSIONED | 1981 |  | Freshwater | Natural Draught Tower | 4.17 | 2.54
17W100P100P0205R | 17W100P100P0122V | DAMPIERRE 3 | DAMPIERRE 3 | 890 | 890 | Nuclear | 47.732 | 2.518 | France | FRB0 | COMMISSIONED | 1981 |  | Freshwater | Natural Draught Tower | 4.17 | 2.54
17W100P100P0289W |  | PIED DE BORNE | NA | 109.4 | 109.4 | Hydro Water Reservoir | 44.472 | 3.989 | France | FRJ1 | COMMISSIONED | 1965 |  | Freshwater
17W100P100P0288Y |  | ORAISON | NA | 187 | 187 | Hydro Water Reservoir | 43.921 | 5.924 | France | FRL0 | COMMISSIONED | 1962 |  | Freshwater
17W100P100P02000 | 17W100P100P0116Q | CRUAS 2 | CRUAS 2 | 915 | 915 | Nuclear | 44.633 | 4.755 | France | FRK2 | COMMISSIONED | 1985 |  | Freshwater | Natural Draught Tower | 4.17 | 2.54
17W100P100P02950 |  | ST ETIENNE CANTALES | NA | 103.3 | 103.3 | Hydro Water Reservoir | 44.945 | 2.219 | France | FRK1 | COMMISSIONED | 2016 |  | Freshwater
17W100P100P02942 | 17W100P100P0080L | SISTERON | SISTERON 1 | 240 | 124 | Hydro Water Reservoir | 44.21 | 5.921 | France | FRL0 | COMMISSIONED | 2017 |  | Freshwater
17W100P100P02942 | 17W100P100P0081J | SISTERON | SISTERON 2 | 240 | 126 | Hydro Water Reservoir | 44.21 | 5.921 | France | FRL0 | COMMISSIONED | 2017 |  | Freshwater
17W100P100P02934 |  | SARRANS | NA | 183 | 183 | Hydro Water Reservoir | 44.829 | 2.74 | France | FRJ2 | COMMISSIONED | 1932 |  | Freshwater
17W100P100P0299T |  | SAINT GUILLERME | NA | 116 | 116 | Hydro Water Reservoir | 45.03 | 6.079 | France | FRK2 | COMMISSIONED | 1934 |  | Freshwater
17W100P100P0298V |  | SAINT ESTEVE | NA | 141 | 141 | Hydro Water Reservoir | 43.69 | 5.385 | France | FRL0 | COMMISSIONED | 1963 |  | Freshwater
17W100P100P0297X |  | SAINTE CROIX | NA | 132.3 | 132.3 | Hydro Water Reservoir | 43.737 | 6.134 | France | FRL0 | COMMISSIONED | 1974 |  | Freshwater
17W100P100P0296Z |  | SAINT CHAMAS | NA | 159 | 159 | Hydro Water Reservoir | 43.527 | 5.073 | France | FRL0 | COMMISSIONED | 1965 |  | Freshwater
17W100P100P0209J | 17W100P100P0126N | FLAMANVILLE 1 | FLAMANVILLE 1 | 1330 | 1330 | Nuclear | 49.537 | -1.882 | France | FRD1 | COMMISSIONED | 1986 |  | Seawater | Once-through | 167.87 | 1.02
17W100P100P02926 |  | SERRE PONCON | NA | 384 | 384 | Hydro Water Reservoir | 44.471 | 6.27 | France | FRL0 | COMMISSIONED | 1960 |  | Freshwater
17W100P100P02918 |  | PRAGNERES | NA | 189.2 | 189.2 | Hydro Water Reservoir | 42.821 | 0.01 | France | FRJ2 | COMMISSIONED | 1953 |  | Freshwater
17W100P100P0290A | 17W100P100P0075E | POUGET | POUGET 4 | 446.9 | 286 | Hydro Water Reservoir | 44.06 | 2.769 | France | FRJ2 | COMMISSIONED | 1951 |  | Freshwater
17W100P100P0216M | 17W100P100P0133Q | GRAVELINES 4 | GRAVELINES 4 | 910 | 910 | Nuclear | 51.014 | 2.133 | France | FRE1 | COMMISSIONED | 1981 |  | Seawater | Once-through | 167.87 | 1.02
17W100P100P0215O | 17W100P100P0132S | GRAVELINES 3 | GRAVELINES 3 | 910 | 910 | Nuclear | 51.014 | 2.133 | France | FRE1 | COMMISSIONED | 1981 |  | Seawater | Once-through | 167.87 | 1.02
17W100P100P03493 | 17W100P100P03477 | AMFARD14 | AMFARD14 | 130 | 120 | Fossil Gas | 49.48 | 0.22 | France | FRD2 | COMMISSIONED |  |  | Seawater | Air Cooling | 0.01 | 0.01
17W100P100P0213S | 17W100P100P0130W | GRAVELINES 1 | GRAVELINES 1 | 910 | 910 | Nuclear | 51.014 | 2.133 | France | FRE1 | COMMISSIONED | 1980 |  | Seawater | Once-through | 167.87 | 1.02
17W100P100P0214Q | 17W100P100P0131U | GRAVELINES 2 | GRAVELINES 2 | 910 | 910 | Nuclear | 51.014 | 2.133 | France | FRE1 | COMMISSIONED | 1980 |  | Seawater | Once-through | 167.87 | 1.02
17W100P100P0212U | 17W100P100P0129H | GOLFECH 2 | GOLFECH 2 | 1310 | 1310 | Nuclear | 44.106 | 0.844 | France | FRJ2 | COMMISSIONED | 1994 |  | Freshwater | Natural Draught Tower | 4.17 | 2.54
17W100P100P03469 | 17W100P100P0009R | PROVENCE 5 | PROVENCE 5 | 595 | 595 | Fossil Hard coal | 43.49 | 5.5 | France | FRL0 | COMMISSIONED | 1984 |  | Freshwater | Natural Draught Tower | 2.22 | 1.81
17W100P100P0219G | 17W100P100P0137I | NOGENT 1 | NOGENT 1 | 1310 | 1310 | Nuclear | 48.517 | 3.518 | France | FRF2 | COMMISSIONED | 1988 |  | Freshwater | Natural Draught Tower | 4.17 | 2.54
17W100P100P0218I | 17W100P100P0136K | GRAVELINES 6 | GRAVELINES 6 | 910 | 910 | Nuclear | 51.014 | 2.133 | France | FRE1 | COMMISSIONED | 1985 |  | Seawater | Once-through | 167.87 | 1.02
17W100P100P0217K | 17W100P100P0135M | GRAVELINES 5 | GRAVELINES 5 | 910 | 910 | Nuclear | 51.014 | 2.133 | France | FRE1 | COMMISSIONED | 1985 |  | Seawater | Once-through | 167.87 | 1.02
17W100P100P0341J | 17W100P100P00016 | Pont-sur-Sambre | Pont-sur-Sambre | 412 | 412 | Fossil Gas | 50.23 | 3.84 | France | FRE1 | COMMISSIONED | 2009 |  | Freshwater | Air Cooling | 0.01 | 0.01
17W100P100P0340L | 17W100P100P00123 | Croix-de-Metz | Croix-de-Metz | 413 | 413 | Fossil Gas | 48.68 | 5.89 | France | FRF3 | COMMISSIONED | 2013 |  | Freshwater | Air Cooling | 0.01 | 0.01
17W100P100P0211W | 17W100P100P0128J | GOLFECH 1 | GOLFECH 1 | 1310 | 1310 | Nuclear | 44.106 | 0.844 | France | FRJ2 | COMMISSIONED | 1991 |  | Freshwater | Natural Draught Tower | 4.17 | 2.54
17W100P100P0345B | 17W100P100P00113 | EMILE HUCHET 8 | EMILE HUCHET 8 | 413 | 413 | Fossil Gas | 49.12 | 6.71 | France | FRF3 | COMMISSIONED | 1981 |  | Freshwater | Mechanical Draught Tower | 0.96 | 0.78
17W100P100P0210Y | 17W100P100P0127L | FLAMANVILLE 2 | FLAMANVILLE 2 | 1330 | 1330 | Nuclear | 49.537 | -1.882 | France | FRD1 | COMMISSIONED | 1987 |  | Seawater | Once-through | 167.87 | 1.02
17W100P100P0344D | 17W100P100P00105 | EMILE HUCHET 7 | EMILE HUCHET 7 | 413 | 413 | Fossil Gas | 49.12 | 6.71 | France | FRF3 | COMMISSIONED | 1959 |  | Freshwater | Mechanical Draught Tower | 0.96 | 0.78
17W100P100P0343F | 17W100P100P0005Z | EMILE HUCHET 6 | EMILE HUCHET 6 | 0 | 595 | Fossil Hard coal | 49.12 | 6.71 | France | FRF3 | COMMISSIONED | 1981 |  | Freshwater | Natural Draught Tower | 2.22 | 1.81
17W100P100P0342H | 17W100P100P00024 | EMILE HUCHET 4 | EMILE HUCHET 4 | 115 | 115 | Fossil Hard coal | 49.12 | 6.71 | France | FRF3 | DECOMMISSIONED | 1952 | 2015 | Freshwater | Natural Draught Tower | 2.22 | 1.81
17W100P100P0260J | 17W100P100P02594 | BRENNILIS 2 | BRENNILIS 2 | 85 | 85 | Fossil Oil | 48.35 | -3.85 | France | FRH0 | COMMISSIONED | 1980 |  | Freshwater | Air Cooling | 0.1 | 0.1
17W100P100P0263D | 17W100P100P0262F | DIRINON 1 | DIRINON 1 | 85 | 85 | Fossil Oil | 48.4 | -4.26 | France | FRH0 | COMMISSIONED | 1899 |  | Seawater | Air Cooling | 0.1 | 0.1
17W100P100P0261H | 17W100P100P0033U | BRENNILIS 3 | BRENNILIS 3 | 134 | 134 | Fossil Oil | 48.35 | -3.85 | France | FRH0 | COMMISSIONED | 1996 |  | Freshwater | Air Cooling | 0.1 | 0.1
17W100P100P0309F |  | SAUSSAZ | NA | 145.4 | 145.4 | Hydro Run-of-river and poundage | 45.21 | 6.477 | France | FRK2 | COMMISSIONED |  |  | Freshwater
17W100P100P0308H |  | STRASBOURG | NA | 147.8 | 147.8 | Hydro Run-of-river and poundage | 48.526 | 7.795 | France | FRF1 | COMMISSIONED | 2016 |  | Freshwater
17W100P100P0307J |  | KEMBS | NA | 162.1 | 162.1 | Hydro Run-of-river and poundage | 47.655 | 7.52 | France | FRF1 | COMMISSIONED | 2016 |  | Freshwater
17W100P100P0306L |  | OTTMARSHEIM | NA | 156 | 156 | Hydro Run-of-river and poundage | 47.774 | 7.522 | France | FRF1 | COMMISSIONED | 1952 |  | Freshwater
17W100P100P0313O |  | COUESQUE | NA | 119 | 119 | Hydro Run-of-river and poundage | 44.696 | 2.586 | France | FRJ2 | COMMISSIONED | 1950 |  | Freshwater
17W100P100P0311S |  | VOGELGRUN | NA | 140.5 | 140.5 | Hydro Run-of-river and poundage | 48.02 | 7.574 | France | FRF1 | COMMISSIONED |  |  | Freshwater
17W100P100P0312Q |  | RANDENS | NA | 124.2 | 124.2 | Hydro Run-of-river and poundage | 45.527 | 6.32 | France | FRK2 | COMMISSIONED |  |  | Freshwater
17W100P100P0310U |  | GERSTHEIM | NA | 140.5 | 140.5 | Hydro Run-of-river and poundage | 48.404 | 7.728 | France | FRF1 | COMMISSIONED | 1967 |  | Freshwater
17W100P100P0317G |  | SAINT PIERRE COGNET | NA | 101 | 101 | Hydro Run-of-river and poundage | 44.872 | 5.773 | France | FRK2 | COMMISSIONED | 1983 |  | Freshwater
17W100P100P0316I |  | PASSY | NA | 104 | 104 | Hydro Run-of-river and poundage | 45.916 | 6.726 | France | FRK2 | COMMISSIONED |  |  | Freshwater
17W100P100P0315K |  | ASTON | NA | 104 | 104 | Hydro Run-of-river and poundage | 42.777 | 1.677 | France | FRJ2 | COMMISSIONED | 1956 |  | Freshwater
17W100P100P0314M |  | HERMILLON | NA | 115.6 | 115.6 | Hydro Run-of-river and poundage | 45.284 | 6.358 | France | FRK2 | COMMISSIONED |  |  | Freshwater
17W100P100P02683 | 17W100P100P0047J | VAIRES 2 | VAIRES 2 | 179 | 179 | Fossil Oil | 48.87 | 2.63 | France | FR10 | COMMISSIONED |  |  | Freshwater | Air Cooling | 0.1 | 0.1
17W100P100P02691 | 17W100P100P0048H | VAIRES 3 | VAIRES 3 | 182 | 182 | Fossil Oil | 48.87 | 2.63 | France | FR10 | COMMISSIONED |  |  | Freshwater | Air Cooling | 0.1 | 0.1
17W100P100P02675 | 17W100P100P0046L | VAIRES 1 | VAIRES 1 | 181 | 181 | Fossil Oil | 48.87 | 2.63 | France | FR10 | COMMISSIONED |  |  | Freshwater | Air Cooling | 0.1 | 0.1
17W100P100P02667 | 17W100P100P0037M | GENNEVILLIERS 1 | GENNEVILLIERS 1 | 203 | 203 | Fossil Gas | 48.93 | 2.29 | France | FR10 | COMMISSIONED |  |  | Freshwater | Air Cooling | 0.01 | 0.01
17W100B100P0189S | 17W100P100P0104X | CATTENOM 3 | CATTENOM 3 | 1300 | 1300 | Nuclear | 49.416 | 6.217 | France | FRF3 | COMMISSIONED | 1991 |  | Freshwater | Natural Draught Tower | 4.17 | 2.54
17W100P100P02659 | 17W100P100P0264B | DIRINON 2 | DIRINON 2 | 85 | 85 | Fossil Oil | 48.4 | -4.26 | France | FRH0 | COMMISSIONED | 1899 |  | Seawater | Air Cooling | 0.1 | 0.1
17W100P100P0272C |  | RANCE | NA | 240 | 240 | Marine | 48.569 | -1.997 | France | FRH0 | COMMISSIONED |  |  | Seawater |  | 0 | 0
17W100P100P0271E | 17W100P100P0041V | MONTEREAU 6 | MONTEREAU 6 | 185 | 185 | Fossil Oil | 48.39 | 2.96 | France | FR10 | COMMISSIONED |  |  | Freshwater | Air Cooling | 0.1 | 0.1
17W100P100P0270G | 17W100P100P0040X | MONTEREAU 5 | MONTEREAU 5 | 185 | 185 | Fossil Oil | 48.39 | 2.96 | France | FR10 | COMMISSIONED |  |  | Freshwater | Air Cooling | 0.1 | 0.1
17W100P100P02764 | 17W100P100P0083F | SUPER BISSORTE | SUPER BISSORTE 2 | 742.3 | 152 | Hydro Pumped Storage | 45.202 | 6.576 | France | FRK2 | COMMISSIONED | 1986 |  | Freshwater
17W100P100P02764 | 17W100P100P0082H | SUPER BISSORTE | SUPER BISSORTE 1 | 742.3 | 152 | Hydro Pumped Storage | 45.202 | 6.576 | France | FRK2 | COMMISSIONED | 1986 |  | Freshwater
17W100P100P02764 | 17W100P100P0085B | SUPER BISSORTE | SUPER BISSORTE 4 | 742.3 | 152 | Hydro Pumped Storage | 45.202 | 6.576 | France | FRK2 | COMMISSIONED | 1986 |  | Freshwater
17W100P100P02764 | 17W100P100P0084D | SUPER BISSORTE | SUPER BISSORTE 3 | 742.3 | 152 | Hydro Pumped Storage | 45.202 | 6.576 | France | FRK2 | COMMISSIONED | 1986 |  | Freshwater
17W100P100P02764 | 17W100P100P00869 | SUPER BISSORTE | SUPER BISSORTE 5 | 742.3 | 162 | Hydro Pumped Storage | 45.202 | 6.576 | France | FRK2 | COMMISSIONED | 1986 |  | Freshwater
17W100P100P02756 | 17W100P100P0059C | GRAND MAISON | GRAND MAISON 1 | 1700 | 152 | Hydro Pumped Storage | 45.146 | 6.051 | France | FRK2 | COMMISSIONED | 1987 |  | Freshwater
17W100P100P02756 | 17W100P100P0058E | GRAND MAISON | GRAND MAISON 10 | 1700 | 170 | Hydro Pumped Storage | 45.146 | 6.051 | France | FRK2 | COMMISSIONED | 1987 |  | Freshwater
17W100P100P02756 | 17W100P100P0067D | GRAND MAISON | GRAND MAISON 7 | 1700 | 152 | Hydro Pumped Storage | 45.146 | 6.051 | France | FRK2 | COMMISSIONED | 1987 |  | Freshwater
17W100P100P02756 | 17W100P100P0066F | GRAND MAISON | GRAND MAISON 6 | 1700 | 152 | Hydro Pumped Storage | 45.146 | 6.051 | France | FRK2 | COMMISSIONED | 1987 |  | Freshwater
17W100P100P02756 | 17W100P100P00699 | GRAND MAISON | GRAND MAISON 9 | 1700 | 157 | Hydro Pumped Storage | 45.146 | 6.051 | France | FRK2 | COMMISSIONED | 1987 |  | Freshwater
17W100P100P02756 | 17W100P100P0068B | GRAND MAISON | GRAND MAISON 8 | 1700 | 152 | Hydro Pumped Storage | 45.146 | 6.051 | France | FRK2 | COMMISSIONED | 1987 |  | Freshwater
17W100P100P02756 | 17W100P100P0061P | GRAND MAISON | GRAND MAISON 2 | 1700 | 152 | Hydro Pumped Storage | 45.146 | 6.051 | France | FRK2 | COMMISSIONED | 1987 |  | Freshwater
17W100P100P02756 | 17W100P100P0060R | GRAND MAISON | GRAND MAISON 11 | 1700 | 157 | Hydro Pumped Storage | 45.146 | 6.051 | France | FRK2 | COMMISSIONED | 1987 |  | Freshwater
17W100P100P02756 | 17W100P100P0063L | GRAND MAISON | GRAND MAISON 3 | 1700 | 152 | Hydro Pumped Storage | 45.146 | 6.051 | France | FRK2 | COMMISSIONED | 1987 |  | Freshwater
17W100P100P02756 | 17W100P100P0062N | GRAND MAISON | GRAND MAISON 12 | 1700 | 157 | Hydro Pumped Storage | 45.146 | 6.051 | France | FRK2 | COMMISSIONED | 1987 |  | Freshwater
17W100P100P02756 | 17W100P100P0065H | GRAND MAISON | GRAND MAISON 5 | 1700 | 152 | Hydro Pumped Storage | 45.146 | 6.051 | France | FRK2 | COMMISSIONED | 1987 |  | Freshwater
17W100P100P02756 | 17W100P100P0064J | GRAND MAISON | GRAND MAISON 4 | 1700 | 152 | Hydro Pumped Storage | 45.146 | 6.051 | France | FRK2 | COMMISSIONED | 1987 |  | Freshwater
17W100P100P02748 |  | COCHE | NA | 320 | 320 | Hydro Pumped Storage | 45.497 | 6.51 | France | FRK2 | COMMISSIONED | 1975 |  | Freshwater
17W100P100P0273A | 17W100P100P0056I | CHEYLAS | CHEYLAS 1 | 485 | 259 | Hydro Pumped Storage | 45.385 | 6.002 | France | FRK2 | COMMISSIONED | 1979 |  | Freshwater
17W100P100P0273A | 17W100P100P0057G | CHEYLAS | CHEYLAS 2 | 485 | 259 | Hydro Pumped Storage | 45.385 | 6.002 | France | FRK2 | COMMISSIONED | 1979 |  | Freshwater
17W100P100P0319C |  | GENISSIAT | NA | 420 | 420 | Hydro Run-of-river and poundage | 46.053 | 5.813 | France | FRK2 | COMMISSIONED | 1948 |  | Freshwater
17W100P100P0318E | 17W100P100P00122 | FR-GA-MORANT1 | FR-GA-MORANT1 | 401 | 401 | Fossil Gas | 46.25 | 3.27 | France | FRK1 | COMMISSIONED | 2011 |  | Freshwater | Air Cooling | 0.01 | 0.01
17W100P100P0325H |  | CADEROUSSE | NA | 156 | 156 | Hydro Run-of-river and poundage | 44.096 | 4.723 | France | FRL0 | COMMISSIONED | 1975 |  | Freshwater
17W100P100P0324J |  | DONZERE MONDRAGON | NA | 348 | 348 | Hydro Run-of-river and poundage | 44.304 | 4.742 | France | FRL0 | COMMISSIONED | 1952 |  | Freshwater
17W100P100P0323L |  | MONTELIMAR | NA | 295 | 295 | Hydro Run-of-river and poundage | 44.593 | 4.726 | France | FRK2 | COMMISSIONED | 1957 |  | Freshwater
17W100P100P0322N |  | BAIX LOGIS NEUF 1 | NA | 140 | 140 | Hydro Run-of-river and poundage | 44.676 | 4.788 | France | FRK2 | COMMISSIONED | 1960 |  | Freshwater
17W100P100P03299 | 17W100P100P0166B | SAINT-PIERRE | SAINT-PIERRE | 122 | 122 | Hydro Run-of-river and poundage | 44.903 | 5.787 | France | FRK2 | COMMISSIONED | 1983 |  | Freshwater
17W100P100P0328B |  | MAREGES | NA | 150 | 150 | Hydro Run-of-river and poundage | 45.392 | 2.364 | France | FRI2 | COMMISSIONED | 1935 |  | Freshwater
17W100P100P0327D |  | VALLABREGUES | NA | 210 | 210 | Hydro Run-of-river and poundage | 43.853 | 4.628 | France | FRJ1 | COMMISSIONED | 1970 |  | Freshwater
17W100P100P0326F |  | AVIGNON | NA | 126 | 126 | Hydro Run-of-river and poundage | 43.976 | 4.817 | France | FRL0 | COMMISSIONED | 1973 |  | Freshwater
17W100P100P0279Z | 17W100P100P0051S | AIGLE | AIGLE 6 | 360 | 146 | Hydro Water Reservoir | 45.244 | 2.225 | France | FRI2 | COMMISSIONED | 1946 |  | Freshwater
17W100P100P02772 | 17W100P100P0072K | MONTEZIC | MONTEZIC 2 | 910 | 227 | Hydro Pumped Storage | 44.734 | 2.641 | France | FRJ2 | COMMISSIONED | 1983 |  | Freshwater
17W100P100P02772 | 17W100P100P0073I | MONTEZIC | MONTEZIC 3 | 910 | 227 | Hydro Pumped Storage | 44.734 | 2.641 | France | FRJ2 | COMMISSIONED | 1983 |  | Freshwater
17W100P100P02772 | 17W100P100P0071M | MONTEZIC | MONTEZIC 1 | 910 | 227 | Hydro Pumped Storage | 44.734 | 2.641 | France | FRJ2 | COMMISSIONED | 1983 |  | Freshwater
17W100P100P02772 | 17W100P100P0074G | MONTEZIC | MONTEZIC 4 | 910 | 227 | Hydro Pumped Storage | 44.734 | 2.641 | France | FRJ2 | COMMISSIONED | 1983 |  | Freshwater
17W100P100P02780 | 17W100P100P00788 | REVIN | REVIN 3 | 808 | 202 | Hydro Pumped Storage | 49.906 | 4.625 | France | FRF2 | COMMISSIONED | 1976 |  | Freshwater
17W100P100P02780 | 17W100P100P00796 | REVIN | REVIN 4 | 808 | 202 | Hydro Pumped Storage | 49.906 | 4.625 | France | FRF2 | COMMISSIONED | 1976 |  | Freshwater
17W100P100P02780 | 17W100P100P0076C | REVIN | REVIN 1 | 808 | 202 | Hydro Pumped Storage | 49.906 | 4.625 | France | FRF2 | COMMISSIONED | 1976 |  | Freshwater
17W100P100P02780 | 17W100P100P0077A | REVIN | REVIN 2 | 808 | 202 | Hydro Pumped Storage | 49.906 | 4.625 | France | FRF2 | COMMISSIONED | 1976 |  | Freshwater
17W100P100P0320R |  | BOURG les VALENCE | NA | 180 | 180 | Hydro Run-of-river and poundage | 44.961 | 4.872 | France | FRK2 | COMMISSIONED | 1968 |  | Freshwater
17W100P100P0321P |  | BEAUCHASTEL | NA | 198 | 198 | Hydro Run-of-river and poundage | 44.824 | 4.81 | France | FRK2 | COMMISSIONED | 1963 |  | Freshwater
17W100P100P0198Z | 17W100P100P0114U | CIVAUX 2 | CIVAUX 2 | 1495 | 1495 | Nuclear | 46.456 | 0.655 | France | FRI3 | COMMISSIONED | 2002 |  | Freshwater | Natural Draught Tower | 4.17 | 2.54
17W100P100P01970 | 17W100P100P0113W | CIVAUX 1 | CIVAUX 1 | 1495 | 1495 | Nuclear | 46.456 | 0.655 | France | FRI3 | COMMISSIONED | 2002 |  | Freshwater | Natural Draught Tower | 4.17 | 2.54
17W100P100P01962 | 17W100P100P0112Y | CHOOZ 2 | CHOOZ 2 | 1500 | 1500 | Nuclear | 50.09 | 4.789 | France | FRF2 | COMMISSIONED | 2000 |  | Freshwater | Natural Draught Tower | 4.17 | 2.54
17W100P100P0199X | 17W100P100P0115S | CRUAS 1 | CRUAS 1 | 915 | 915 | Nuclear | 44.633 | 4.755 | France | FRK2 | COMMISSIONED | 1984 |  | Freshwater | Natural Draught Tower | 4.17 | 2.54
17W100P100P0191C | 17W100P100P0106T | CHINON 1 | CHINON 1 | 905 | 905 | Nuclear | 47.225 | 0.166 | France | FRB0 | COMMISSIONED | 1984 |  | Freshwater | Mechanical Draught Tower | 4.17 | 2.54
17W100P100P0190E | 17W100P100P0105V | CATTENOM 4 | CATTENOM 4 | 1300 | 1300 | Nuclear | 49.416 | 6.217 | France | FRF3 | COMMISSIONED | 1992 |  | Freshwater | Natural Draught Tower | 4.17 | 2.54
17W100P100P01954 | 17W100P100P01101 | CHOOZ 1 | CHOOZ 1 | 1500 | 1500 | Nuclear | 50.09 | 4.789 | France | FRF2 | COMMISSIONED | 2000 |  | Freshwater | Natural Draught Tower | 4.17 | 2.54
17W100P100P01946 | 17W100P100P0109N | CHINON 4 | CHINON 4 | 905 | 905 | Nuclear | 47.225 | 0.166 | France | FRB0 | COMMISSIONED | 1988 |  | Freshwater | Mechanical Draught Tower | 4.17 | 2.54
17W100P100P01938 | 17W100P100P0108P | CHINON 3 | CHINON 3 | 905 | 905 | Nuclear | 47.225 | 0.166 | France | FRB0 | COMMISSIONED | 1987 |  | Freshwater | Mechanical Draught Tower | 4.17 | 2.54
17W100P100P0192A | 17W100P100P0107R | CHINON 2 | CHINON 2 | 905 | 905 | Nuclear | 47.225 | 0.166 | France | FRB0 | COMMISSIONED | 1984 |  | Freshwater | Mechanical Draught Tower | 4.17 | 2.54
17W100P100P02497 | 17W100P100P0034S | CORDEMAIS 2 | CORDEMAIS 2 | 0 | 685 | Fossil Oil | 47.29 | -1.83 | France | FRG0 | DECOMMISSIONED | 1899 | 2018 | Freshwater | Once-through | 132.48 | 0.91
17W100P100P0244H | 17W100P100P01768 | BOUCHAIN 7 | BOUCHAIN 7 | 585 | 585 | Fossil Gas | 50.28 | 3.31 | France | FRE1 | COMMISSIONED | 2016 |  | Freshwater | Natural Draught Tower | 0.96 | 0.78
17W100P100P0243J | 17W100P100P0173E | BLENOD 5 | BLENOD 5 | 427 | 427 | Fossil Gas | 48.92 | 6.05 | France | FRF3 | COMMISSIONED | 1969 |  | Freshwater | Mechanical Draught Tower | 0.96 | 0.78
17W100P100P0241N | 17W100P100P0026R | VITRY 3 | VITRY 3 | 0 | 250 | Fossil Hard coal | 48.78 | 2.39 | France | FR10 | DECOMMISSIONED |  | 2015 | Freshwater | Once-through | 137.59 | 0.95
17W100P100P0242L | 17W100P100P0027P | VITRY 4 | VITRY 4 | 0 | 250 | Fossil Hard coal | 48.78 | 2.39 | France | FR10 | DECOMMISSIONED |  | 2015 | Freshwater | Once-through | 137.59 | 0.95
17W100P100P0240P | 17W100P100P0025T | MAXE 2 | MAXE 2 | 0 | 235 | Fossil Hard coal | 49.16 | 6.15 | France | FRF3 | DECOMMISSIONED | 1971 | 2015 | Freshwater | Once-through | 137.59 | 0.95
17W100P100P02489 | 17W100P100P0029L | ARAMON 2 | ARAMON 2 | 0 | 685 | Fossil Oil | 43.9 | 4.68 | France | FRJ1 | DECOMMISSIONED |  | 2016 | Freshwater | Once-through | 132.48 | 0.91
17W100P100P0247B | 17W100P100P0028N | ARAMON 1 | ARAMON 1 | 0 | 685 | Fossil Oil | 43.9 | 4.68 | France | FRJ1 | DECOMMISSIONED |  | 2016 | Freshwater | Once-through | 132.48 | 0.91
17W100P100P0246D | 17W100P100P0175A | MARTIGUES PONTEAU 6 | MARTIGUES PONTEAU 6 | 465 | 465 | Fossil Gas | 43.38 | 5.04 | France | FRL0 | COMMISSIONED | 2013 |  | Seawater | Once-through | 43.07 | 0.38
17W100P100P0245F | 17W100P100P0174C | MARTIGUES PONTEAU 5 | MARTIGUES PONTEAU 5 | 465 | 465 | Fossil Gas | 43.38 | 5.04 | France | FRL0 | COMMISSIONED | 2012 |  | Seawater | Once-through | 43.07 | 0.38
17W100P100P0252I | 17W100P100P0043R | PORCHEVILLE 2 | PORCHEVILLE 2 | 0 | 572 | Fossil Oil | 48.97 | 1.76 | France | FR10 | DECOMMISSIONED |  | 2018 | Freshwater | Once-through | 132.48 | 0.91
17W100P100P0250M | 17W100P100P0035Q | CORDEMAIS 3 | CORDEMAIS 3 | 0 | 685 | Fossil Oil | 47.29 | -1.83 | France | FRG0 | COMMISSIONED | 1899 |  | Freshwater | Once-through | 132.48 | 0.91
17W100P100P0251K | 17W100P100P0042T | PORCHEVILLE 1 | PORCHEVILLE 1 | 0 | 572 | Fossil Oil | 48.97 | 1.76 | France | FR10 | DECOMMISSIONED |  | 2018 | Freshwater | Once-through | 132.48 | 0.91
17W100P100P0300X | 17W100P100P00885 | VILLARODIN | VILLARODIN 2 | 357 | 180 | Hydro Water Reservoir | 45.213 | 6.721 | France | FRK2 | COMMISSIONED | 1968 |  | Freshwater
17W100P100P0300X | 17W100P100P00877 | VILLARODIN | VILLARODIN 1 | 357 | 180 | Hydro Water Reservoir | 45.213 | 6.721 | France | FRK2 | COMMISSIONED | 1968 |  | Freshwater
17W100P100P0305N |  | MARCKOLSHEIM | NA | 156.2 | 156.2 | Hydro Run-of-river and poundage | 48.154 | 7.59 | France | FRF1 | COMMISSIONED | 1961 |  | Freshwater
17W100P100P0304P |  | RHINAU | NA | 152 | 152 | Hydro Run-of-river and poundage | 48.284 | 7.677 | France | FRF1 | COMMISSIONED | 2016 |  | Freshwater
17W100P100P0302T | 17W100P100P0049F | CHASTANG | CHASTANG 2 | 293 | 105 | Hydro Run-of-river and poundage | 45.151 | 2.01 | France | FRI2 | COMMISSIONED | 1952 |  | Freshwater
17W100P100P0302T | 17W100P100P0050U | CHASTANG | CHASTANG 3 | 293 | 106 | Hydro Run-of-river and poundage | 45.151 | 2.01 | France | FRI2 | COMMISSIONED | 1952 |  | Freshwater
17W100P100P0303R |  | FESSENHEIM | NA | 175 | 175 | Hydro Run-of-river and poundage | 47.915 | 7.571 | France | FRF1 | COMMISSIONED | 1956 |  | Freshwater
17W100P100P0301V |  | VOUGLANS | NA | 285 | 285 | Hydro Water Reservoir | 46.397 | 5.666 | France | FRC2 | COMMISSIONED | 1968 |  | Freshwater
17W100P100P0256A | 17W100P100P0032W | ARRIGHI 2 | ARRIGHI 2 | 129 | 129 | Fossil Oil | 48.78 | 2.39 | France | FR10 | COMMISSIONED |  |  | Freshwater | Air Cooling | 0.1 | 0.1
17W100P100P0255C | 17W100P100P0031Y | ARRIGHI 1 | ARRIGHI 1 | 125 | 125 | Fossil Oil | 48.78 | 2.39 | France | FR10 | COMMISSIONED |  |  | Freshwater | Air Cooling | 0.1 | 0.1
17W100P100P0254E | 17W100P100P0045N | PORCHEVILLE 4 | PORCHEVILLE 4 | 0 | 572 | Fossil Oil | 48.97 | 1.76 | France | FR10 | DECOMMISSIONED |  | 2018 | Freshwater | Once-through | 132.48 | 0.91
17W100B100P0287S |  | MONTPEZAT | NA | 131.8 | 131.8 | Hydro Water Reservoir | 44.69 | 4.272 | France | FRK2 | COMMISSIONED |  |  | Freshwater
17W100P100P0253G | 17W100P100P0044P | PORCHEVILLE 3 | PORCHEVILLE 3 | 0 | 572 | Fossil Oil | 48.97 | 1.76 | France | FR10 | DECOMMISSIONED |  | 2018 | Freshwater | Once-through | 132.48 | 0.91
17W100P100P02586 | 17W100P100P02578 | BRENNILIS 1 | BRENNILIS 1 | 85 | 85 | Fossil Oil | 48.35 | -3.85 | France | FRH0 | COMMISSIONED | 1980 |  | Freshwater | Air Cooling | 0.1 | 0.1
29WAISMEGAL-V--J | 29WGU-MEGAL-V--5 | MEGALOPOLI_V | MEGALOPOLI_V | 845 | 845 | Fossil Brown coal/Lignite | 37.418 | 22.108 | Greece | EL65 | COMMISSIONED | 2015 |  | Freshwater | Natural Draught Tower | 2.22 | 1.81
29WAISAMYNT-II-1 | 29WGU-AMYNT-II-O | AMYNDEO2 | AMYNDEO2 | 273 | 273 | Fossil Brown coal/Lignite | 40.62 | 21.686 | Greece | EL53 | COMMISSIONED | 1988 |  | Freshwater | Natural Draught Tower | 2.22 | 1.81
29WAISLAVRIO-V-A | 29WGU-LAVRIO-V-X | LAVRIO5 | LAVRIO5 | 378 | 378 | Fossil Gas | 37.747 | 24.068 | Greece | EL30 | COMMISSIONED | 2006 |  | Seawater | Once-through | 43.07 | 0.38
29WYISKREMASTONE | 29WGU-KREMASTONG | KREMASTA | KREMASTA | 437 | 437 | Hydro Water Reservoir | 38.89 | 21.5 | Greece | EL63 | COMMISSIONED | 1966 |  | Freshwater
29WAISAGDIMI-V-K | 29WGU-AGDIMI-V-6 | AG_DIMITRIOS5 | AG_DIMITRIOS5 | 342 | 342 | Fossil Brown coal/Lignite | 40.393 | 21.921 | Greece | EL53 | COMMISSIONED | 1997 |  | Freshwater | Natural Draught Tower | 2.4 | 1.87
29WYISPLATANOVRH | 29WGU-YISPLATAN1 | PLATANOVRYSI | PLATANOVRYSI | 116 | 116 | Hydro Water Reservoir | 41.337 | 24.455 | Greece | EL51 | COMMISSIONED | 1999 |  | Freshwater
29WHERON-CC----5 | 29WGU-HERON-CC-5 | HERON_CC | HERON_CC | 422 | 422 | Fossil Gas | 38.28 | 23.327 | Greece | EL64 | COMMISSIONED | 2010 |  | Freshwater | Air Cooling | 0.01 | 0.01
29WTHESAVROS3--V | 29WGU-THESAVRO37 | THESAVROS3 | THESAVROS3 | 128 | 128 | Hydro Pumped Storage | 41.354 | 24.363 | Greece | EL51 | COMMISSIONED | 1996 |  | Freshwater
29WYISSTRATOU-IV | 29WGU-YISSTRAT1L | STRATOS1 | STRATOS1 | 150 | 150 | Hydro Water Reservoir | 38.679 | 21.325 | Greece | EL63 | COMMISSIONED | 1988 |  | Freshwater
29WYISLADONAS--V | 29WGU-YISLADONAD | LADONAS | LADONAS | 70 | 70 | Hydro Water Reservoir | 37.694 | 21.893 | Greece | EL65 | COMMISSIONED |  |  | Freshwater
29WAISAGDIMIIIIJ | 29WGU-AGDIMIIII5 | AG_DIMITRIOS3 | AG_DIMITRIOS3 | 283 | 283 | Fossil Brown coal/Lignite | 40.393 | 21.921 | Greece | EL53 | COMMISSIONED | 1984 |  | Freshwater | Natural Draught Tower | 2.22 | 1.81
29WYISSFIKIAS--8 | 29WGU-YISSFIKIAE | SFIKIA | SFIKIA | 315 | 315 | Hydro Pumped Storage | 40.395 | 22.191 | Greece | EL52 | COMMISSIONED | 1985 |  | Freshwater
29WYISPOLYFYTO-O | 29WGU-POLYFYTO-Q | POLYFYTO | POLYFYTO | 375 | 375 | Hydro Water Reservoir | 40.301 | 22.1 | Greece | EL53 | COMMISSIONED | 1974 |  | Freshwater
29WELPEDISONTHIM | 29WGU-ELPEDISTHK | ELPEDISON_THISVI | ELPEDISON_THISVI | 410 | 410 | Fossil Gas | 38.239 | 22.95 | Greece | EL64 | COMMISSIONED | 2010 |  | Seawater | Air Cooling | 0.01 | 0.01
29WAISALIVERI-37 | 29WGU-ALIVERI-3U | ALIVERI3 | ALIVERI3 | 144 | 144 | Fossil Oil | 38.39 | 24.052 | Greece | EL64 | DECOMMISSIONED |  | 2015 | Seawater | Once-through | 132.48 | 0.91
29WAISALIVERI-53 | 29WGU-ALIVERI-5Q | ALIVERI5 | ALIVERI5 | 417 | 417 | Fossil Gas | 38.39 | 24.052 | Greece | EL64 | COMMISSIONED |  |  | Seawater | Once-through | 43.07 | 0.38
29WAISALIVERI-45 | 29WGU-ALIVERI-4S | ALIVERI4 | ALIVERI4 | 144 | 144 | Fossil Oil | 38.39 | 24.052 | Greece | EL64 | DECOMMISSIONED |  | 2015 | Seawater | Once-through | 132.48 | 0.91
29WYISPIGONAOOUX | 29WGU-YISPAOOU-5 | P_AOOU | P_AOOU | 210 | 210 | Hydro Water Reservoir | 39.687 | 20.842 | Greece | EL54 | COMMISSIONED | 1990 |  | Freshwater
29WAISLAVRIO-IVM | 29WGU-LAVRIO-IV8 | LAVRIO4 | LAVRIO4 | 550 | 550 | Fossil Gas | 37.747 | 24.068 | Greece | EL30 | COMMISSIONED | 1997 |  | Seawater | Once-through | 43.07 | 0.38
29WPROTERGIACC-4 | 29WGU-PROTERGCC2 | PROTERGIA_CC | PROTERGIA_CC | 432 | 432 | Fossil Gas | 38.357 | 22.689 | Greece | EL64 | COMMISSIONED | 2011 |  | Seawater | Mechanical Draught Tower | 0.96 | 0.78
29WAISAGGEORGI9T | 29WGU-AISGEORG9Z | AG_GEORGIOS9 | AG_GEORGIOS9 | 188 | 188 | Fossil Gas | 37.954 | 23.61 | Greece | EL30 | DECOMMISSIONED | 1971 | 2011 | Seawater | Once-through | 43.07 | 0.38
29WAISAGGEORGI8V | 29WGU-AISGEORG80 | AG_GEORGIOS8 | AG_GEORGIOS8 | 151 | 151 | Fossil Gas | 37.954 | 23.61 | Greece | EL30 | DECOMMISSIONED | 1968 | 2016 | Seawater | Once-through | 43.07 | 0.38
29WKORINTHOSPWR6 | 29WGU-KORITHPWR3 | KORINTHOS_POWER | KORINTHOS_POWER | 433 | 433 | Fossil Gas | 37.924 | 23.072 | Greece | EL65 | COMMISSIONED | 2011 |  | Seawater | Air Cooling | 0.01 | 0.01
29WAISPTOLEMIII4 | 29WGU-PTOLEMIIIR | PTOLEMAIDA3 | PTOLEMAIDA3 | 116 | 116 | Fossil Brown coal/Lignite | 40.481 | 21.727 | Greece | EL53 | DECOMMISSIONED | 1965 | 2014 | Freshwater | Natural Draught Tower | 2.22 | 1.81
29WAISKARDIAIV-X | 29WGU-KARDIAIV-J | KARDIA4 | KARDIA4 | 280 | 280 | Fossil Brown coal/Lignite | 40.411 | 21.786 | Greece | EL53 | COMMISSIONED | 1981 |  | Freshwater | Natural Draught Tower | 2.22 | 1.81
29WAISAGDIMI-IIL | 29WGU-AGDIMI-II7 | AG_DIMITRIOS2 | AG_DIMITRIOS2 | 274 | 274 | Fossil Brown coal/Lignite | 40.393 | 21.921 | Greece | EL53 | COMMISSIONED | 1984 |  | Freshwater | Natural Draught Tower | 2.22 | 1.81
29WAISMEGAL-IV-C | 29WGU-MEGAL-IV-Z | MEGALOPOLI4 | MEGALOPOLI4 | 256 | 256 | Fossil Brown coal/Lignite | 37.416 | 22.067 | Greece | EL65 | COMMISSIONED | 1991 |  | Freshwater | Natural Draught Tower | 2.22 | 1.81
29WTHESAVROS1--2 | 29WGU-THESAVRO1B | THESAVROS1 | THESAVROS1 | 128 | 128 | Hydro Pumped Storage | 41.354 | 24.363 | Greece | EL51 | COMMISSIONED | 1996 |  | Freshwater
29WILARIONAS---X | 29WGU-ILARIONAS4 | ILARIONAS | ILARIONAS | 154 | 154 | Hydro Water Reservoir | 40.097 | 21.804 | Greece | EL53 | COMMISSIONED | 2016 |  | Freshwater
29WALOUMINIO---B | 29WGU-ALOUMINIOF | ALOUMINIO | ALOUMINIO | 334 | 334 | Fossil Gas | 38.357 | 22.689 | Greece | EL64 | COMMISSIONED | 2007 |  | Seawater | Once-through | 43.07 | 0.38
29WAISAGDIMI-IVW | 29WGU-AGDIMI-IVI | AG_DIMITRIOS4 | AG_DIMITRIOS4 | 283 | 283 | Fossil Brown coal/Lignite | 40.393 | 21.921 | Greece | EL53 | COMMISSIONED | 1984 |  | Freshwater | Natural Draught Tower | 2.22 | 1.81
29WENERGEIAKITHP | 29WGU-ENERGEITH4 | ELPEDISON_THESS | ELPEDISON_THESS | 400 | 400 | Fossil Gas | 40.687 | 22.885 | Greece | EL52 | COMMISSIONED | 2005 |  | Seawater | Mechanical Draught Tower | 0.96 | 0.78
29WYISPOURNARI-P | 29WGU-YISPOURN17 | POURNARI1 | POURNARI1 | 300 | 300 | Hydro Water Reservoir | 39.187 | 21.026 | Greece | EL54 | COMMISSIONED | 1981 |  | Freshwater
29WHERONTHE-IIIS | 29WGU-HERON3---2 | HERON3 | HERON3 | 49 | 49 | Fossil Gas | 38.28 | 23.327 | Greece | EL30 | COMMISSIONED | 2004 |  | Freshwater | Air Cooling | 0.01 | 0.01
29WAISKOMOTIN-IO | 29WGU-KOMOTIN-IA | KOMOTINI | KOMOTINI | 476 | 476 | Fossil Gas | 41.064 | 25.49 | Greece | EL51 | COMMISSIONED | 2001 |  | Freshwater | Natural Draught Tower | 0.96 | 0.78
29WAISLAVRIO-IIB | 29WGU-LAVRIO-IIY | LAVRIO2 | LAVRIO2 | 287 | 287 | Fossil Oil | 37.747 | 24.068 | Greece | EL30 | DECOMMISSIONED | 1973 | 2015 | Seawater | Once-through | 132.48 | 0.91
29WAISLAVRIOIII9 | 29WGU-LAVRIOIIIW | LAVRIO3 | LAVRIO3 | 173 | 173 | Fossil Gas | 37.747 | 24.068 | Greece | EL30 | DECOMMISSIONED |  | 2014 | Seawater | Air Cooling | 0.01 | 0.01
29WHERONTHE--IIU | 29WGU-HERON2---7 | HERON2 | HERON2 | 49 | 49 | Fossil Gas | 38.28 | 23.327 | Greece | EL30 | COMMISSIONED | 2004 |  | Freshwater | Air Cooling | 0.01 | 0.01
29WYISASOMATON-H | 29WGU-ASOMATON-J | ASOMATA | ASOMATA | 108 | 108 | Hydro Water Reservoir | 40.474 | 22.242 | Greece | EL52 | COMMISSIONED | 1985 |  | Freshwater
29WAISPTOLEM-II6 | 29WGU-PTOLEM-IIT | PTOLEMAIDA2 | PTOLEMAIDA2 | 116 | 116 | Fossil Brown coal/Lignite | 40.481 | 21.727 | Greece | EL53 | DECOMMISSIONED | 1965 | 2014 | Freshwater | Natural Draught Tower | 2.22 | 1.81
29WAISAGDIMI-I-M | 29WGU-AGDIMI-I-8 | AG_DIMITRIOS1 | AG_DIMITRIOS1 | 274 | 274 | Fossil Brown coal/Lignite | 40.393 | 21.921 | Greece | EL53 | COMMISSIONED | 1984 |  | Freshwater | Natural Draught Tower | 2.22 | 1.81
29WAISKARDIAI--I | 29WGU-KARDIAI--4 | KARDIA1 | KARDIA1 | 272 | 272 | Fossil Brown coal/Lignite | 40.411 | 21.786 | Greece | EL53 | COMMISSIONED | 1975 |  | Freshwater | Natural Draught Tower | 2.22 | 1.81
29WYISNPLASTIRAF | 29WGU-PLASTIRASN | PLASTIRAS | PLASTIRAS | 130 | 130 | Hydro Water Reservoir | 39.241 | 21.748 | Greece | EL61 | COMMISSIONED | 1960 |  | Freshwater
29WAISLAVRIO-I-C | 29WGU-LAVRIO-I-Z | LAVRIO1 | LAVRIO1 | 123 | 123 | Fossil Oil | 37.747 | 24.068 | Greece | EL30 | DECOMMISSIONED | 1972 | 2015 | Seawater | Once-through | 132.48 | 0.91
29WAISPTOLEM-IVH | 29WGU-PTOLEM-IV3 | PTOLEMAIDA4 | PTOLEMAIDA4 | 274 | 274 | Fossil Brown coal/Lignite | 40.481 | 21.727 | Greece | EL53 | DECOMMISSIONED | 1973 | 2014 | Freshwater | Natural Draught Tower | 2.22 | 1.81
29WYISAGRA-----I | 29WGU-YISAGRA--N | AGRAS | AGRAS | 50 | 50 | Hydro Run-of-river and poundage | 40.806 | 22.003 | Greece | EL52 | COMMISSIONED | 1954 |  | Freshwater
29WYISEDESSAIOUM | 29WGU-YISEDESS-U | EDESSAIOS | EDESSAIOS | 19 | 19 | Hydro Run-of-river and poundage | 40.804 | 22.057 | Greece | EL52 | COMMISSIONED |  |  | Freshwater
29WAISKARDIAIIIY | 29WGU-KARDIAIIIK | KARDIA3 | KARDIA3 | 280 | 280 | Fossil Brown coal/Lignite | 40.411 | 21.786 | Greece | EL53 | COMMISSIONED | 1981 |  | Freshwater | Natural Draught Tower | 2.22 | 1.81
29WAISAMYNT-I--L | 29WGU-AMYNT-I--7 | AMYNDEO1 | AMYNDEO1 | 273 | 273 | Fossil Brown coal/Lignite | 40.62 | 21.686 | Greece | EL53 | COMMISSIONED | 1987 |  | Freshwater | Natural Draught Tower | 2.22 | 1.81
29WYISKASTRAKI-M | 29WGU-KASTRAKI-O | KASTRAKI | KASTRAKI | 320 | 320 | Hydro Water Reservoir | 38.741 | 21.365 | Greece | EL63 | COMMISSIONED | 1969 |  | Freshwater
29WAISMEGAL-IIID | 29WGU-MEGALIII-G | MEGALOPOLI3 | MEGALOPOLI3 | 255 | 255 | Fossil Brown coal/Lignite | 37.418 | 22.108 | Greece | EL65 | COMMISSIONED | 1991 |  | Freshwater | Natural Draught Tower | 2.22 | 1.81
29WTHESAVROS2--Z | 29WGU-THESAVRO29 | THESAVROS2 | THESAVROS2 | 128 | 128 | Hydro Pumped Storage | 41.354 | 24.363 | Greece | EL51 | COMMISSIONED | 1996 |  | Freshwater
29WYISPOURNARIIO | 29WGU-YISPOURN25 | POURNARI2 | POURNARI2 | 34 | 34 | Hydro Water Reservoir | 38.072 | 21.525 | Greece | EL63 | COMMISSIONED | 1981 |  | Freshwater
29WAISKARDIAII-Z | 29WGU-KARDIAII-L | KARDIA2 | KARDIA2 | 271 | 271 | Fossil Brown coal/Lignite | 40.411 | 21.786 | Greece | EL53 | COMMISSIONED | 1975 |  | Freshwater | Natural Draught Tower | 2.22 | 1.81
29WHERONTHE---ID | 29WGU-HERON1---C | HERON1 | HERON1 | 49 | 49 | Fossil Gas | 38.28 | 23.327 | Greece | EL30 | COMMISSIONED | 2004 |  | Freshwater | Air Cooling | 0.01 | 0.01
29WAISMELITII--H | 29WGU-MELITII--3 | MELITI | MELITI | 289 | 289 | Fossil Brown coal/Lignite | 40.814 | 21.598 | Greece | EL53 | COMMISSIONED | 2003 |  | Freshwater | Natural Draught Tower | 2.4 | 1.87
15WPECS------PPO | 15WPECSG2----GTE | PÃ©csi ErÅ‘mÅ± | PÃ©cs_gÃ©p2 | 61.7 | 62 | Biomass | 46.064 | 18.263 | Hungary | HU23 | COMMISSIONED | 1961 |  | Freshwater | Natural Draught Tower | 3.32 | 2.09
15WMVMSZK----PPY | 15WEBUDA123-MVM2 | MVM szabÃ¡lyozÃ¡si kÃ¶zpont | Ã‰B_GT123 | 138.5 | 48.5 | Fossil Gas | 48.095 | 20.742 | Hungary | HU31 | COMMISSIONED |  |  | Freshwater | Air Cooling | 0.01 | 0.01
15WMVMSZK----PPY | 15WMKCECCGT-MVMP | MVM szabÃ¡lyozÃ¡si kÃ¶zpont | MISKOLC_gÃ©p1 | 138.5 | 39.6 | Fossil Gas | 48.095 | 20.742 | Hungary | HU31 | COMMISSIONED |  |  | Freshwater | Natural Draught Tower | 0.96 | 0.78
15WMVMSZK----PPY | 15WMIFU-----MVM6 | MVM szabÃ¡lyozÃ¡si kÃ¶zpont | MISKOLC_gÃ©p2 | 138.5 | 19.5 | Fossil Gas | 48.095 | 20.742 | Hungary | HU31 | COMMISSIONED |  |  | Freshwater | Air Cooling | 0.01 | 0.01
15WDKCE------PPQ | 15WDKCEGT--CCGTG | Debreceni KombinÃ¡ltciklusÃº ErÅ‘mÅ± | DE_GTST | 95 | 95 | Fossil Gas | 47.519 | 21.63 | Hungary | HU32 | COMMISSIONED | 2001 |  | Freshwater |  | 22.52 | 0.91
15WEBUDA-----PPJ | 15WEBUDAG123-GTZ | Ã‰szak-Budai FÅ±tÅ‘erÅ‘mÅ± | Ã‰B_GT123 | 48.5 | 49 | Fossil Gas | 47.335 | 19.022 | Hungary | HU12 | DECOMMISSIONED |  |  | Freshwater | Air Cooling | 0.01 | 0.01
15WGREEN-----PPZ | 15WGREENG1--VPPG | GREENERGY szabÃ¡lyozÃ¡si kÃ¶zpont | GREENERGY_gÃ©p1 | 63.1 | 63.1 | Fossil Gas | 47.548 | 19.073 | Hungary | HU11 | COMMISSIONED |  |  | Freshwater | Air Cooling | 0.01 | 0.01
15WBAKONY----PP6 | 15WBAKONYGT2-GT7 | Bakonyi GÃ¡zturbinÃ¡s ErÅ‘mÅ± | Ajka_GT2 | 113.7 | 57 | Fossil Gas | 47.095 | 17.556 | Hungary | HU21 | COMMISSIONED |  |  | Freshwater | Air Cooling | 0.01 | 0.01
15WBAKONY----PP6 | 15WBAKONYGT1-GTC | Bakonyi GÃ¡zturbinÃ¡s ErÅ‘mÅ± | Ajka_GT1 | 113.7 | 57 | Fossil Gas | 47.095 | 17.556 | Hungary | HU21 | COMMISSIONED |  |  | Freshwater | Air Cooling | 0.01 | 0.01
15WSINERGY---PPQ | 15WSINERGYG1VPP8 | Sinergy szabÃ¡lyozÃ¡si kÃ¶zpont | SINERGY_gÃ©p1 | 58.1 | 58.1 | Fossil Gas | 48.26 | 20.638 | Hungary | HU31 | COMMISSIONED |  |  | Freshwater | Air Cooling | 0.01 | 0.01
15WPLOOP-----PPL | 15WPLOOPG1--VPP2 | PLOOP szabÃ¡lyozÃ¡si kÃ¶zpont | PLOOP_gÃ©p1 | 27.3 | 17.1 | Fossil Gas | 47.462 | 19.056 | Hungary | HU11 | COMMISSIONED |  |  | Freshwater | Air Cooling | 0.01 | 0.01
15WPLOOP-----PPL | 15WKFGT34----GT3 | PLOOP szabÃ¡lyozÃ¡si kÃ¶zpont | KF_GT34 | 27.3 | 10.2 | Fossil Gas | 47.462 | 19.056 | Hungary | HU11 | COMMISSIONED | 1995 |  | Freshwater | Air Cooling | 0.01 | 0.01
15WLITER-----PPP | 15WLITERG----GTJ | LitÃ©ri GÃ¡zturbinÃ¡s ErÅ‘mÅ± | LitÃ©r_GT | 120 | 120 | Fossil Oil | 47.105 | 18.018 | Hungary | HU21 | COMMISSIONED | 1998 |  | Freshwater | Air Cooling | 0.1 | 0.1
15WCSEPEL----PPI | 15WCSEPELG1--GTH | Alpiq Csepel ErÅ‘mÅ± | CSP_GT1 | 401 | 142 | Fossil Gas | 47.428 | 19.052 | Hungary | HU11 | COMMISSIONED | 2000 |  | Freshwater | Once-through | 43.07 | 0.38
15WCSEPEL----PPI | 15WCSEPELG3--ST6 | Alpiq Csepel ErÅ‘mÅ± | CSP_ST | 401 | 118 | Fossil Gas | 47.428 | 19.052 | Hungary | HU11 | COMMISSIONED | 2000 |  | Freshwater | Once-through | 43.07 | 0.38
15WCSEPEL----PPI | 15WCSEPELG2--GTB | Alpiq Csepel ErÅ‘mÅ± | CSP_GT2 | 401 | 142 | Fossil Gas | 47.428 | 19.052 | Hungary | HU11 | COMMISSIONED | 2000 |  | Freshwater | Once-through | 43.07 | 0.38
15WSAJSZOGED-PP4 | 15WSAJOSZG---GTD | SajÃ³szÃ¶gedi GÃ¡zturbinÃ¡s ErÅ‘mÅ± | SajÃ³_GT | 120 | 120 | Fossil Oil | 47.94 | 20.968 | Hungary | HU31 | COMMISSIONED | 1998 |  | Freshwater | Air Cooling | 0.1 | 0.1
15WKISP------PP6 | 15WKISPEST-CCGTY | Kispesti ErÅ‘mÅ± | KI_GTST | 109.2 | 109 | Fossil Gas | 47.458 | 19.164 | Hungary | HU11 | COMMISSIONED | 2004 |  | Freshwater | Air Cooling | 0.01 | 0.01
15WNYKCE-----PP6 | 15WNYKCE---CCGTJ | NyÃ­regyhÃ¡zi KombinÃ¡ltciklusÃº ErÅ‘mÅ± | NYKCE_Kombgt | 47.1 | 47 | Fossil Gas | 47.957 | 21.699 | Hungary | HU32 | COMMISSIONED | 2007 |  | Freshwater | Air Cooling | 0.01 | 0.01
15WDUME------PPI | 15WDUMEG15---GTB | Dunamenti ErÅ‘mÅ± | DG2_gÃ©p15 | 782.7 | 154 | Fossil Gas | 47.328 | 18.918 | Hungary | HU12 | COMMISSIONED | 1974 |  | Freshwater | Once-through | 43.07 | 0.38
15WDUME------PPI | 15WDUMEG17---STZ | Dunamenti ErÅ‘mÅ± | DG2_gÃ©p17 | 782.7 | 60 | Fossil Gas | 47.328 | 18.918 | Hungary | HU12 | COMMISSIONED | 1974 |  | Freshwater | Once-through | 43.07 | 0.38
15WDUME------PPI | 15WDUMEG14---GTI | Dunamenti ErÅ‘mÅ± | DG2_gÃ©p14 | 782.7 | 143 | Fossil Gas | 47.328 | 18.918 | Hungary | HU12 | COMMISSIONED | 1974 |  | Freshwater | Once-through | 43.07 | 0.38
15WDUME------PPI | 15WDUMEG6----STE | Dunamenti ErÅ‘mÅ± | DG2_gÃ©p6 | 782.7 | 58 | Fossil Gas | 47.328 | 18.918 | Hungary | HU12 | DECOMMISSIONED |  |  | Freshwater | Once-through | 43.07 | 0.38
15WDUME------PPI | 15WDUMEG8----GTY | Dunamenti ErÅ‘mÅ± | DG3_gÃ©p8 | 782.7 | 132 | Fossil Gas | 47.328 | 18.918 | Hungary | HU12 | COMMISSIONED | 1976 |  | Freshwater | Once-through | 43.07 | 0.38
15WDUME------PPI | 15WDUMEG7----GT5 | Dunamenti ErÅ‘mÅ± | DG3_gÃ©p7 | 782.7 | 269 | Fossil Gas | 47.328 | 18.918 | Hungary | HU12 | COMMISSIONED | 1974 |  | Freshwater | Once-through | 43.07 | 0.38
15WDUME------PPI | 15WDUMEG16---ST5 | Dunamenti ErÅ‘mÅ± | DG2_gÃ©p16 | 782.7 | 25 | Fossil Gas | 47.328 | 18.918 | Hungary | HU12 | COMMISSIONED | 1974 |  | Freshwater | Once-through | 43.07 | 0.38
15WGONYU-----PP5 | 15WGONYUG1-CCGTG | GÃ¶nyÅ±i ErÅ‘mÅ± | GÃ–NYÃœ_gÃ©p1 | 426.6 | 427 | Fossil Gas | 47.738 | 17.803 | Hungary | HU22 | COMMISSIONED | 2011 |  | Freshwater | Once-through | 43.07 | 0.38
15WTATAB-----PPG | 15WTATABG1---GEQ | TatabÃ¡nya ErÅ‘mÅ± | TATABÃNYA_gÃ©p1 | 43.3 | 18 | Fossil Gas | 47.56 | 18.427 | Hungary | HU21 | COMMISSIONED |  |  | Freshwater |  | 22.52 | 0.91
15WTATAB-----PPG | 15WTATABG2---STR | TatabÃ¡nya ErÅ‘mÅ± | TATABÃNYA_gÃ©p2 | 43.3 | 25 | Fossil Gas | 47.56 | 18.427 | Hungary | HU21 | COMMISSIONED |  |  | Freshwater |  | 22.52 | 0.91
15WBAKONYI---PPL | 15WAJKA67----STX | Bakonyi BioerÅ‘mÅ± | Ajka_gÃ©p67_ | 27.7 | 28 | Biomass | 47.096 | 17.558 | Hungary | HU21 | COMMISSIONED |  |  | Freshwater | Natural Draught Tower | 3.32 | 2.09
15WPAKS------PPL | 15WPAKSG8----ST1 | Paksi AtomerÅ‘mÅ± | PA_gÃ©p8 | 1899.4 | 236 | Nuclear | 46.574 | 18.854 | Hungary | HU23 | COMMISSIONED | 1987 |  | Freshwater | Once-through | 167.87 | 1.02
15WPAKS------PPL | 15WPAKSG1----STK | Paksi AtomerÅ‘mÅ± | PA_gÃ©p1 | 1899.4 | 239.9 | Nuclear | 46.574 | 18.854 | Hungary | HU23 | COMMISSIONED | 1983 |  | Freshwater | Once-through | 167.87 | 1.02
15WPAKS------PPL | 15WPAKSG3----ST4 | Paksi AtomerÅ‘mÅ± | PA_gÃ©p3 | 1899.4 | 237.8 | Nuclear | 46.574 | 18.854 | Hungary | HU23 | COMMISSIONED | 1984 |  | Freshwater | Once-through | 167.87 | 1.02
15WPAKS------PPL | 15WPAKSG6----STH | Paksi AtomerÅ‘mÅ± | PA_gÃ©p6 | 1899.4 | 236 | Nuclear | 46.574 | 18.854 | Hungary | HU23 | COMMISSIONED | 1986 |  | Freshwater | Once-through | 167.87 | 1.02
15WPAKS------PPL | 15WPAKSG5----STP | Paksi AtomerÅ‘mÅ± | PA_gÃ©p5 | 1899.4 | 236 | Nuclear | 46.574 | 18.854 | Hungary | HU23 | COMMISSIONED | 1986 |  | Freshwater | Once-through | 167.87 | 1.02
15WPAKS------PPL | 15WPAKSG4----STX | Paksi AtomerÅ‘mÅ± | PA_gÃ©p4 | 1899.4 | 237.8 | Nuclear | 46.574 | 18.854 | Hungary | HU23 | COMMISSIONED | 1984 |  | Freshwater | Once-through | 167.87 | 1.02
15WPAKS------PPL | 15WPAKSG7----ST9 | Paksi AtomerÅ‘mÅ± | PA_gÃ©p7 | 1899.4 | 236 | Nuclear | 46.574 | 18.854 | Hungary | HU23 | COMMISSIONED | 1987 |  | Freshwater | Once-through | 167.87 | 1.02
15WPAKS------PPL | 15WPAKSG2----STC | Paksi AtomerÅ‘mÅ± | PA_gÃ©p2 | 1899.4 | 239.9 | Nuclear | 46.574 | 18.854 | Hungary | HU23 | COMMISSIONED | 1983 |  | Freshwater | Once-through | 167.87 | 1.02
15WVERTES----PPX | 15WORG4------STN | OroszlÃ¡nyi ErÅ‘mÅ± | OR_gÃ©p4 | 220 | 55 | Fossil Brown coal/Lignite | 47.502 | 18.271 | Hungary | HU21 | COMMISSIONED | 1963 |  | Freshwater |  | 46.27 | 2.06
15WVERTES----PPX | 15WORG3------STX | OroszlÃ¡nyi ErÅ‘mÅ± | OR_gÃ©p3 | 220 | 55 | Fossil Brown coal/Lignite | 47.502 | 18.271 | Hungary | HU21 | COMMISSIONED | 1962 |  | Freshwater |  | 46.27 | 2.06
15WVERTES----PPX | 15WORG1------STG | OroszlÃ¡nyi ErÅ‘mÅ± | OR_gÃ©p1 | 220 | 55 | Fossil Brown coal/Lignite | 47.502 | 18.271 | Hungary | HU21 | COMMISSIONED | 1961 |  | Freshwater |  | 46.27 | 2.06
15WVERTES----PPX | 15WORG2------ST6 | OroszlÃ¡nyi ErÅ‘mÅ± | OR_gÃ©p2 | 220 | 55 | Fossil Brown coal/Lignite | 47.502 | 18.271 | Hungary | HU21 | COMMISSIONED | 1962 |  | Freshwater |  | 46.27 | 2.06
15WMATRA-----PPK | 15WMATRAG3---STO | MÃ¡trai ErÅ‘mÅ± | MÃ2_gÃ©p3 | 867.6 | 200 | Fossil Brown coal/Lignite | 47.79 | 20.067 | Hungary | HU31 | COMMISSIONED | 1980 |  | Freshwater | Natural Draught Tower | 2.22 | 1.81
15WMATRA-----PPK | 15WMATRAG2---STV | MÃ¡trai ErÅ‘mÅ± | MÃ1_gÃ©p2 | 867.6 | 87 | Fossil Brown coal/Lignite | 47.79 | 20.067 | Hungary | HU31 | COMMISSIONED | 1978 |  | Freshwater | Natural Draught Tower | 2.22 | 1.81
15WMATRA-----PPK | 15WMATRAG8---PVV | MÃ¡trai ErÅ‘mÅ± | MÃPV_gÃ©p8 | 867.6 | 16 | Fossil Brown coal/Lignite | 47.79 | 20.067 | Hungary | HU31 | COMMISSIONED | 1983 |  | Freshwater | Once-through | 137.59 | 0.95
15WMATRA-----PPK | 15WMATRAG6---GT2 | MÃ¡trai ErÅ‘mÅ± | MÃG_gÃ©p6 | 867.6 | 33 | Fossil Brown coal/Lignite | 47.79 | 20.067 | Hungary | HU31 | COMMISSIONED | 1899 |  | Freshwater | Natural Draught Tower | 2.22 | 1.81
15WMATRA-----PPK | 15WMATRAG7---GTW | MÃ¡trai ErÅ‘mÅ± | MÃG_gÃ©p7 | 867.6 | 33 | Fossil Brown coal/Lignite | 47.79 | 20.067 | Hungary | HU31 | COMMISSIONED | 1899 |  | Freshwater | Natural Draught Tower | 2.22 | 1.81
15WMATRA-----PPK | 15WMATRAG4---STH | MÃ¡trai ErÅ‘mÅ± | MÃ2_gÃ©p4 | 867.6 | 206 | Fossil Brown coal/Lignite | 47.79 | 20.067 | Hungary | HU31 | COMMISSIONED | 1980 |  | Freshwater | Natural Draught Tower | 2.22 | 1.81
15WMATRA-----PPK | 15WMATRAG1---ST1 | MÃ¡trai ErÅ‘mÅ± | MÃ1_gÃ©p1 | 867.6 | 87 | Fossil Brown coal/Lignite | 47.79 | 20.067 | Hungary | HU31 | COMMISSIONED | 1978 |  | Freshwater | Natural Draught Tower | 2.22 | 1.81
15WMATRA-----PPK | 15WMATRAG5---STA | MÃ¡trai ErÅ‘mÅ± | MÃ2_gÃ©p5 | 867.6 | 207 | Fossil Brown coal/Lignite | 47.79 | 20.067 | Hungary | HU31 | COMMISSIONED | 1980 |  | Freshwater | Natural Draught Tower | 2.22 | 1.81
15WTISZA-----PPN | 15WTISZAG1---ST4 | Tiszai ErÅ‘mÅ± | TI2_gÃ©p1 | 864 | 216 | Fossil Gas | 47.917 | 21.076 | Hungary | HU31 | COMMISSIONED | 1977 |  | Freshwater | Once-through | 43.07 | 0.38
15WTISZA-----PPN | 15WTISZAG2---STY | Tiszai ErÅ‘mÅ± | TI2_gÃ©p2 | 864 | 216 | Fossil Gas | 47.917 | 21.076 | Hungary | HU31 | COMMISSIONED | 1977 |  | Freshwater | Once-through | 43.07 | 0.38
15WTISZA-----PPN | 15WTISZAG3---STR | Tiszai ErÅ‘mÅ± | TI4_gÃ©p3 | 864 | 216 | Fossil Gas | 47.917 | 21.076 | Hungary | HU31 | COMMISSIONED | 1978 |  | Freshwater | Once-through | 43.07 | 0.38
15WTISZA-----PPN | 15WTISZAG4---STK | Tiszai ErÅ‘mÅ± | TI4_gÃ©p4 | 864 | 216 | Fossil Gas | 47.917 | 21.076 | Hungary | HU31 | COMMISSIONED | 1978 |  | Freshwater | Once-through | 43.07 | 0.38
15WMISKOLC---PPJ | 15WMIFU------GTI | MISKOLC | MISKOLC_gÃ©p2 | 59.1 | 20 | Fossil Gas |  |  | Hungary |  | DECOMMISSIONED |  |  | Freshwater | Air Cooling | 0.01 | 0.01
15WMISKOLC---PPJ | 15WMKCE----CCGTX | MISKOLC | MISKOLC_gÃ©p1 | 59.1 | 40 | Fossil Gas |  |  | Hungary |  | DECOMMISSIONED |  |  | Freshwater | Natural Draught Tower | 0.96 | 0.78
15WLORINC----PPF | 15WLORINCG---GTQ | LÅ‘rinci GÃ¡zturbinÃ¡s ErÅ‘mÅ± | LÅ‘rinci_GT | 170 | 170 | Fossil Oil | 47.721 | 19.68 | Hungary | HU31 | COMMISSIONED | 2001 |  | Freshwater | Air Cooling | 0.1 | 0.1
15WUJPEST----PPO | 15WUJPESTG1--GTN | Ãšjpesti ErÅ‘mÅ± | ÃšJ_GT | 102.3 | 69 | Fossil Gas | 47.554 | 19.103 | Hungary | HU11 | COMMISSIONED | 2002 |  | Freshwater | Air Cooling | 0.01 | 0.01
15WUJPEST----PPO | 15WUJPESTG2--STI | Ãšjpesti ErÅ‘mÅ± | ÃšJ_ST | 102.3 | 33 | Fossil Gas | 47.554 | 19.103 | Hungary | HU11 | COMMISSIONED | 2002 |  | Freshwater | Air Cooling | 0.01 | 0.01
15WPANNON----PPS | 15WPECSG6----STK | Pannongreen | PÃ©cs_gÃ©p6 | 44.1 | 44 | Biomass | 46.064 | 18.263 | Hungary | HU23 | COMMISSIONED | 1965 |  | Freshwater | Mechanical Draught Tower | 3.32 | 2.09
15WAJKA------PPT | 15WAJKA2345--STU | Ajkai HÅ‘erÅ‘mÅ± | Ajka_gÃ©p2345 | 92.6 | 93 | Fossil Brown coal/Lignite | 47.096 | 17.558 | Hungary | HU21 | COMMISSIONED |  |  | Freshwater | Air Cooling | 0.33 | 0.22
15WKELENF----PP8 | 15WKFGT------GT5 | KelenfÃ¶ldi ErÅ‘mÅ± | KF_GT | 173 | 125 | Fossil Gas | 47.464 | 19.056 | Hungary | HU11 | COMMISSIONED |  |  | Freshwater | Once-through | 43.07 | 0.38
15WKELENF----PP8 | 15WKFST------STM | KelenfÃ¶ldi ErÅ‘mÅ± | KF_ST | 173 | 48 | Fossil Gas | 47.464 | 19.056 | Hungary | HU11 | COMMISSIONED |  |  | Freshwater | Once-through | 43.07 | 0.38
47W000000000157G | 47W0000000001788 | Aughinish Alumnia(Sealrock) | Sealrock 4 | 170 | 83 | Fossil Gas | 52.621 | -9.066 | Ireland | IE05 | COMMISSIONED |  |  | Seawater | Once-through | 43.07 | 0.38
47W000000000157G | 47W000000000177A | Aughinish Alumnia(Sealrock) | Sealrock 3 | 170 | 83 | Fossil Gas | 52.621 | -9.066 | Ireland | IE05 | COMMISSIONED |  |  | Seawater | Once-through | 43.07 | 0.38
47W000000000158E | 47W0000000001040 | Whitegate Prod | Whitegate Unit 1 | 435 | 435 | Fossil Gas | 51.82 | -8.247 | Ireland | IE05 | COMMISSIONED | 2010 |  | Seawater | Air Cooling | 0.01 | 0.01
47W000000000159C | 47W000000000086D | Edenderry Prod | Edenderry Unit 1 | 118 | 118 | Fossil Peat | 53.29 | -7.086 | Ireland | IE06 | COMMISSIONED | 2000 |  | Freshwater | Mechanical Draught Tower | 2.22 | 1.81
47W000000000239E | 47W000000000217O | Cushaling Production | Cushaling Unit 2 | 112 | 56 | Fossil Gas | 53.29 | -7.086 | Ireland | IE06 | COMMISSIONED | 2010 |  | Freshwater | Air Cooling | 0.01 | 0.01
47W000000000239E | 47W000000000216Q | Cushaling Production | Cushaling Unit 1 | 112 | 56 | Fossil Gas | 53.29 | -7.086 | Ireland | IE06 | COMMISSIONED | 2010 |  | Freshwater | Air Cooling | 0.01 | 0.01
47W000000000234O | 47W0000000001958 | LEE Production | LEE UNIT 1 | 27 | 15 | Hydro Run-of-river and poundage | 51.883 | -8.633 | Ireland | IE05 | COMMISSIONED |  |  | Freshwater
47W000000000234O | 47W0000000001966 | LEE Production | LEE UNIT 2 | 27 | 4 | Hydro Run-of-river and poundage | 51.883 | -8.633 | Ireland | IE05 | COMMISSIONED |  |  | Freshwater
47W000000000234O | 47W0000000001974 | LEE Production | LEE UNIT 3 | 27 | 8 | Hydro Run-of-river and poundage | 51.883 | -8.633 | Ireland | IE05 | COMMISSIONED |  |  | Freshwater
47W000000000235M | 47W0000000002020 | Curraghmore Hydro Plant | Curraghmore Hydro Plant | 4 | 4 | Hydro Run-of-river and poundage | 52.322 | -7.388 | Ireland | IE05 | DECOMMISSIONED |  |  | Freshwater
47W000000000230W | 47W000000000185B | Ardnacrucha Production Unit | Ardnacrusha Unit 4 | 86 | 24 | Hydro Run-of-river and poundage | 52.706 | -8.613 | Ireland | IE05 | COMMISSIONED | 1929 |  | Freshwater
47W000000000230W | 47W000000000184D | Ardnacrucha Production Unit | Ardnacrusha Unit 3 | 86 | 19 | Hydro Run-of-river and poundage | 52.706 | -8.613 | Ireland | IE05 | COMMISSIONED | 1929 |  | Freshwater
47W000000000230W | 47W000000000183F | Ardnacrucha Production Unit | Ardnacrusha Unit 2 | 86 | 22 | Hydro Run-of-river and poundage | 52.706 | -8.613 | Ireland | IE05 | COMMISSIONED | 1929 |  | Freshwater
47W000000000230W | 47W000000000182H | Ardnacrucha Production Unit | Ardnacrusha Unit 1 | 86 | 21 | Hydro Run-of-river and poundage | 52.706 | -8.613 | Ireland | IE05 | COMMISSIONED | 1929 |  | Freshwater
47W000000000231U | 47W0000000001893 | ERNE Production | ERNE UNIT 4 | 64 | 22 | Hydro Run-of-river and poundage | 54.504 | -8.229 | Ireland | IE04 | COMMISSIONED |  |  | Freshwater
47W000000000231U | 47W0000000001885 | ERNE Production | ERNE UNIT 3 | 64 | 22 | Hydro Run-of-river and poundage | 54.504 | -8.229 | Ireland | IE05 | COMMISSIONED |  |  | Freshwater
47W000000000231U | 47W0000000001877 | ERNE Production | ERNE UNIT 2 | 64 | 10 | Hydro Run-of-river and poundage | 54.504 | -8.229 | Ireland | IE06 | COMMISSIONED |  |  | Freshwater
47W000000000231U | 47W0000000001869 | ERNE Production | ERNE UNIT 1 | 64 | 10 | Hydro Run-of-river and poundage | 54.504 | -8.229 | Ireland | IE07 | COMMISSIONED |  |  | Freshwater
47W000000000232S | 47W000000000190I | Lanesboro Production | Lanesboro | 91 | 91 | Fossil Peat | 53.674 | -7.987 | Ireland | IE06 | COMMISSIONED | 2004 |  | Freshwater | Once-through | 137.59 | 0.95
47W000000000233Q | 47W000000000191G | Liffey Production | Liffey Unit 1 | 38 | 15 | Hydro Run-of-river and poundage | 53.354 | -6.354 | Ireland | IE06 | COMMISSIONED |  |  | Freshwater
47W000000000233Q | 47W000000000192E | Liffey Production | Liffey Unit 2 | 38 | 15 | Hydro Run-of-river and poundage | 53.354 | -6.354 | Ireland | IE06 | COMMISSIONED |  |  | Freshwater
47W000000000233Q | 47W000000000193C | Liffey Production | Liffey Unit 4 | 38 | 4 | Hydro Run-of-river and poundage | 53.354 | -6.354 | Ireland | IE06 | COMMISSIONED |  |  | Freshwater
47W000000000233Q | 47W000000000194A | Liffey Production | Liffey Unit 5 | 38 | 4 | Hydro Run-of-river and poundage | 53.354 | -6.354 | Ireland | IE06 | COMMISSIONED |  |  | Freshwater
47W000000000240T | 47W000000000218M | Indaver Production | Indaver | 15 | 15 | Waste | 53.677 | -6.393 | Ireland | IE06 | COMMISSIONED |  |  | Freshwater | Air Cooling | 1.7 | 0.13
47W0000000001699 | 47W0000000001982 | Turlough Hill | Turlough Hill Unit 1 | 392 | 73 | Hydro Pumped Storage | 53.024 | -6.416 | Ireland | IE06 | COMMISSIONED | 1974 |  | Freshwater
47W0000000001699 | 47W0000000001990 | Turlough Hill | Turlough Hill Unit 2 | 392 | 73 | Hydro Pumped Storage | 53.024 | -6.416 | Ireland | IE06 | COMMISSIONED | 1974 |  | Freshwater
47W0000000001699 | 47W0000000002012 | Turlough Hill | Turlough Hill Unit 4 | 392 | 73 | Hydro Pumped Storage | 53.024 | -6.416 | Ireland | IE06 | COMMISSIONED | 1974 |  | Freshwater
47W0000000001699 | 47W0000000002004 | Turlough Hill | Turlough Hill Unit 3 | 392 | 73 | Hydro Pumped Storage | 53.024 | -6.416 | Ireland | IE06 | COMMISSIONED | 1974 |  | Freshwater
47W000000000165H | 47W000000000152Q | Marina Production | Marina CCGT Unit | 95 | 95 | Fossil Gas | 51.9 | -8.446 | Ireland | IE05 | COMMISSIONED | 1979 |  | Seawater | Air Cooling | 0.01 | 0.01
47W000000000166F | 47W0000000000897 | Moneypoint Production | Moneypoint Unit 2 | 855 | 285 | Fossil Hard coal | 52.608 | -9.423 | Ireland | IE05 | COMMISSIONED | 1986 |  | Seawater | Once-through | 137.59 | 0.95
47W000000000166F | 47W000000000090M | Moneypoint Production | Moneypoint Unit 3 | 855 | 285 | Fossil Hard coal | 52.608 | -9.423 | Ireland | IE05 | COMMISSIONED | 1987 |  | Seawater | Once-through | 137.59 | 0.95
47W000000000166F | 47W0000000000889 | Moneypoint Production | Moneypoint Unit 1 | 855 | 285 | Fossil Hard coal | 52.608 | -9.423 | Ireland | IE05 | COMMISSIONED | 1985 |  | Seawater | Once-through | 137.59 | 0.95
47W000000000167D | 47W000000000091K | North Wall Production | North Wall Unit 4 | 271 | 163 | Fossil Gas | 53.35 | -6.21 | Ireland | IE06 | DECOMMISSIONED | 1982 | 2010 | Seawater | Air Cooling | 0.01 | 0.01
47W000000000167D | 47W000000000092I | North Wall Production | North Wall CT5 | 271 | 108 | Fossil Gas | 53.35 | -6.21 | Ireland | IE06 | COMMISSIONED | 1982 |  | Seawater | Air Cooling | 0.01 | 0.01
47W000000000168B | 47W000000000093G | Poolbeg Production | Poolbeg CCGT Unit | 490 | 463 | Fossil Gas | 53.339 | -6.187 | Ireland | IE06 | COMMISSIONED | 1994 |  | Seawater | Once-through | 43.07 | 0.38
47W000000000160R | 47W0000000002101 | Great Island Prod | Great Island Unit 1 | 313 | 54 | Fossil Oil | 52.281 | -6.991 | Ireland | IE05 | DECOMMISSIONED |  |  | Seawater | Once-through | 132.48 | 0.91
47W000000000160R | 47W0000000001024 | Great Island Prod | Great Island Unit 4 | 313 | 470 | Fossil Oil | 52.281 | -6.991 | Ireland | IE05 | COMMISSIONED |  |  | Seawater | Once-through | 132.48 | 0.91
47W000000000160R | 47W000000000085F | Great Island Prod | Great Island Unit 3 | 313 | 101 | Fossil Oil | 52.281 | -6.991 | Ireland | IE05 | DECOMMISSIONED |  |  | Seawater | Once-through | 132.48 | 0.91
47W000000000160R | 47W000000000209N | Great Island Prod | Great Island Unit 2 | 313 | 49 | Fossil Oil | 52.281 | -6.991 | Ireland | IE05 | DECOMMISSIONED |  |  | Seawater | Once-through | 132.48 | 0.91
47W000000000161P | 47W000000000213W | Rhode Island Production | Rhode Unit 2 | 104 | 52 | Fossil Gas | 53.359 | -7.211 | Ireland | IE06 | COMMISSIONED | 2004 |  | Freshwater | Air Cooling | 0.01 | 0.01
47W000000000161P | 47W000000000212Y | Rhode Island Production | Rhode Unit 1 | 104 | 52 | Fossil Gas | 53.359 | -7.211 | Ireland | IE06 | COMMISSIONED | 2004 |  | Freshwater | Air Cooling | 0.01 | 0.01
47W000000000162N | 47W0000000001008 | Tarbert Production | Tarbert Unit 4 | 594 | 243 | Fossil Oil | 52.588 | -9.364 | Ireland | IE05 | COMMISSIONED | 1977 |  | Seawater | Once-through | 132.48 | 0.91
47W000000000162N | 47W000000000208P | Tarbert Production | Tarbert Unit 2 | 594 | 83 | Fossil Oil | 52.588 | -9.364 | Ireland | IE05 | COMMISSIONED | 1969 |  | Seawater | Once-through | 132.48 | 0.91
47W000000000162N | 47W000000000207R | Tarbert Production | Tarbert Unit 1 | 594 | 83 | Fossil Oil | 52.588 | -9.364 | Ireland | IE05 | COMMISSIONED | 1969 |  | Seawater | Once-through | 132.48 | 0.91
47W000000000162N | 47W0000000000994 | Tarbert Production | Tarbert Unit 3 | 594 | 243 | Fossil Oil | 52.588 | -9.364 | Ireland | IE05 | COMMISSIONED | 1977 |  | Seawater | Once-through | 132.48 | 0.91
47W000000000163L | 47W000000000215S | Tawnaghmore Production | Tawnaghmore Unit 3 | 104 | 52 | Fossil Gas | 54.194 | -9.22 | Ireland | IE04 | COMMISSIONED | 2008 |  | Seawater | Air Cooling | 0.01 | 0.01
47W000000000163L | 47W000000000214U | Tawnaghmore Production | Tawnaghmore Unit 1 | 104 | 52 | Fossil Gas | 54.194 | -9.22 | Ireland | IE04 | COMMISSIONED | 2006 |  | Seawater | Air Cooling | 0.01 | 0.01
47W000000000164J | 47W0000000001796 | Aghada Prod | Aghada CT1 | 678 | 90 | Fossil Gas | 51.836 | -8.231 | Ireland | IE05 | COMMISSIONED | 1980 |  | Seawater | Air Cooling | 0.01 | 0.01
47W000000000164J | 47W0000000001032 | Aghada Prod | Aghada Unit 2 | 678 | 457 | Fossil Gas | 51.836 | -8.231 | Ireland | IE05 | COMMISSIONED | 2010 |  | Seawater | Once-through | 43.07 | 0.38
47W000000000164J | 47W000000000181J | Aghada Prod | Aghada CT4 | 678 | 90 | Fossil Gas | 51.836 | -8.231 | Ireland | IE05 | COMMISSIONED | 1980 |  | Seawater | Air Cooling | 0.01 | 0.01
47W000000000164J | 47W000000000180L | Aghada Prod | Aghada CT2 | 678 | 90 | Fossil Gas | 51.836 | -8.231 | Ireland | IE05 | COMMISSIONED | 1980 |  | Seawater | Air Cooling | 0.01 | 0.01
47W000000000164J | 47W000000000087B | Aghada Prod | Aghada Unit 1 | 678 | 258 | Fossil Gas | 51.836 | -8.231 | Ireland | IE05 | COMMISSIONED | 1980 |  | Seawater | Once-through | 43.07 | 0.38
47W000000000173I | 47W000000000095C | Huntstown Production | Huntstown CCGT Unit 1 | 744 | 344 | Fossil Gas | 53.41 | -6.326 | Ireland | IE06 | COMMISSIONED | 2007 |  | Freshwater | Air Cooling | 0.01 | 0.01
47W000000000173I | 47W0000000000986 | Huntstown Production | Huntstown CCGT Unit 2 | 744 | 400 | Fossil Gas | 53.41 | -6.326 | Ireland | IE06 | COMMISSIONED | 2002 |  | Freshwater | Air Cooling | 0.01 | 0.01
47W000000000170O | 47W000000000094E | West Offaly Production | West Offaly | 135 | 135 | Fossil Peat | 53.295 | -7.957 | Ireland | IE06 | COMMISSIONED |  |  | Freshwater | Once-through | 137.59 | 0.95
47W000000000171M | 47W000000000096A | Dublin Bay Prod | Dublin Bay Gen | 405 | 405 | Fossil Gas | 53.34 | -6.205 | Ireland | IE06 | COMMISSIONED | 2002 |  | Seawater | Once-through | 43.07 | 0.38
47W000000000172K | 47W0000000000978 | Tynagh Production | Tynagh Generator Unit | 404 | 404 | Fossil Gas | 53.167 | -8.382 | Ireland | IE04 | COMMISSIONED | 2006 |  | Freshwater | Air Cooling | 0.01 | 0.01
26WIMPI-S05LROES | 26WUUUUUULOREO1I | LOREO | UP_LOREO_1 | 12 | 12 | Solar | 45.062 | 12.186 | Italy | ITH3 | COMMISSIONED |  |  | Freshwater |  | 0 | 0
26WIMPI-S03GRGNY | 26WUUUGARGNANO18 | GARGNANO | UP_GARGNANO_1 | 137 | 137 | Hydro Pumped Storage | 45.689 | 10.661 | Italy | ITC4 | COMMISSIONED |  |  | Freshwater
26WIMPI-S09NMVNC | 26WUUNUOVA-MON1N | NUOVA MONTEROTONDO | UP_NUOVA_MON_1 | 11 | 11 | Geothermal | 42.057 | 12.625 | Italy | ITI4 | COMMISSIONED | 2002 |  | Freshwater | Natural Draught Tower | 0.06 | 0.06
26WIMPI-S08CB2NJ | 26WUCLFRRRCSSN1P | C.LE FERRARA CASSANA | UP_CLFRRRCSSN_1 | 13 | 13 | Waste | 44.838 | 11.62 | Italy | ITH5 | COMMISSIONED |  |  | Freshwater | Air Cooling | 1.7 | 0.13
26WIMPI-S16SDVRQ | 26WUSRRDLVNTNR1Q | SERRA DEL VENTO NORD | UP_SRRDLVNTNR_1 | 11 | 11 | Wind Onshore |  |  | Italy |  | COMMISSIONED |  |  | None |  | 0 | 0
26WIMPI-S05SNRV3 | 26WUUSORIO-NUO2A | SORIO NUOVA | UP_SORIO_NUO_2 | 15 | 15 | Hydro Run-of-river and poundage | 45.442 | 12.34 | Italy | ITH3 | COMMISSIONED |  |  | Freshwater
26WIMPI-S20PLGHT | 26WUSSNPLOAGHE1H | PLOAGHE NULVI | UP_SSNPLOAGHE_1 | 43 | 43 | Wind Onshore |  |  | Italy |  | COMMISSIONED |  |  | None |  | 0 | 0
26WIMPI-S04PRDZ5 | 26WUUUPREDAZZO1H | PREDAZZO | UP_PREDAZZO_1 | 15 | 15 | Hydro Run-of-river and poundage | 46.313 | 11.602 | Italy | ITH2 | COMMISSIONED |  |  | Freshwater
26WIMPI-S09LPRTA | 26WUUULE-PRATA13 | LE PRATA | UP_LE_PRATA_1 | 20 | 20 | Geothermal | 43.069 | 12.819 | Italy | ITI2 | COMMISSIONED | 1996 |  | Freshwater | Natural Draught Tower | 0.06 | 0.06
26WIMPI-S15BSSN0 | 26WUUUBUSSENTO1A | BUSSENTO | UP_BUSSENTO_1 | 60 | 60 | Hydro Run-of-river and poundage | 40.1 | 15.501 | Italy | ITF3 | COMMISSIONED |  |  | Freshwater
26WIMPI-S09NMVLG | 26WUUNUOVA-MOL1T | NUOVA MOLINETTO | UP_NUOVA_MOL_1 | 18 | 18 | Geothermal | 45.519 | 10.355 | Italy | ITC4 | COMMISSIONED | 2002 |  | Freshwater | Natural Draught Tower | 0.06 | 0.06
26WIMPI-S01CDRGT | 26WUCGNRZNDRVL1V | COGENERAZIONE DI RIVOLI CENTO | UP_CGNRZNDRVL_1 | 18 | 18 | Fossil Gas |  |  | Italy |  | COMMISSIONED |  |  | Freshwater | Air Cooling | 0.01 | 0.01
26WIMPI-S04SPNCE | 26WUUS-PANCRAZ14 | S.PANCRAZIO | UP_S.PANCRAZ_1 | 34 | 34 | Hydro Water Reservoir | 46.571 | 11.061 | Italy | ITH1 | COMMISSIONED |  |  | Freshwater
26WIMPI-S07GTNV2 | 26WUUUGENOVA-T68 | GENOVA T. | UP_GENOVA_T_6 | 0 | 136 | Fossil Hard coal | 44.404 | 8.903 | Italy | ITC3 | DECOMMISSIONED | 1960 | 2017 | Seawater | Once-through | 137.59 | 0.95
26WIMPI-S16ETNPN | 26WUNPWRTRANTO2O | ENIPOWER TARANTO | UP_NPWRTRANTO_2 | 66 | 66 | Fossil Coal-derived gas | 40.484 | 17.185 | Italy | ITF4 | COMMISSIONED |  |  | Seawater | Once-through | 132.48 | 0.91
26WIMPI-S12PNTCO | 26WUUPONTECORV18 | PONTECORVO | UP_PONTECORV_1 | 18 | 18 | Hydro Run-of-river and poundage | 41.455 | 13.664 | Italy | ITI4 | COMMISSIONED |  |  | Freshwater
26WIMPI-S15GFGLU | 26WUGUGLIANOFV5D | GIUGLIANO FV | UP_GUGLIANOFV_5 | 19 | 19 | Solar | 40.929 | 14.203 | Italy | ITF3 | COMMISSIONED |  |  | Freshwater |  | 0 | 0
26WIMPI-0373145A | 26WUUUFERRANTI1N | Ferranti | UP_FERRANTI_1 | 54 | 54 | Wind Onshore |  |  | Italy |  | COMMISSIONED |  |  | None |  | 0 | 0
26WIMPI-0074086G | 26WUSNGRGLMLRA1N | San Giorgio La Molara | UP_SNGRGLMLRA_1 | 54 | 54 | Wind Onshore |  |  | Italy |  | COMMISSIONED |  |  | None |  | 0 | 0
26WIMPI-S04CRZNS | 26WUUUUCARZANO1M | CARZANO | UP_CARZANO_1 | 11 | 11 | Hydro Run-of-river and poundage | 46.073 | 11.492 | Italy | ITH2 | COMMISSIONED |  |  | Freshwater
26WIMPI-S17G2RTL | 26WUGRTTLE36MW1G | GROTTOLE 36MW | UP_GRTTLE36MW_1 | 36 | 36 | Wind Onshore |  |  | Italy |  | COMMISSIONED |  |  | None |  | 0 | 0
26WIMPI-S15ACRRR | 26WUUUUUACERRA1W | ACERRA | UP_ACERRA_1 | 72 | 72 | Waste | 40.944 | 14.371 | Italy | ITF3 | COMMISSIONED |  |  | Freshwater | Air Cooling | 1.7 | 0.13
26WIMPI-S01CHMNE | 26WUUCHIOMONTE14 | CHIOMONTE | UP_CHIOMONTE_1 | 16 | 16 | Hydro Run-of-river and poundage | 45.118 | 6.983 | Italy | ITC1 | COMMISSIONED |  |  | Freshwater
26WIMPISIMERI-15 | 26WUUUUUSIMERI1O | MAGISANO | UP_SIMERI_1 | 75 | 75 | Hydro Water Reservoir | 39.013 | 16.628 | Italy | ITF6 | COMMISSIONED |  |  | Freshwater
26WIMPI-S05FDZRI | 26WUUUFORNO-DI1O | FORNO DI ZOLDO | UP_FORNO_DI_1 | 11 | 11 | Hydro Run-of-river and poundage | 46.346 | 12.177 | Italy | ITH3 | COMMISSIONED |  |  | Freshwater
26WIMPI-S06BRCS6 | 26WUUUUUBARCIS1H | BARCIS | UP_BARCIS_1 | 25 | 25 | Hydro Run-of-river and poundage | 46.191 | 12.559 | Italy | ITH4 | COMMISSIONED |  |  | Freshwater
26WIMPI-S03ASMTU | 26WUUAEM-STAZZ1F | STAZZONA | UP_AEM-STAZZ_1 | 30 | 30 | Hydro Run-of-river and poundage | 46.145 | 9.27 | Italy | ITC4 | COMMISSIONED |  |  | Freshwater
26WIMPI-0225833G | 26WUMPNTFTVLTC1H | Impianto fotovoltaico San Floro Girifalco | UP_MPNTFTVLTC_1 | 23 | 23 | Solar | 38.824 | 16.421 | Italy | ITF6 | COMMISSIONED |  |  | Freshwater |  | 0 | 0
26WIMPI-S15SDCLR | 26WUSLLDICONZA13 | SELLA DI CONZA | UP_SLLDICONZA_1 | 10 | 10 | Wind Onshore |  |  | Italy |  | COMMISSIONED |  |  | None |  | 0 | 0
26WIMPI-S20IVVP0 | 26WUUIVPC4-VID13 | Aggius 1 Bortigiadas Viddalba 1 | UP_IVPC4_VID_1 | 29 | 29 | Wind Onshore |  |  | Italy |  | COMMISSIONED |  |  | None |  | 0 | 0
26WIMPI-S08LGNCO | 26WULGNCHOZOLA21 | LIGONCHIO OZOLA | UP_LGNCHOZOLA_2 | 13 | 9 | Hydro Run-of-river and poundage | 44.316 | 10.342 | Italy | ITH5 | COMMISSIONED |  |  | Freshwater
26WIMPI-S08LGNCO | 26WUUUS08LGNC013 | LIGONCHIO OZOLA | UPN_S08LGNC_01 | 13 | 4 | Hydro Run-of-river and poundage | 44.316 | 10.342 | Italy | ITH5 | COMMISSIONED |  |  | Freshwater
26WIMPI-S18CSTR3 | 26WUUCASTROCUC13 | CASTROCUCCO | UP_CASTROCUC_1 | 83 | 83 | Hydro Water Reservoir | 39.937 | 15.763 | Italy | ITF5 | COMMISSIONED |  |  | Freshwater
26WIMPI-S07ARLIZ | 26WUUUUUAIROLE1D | AIROLE | UP_AIROLE_1 | 8 | 8 | Hydro Run-of-river and poundage | 43.871 | 7.556 | Italy | ITC3 | COMMISSIONED |  |  | Freshwater
26WIMPI-S14PTRCV | 26WUPTRCATELLA18 | PIETRACATELLA | UP_PTRCATELLA_1 | 27 | 27 | Wind Onshore |  |  | Italy |  | COMMISSIONED |  |  | None |  | 0 | 0
26WIMPI-S15ILVPH | 26WUUIVPC4-LAC1E | IVPC4 LACEDONIA | UP_IVPC4_LAC_1 | 39 | 39 | Wind Onshore |  |  | Italy |  | COMMISSIONED |  |  | None |  | 0 | 0
26WIMPI-S06SLNRP | 26WUUS-LEONARD1I | S.LEONARDO | UP_S.LEONARD_1 | 18 | 18 | Hydro Run-of-river and poundage | 46.119 | 13.532 | Italy | ITH4 | COMMISSIONED |  |  | Freshwater
26WIMPI-S03SCNDX | 26WUUSND-CAMPO1A | CAMPO | UP_SND_CAMPO_1 | 38 | 38 | Hydro Run-of-river and poundage | 41.896 | 12.472 | Italy | ITI4 | COMMISSIONED |  |  | Freshwater
26WIMPI-S20T2LU7 | 26WUUUUUUTULA211 | TULA 2 | UP_TULA2_1 | 51 | 51 | Wind Onshore |  |  | Italy |  | COMMISSIONED |  |  | None |  | 0 | 0
26WIMPI-S16CPNT4 | 26WUMNRVNMRGCN39 | MINERVINO MURGE - CONTRADA PASSEGGERI | UP_MNRVNMRGCN_3 | 16 | 16 | Wind Onshore |  |  | Italy |  | COMMISSIONED |  |  | None |  | 0 | 0
26WIMPI-S16VLTNU | 26WUUVOLTURINO1A | VOLTURINO | UP_VOLTURINO_1 | 13 | 13 | Wind Onshore |  |  | Italy |  | COMMISSIONED |  |  | None |  | 0 | 0
26WIMPI-S16ASSL3 | 26WUSCLSTRIANO1T | ASCOLI SATRIANO | UP_SCLSTRIANO_1 | 61 | 61 | Wind Onshore |  |  | Italy |  | COMMISSIONED |  |  | None |  | 0 | 0
26WIMPI-S09AGPP4 | 26WUNPWRLVORNO77 | ENIPOWER LIVORNO | UP_NPWRLVORNO_7 | 203 | 149 | Other | 43.544 | 10.317 | Italy | ITI1 | COMMISSIONED | 1963 |  | Seawater | Once-through | 132.48 | 0.91
26WIMPI-S09AGPP4 | 26WUNPWRLVORNO69 | ENIPOWER LIVORNO | UP_NPWRLVORNO_6 | 203 | 54 | Other | 43.544 | 10.317 | Italy | ITI1 | COMMISSIONED |  |  | Seawater | Once-through | 132.48 | 0.91
26WIMPI-0544016K | 26WUPNSNBIAGIO1G | Piano San Biagio | UP_PNSNBIAGIO_1 | 30 | 30 | Wind Onshore |  |  | Italy |  | COMMISSIONED |  |  | None |  | 0 | 0
26WIMPI-S03T1CNB | 26WUUUAEMTECNO1P | AEMTECNO | UP_AEMTECNO_1 | 18 | 18 | Fossil Gas |  |  | Italy |  | COMMISSIONED |  |  | Freshwater | Air Cooling | 0.01 | 0.01
26WIMPI-S01SMNRE | 26WUUUSANMAURO1P | SAN MAURO | UP_SANMAURO_1 | 8 | 8 | Hydro Run-of-river and poundage | 45.102 | 7.765 | Italy | ITC1 | COMMISSIONED |  |  | Freshwater
26WIMPI-0477085C | 26WULMCARVOTTA1J | LAMACARVOTTA | UP_LMCARVOTTA_1 | 9 | 9 | Wind Onshore |  |  | Italy |  | COMMISSIONED |  |  | None |  | 0 | 0
26WIMPI-0305855B | 26WUDLCTEOLICO1M | Deliceto Eolico | UP_DLCTEOLICO_1 | 18 | 18 | Wind Onshore |  |  | Italy |  | COMMISSIONED |  |  | None |  | 0 | 0
26WIMYI-0158381B | 26WUMDACORTALE1N | MAIDA CORTALE | UP_MDACORTALE_1 | 56 | 56 | Wind Onshore |  |  | Italy |  | COMMISSIONED |  |  | None |  | 0 | 0
26WIMPI-S15PILCD | 26WUPRCLCRDINO1V | PARCO EOLICO IARDINO | UP_PRCLCRDINO_1 | 14 | 14 | Wind Onshore |  |  | Italy |  | COMMISSIONED |  |  | None |  | 0 | 0
26WIMPI-S20T2LRD | 26WUUBADUOZZAN1S | BADUOZZANA | UP_BADUOZZAN_1 | 26 | 26 | Hydro Water Reservoir | 40.096 | 9.118 | Italy | ITG2 | COMMISSIONED |  |  | Freshwater
26WIMPI-0530247R | 26WUSCRCTTMLFI1X | isca ricotta - melfi | UP_SCRCTTMLFI_1 | 29 | 29 | Wind Onshore |  |  | Italy |  | COMMISSIONED |  |  | None |  | 0 | 0
26WIMPI-0446302G | 26WUUZBAGALADI1I | Bagaladi | UP_BAGALADI_1 | 28 | 28 | Wind Onshore |  |  | Italy |  | COMMISSIONED |  |  | None |  | 0 | 0
26WIMPI-S05BMSSL | 26WUUBUSSOL--M1K | BUSSOLENGO | UP_BUSSOL._M_1 | 48 | 48 | Hydro Run-of-river and poundage | 45.473 | 10.851 | Italy | ITH3 | COMMISSIONED |  |  | Freshwater
26WIMPI-S15B2SCF | 26WUUBISACCIA21A | BISACCIA 2 | UP_BISACCIA2_1 | 24 | 24 | Wind Onshore |  |  | Italy |  | COMMISSIONED |  |  | None |  | 0 | 0
26WIMPI-S19EPRGR | 26WUUUUUIMPSUD2Q | IMPSUD | UP_IMPSUD_2 | 61 | 61 | Fossil Gas | 37.129 | 15.202 | Italy | ITG1 | COMMISSIONED |  |  | Seawater | Air Cooling | 0.01 | 0.01
26WIMPI-S08PCRTB | 26WUUPORTO-COR3N | PORTO CORSINI | UP_PORTO_COR_3 | 741 | 368 | Fossil Gas | 44.484 | 12.266 | Italy | ITH5 | COMMISSIONED | 2002 |  | Seawater | Once-through | 43.07 | 0.38
26WIMPI-S08PCRTB | 26WUUPORTO-COR4L | PORTO CORSINI | UP_PORTO_COR_4 | 741 | 374 | Fossil Gas | 44.484 | 12.266 | Italy | ITH5 | COMMISSIONED | 2002 |  | Seawater | Once-through | 43.07 | 0.38
26WIMPI-S15SGTL1 | 26WUPZGLNDARCO14 | POMIGLIANO DARCO | UP_PMGLNDARCO_1 | 105 | 105 | Fossil Gas | 40.934 | 14.39 | Italy | ITF3 | COMMISSIONED | 1899 |  | Freshwater | Air Cooling | 0.01 | 0.01
26WIMPI-S15PACND | 26WUUPONTE-ANN1B | PONTE ANNIBALE | UP_PONTE_ANN_1 | 8 | 8 | Hydro Run-of-river and poundage | 41.292 | 14.549 | Italy | ITF3 | COMMISSIONED |  |  | Freshwater
26WIMPI-S01MNCLB | 26WUMONCALIERI36 | MONCALIERI | UP_MONCALIERI_3 | 780 | 380 | Fossil Gas | 44.995 | 7.676 | Italy | ITC1 | COMMISSIONED | 2009 |  | Freshwater | Once-through | 43.07 | 0.38
26WIMPI-S01MNCLB | 26WUUMONCALRPW2S | MONCALIERI | UP_MONCALRPW_2 | 780 | 400 | Fossil Gas | 44.995 | 7.676 | Italy | ITC1 | COMMISSIONED | 2005 |  | Freshwater | Once-through | 43.07 | 0.38
26WIMPI-S11VNMRS | 26WUUVENAMARTE1U | VENAMARTELLO | UP_VENAMARTE_1 | 20 | 20 | Hydro Run-of-river and poundage | 42.79 | 13.416 | Italy | ITI3 | COMMISSIONED |  |  | Freshwater
26WIMPI-S04CSTL9 | 26WUUCASTELB-E1D | CASTELBELLO | UP_CASTELB.E_1 | 87 | 87 | Hydro Run-of-river and poundage | 46.638 | 10.941 | Italy | ITH1 | COMMISSIONED |  |  | Freshwater
26WIMPI-S15SCPRH | 26WUUSPARANISE1Q | SPARANISE | UP_SPARANISE_1 | 784 | 384 | Fossil Gas | 41.176 | 14.101 | Italy | ITF3 | COMMISSIONED | 2007 |  | Freshwater | Air Cooling | 0.01 | 0.01
26WIMPI-S15SCPRH | 26WUUSPARANISE2O | SPARANISE | UP_SPARANISE_2 | 784 | 400 | Fossil Gas | 41.176 | 14.101 | Italy | ITF3 | COMMISSIONED | 2007 |  | Freshwater | Air Cooling | 0.01 | 0.01
26WIMPI-S04RPST7 | 26WUURIO-PUSTE14 | RIO PUSTERIA | UP_RIO_PUSTE_1 | 21 | 21 | Hydro Run-of-river and poundage | 46.797 | 11.668 | Italy | ITH1 | COMMISSIONED |  |  | Freshwater
26WIMPI-S08ERNPQ | 26WUNPWRRVENNA3F | ENIPOWER RAVENNA | UP_NPWRRVENNA_3 | 920 | 114 | Other | 44.449 | 12.237 | Italy | ITH5 | COMMISSIONED |  |  | Freshwater | Air Cooling | 0.1 | 0.1
26WIMPI-S08ERNPQ | 26WUNPWRRVENNA93 | ENIPOWER RAVENNA | UP_NPWRRVENNA_9 | 920 | 120 | Fossil Gas | 44.449 | 12.237 | Italy | ITH5 | COMMISSIONED | 2004 |  | Freshwater | Air Cooling | 0.01 | 0.01
26WIMPI-S08ERNPQ | 26WNPWRRVENNA10P | ENIPOWER RAVENNA | UP_NPWRRVENNA_10 | 920 | 375 | Fossil Gas | 44.449 | 12.237 | Italy | ITH5 | COMMISSIONED | 2004 |  | Freshwater | Mechanical Draught Tower | 0.96 | 0.78
26WIMPI-S08ERNPQ | 26WNPWRRVENNA11N | ENIPOWER RAVENNA | UP_NPWRRVENNA_11 | 920 | 400 | Fossil Gas | 44.449 | 12.237 | Italy | ITH5 | COMMISSIONED | 1899 |  | Freshwater | Mechanical Draught Tower | 0.96 | 0.78
26WIMYI-S12CESLB | 26WUUEPSISTEMI1Y | E.P. SISTEMI | UP_EPSISTEMI_1 | 11 | 11 | Other |  |  | Italy |  | COMMISSIONED |  |  | Freshwater | Air Cooling | 0.1 | 0.1
26WIMPI-R01ENTRX | 26WUETQ-ROVINA1Y | ENTRACQUE ROVINA | UP_ETQ_ROVINA_1 | 125 | 125 | Hydro Pumped Storage | 44.226 | 7.382 | Italy | ITC1 | COMMISSIONED | 1982 |  | Freshwater
26WIMPI-S01CHVSE | 26WUUUCHIVASSO2T | CHIVASSO | UP_CHIVASSO_2 | 1123 | 370 | Other | 45.183 | 7.883 | Italy | ITC1 | COMMISSIONED |  |  | Freshwater | Once-through | 132.48 | 0.91
26WIMPI-S01CHVSE | 26WUUUCHIVASSO1V | CHIVASSO | UP_CHIVASSO_1 | 1123 | 753 | Waste | 45.183 | 7.883 | Italy | ITC1 | COMMISSIONED | 2004 |  | Freshwater | Natural Draught Tower | 3.32 | 2.09
26WIMPI-00358944 | 26WUROCCAROSSA16 | Rocca Rossa | UP_ROCCAROSSA_1 | 84 | 84 | Wind Onshore |  |  | Italy |  | COMMISSIONED |  |  | None |  | 0 | 0
26WIMPI-0394269C | 26WUUUULANUVIO1P | LANUVIO | UP_LANUVIO_1 | 22 | 22 | Solar | 41.675 | 12.698 | Italy | ITI4 | COMMISSIONED |  |  | Freshwater |  | 0 | 0
26WIMPI-0155970W | 26WUUDENITTIS11F | De Nittis 1 | UP_DENITTIS1_1 | 12 | 12 | Solar |  |  | Italy |  | COMMISSIONED |  |  | Freshwater |  | 0 | 0
26WIMPI-S09T4RVD | 26WUUUTRAVALE42L | TRAVALE 4 | UP_TRAVALE_4_2 | 39 | 39 | Geothermal | 43.168 | 11.007 | Italy | ITI1 | COMMISSIONED | 2002 |  | Freshwater | Air Cooling | 0.02 | 0.02
26WIMPI-0493347G | 26WUUUUMATISSE1E | MATISSE | UP_MATISSE_1 | 39 | 39 | Wind Onshore |  |  | Italy |  | COMMISSIONED |  |  | None |  | 0 | 0
26WIMPI-0086915O | 26WUCLDRLTTRCV1M | C.le Idroelettrica Uvini | UP_CLDRLTTRCV_1 | 11 | 11 | Hydro Run-of-river and poundage |  |  | Italy |  | COMMISSIONED |  |  | Freshwater
26WIMPI-S05GRDNV | 26WUUUUGARDONA1G | GARDONA | UP_GARDONA_1 | 13 | 13 | Hydro Run-of-river and poundage | 45.618 | 10.56 | Italy | ITC4 | COMMISSIONED |  |  | Freshwater
26WIMPI-S03AFYPH | 26WUMPNTDPRSLZ1D | IMPIANTO DI PRESELEZIONE E TERMOVALORIZZAZIONE SILLA2 | UP_MPNTDPRSLZ_1 | 56 | 56 | Waste | 45.505 | 9.071 | Italy | ITI1 | COMMISSIONED |  |  | Freshwater | Mechanical Draught Tower | 3.32 | 2.09
26WIMPI-S08CDRS0 | 26WUMPNTLCCSNI1P | IMPIANTO EOLICO CASONI | UP_MPNTLCCSNI_1 | 12 | 12 | Wind Onshore |  |  | Italy |  | COMMISSIONED |  |  | None |  | 0 | 0
26WIMPI-S19IESBL | 26WUISABENERGY3L | ISAB ENERGY | UP_ISABENERGY_3 | 544 | 288 | Fossil Gas | 37.129 | 15.202 | Italy | ITG1 | COMMISSIONED | 1998 |  | Seawater | Once-through | 43.07 | 0.38
26WIMPI-S19IESBL | 26WUISABENERGY2N | ISAB ENERGY | UP_ISABENERGY_2 | 544 | 256 | Fossil Gas | 37.129 | 15.202 | Italy | ITG1 | COMMISSIONED | 1999 |  | Seawater | Once-through | 43.07 | 0.38
26WIMPI-S16CPNIQ | 26WUCPONTE14MW10 | CIPONTE 14MW | UP_CPONTE14MW_1 | 10 | 10 | Wind Onshore |  |  | Italy |  | COMMISSIONED |  |  | None |  | 0 | 0
26WIMPI-0589840G | 26WUSERROLUNGO13 | SERRO LUNGO | UP_SERROLUNGO_1 | 23 | 23 | Wind Onshore |  |  | Italy |  | COMMISSIONED |  |  | None |  | 0 | 0
26WIMPI-S03UWTHS | 26WUPWHIRLPOOL10 | U.P. WHIRLPOOL | UP_PWHIRLPOOL_1 | 13 | 13 | Fossil Gas |  |  | Italy |  | COMMISSIONED |  |  | Freshwater | Air Cooling | 0.01 | 0.01
26WIMPI-S01PLLNA | 26WUPALLANZENO2L | PALLANZENO | UP_PALLANZENO_2 | 41 | 41 | Hydro Run-of-river and poundage | 46.04 | 8.26 | Italy | ITC1 | COMMISSIONED |  |  | Freshwater
26WIMPI-S08TDMR6 | 26WUCLHRMDNCVZ1Z | C.LE HERA MODENA CAVAZZA | UP_CLHRMDNCVZ_1 | 21 | 21 | Other | 44.658 | 10.918 | Italy | ITH5 | COMMISSIONED |  |  | Freshwater | Air Cooling | 0.1 | 0.1
26WIMPIMONICA-1D | 26WVALCAMONICA1Y | CEDEGOLO | UP_VALCAMONICA_1 | 130 | 130 | Hydro Run-of-river and poundage | 46.077 | 10.35 | Italy | ITC4 | COMMISSIONED |  |  | Freshwater
26WIMPI-S17PEMCE | 26WUPRCLCMNTCT2F | PARCO EOLICO MONTE CUTE | UP_PRCLCMNTCT_2 | 44 | 44 | Wind Onshore |  |  | Italy |  | COMMISSIONED |  |  | None |  | 0 | 0
26WIMPI-0604560E | 26WUUUPROVAAZ72M | prova az7 | UP_PROVAAZ7_2 | 0 | 10 | Hydro Run-of-river and poundage |  |  | Italy |  | DECOMMISSIONED |  |  | Freshwater
26WIMPI-0604560E | 26WUUUPROVAAZ71O | prova az7 | UP_PROVAAZ7_1 | 0 | 11 | Hydro Run-of-river and poundage |  |  | Italy |  | DECOMMISSIONED |  |  | Freshwater
26WIMPI-S19MSTI2 | 26WUUMISTRETTA1K | MISTRETTA | UP_MISTRETTA_1 | 30 | 30 | Wind Onshore |  |  | Italy |  | COMMISSIONED |  |  | None |  | 0 | 0
26WIMPI-S01CDRS5 | 26WUUUCADARESE1K | CADARESE | UP_CADARESE_1 | 68 | 68 | Hydro Run-of-river and poundage | 46.297 | 8.36 | Italy | ITC1 | COMMISSIONED |  |  | Freshwater
26WIMPI-S13ASCNS | 26WUUS--ANGELO19 | S. ANGELO | UP_S._ANGELO_1 | 43 | 43 | Hydro Water Reservoir | 42.518 | 14.06 | Italy | ITF1 | COMMISSIONED |  |  | Freshwater
26WIMPI-S01FNDVN | 26WUUFONDOVALL11 | FONDOVALLE | UP_FONDOVALL_1 | 9 | 9 | Hydro Run-of-river and poundage | 44.485 | 10.863 | Italy | ITH5 | COMMISSIONED |  |  | Freshwater
26WIMPI-S13MRSCK | 26WUUMARSICAII1B | MARSICA II | UP_MARSICAII_1 | 26 | 26 | Wind Onshore |  |  | Italy |  | COMMISSIONED |  |  | None |  | 0 | 0
26WIMPI-S03SDPTS | 26WUSPTROORZIO1D | S.PIETRO ORZIO | UP_SPTROORZIO_1 | 10 | 10 | Hydro Run-of-river and poundage | 45.885 | 9.663 | Italy | ITC4 | COMMISSIONED |  |  | Freshwater
26WIMPI-S12ACCSE | 26WUUACEA-CAST10 | CASTEL MADAMA | UP_ACEA_CAST_1 | 8 | 8 | Hydro Run-of-river and poundage | 41.976 | 12.87 | Italy | ITI4 | COMMISSIONED |  |  | Freshwater
26WIMPI-S05N7V1T | 26WUUUUUUU371969 | NOVE | UP_NOVE_1 | 65 | 65 | Hydro Run-of-river and poundage | 45.726 | 11.68 | Italy | ITH3 | COMMISSIONED |  |  | Freshwater
26WIMPI-0214118E | 26WUDLLLVNQLEA1C | DELLALVANO E AQUILEA | UP_DLLLVNQLEA_1 | 41 | 41 | Wind Onshore |  |  | Italy |  | COMMISSIONED |  |  | None |  | 0 | 0
26WIMPI-S05CABMG | 26WUUUCADELBUE3V | CA DEL BUE | UP_CADELBUE_3 | 38 | 38 | Fossil Gas | 40.247 | 9.623 | Italy | ITG2 | COMMISSIONED |  |  | Freshwater | Air Cooling | 0.01 | 0.01
26WIMZI-S10TERN0 | 26WUTRNIENASPA1P | ARIA srl UL1 | UP_TRNIENASPA_1 | 14 | 14 | Biomass | 43.858 | 11.138 | Italy | ITI1 | COMMISSIONED |  |  | Freshwater | Air Cooling | 1.7 | 0.13
26WIMPI-S16IFMVD | 26WUUUUFORENZA1C | FORENZA | UP_FORENZA_1 | 39 | 39 | Wind Onshore |  |  | Italy |  | COMMISSIONED |  |  | None |  | 0 | 0
26WIMPII-NOCE-1C | 26WUUUUUUUNOCE1E | TAIO | UP_NOCE_1 | 161 | 161 | Hydro Water Reservoir | 46.335 | 11.064 | Italy | ITH2 | COMMISSIONED |  |  | Freshwater
26WIMPI-S15NLPLI | 26WUUUUNAPOLIL48 | NAPOLI L | UP_NAPOLIL_4 | 400 | 400 | Fossil Gas | 40.834 | 14.301 | Italy | ITF3 | COMMISSIONED | 2008 |  | Seawater | Once-through | 43.07 | 0.38
26WIMPI-0473736H | 26WUPRCVCCHVLL1B | Parco Vecchio - Valle Cancelli - Ripa | UP_PRCVCCHVLL_1 | 25 | 25 | Wind Onshore |  |  | Italy |  | COMMISSIONED |  |  | None |  | 0 | 0
26WIMPI-S19AGGPO | 26WUUUCTE-RAGE1N | RAFFINERIA DI GELA SPA | UP_CTE-RAGE_1 | 0 | 100 | Fossil Oil | 37.06 | 14.274 | Italy | ITG1 | MOTHBALLED | 1963 |  | Seawater | Once-through | 132.48 | 0.91
26WIMPI-S12PNTM4 | 26WUUPONTEFIUM1Z | PONTEFIUME | UP_PONTEFIUM_1 | 9 | 9 | Hydro Run-of-river and poundage | 46.346 | 12.186 | Italy | ITH3 | COMMISSIONED |  |  | Freshwater
26WIMPI-S08SLSM8 | 26WUUSALSOMINO14 | SALSOMINORE | UP_SALSOMINO_1 | 15 | 15 | Hydro Run-of-river and poundage | 44.818 | 9.983 | Italy | ITH5 | COMMISSIONED |  |  | Freshwater
26WIMPI-S03LDRG9 | 26WULUDRIGNO-S15 | LUDRIGNO DER. SERIO | UP_LUDRIGNO_S_1 | 9 | 9 | Hydro Run-of-river and poundage | 45.924 | 9.925 | Italy | ITC4 | COMMISSIONED |  |  | Freshwater
26WIMPI-0679327R | 26WUSGHRANUOVA18 | Segheria Nuova | UP_SGHRANUOVA_1 | 22 | 22 | Wind Onshore |  |  | Italy |  | COMMISSIONED |  |  | None |  | 0 | 0
26WIMPI-S19SDMCS | 26WUUUS-F--DEL24 | SAN FILIPPO DEL MELA | UP_S.F._DEL_2 | 866 | 145 | Fossil Oil | 38.2 | 15.267 | Italy | ITG1 | COMMISSIONED | 1971 |  | Seawater | Once-through | 132.48 | 0.91
26WIMPI-S19SDMCS | 26WUUUS-F--DEL16 | SAN FILIPPO DEL MELA | UP_S.F._DEL_1 | 866 | 145 | Fossil Oil | 38.2 | 15.267 | Italy | ITG1 | COMMISSIONED | 1971 |  | Seawater | Once-through | 132.48 | 0.91
26WIMPI-S19SDMCS | 26WUUUS-F--DEL5Z | SAN FILIPPO DEL MELA | UP_S.F._DEL_5 | 866 | 288 | Fossil Oil | 38.2 | 15.267 | Italy | ITG1 | COMMISSIONED | 1975 |  | Seawater | Once-through | 132.48 | 0.91
26WIMPI-S19SDMCS | 26WUUUS-F--DEL6X | SAN FILIPPO DEL MELA | UP_S.F._DEL_6 | 866 | 288 | Fossil Oil | 38.2 | 15.267 | Italy | ITG1 | COMMISSIONED | 1976 |  | Seawater | Once-through | 132.48 | 0.91
26WIMPI-S09B3GN8 | 26WUUUBAGNORE31V | BAGNORE 3 | UP_BAGNORE_3_1 | 20 | 20 | Geothermal | 42.847 | 11.568 | Italy | ITI1 | COMMISSIONED | 1998 |  | Freshwater | Natural Draught Tower | 0.06 | 0.06
26WIMPI-S01SASMK | 26WUUUUUUUSUSA1D | SUSA | UP_SUSA_1 | 11 | 11 | Hydro Run-of-river and poundage | 45.139 | 7.048 | Italy | ITC1 | COMMISSIONED |  |  | Freshwater
26WIMPI-S20SDNLH | 26WULTTIGHEDDU1U | LITTIGHEDDU | UP_LTTIGHEDDU_1 | 65 | 65 | Wind Onshore |  |  | Italy |  | COMMISSIONED |  |  | None |  | 0 | 0
26WIMPI-0077109F | 26WUBLVNBMASSA1G | BiOlevano biomassa | UP_BLVNBMASSA_1 | 18 | 18 | Biomass | 45.221 | 8.704 | Italy | ITC4 | COMMISSIONED |  |  | Freshwater | Air Cooling | 1.7 | 0.13
26WIMPI-S01TRNVI | 26WUUZORNAVENT17 | TORNAVENTO | UP_TORNAVENT_1 | 7 | 7 | Hydro Run-of-river and poundage | 45.581 | 8.71 | Italy | ITC4 | COMMISSIONED |  |  | Freshwater
26WIMPI-S19V1CRO | 26WUCNTRLLCVCR1R | CENTRALE EOLICA VICARI UNO | UP_CNTRLLCVCR_1 | 38 | 38 | Wind Onshore |  |  | Italy |  | COMMISSIONED |  |  | None |  | 0 | 0
26WIMPI-S03OSTG2 | 26WUUUOSTIGLIA33 | OSTIGLIA | UP_OSTIGLIA_3 | 1123 | 373 | Fossil Gas | 45.053 | 11.139 | Italy | ITC4 | COMMISSIONED | 2004 |  | Freshwater | Once-through | 43.07 | 0.38
26WIMPI-S03OSTG2 | 26WUUOSTIGLIA12K | OSTIGLIA | UP_OSTIGLIA_12 | 1123 | 751 | Fossil Gas | 45.053 | 11.139 | Italy | ITC4 | COMMISSIONED | 2002 |  | Freshwater | Once-through | 43.07 | 0.38
26WIMPI-S08CCVRV | 26WUFNZCNVRTTE1J | FAENZA CONVERTITE | UP_FNZCNVRTTE_1 | 10 | 10 | Other | 44.313 | 11.861 | Italy | ITH5 | COMMISSIONED |  |  | Freshwater | Air Cooling | 0.1 | 0.1
26WIMPI-S11ACPNS | 26WUPNRGIAIGCC1R | API ENERGIA IGCC | UP_PNRGIAIGCC_1 | 240 | 240 | Fossil Gas | 43.622 | 13.374 | Italy | ITI3 | COMMISSIONED | 2001 |  | Seawater | No Cooling | 0 | 0
26WIMPI-0364390Z | 26WUALFONSINE22M | Alfonsine 2 | UP_ALFONSINE2_2 | 25 | 25 | Solar | 44.506 | 12.043 | Italy | ITH5 | COMMISSIONED |  |  | Freshwater |  | 0 | 0
26WIMPI-S01ACCGE | 26WUUUACCEGLIO16 | ACCEGLIO | UP_ACCEGLIO_1 | 19 | 19 | Hydro Run-of-river and poundage | 44.475 | 6.989 | Italy | ITC1 | COMMISSIONED |  |  | Freshwater
26WIMPI-06684162 | 26WUUUUUUCONTE1Y | CONTE | UP_CONTE_1 | 18 | 18 | Wind Onshore |  |  | Italy |  | COMMISSIONED |  |  | None |  | 0 | 0
26WIMPI-0159541Z | 26WUCSTAGRANDE1P | COSTA GRANDE | UP_CSTAGRANDE_1 | 15 | 15 | Wind Onshore |  |  | Italy |  | COMMISSIONED |  |  | None |  | 0 | 0
26WIMPI-06044399 | 26WUPRMRTSTNEW1W | PRIMARIA_TEST_NEW | UP_PRMRTSTNEW_1 | 0 | 20 | Fossil Gas |  |  | Italy |  | DECOMMISSIONED |  |  | Freshwater | Air Cooling | 0.01 | 0.01
26WIMPI-S01FCNU2 | 26WUUUUUFUCINE11 | FUCINE | UP_FUCINE_1 | 13 | 13 | Hydro Run-of-river and poundage | 46.31 | 10.73 | Italy | ITH2 | COMMISSIONED |  |  | Freshwater
26WIMPI-S16BSCRY | 26WUBRNDSSUDCE1N | BRINDISI SUD CE | UP_BRNDSSUDCE_1 | 2420 | 605 | Fossil Hard coal | 40.643 | 17.981 | Italy | ITF4 | COMMISSIONED | 1991 |  | Seawater | Once-through | 85.5 | 0.39
26WIMPI-S16BSCRY | 26WUBRNDSSUDCE2L | BRINDISI SUD CE | UP_BRNDSSUDCE_2 | 2420 | 605 | Fossil Hard coal | 40.643 | 17.981 | Italy | ITF4 | COMMISSIONED | 1992 |  | Seawater | Once-through | 85.5 | 0.39
26WIMPI-S16BSCRY | 26WUBRNDSSUDCE3J | BRINDISI SUD CE | UP_BRNDSSUDCE_3 | 2420 | 605 | Fossil Hard coal | 40.643 | 17.981 | Italy | ITF4 | COMMISSIONED | 1992 |  | Seawater | Once-through | 85.5 | 0.39
26WIMPI-S16BSCRY | 26WUBRNDSSUDCE4H | BRINDISI SUD CE | UP_BRNDSSUDCE_4 | 2420 | 605 | Fossil Hard coal | 40.643 | 17.981 | Italy | ITF4 | COMMISSIONED | 1993 |  | Seawater | Once-through | 85.5 | 0.39
26WIMPI-04586651 | 26WUUUSANNA01215 | S.ANNA_012 | UP_SANNA012_1 | 64 | 64 | Wind Onshore |  |  | Italy |  | COMMISSIONED |  |  | None |  | 0 | 0
26WIMPI-0417217K | 26WUTRSLE25MWP18 | Tirsole 25Mwp | UP_TRSLE25MWP_1 | 24 | 24 | Solar |  |  | Italy |  | COMMISSIONED |  |  | Freshwater |  | 0 | 0
26WIMPI-S04RDGLX | 26WUUUURIVADEL38 | RIVA DEL GARDA - NUOVO | UP_RIVADEL_3 | 117 | 117 | Hydro Pumped Storage | 45.886 | 10.841 | Italy | ITH2 | COMMISSIONED |  |  | Freshwater
26WIMPI-0637955W | 26WUPCCHMNTDSS13 | Apecchio - Monte dei Sospiri | UP_PCCHMNTDSS_1 | 10 | 10 | Wind Onshore |  |  | Italy |  | COMMISSIONED |  |  | None |  | 0 | 0
26WIMPI-0198971S | 26WUTRPNCNTRDC3G | Trapani Contrada Coniglia | UP_TRPNCNTRDC_3 | 20 | 20 | Wind Onshore |  |  | Italy |  | COMMISSIONED |  |  | None |  | 0 | 0
26WIMPI-S04CMRNZ | 26WUUUCURON-ME1C | CURON | UP_CURON_ME_1 | 13 | 13 | Hydro Run-of-river and poundage | 46.808 | 10.541 | Italy | ITH1 | COMMISSIONED |  |  | Freshwater
26WIMPI-S18S1TRV | 26WUUUSATRIANO1A | SATRIANO 1S | UP_SATRIANO_1 | 24 | 24 | Hydro Run-of-river and poundage | 38.668 | 16.481 | Italy | ITF6 | COMMISSIONED |  |  | Freshwater
26WIMPI-S05SVRZ0 | 26WUUSOVERZENE1M | SOVERZENE | UP_SOVERZENE_1 | 214 | 158 | Hydro Water Reservoir | 46.208 | 12.303 | Italy | ITH3 | COMMISSIONED |  |  | Freshwater
26WIMPI-S05SVRZ0 | 26WUUSOVERZENE2K | SOVERZENE | UP_SOVERZENE_2 | 214 | 56 | Hydro Water Reservoir | 46.201 | 12.302 | Italy | ITH3 | COMMISSIONED |  |  | Freshwater
26WIMYI-S16PTRMB | 26WUMPNTLCPTRM1P | IMPIANTO EOLICO PIETRAMONTECORVINO | UP_MPNTLCPTRM_1 | 48 | 48 | Wind Onshore |  |  | Italy |  | COMMISSIONED |  |  | None |  | 0 | 0
26WIMPI-S04CTNT7 | 26WCNTRALETEL11E | CENTRALE TEL | UP_CNTRALETEL_11 | 27 | 27 | Hydro Run-of-river and poundage |  |  | Italy |  | COMMISSIONED |  |  | Freshwater
26WIMPI-S18PEPDY | 26WUPRCLCPNDCR18 | PARCO EOLICO PIANO DI CORDA | UP_PRCLCPNDCR_1 | 44 | 44 | Wind Onshore |  |  | Italy |  | COMMISSIONED |  |  | None |  | 0 | 0
26WIMPI-S03UDTRA | 26WUUUUUUDARFO16 | DARFO | UP_DARFO_1 | 9 | 9 | Hydro Run-of-river and poundage | 45.897 | 10.196 | Italy | ITC4 | COMMISSIONED |  |  | Freshwater
26WIMPI-S13BLSRW | 26WUUBALSORANO1G | BALSORANO | UP_BALSORANO_1 | 15 | 15 | Hydro Run-of-river and poundage | 41.792 | 13.578 | Italy | ITF1 | COMMISSIONED |  |  | Freshwater
26WIMPI-0361630J | 26WUTRMCCLLFRR1M | TERMICA COLLEFERRO | UP_TRMCCLLFRR_1 | 44 | 44 | Fossil Gas | 41.736 | 12.97 | Italy | ITI4 | COMMISSIONED |  |  | Freshwater | Mechanical Draught Tower | 0.96 | 0.78
26WIMPIALENCO-1B | 26WUVALMALENCO17 | LANZADA | UP_VALMALENCO_1 | 350 | 350 | Hydro Water Reservoir | 46.304 | 9.829 | Italy | ITC4 | COMMISSIONED |  |  | Freshwater
26WIMPI-S18EADS0 | 26WUUALTOMONTE1Z | ALTOMONTE | UP_ALTOMONTE_1 | 808 | 808 | Fossil Gas | 39.711 | 16.215 | Italy | ITF6 | COMMISSIONED | 2006 |  | Freshwater | Air Cooling | 0.01 | 0.01
26WIMPI-S13P1SCZ | 26WUUUPESCARA11G | PESCARA 1S | UP_PESCARA_1_1 | 10 | 10 | Hydro Run-of-river and poundage | 42.462 | 14.216 | Italy | ITF1 | COMMISSIONED |  |  | Freshwater
26WIMPI-0848721W | 26WUCHPPUGUSTA14 | CHPP-Augusta | UP_CHPPUGUSTA_1 | 44 | 44 | Fossil Gas | 37.221 | 15.179 | Italy | ITG1 | COMMISSIONED |  |  | Seawater | Once-through | 132.48 | 0.91
26WIMPI-S08SBMRJ | 26WUCZTRLBMSSB1F | CENTRALE A BIOMASSE BANDO DARGENTA | UP_CNTRLBMSSB_1 | 22 | 11 | Biomass | 44.651 | 11.892 | Italy | ITH5 | COMMISSIONED |  |  | Freshwater | Air Cooling | 1.7 | 0.13
26WIMPI-S08SBMRJ | 26WUCNTRLBMSSB2Y | CENTRALE A BIOMASSE BANDO DARGENTA | UP_CNTRLBMSSB_2 | 22 | 11 | Biomass | 44.651 | 11.892 | Italy | ITH5 | COMMISSIONED |  |  | Freshwater | Air Cooling | 1.7 | 0.13
26WIMPI-S01SDMNO | 26WUUS-DAMIANO11 | S.DAMIANO | UP_S.DAMIANO_1 | 12 | 12 | Hydro Run-of-river and poundage | 43.061 | 12.618 | Italy | ITI2 | COMMISSIONED |  |  | Freshwater
26WIMPI-S15MTDD6 | 26WUUMADDALONI4F | MADDALONI T.GAS | UP_MADDALONI_4 | 350 | 88 | Other | 41.023 | 14.374 | Italy | ITF3 | COMMISSIONED | 1977 |  | Freshwater | Air Cooling | 0.1 | 0.1
26WIMPI-S15MTDD6 | 26WUUMADDALONI3H | MADDALONI T.GAS | UP_MADDALONI_3 | 350 | 88 | Other | 41.023 | 14.374 | Italy | ITF3 | COMMISSIONED | 1977 |  | Freshwater | Air Cooling | 0.1 | 0.1
26WIMPI-S15MTDD6 | 26WUUMADDALONI2J | MADDALONI T.GAS | UP_MADDALONI_2 | 350 | 88 | Other | 41.023 | 14.374 | Italy | ITF3 | COMMISSIONED | 1977 |  | Freshwater | Air Cooling | 0.1 | 0.1
26WIMPI-S15MTDD6 | 26WUUMADDALONI1L | MADDALONI T.GAS | UP_MADDALONI_1 | 350 | 88 | Other | 41.023 | 14.374 | Italy | ITF3 | COMMISSIONED | 1977 |  | Freshwater | Air Cooling | 0.1 | 0.1
26WIMPI-S20CGNTW | 26WUCNTRLGRGHN12 | CENTRALE GRIGHINE | UP_CNTRLGRGHN_1 | 98 | 98 | Wind Onshore |  |  | Italy |  | COMMISSIONED |  |  | None |  | 0 | 0
26WIMPI-S03CRNAM | 26WUUUUUCARONA1K | CARONA | UP_CARONA_1 | 48 | 48 | Hydro Water Reservoir | 46.025 | 9.833 | Italy | ITC4 | COMMISSIONED |  |  | Freshwater
26WIMPI-S16P2LNC | 26WUPALINO20MW12 | PALINO 20MW | UP_PALINO20MW_1 | 20 | 20 | Wind Onshore |  |  | Italy |  | COMMISSIONED |  |  | None |  | 0 | 0
26WIMPI-S01CRTOP | 26WUUUUUUUCROT19 | CROT | UP_CROT_1 | 17 | 17 | Hydro Run-of-river and poundage |  |  | Italy |  | COMMISSIONED |  |  | Freshwater
26WIMPI-S09S2SST | 26WUUUUUSASSO21Y | SASSO 2 | UP_SASSO2_1 | 20 | 20 | Geothermal | 42.469 | 13.565 | Italy | ITF1 | COMMISSIONED | 1996 |  | Freshwater | Natural Draught Tower | 0.06 | 0.06
26WIMPI-S16R3CCA | 26WUROCCHETTA33L | ROCCHETTA 3 | UP_ROCCHETTA3_3 | 40 | 40 | Wind Onshore |  |  | Italy |  | COMMISSIONED |  |  | None |  | 0 | 0
26WIMPI-S03SNDOY | 26WUUUUSONDRIO19 | SONDRIO | UP_SONDRIO_1 | 0 | 144 | Hydro Run-of-river and poundage | 46.169 | 9.869 | Italy | ITC4 | DECOMMISSIONED |  |  | Freshwater
26WIMPI-S10GLLT5 | 26WUUUUGALLETO2T | GALLETO | UP_GALLETO_2 | 166 | 166 | Hydro Run-of-river and poundage | 42.543 | 12.721 | Italy | ITI2 | COMMISSIONED |  |  | Freshwater
26WIMPI-S04PRCMY | 26WUUPRACOMUNE1R | PRACOMUNE | UP_PRACOMUNE_1 | 35 | 35 | Hydro Pumped Storage | 46.55 | 10.894 | Italy | ITH1 | COMMISSIONED |  |  | Freshwater
26WIMPI-S03RCSL7 | 26WUUUUUURESIO1F | RESIO | UP_RESIO_1 | 12 | 12 | Hydro Run-of-river and poundage | 44.825 | 8.276 | Italy | ITC1 | COMMISSIONED |  |  | Freshwater
26WIMPI-S01VTZZU | 26WUUVIZZOLA-T1L | VIZZOLA T. | UP_VIZZOLA_T_1 | 31 | 31 | Hydro Run-of-river and poundage | 45.626 | 8.683 | Italy | ITC4 | COMMISSIONED |  |  | Freshwater
26WIMPI-0465591D | 26WUCRTRRNDMDC11 | Cartiera Reno de Medici Santa Giustina | UP_CRTRRNDMDC_1 | 0 | 10 | Fossil Gas | 46.073 | 12.036 | Italy | ITH3 | DECOMMISSIONED |  |  | Freshwater | Air Cooling | 0.01 | 0.01
26WIMPI-S19PCRTZ | 26WUUPARTINICO1I | PARTINICO | UP_PARTINICO_1 | 16 | 16 | Wind Onshore |  |  | Italy |  | COMMISSIONED |  |  | None |  | 0 | 0
26WIMPI-S12CMNC0 | 26WUUCOMUNACQU1K | COMUNACQUA | UP_COMUNACQU_1 | 8 | 8 | Hydro Run-of-river and poundage | 41.865 | 13.198 | Italy | ITI4 | COMMISSIONED |  |  | Freshwater
26WIMPI-0904006J | 26WUUUNOVALT162R | Nova LT16 | UP_NOVALT16_2 | 16 | 16 | Fossil Gas |  |  | Italy |  | COMMISSIONED |  |  | Freshwater | Air Cooling | 0.01 | 0.01
26WIMPI-S01CEMPM | 26WCNTRLDRLTT512 | Centrale idroelettrica Megolo e Ceppomorelli | UP_CNTRLDRLTT_51 | 16 | 16 | Hydro Run-of-river and poundage | 45.992 | 8.307 | Italy | ITC1 | COMMISSIONED |  |  | Freshwater
26WIMPI-S12GFRR3 | 26WUUUUMANDELA1B | MANDELA | UP_MANDELA_1 | 5 | 5 | Hydro Run-of-river and poundage | 42.03 | 12.923 | Italy | ITI4 | COMMISSIONED |  |  | Freshwater
26WIMPI-S09M2NTZ | 26WUUMONTEVERD2T | MONTEVERDI 2 | UP_MONTEVERD_2 | 0 | 17 | Geothermal | 43.19 | 10.732 | Italy | ITI1 | DECOMMISSIONED | 1997 |  | Freshwater | Natural Draught Tower | 0.06 | 0.06
26WIMPI-0604433L | 26WUPRMARIABIS1Y | PRIMARIA BIS | UP_PRMARIABIS_1 | 0 | 12 | Hydro Water Reservoir |  |  | Italy |  | DECOMMISSIONED |  |  | Freshwater
26WIMPI-S08PLCNW | 26WUUUPIACENZA4O | PIACENZA | UP_PIACENZA_4 | 806 | 806 | Fossil Gas | 45.05 | 9.7 | Italy | ITH5 | COMMISSIONED | 2006 |  | Freshwater | Once-through | 43.07 | 0.38
26WIMPI-0766929D | 26WUBRGNTNRGIA1L | Burgentia Energia | UP_BRGNTNRGIA_1 | 18 | 18 | Wind Onshore |  |  | Italy |  | COMMISSIONED |  |  | None |  | 0 | 0
26WIMPI-S03TRBGZ | 26WUUUUTURBIGO3M | TURBIGO | UP_TURBIGO_3 | 1079 | 279 | Fossil Gas | 45.527 | 8.728 | Italy | ITC4 | COMMISSIONED | 1970 |  | Freshwater | Once-through | 132.48 | 0.91
26WIMPI-S03TRBGZ | 26WUUUUTURBIGO4K | TURBIGO | UP_TURBIGO_4 | 1079 | 800 | Fossil Gas | 45.527 | 8.728 | Italy | ITC4 | COMMISSIONED | 1970 |  | Freshwater | Once-through | 43.07 | 0.38
26WIMPI-S09SBRBU | 26WUUUSBARBARA3W | S.BARBARA | UP_SBARBARA_3 | 391 | 391 | Fossil Gas | 43.563 | 11.478 | Italy | ITI1 | COMMISSIONED | 2006 |  | Freshwater | Natural Draught Tower | 0.96 | 0.78
26WIMPI-0063022G | 26WUPNDLCRNALE19 | Piano del Cornale | UP_PNDLCRNALE_1 | 15 | 15 | Wind Onshore |  |  | Italy |  | COMMISSIONED |  |  | None |  | 0 | 0
26WIMPI-S03DSSO7 | 26WUUUUUUDOSSI1V | DOSSI | UP_DOSSI_1 | 43 | 43 | Hydro Water Reservoir | 44.768 | 11.335 | Italy | ITH5 | COMMISSIONED |  |  | Freshwater
26WIMPI-0420910Z | 26WULVTRNTCET31X | ILVA TARANTO CET3 | UP_LVTRNTCET3_1 | 400 | 400 | Fossil Coal-derived gas | 40.484 | 17.185 | Italy | ITF4 | COMMISSIONED |  |  | Seawater | Once-through | 43.07 | 0.38
26WIMPI-S03SSCD2 | 26WUUCENTRALE-12 | CENTRALE DI COGENERAZIONE | UP_CENTRALE__1 | 0 | 19 | Fossil Gas |  |  | Italy |  | DECOMMISSIONED |  |  | Freshwater | Air Cooling | 0.01 | 0.01
26WIMPI-S02SGNYI | 26WUUUSIGNAYES1M | SIGNAYES | UP_SIGNAYES_1 | 42 | 42 | Hydro Run-of-river and poundage | 45.737 | 7.317 | Italy | ITC2 | COMMISSIONED |  |  | Freshwater
26WIMPI-0222863M | 26WUMPNTLCDCTR1B | Impianto eolico di Cutro - localitÃ Rosito | UP_MPNTLCDCTR_1 | 46 | 46 | Wind Onshore |  |  | Italy |  | COMMISSIONED |  |  | None |  | 0 | 0
26WIMPI-S05SCTIU | 26WUUUUUUSICET1S | SICET | UP_SICET_1 | 18 | 18 | Biomass | 41.89 | 12.5 | Italy | ITI4 | COMMISSIONED |  |  | Freshwater | Air Cooling | 1.7 | 0.13
26WIMYI-S06ELTTB | 26WUCNTRLLTTRG1J | CENTRALE ELETTROGORIZIA | UP_CNTRLLTTRG_1 | 0 | 57 | Other | 45.922 | 13.606 | Italy | ITH4 | DECOMMISSIONED | 2005 |  | Freshwater | Air Cooling | 0.1 | 0.1
26WIMPI-S14NAVCV | 26WUNVCQSPRZZA1A | NUOVA ACQUASPRUZZA | UP_NVCQSPRZZA_1 | 38 | 38 | Wind Onshore |  |  | Italy |  | COMMISSIONED |  |  | None |  | 0 | 0
26WIMPI-S16PIGGE | 26WUPGGMPRIALE1A | POGGIO IMPERIALE | UP_PGGMPRIALE_1 | 30 | 30 | Wind Onshore |  |  | Italy |  | COMMISSIONED |  |  | None |  | 0 | 0
26WIMPI-C19CCRLM | 26WUCRLENTINIA1S | CARLENTINI | UP_CRLENTINIA_1 | 24 | 24 | Wind Onshore |  |  | Italy |  | COMMISSIONED |  |  | None |  | 0 | 0
26WIMPI-S13CTTM2 | 26WUCTTAMARETE11 | CTE TAMARETE | UP_CTTAMARETE_1 | 115 | 115 | Other | 42.338 | 14.373 | Italy | ITF1 | COMMISSIONED |  |  | Seawater | Air Cooling | 0.1 | 0.1
26WIMPI-0765244D | 26WUUUBISACCIA1R | Bisaccia | UP_BISACCIA_1 | 10 | 10 | Wind Onshore |  |  | Italy |  | COMMISSIONED |  |  | None |  | 0 | 0
26WIMPI-07655506 | 26WUTRCARICOCC17 | Tricarico C&C | UP_TRCARICOCC_1 | 54 | 54 | Wind Onshore |  |  | Italy |  | COMMISSIONED |  |  | None |  | 0 | 0
26WIMPI-S04CTNB6 | 26WUUUURIORIVA1A | RIO RIVA | UP_RIORIVA_1 | 18 | 18 | Hydro Run-of-river and poundage | 45.889 | 10.843 | Italy | ITH2 | COMMISSIONED |  |  | Freshwater
26WIMPI-S03XMCMK | 26WUUUUUUUMESE16 | MESE | UP_MESE_1 | 164 | 164 | Hydro Run-of-river and poundage | 46.306 | 9.382 | Italy | ITC4 | COMMISSIONED |  |  | Freshwater
26WIMPI-S01ACTV7 | 26WUUUUUUUACTV1X | ACTV | UP_ACTV_1 | 50 | 50 | Fossil Gas | 45.297 | 8.41 | Italy | ITC1 | COMMISSIONED |  |  | Freshwater | Mechanical Draught Tower | 0.96 | 0.78
26WIMPI-S09P5NC5 | 26WUUPIANCASTA8L | PIANCASTAGNAIO 5 | UP_PIANCASTA_8 | 20 | 20 | Geothermal | 42.85 | 11.687 | Italy | ITI1 | COMMISSIONED | 1990 |  | Freshwater | Natural Draught Tower | 0.06 | 0.06
26WIMPI-S07CERNC | 26WUUUUUUCAIRO1A | CAIRO | UP_CAIRO_1 | 21 | 21 | Other | 44.407 | 8.32 | Italy | ITC3 | COMMISSIONED |  |  | Freshwater | Air Cooling | 0.1 | 0.1
26WIMPI-S03BRDG8 | 26WUUUBORDOGNA1X | BORDOGNA | UP_BORDOGNA_1 | 48 | 48 | Hydro Run-of-river and poundage | 45.952 | 9.72 | Italy | ITC4 | COMMISSIONED |  |  | Freshwater
26WIMPIOVESCA-1G | 26WUUUUROVESCA1H | ROVESCA | UP_ROVESCA_1 | 43 | 43 | Hydro Water Reservoir | 46.057 | 8.124 | Italy | ITC1 | COMMISSIONED |  |  | Freshwater
26WIMPI-0304834O | 26WUNEBRODIEST10 | Nebrodi Est | UP_NEBRODIEST_1 | 20 | 20 | Wind Onshore |  |  | Italy |  | COMMISSIONED |  |  | None |  | 0 | 0
26WIMZI-S01BVRG0 | 26WUUUVERZUOLO2R | VERZUOLO | UP_VERZUOLO_2 | 140 | 140 | Fossil Gas | 44.594 | 7.485 | Italy | ITC1 | COMMISSIONED | 2002 |  | Freshwater | Mechanical Draught Tower | 0.96 | 0.78
26WIMPI-B16CRST6 | 26WUUUUUBUGLIA1Q | BUGLIA | UP_BUGLIA_1 | 20 | 20 | Wind Onshore |  |  | Italy |  | COMMISSIONED |  |  | None |  | 0 | 0
26WIMPI-S02ISLLF | 26WUUUUISOLLAZ14 | ISOLLAZ | UP_ISOLLAZ_1 | 32 | 32 | Hydro Run-of-river and poundage | 45.689 | 7.711 | Italy | ITC2 | COMMISSIONED |  |  | Freshwater
26WIMPI-S20SCLC8 | 26WUSULCIS-CEN2C | SULCIS CENTR | UP_SULCIS_CEN_2 | 432 | 250 | Fossil Hard coal | 39.195 | 8.4 | Italy | ITG2 | COMMISSIONED | 1966 |  | Seawater | Once-through | 137.59 | 0.95
26WIMPI-S20SCLC8 | 26WUUSULCIS-CE3T | SULCIS CENTR | UP_SULCIS_CE_3 | 432 | 182 | Fossil Hard coal | 39.195 | 8.4 | Italy | ITG2 | COMMISSIONED | 1986 |  | Seawater | Once-through | 137.59 | 0.95
26WIMPI-N09SLMRD | 26WUUN-SMARTIN15 | NUOVA SAN MARTINO | UP_N_SMARTIN_1 | 39 | 39 | Geothermal | 45.558 | 10.049 | Italy | ITC4 | COMMISSIONED | 2005 |  | Freshwater | Natural Draught Tower | 0.06 | 0.06
26WIMPI-S20STMRI | 26WUSTRRNMANNA1A | SA TURRINA MANNA | UP_STRRNMANNA_1 | 33 | 33 | Wind Onshore |  |  | Italy |  | COMMISSIONED |  |  | None |  | 0 | 0
26WIMPI-05898537 | 26WUSRRDCRISTO1Z | SERRA DI CRISTO | UP_SRRDCRISTO_1 | 32 | 32 | Wind Onshore |  |  | Italy |  | COMMISSIONED |  |  | None |  | 0 | 0
26WIMPI-S14SGIGD | 26WUSNGVNNNGLD2N | SAN GIOVANNI IN GALDO | UP_SNGVNNNGLD_2 | 13 | 13 | Wind Onshore |  |  | Italy |  | COMMISSIONED |  |  | None |  | 0 | 0
26WIMPI-S18SSNSD | 26WUSANSOSTENE18 | SAN SOSTENE | UP_SANSOSTENE_1 | 79 | 79 | Wind Onshore |  |  | Italy |  | COMMISSIONED |  |  | None |  | 0 | 0
26WIMPIGROSIO-11 | 26WPREM-GROSIO10 | GROSIO | UP_PREM-GROSIO_1 | 655 | 655 | Hydro Run-of-river and poundage | 46.286 | 10.265 | Italy | ITC4 | COMMISSIONED |  |  | Freshwater
26WIMPI-S01RIQTM | 26WCNTRLDCGNR45M | CENTRALE COGENERAZIONE - ROQUETTE ITALIA | UP_CNTRLDCGNR_45 | 50 | 50 | Biomass | 44.758 | 8.855 | Italy | ITC1 | COMMISSIONED |  |  | Freshwater | Air Cooling | 1.7 | 0.13
26WIMPI-0611168N | 26WUBRTHNRGNMV4M | Breathe energia in movimento | UP_BRTHNRGNMV_4 | 49 | 49 | Wind Onshore |  |  | Italy |  | COMMISSIONED |  |  | None |  | 0 | 0
26WIMPI-S16BMRLP | 26WUBRLTTA10MW1E | BARLETTA 10MW | UP_BRLTTA10MW_1 | 10 | 10 | Wind Onshore |  |  | Italy |  | COMMISSIONED |  |  | None |  | 0 | 0
26WIMPI-0057328F | 26WUTVRNLSTRTS1X | TAVERNA LA STORTA SUD | UP_TVRNLSTRTS_1 | 22 | 22 | Wind Onshore |  |  | Italy |  | COMMISSIONED |  |  | None |  | 0 | 0
26WIMPI-S20F1LMN | 26WUUFLUMENDOS4Y | FLUMENDOSA 1 | UP_FLUMENDOS_4 | 8 | 8 | Hydro Water Reservoir | 39.469 | 9.523 | Italy | ITG2 | COMMISSIONED |  |  | Freshwater
26WIMPI-S05PMRTQ | 26WUUPORTO-MAR2V | PORTO MARGHERA | UP_PORTO_MAR_2 | 0 | 63 | Fossil Hard coal |  |  | Italy |  | DECOMMISSIONED | 1952 | 2015 | Freshwater | Air Cooling | 0.33 | 0.22
26WIMPI-S05PMRTQ | 26WUUPORTO-MAR3T | PORTO MARGHERA | UP_PORTO_MAR_3 | 0 | 63 | Fossil Hard coal |  |  | Italy |  | DECOMMISSIONED | 1956 | 2015 | Freshwater | Air Cooling | 0.33 | 0.22
26WIMPI-S08PRDRY | 26WUUUUPREDARE16 | PREDARE | UP_PREDARE_1 | 12 | 12 | Hydro Run-of-river and poundage | 44.316 | 10.341 | Italy | ITH5 | COMMISSIONED |  |  | Freshwater
26WIMPI-S01ENTRP | 26WUETQCHIOTAS1O | ENTRACQUE_CHRO | UP_ETQCHIOTAS_1 | 1064 | 1064 | Hydro Pumped Storage | 44.244 | 7.396 | Italy | ITC1 | COMMISSIONED | 1982 |  | Freshwater
26WIMPI-0300653B | 26WUCCGTPRILIA15 | CCGT APRILIA | UP_CCGTPRILIA_1 | 787 | 787 | Fossil Gas | 41.58 | 12.657 | Italy | ITI4 | COMMISSIONED | 2012 |  | Freshwater | Air Cooling | 0.01 | 0.01
26WIMPI-03585694 | 26WUSPRTIVENTO1Y | Spartivento | UP_SPRTIVENTO_1 | 13 | 13 | Wind Onshore |  |  | Italy |  | COMMISSIONED |  |  | None |  | 0 | 0
26WIMPI-S03SSSN8 | 26WUSSTSNGVNN216 | SESTO SAN GIOVANNI | UP_SSTSNGVNN2_1 | 111 | 55 | Other | 45.533 | 9.226 | Italy | ITC4 | COMMISSIONED |  |  | Freshwater | Mechanical Draught Tower | 4.55 | 3.13
26WIMPI-S03SSSN8 | 26WUSSTSNGVNNI1W | SESTO SAN GIOVANNI | UP_SSTSNGVNNI_1 | 111 | 56 | Other | 45.533 | 9.226 | Italy | ITC4 | COMMISSIONED |  |  | Freshwater | Mechanical Draught Tower | 4.55 | 3.13
26WIMPI-S15GTGLB | 26WUUGIUGLIANO18 | GIUGLIANO T.GAS | UP_GIUGLIANO_1 | 0 | 87 | Fossil Oil |  |  | Italy |  | DECOMMISSIONED |  | 2014 | Freshwater | Air Cooling | 0.1 | 0.1
26WIMPI-S15GTGLB | 26WUUGIUGLIANO26 | GIUGLIANO T.GAS | UP_GIUGLIANO_2 | 0 | 87 | Fossil Oil |  |  | Italy |  | DECOMMISSIONED |  | 2014 | Freshwater | Air Cooling | 0.1 | 0.1
26WIMPI-S15GTGLB | 26WUUGIUGLIANO34 | GIUGLIANO T.GAS | UP_GIUGLIANO_3 | 0 | 87 | Fossil Oil |  |  | Italy |  | DECOMMISSIONED |  | 2014 | Freshwater | Air Cooling | 0.1 | 0.1
26WIMPI-S15GTGLB | 26WUUGIUGLIANO42 | GIUGLIANO T.GAS | UP_GIUGLIANO_4 | 0 | 87 | Fossil Oil |  |  | Italy |  | DECOMMISSIONED |  | 2014 | Freshwater | Air Cooling | 0.1 | 0.1
26WIMPI-S03CRNOV | 26WUUUUCORENNO18 | CORENNO | UP_CORENNO_1 | 15 | 15 | Hydro Run-of-river and poundage | 46.09 | 9.311 | Italy | ITC4 | COMMISSIONED |  |  | Freshwater
26WIMPI-0037076S | 26WUUUUUPILANI2E | PILANI | UP_PILANI_2 | 14 | 14 | Wind Onshore |  |  | Italy |  | COMMISSIONED |  |  | None |  | 0 | 0
26WIMPI-01161911 | 26WUFZSDELLUPO1X | FOSSA DEL LUPO | UP_FSSDELLUPO_1 | 98 | 98 | Wind Onshore |  |  | Italy |  | COMMISSIONED |  |  | None |  | 0 | 0
26WIMPI-S12G1VIS | 26WUUUUUCOLARI1P | COLARI | UP_COLARI_1 | 5 | 5 | Fossil Coal-derived gas | 40.553 | 14.222 | Italy | ITF3 | COMMISSIONED |  |  | Freshwater | Air Cooling | 0.1 | 0.1
26WIMPI-0091868Q | 26WUUSUSCIOFFU12 | Su Scioffu | UP_SUSCIOFFU_1 | 20 | 20 | Solar | 39.413 | 8.968 | Italy | ITG2 | COMMISSIONED |  |  | Freshwater |  | 0 | 0
26WIMPI-S08FCTVE | 26WUUUUUFEATV22Z | FEATV2 | UP_FEATV2_2 | 24 | 24 | Waste |  |  | Italy |  | COMMISSIONED |  |  | Freshwater | Air Cooling | 1.7 | 0.13
26WIMPI-S01ECLF6 | 26WUNCTLVRNFRR1D | E.ON C.TE LIVORNO FERRARIS | UP_NCTLVRNFRR_1 | 804 | 804 | Fossil Gas | 45.237 | 8.193 | Italy | ITC1 | COMMISSIONED | 2008 |  | Freshwater | Air Cooling | 0.01 | 0.01
26WIMPI-S01DCRNE | 26WUUDRONERO-C16 | DRONERO C. | UP_DRONERO_C_1 | 10 | 10 | Hydro Run-of-river and poundage | 44.466 | 7.366 | Italy | ITC1 | COMMISSIONED |  |  | Freshwater
26WIMPI-0221669N | 26WUPZRLSTTANA17 | Petralia Sottana | UP_PTRLSTTANA_1 | 22 | 22 | Wind Onshore |  |  | Italy |  | COMMISSIONED |  |  | None |  | 0 | 0
26WIMPI-S14CRPA3 | 26WUUCARPINONE11 | CARPINONE | UP_CARPINONE_1 | 24 | 24 | Wind Onshore |  |  | Italy |  | COMMISSIONED |  |  | None |  | 0 | 0
26WIMPI-S16L3CC3 | 26WUUUUULECCE32E | LECCE3 | UP_LECCE3_2 | 48 | 12 | Wind Onshore |  |  | Italy |  | COMMISSIONED |  |  | None |  | 0 | 0
26WIMPI-S16L3CC3 | 26WUUUUULECCE31G | LECCE3 | UP_LECCE3_1 | 48 | 36 | Wind Onshore |  |  | Italy |  | COMMISSIONED |  |  | None |  | 0 | 0
26WIMPI-S02HN2OH | 26WUUUUUUHONE21L | HONE2 | UP_HONE2_1 | 12 | 12 | Hydro Run-of-river and poundage | 45.612 | 7.737 | Italy | ITC2 | COMMISSIONED |  |  | Freshwater
26WIMPI-S16MANRI | 26WUMNRVNMURGE1P | MINERVINO MURGE | UP_MNRVNMURGE_1 | 18 | 18 | Wind Onshore |  |  | Italy |  | COMMISSIONED |  |  | None |  | 0 | 0
26WIMPI-P16IAVCV | 26WUUUUUUPANNI12 | PANNI | UP_PANNI_1 | 19 | 19 | Wind Onshore |  |  | Italy |  | COMMISSIONED |  |  | None |  | 0 | 0
26WIMPI-0163777U | 26WUUUUVALLATA1W | Vallata | UP_VALLATA_1 | 48 | 48 | Wind Onshore |  |  | Italy |  | COMMISSIONED |  |  | None |  | 0 | 0
26WIMPI-S12MCNTU | 26WUUUMONTALTO1L | MONTALTO C.LE | UP_MONTALTO_1 | 934 | 238 | Fossil Gas | 42.364 | 11.542 | Italy | ITI4 | COMMISSIONED | 1997 |  | Seawater | Once-through | 43.07 | 0.38
26WIMPI-S12MCNTU | 26WUUUMONTALTO3H | MONTALTO C.LE | UP_MONTALTO_3 | 934 | 220 | Fossil Gas | 42.364 | 11.542 | Italy | ITI4 | COMMISSIONED | 1998 |  | Seawater | Once-through | 132.48 | 0.91
26WIMPI-S12MCNTU | 26WUUUMONTALTO2J | MONTALTO C.LE | UP_MONTALTO_2 | 934 | 246 | Fossil Gas | 42.364 | 11.542 | Italy | ITI4 | COMMISSIONED | 1997 |  | Seawater | Once-through | 132.48 | 0.91
26WIMPI-S12MCNTU | 26WUUUMONTALTO4F | MONTALTO C.LE | UP_MONTALTO_4 | 934 | 230 | Fossil Gas | 42.364 | 11.542 | Italy | ITI4 | COMMISSIONED | 1999 |  | Seawater | Once-through | 132.48 | 0.91
26WIMPI-S05PMAR7 | 26WUUUULEVANTE35 | LEVANTE | UP_LEVANTE_3 | 753 | 388 | Fossil Gas | 45.446 | 12.255 | Italy | ITH3 | COMMISSIONED | 1964 |  | Seawater | Once-through | 43.07 | 0.38
26WIMPI-S05PMAR7 | 26WUUUULEVANTE43 | LEVANTE | UP_LEVANTE_4 | 753 | 365 | Fossil Gas | 45.446 | 12.255 | Italy | ITH3 | COMMISSIONED | 1993 |  | Seawater | Once-through | 43.07 | 0.38
26WIMPI-C16FERT1 | 26WUSANCHIRICO1P | SAN CHIRICO | UP_SANCHIRICO_1 | 22 | 22 | Wind Onshore |  |  | Italy |  | COMMISSIONED |  |  | None |  | 0 | 0
26WIMPI-07660933 | 26WUTVRNCADUTA1X | Taverna Caduta | UP_TVRNCADUTA_1 | 23 | 23 | Wind Onshore |  |  | Italy |  | COMMISSIONED |  |  | None |  | 0 | 0
26WIMPI-S16GRC2Q | 26WUUUUUGRECI21E | GRECI 2 | UP_GRECI2_1 | 11 | 11 | Wind Onshore |  |  | Italy |  | COMMISSIONED |  |  | None |  | 0 | 0
26WIMPI-0390312K | 26WUVNTPANSANO1D | vento a Piansano | UP_VNTPANSANO_1 | 42 | 42 | Wind Onshore |  |  | Italy |  | COMMISSIONED |  |  | None |  | 0 | 0
26WIMPI-S13PECR1 | 26WUPRCLCCCLLO1O | PARCO EOLICO COCULLO | UP_PRCLCCCLLO_1 | 31 | 31 | Wind Onshore |  |  | Italy |  | COMMISSIONED |  |  | None |  | 0 | 0
26WIMPI-S13BCRGJ | 26WUUUAVEZZANO10 | AVEZZANO | UP_AVEZZANO_1 | 0 | 50 | Fossil Gas |  |  | Italy |  | DECOMMISSIONED |  |  | Freshwater | Once-through | 43.07 | 0.38
26WIMPI-S15STTV3 | 26WUCNTRLDTVRL1D | CENTRALE DI TEVEROLA | UP_CNTRLDTVRL_1 | 404 | 404 | Fossil Gas | 41.009 | 14.23 | Italy | ITF3 | COMMISSIONED | 1997 |  | Freshwater | Air Cooling | 0.01 | 0.01
26WIMPI-0137768T | 26WUSNTNDRNRGP1M | SANTANDREA ENERGIA PULITA | UP_SNTNDRNRGP_1 | 37 | 37 | Biomass |  |  | Italy |  | COMMISSIONED |  |  | Freshwater | Air Cooling | 1.7 | 0.13
26WIMPI-S18PEMAC | 26WUPRCLCMRCRL15 | PARCO EOLICO MARCO AURELIO SEVERINO | UP_PRCLCMRCRL_1 | 44 | 44 | Wind Onshore |  |  | Italy |  | COMMISSIONED |  |  | None |  | 0 | 0
26WIMPI-S02CHVNI | 26WUUUCHAVONNE1C | CHAVONNE | UP_CHAVONNE_1 | 30 | 30 | Hydro Run-of-river and poundage | 45.702 | 7.219 | Italy | ITC2 | COMMISSIONED |  |  | Freshwater
26WIMPI-M03IMSLN | 26WUUMANTELERA1I | MANTELERA | UP_MANTELERA_1 | 9 | 9 | Hydro Run-of-river and poundage | 45.93 | 10.309 | Italy | ITC4 | COMMISSIONED |  |  | Freshwater
26WIMPI-S07SMNC8 | 26WUSNMCHLCRSO10 | SAN MICHELE CAROSO | UP_SNMCHLCRSO_1 | 10 | 10 | Hydro Water Reservoir |  |  | Italy | ITC3 | COMMISSIONED |  |  | Freshwater
26WIMPI-S01CSTD6 | 26WUUCASTELDEL1X | CASTELDELF | UP_CASTELDEL_1 | 28 | 28 | Hydro Water Reservoir | 43.548 | 10.86 | Italy | ITI1 | COMMISSIONED |  |  | Freshwater
26WIMPI-S09CRFNL | 26WUUUUCORFINO1R | CORFINO | UP_CORFINO_1 | 15 | 15 | Hydro Run-of-river and poundage | 44.181 | 10.378 | Italy | ITI1 | COMMISSIONED |  |  | Freshwater
26WIMPI-S08LCCS4 | 26WUULA-CASELL1P | LA CASELLA C.LE | UP_LA_CASELL_1 | 1407 | 375 | Fossil Gas | 45.09 | 9.479 | Italy | ITH5 | COMMISSIONED | 2002 |  | Freshwater | Once-through | 43.07 | 0.38
26WIMPI-S08LCCS4 | 26WUULA-CASELL2N | LA CASELLA C.LE | UP_LA_CASELL_2 | 1407 | 367 | Fossil Gas | 45.09 | 9.479 | Italy | ITH5 | COMMISSIONED | 2002 |  | Freshwater | Once-through | 43.07 | 0.38
26WIMPI-S08LCCS4 | 26WUULA-CASELL3L | LA CASELLA C.LE | UP_LA_CASELL_3 | 1407 | 365 | Fossil Gas | 45.09 | 9.479 | Italy | ITH5 | COMMISSIONED | 2003 |  | Freshwater | Once-through | 43.07 | 0.38
26WIMPI-S08LCCS4 | 26WUULA-CASELL4J | LA CASELLA C.LE | UP_LA_CASELL_4 | 1407 | 300 | Fossil Gas | 45.09 | 9.479 | Italy | ITH5 | COMMISSIONED | 2003 |  | Freshwater | Once-through | 43.07 | 0.38
26WIMPI-S13SMSZ1 | 26WUUUUSAGITTA1H | SAGITTARIO NUOVO | UP_SAGITTA_1 | 20 | 10 | Hydro Run-of-river and poundage | 41.991 | 13.806 | Italy | ITF1 | COMMISSIONED |  |  | Freshwater
26WIMPI-S13SMSZ1 | 26WUUUUSAGITTA2F | SAGITTARIO NUOVO | UP_SAGITTA_2 | 20 | 10 | Hydro Run-of-river and poundage | 41.991 | 13.806 | Italy | ITF1 | COMMISSIONED |  |  | Freshwater
26WIMPI-S01KMBRG | 26WUUUUUUUUCHP1G | KIMBERLY CLARK SRL | UP_CHP_1 | 18 | 18 | Fossil Gas | 45.615 | 8.402 | Italy | ITC1 | COMMISSIONED |  |  | Freshwater | Air Cooling | 0.01 | 0.01
26WIMPI-0089078L | 26WUSTBLMNTVLL19 | Stabilimento Villa S.Lucia | UP_STBLMNTVLL_1 | 0 | 12 | Fossil Gas | 41.498 | 13.781 | Italy | ITI4 | DECOMMISSIONED |  |  | Freshwater | Air Cooling | 0.01 | 0.01
26WIMPI-01113115 | 26WUUUUILPRIMO1H | IL PRIMO | UP_ILPRIMO_1 | 42 | 42 | Solar |  |  | Italy |  | COMMISSIONED |  |  | Freshwater |  | 0 | 0
26WIMPI-0604090P | 26WUHPTSTSLAR22Z | Hptestsolar2 | UP_HPTSTSLAR2_2 | 0 | 15 | Solar |  |  | Italy |  | DECOMMISSIONED |  |  | Freshwater |  | 0 | 0
26WIMPI-S09R2NC7 | 26WUUUURANCIA21K | RANCIA 2 | UP_RANCIA_2_1 | 18 | 18 | Geothermal | 43.231 | 13.356 | Italy | ITI3 | COMMISSIONED | 1986 |  | Freshwater | Natural Draught Tower | 0.06 | 0.06
26WIMPI-04529968 | 26WUUUTRETORRI1J | TRE_TORRI | UP_TRETORRI_1 | 30 | 30 | Wind Onshore |  |  | Italy |  | COMMISSIONED |  |  | None |  | 0 | 0
26WIMPI-S19TCRMT | 26WUUTERMINI-I6D | TERMINI IMERESE C.LE | UP_TERMINI_I_6 | 1221 | 735 | Fossil Gas | 37.969 | 13.748 | Italy | ITG1 | COMMISSIONED |  |  | Seawater | Once-through | 43.07 | 0.38
26WIMPI-S19TCRMT | 26WUUTERMINI-I5F | TERMINI IMERESE C.LE | UP_TERMINI_I_5 | 1221 | 118 | Fossil Gas | 37.969 | 13.748 | Italy | ITG1 | COMMISSIONED |  |  | Seawater | Air Cooling | 0.01 | 0.01
26WIMPI-S19TCRMT | 26WUUTERMINI-I4H | TERMINI IMERESE C.LE | UP_TERMINI_I_4 | 1221 | 250 | Fossil Gas | 37.969 | 13.748 | Italy | ITG1 | COMMISSIONED |  |  | Seawater | Once-through | 132.48 | 0.91
26WIMPI-S19TCRMT | 26WUTERMINI-I42G | TERMINI IMERESE C.LE | UP_TERMINI_I_42 | 1221 | 118 | Fossil Gas | 37.969 | 13.748 | Italy | ITG1 | COMMISSIONED |  |  | Seawater | Air Cooling | 0.01 | 0.01
26WIMPI-S16CRNTX | 26WUMNRVNMRGCN1D | MINERVINO MURGE - CONTRADA RINALDI | UP_MNRVNMRGCN_1 | 18 | 18 | Wind Onshore |  |  | Italy |  | COMMISSIONED |  |  | None |  | 0 | 0
26WIMPI-S15B4SC7 | 26WUBSCCIA48MW1H | BISACCIA 48MW | UP_BSCCIA48MW_1 | 48 | 48 | Wind Onshore |  |  | Italy |  | COMMISSIONED |  |  | None |  | 0 | 0
26WIMPII-LIRO-1L | 26WUUUUUUULIRO13 | ISOLATO SPLUGA | UP_LIRO_1 | 118 | 118 | Hydro Water Reservoir | 46.443 | 9.335 | Italy | ITC4 | COMMISSIONED |  |  | Freshwater
26WIMPI-S12ASCL1 | 26WUUUSALISANO21 | SALISANO | UP_SALISANO_2 | 23 | 23 | Hydro Run-of-river and poundage | 42.278 | 12.748 | Italy | ITI4 | COMMISSIONED |  |  | Freshwater
26WIMYI-S04BZZOB | 26WUUUUUBOAZZO1Z | BOAZZO | UP_BOAZZO_1 | 95 | 95 | Hydro Water Reservoir | 46.002 | 10.517 | Italy | ITH2 | COMMISSIONED |  |  | Freshwater
26WIMPI-S09C2RBZ | 26WUUUCARBOLI21Y | CARBOLI 2 | UP_CARBOLI_2_1 | 19 | 19 | Geothermal | 43.796 | 11.183 | Italy | ITI1 | COMMISSIONED | 1997 |  | Freshwater | Natural Draught Tower | 0.06 | 0.06
26WIMPI-S20SBSDQ | 26WUSANBASILIO1Z | SAN BASILIO | UP_SANBASILIO_1 | 25 | 25 | Wind Onshore |  |  | Italy |  | COMMISSIONED |  |  | None |  | 0 | 0
26WIMPI-S01PTRRQ | 26WUUPIETRAPOR1F | PIETRAPORZIO | UP_PIETRAPOR_1 | 13 | 13 | Hydro Run-of-river and poundage | 44.343 | 7.036 | Italy | ITC1 | COMMISSIONED |  |  | Freshwater
26WIMPI-S03ACMNW | 26WUUUUCASSANO2I | CASSANO | UP_CASSANO_2 | 748 | 748 | Fossil Gas | 45.512 | 9.51 | Italy | ITC4 | COMMISSIONED | 2003 |  | Freshwater | Air Cooling | 0.01 | 0.01
26WIMPI-S18SCMR8 | 26WUSMRICRICHI16 | SIMERI CRICHI | UP_SMRICRICHI_1 | 885 | 885 | Fossil Gas | 38.876 | 16.657 | Italy | ITF6 | COMMISSIONED | 2008 |  | Seawater | Mechanical Draught Tower | 0.96 | 0.78
26WIMPI-S18S2TRR | 26WUUUSATRIANO28 | SATRIANO 2S | UP_SATRIANO_2 | 34 | 34 | Hydro Run-of-river and poundage | 38.668 | 16.481 | Italy | ITF6 | COMMISSIONED |  |  | Freshwater
26WIMPI-S18MRCR8 | 26WUUUUMERCURE1Q | MERCURE | UP_MERCURE_1 | 34 | 34 | Biomass | 41.89 | 12.498 | Italy | ITI4 | COMMISSIONED |  |  | Freshwater | Air Cooling | 1.7 | 0.13
26WIMPI-06840776 | 26WUSGTBOMASSA12 | S.Agata Biomassa | UP_SGTBOMASSA_1 | 23 | 23 | Biomass |  |  | Italy |  | COMMISSIONED |  |  | Freshwater | Air Cooling | 1.7 | 0.13
26WIMPI-S08CTRPG | 26WUUCARPI-TUR2E | CARPI TURBOGAS | UP_CARPI_TUR_2 | 0 | 87 | Fossil Gas |  |  | Italy |  | DECOMMISSIONED | 1980 | 2013 | Freshwater | Air Cooling | 0.01 | 0.01
26WIMPI-S08CTRPG | 26WUUCARPI-TUR1G | CARPI TURBOGAS | UP_CARPI_TUR_1 | 0 | 87 | Fossil Gas |  |  | Italy |  | DECOMMISSIONED | 1980 | 2013 | Freshwater | Air Cooling | 0.01 | 0.01
26WIMPI-0073522R | 26WUNDRMDA45MW11 | ANDROMEDA 45 MW | UP_NDRMDA45MW_1 | 45 | 45 | Solar |  |  | Italy |  | COMMISSIONED |  |  | Freshwater |  | 0 | 0
26WIMPI-S07RCNTJ | 26WCNTRLDRLTT49Q | CENTRALE IDROELETTRICA DI CANATE | UP_CNTRLDRLTT_49 | 8 | 8 | Hydro Run-of-river and poundage |  |  | Italy |  | COMMISSIONED |  |  | Freshwater
26WIMPI-S04GRGNS | 26WUUUUUGRIGNO1W | GRIGNO | UP_GRIGNO_1 | 14 | 14 | Hydro Run-of-river and poundage | 46.017 | 11.631 | Italy | ITH2 | COMMISSIONED |  |  | Freshwater
26WIMPI-S19CECEJ | 26WUUUUCACCAMO1A | CACCAMO | UP_CACCAMO_1 | 14 | 14 | Wind Onshore |  |  | Italy |  | COMMISSIONED |  |  | None |  | 0 | 0
26WIMPI-S08CENT6 | 26WUCNTRNRGFRR12 | CENTRO ENERGIA FERRARA | UP_CNTRNRGFRR_1 | 0 | 136 | Other |  |  | Italy |  | DECOMMISSIONED | 1999 | 2015 | Freshwater | Air Cooling | 0.1 | 0.1
26WIMPI-S02GRSSV | 26WUUGRESSONEY17 | GRESSONEY | UP_GRESSONEY_1 | 0 | 12 | Hydro Water Reservoir | 45.78 | 7.825 | Italy | ITC2 | DECOMMISSIONED |  |  | Freshwater
26WIMZI-S13SCNDR |  | CELANO | NA | 175 | 175 | Fossil Gas | 42.046 | 13.547 | Italy | ITF1 | COMMISSIONED |  |  | Freshwater | Air Cooling | 0.01 | 0.01
26WIMPI-S05AGRD9 | 26WUUUUUAGORDO1W | AGORDO | UP_AGORDO_1 | 24 | 24 | Hydro Run-of-river and poundage | 46.284 | 12.035 | Italy | ITH3 | COMMISSIONED |  |  | Freshwater
26WIMPI-S16CDMNU | 26WUSRGNPGLCNT1P | SORGENIA PUGLIA CENTRALE DI MODUGNO | UP_SRGNPGLCNT_1 | 810 | 810 | Fossil Gas | 41.085 | 16.786 | Italy | ITF4 | COMMISSIONED | 2010 |  | Seawater | Air Cooling | 0.01 | 0.01
26WIMPI-S12FIRFK | 26WUUUUFARFA-I17 | FARFA I | UP_FARFA_I_1 | 14 | 14 | Hydro Run-of-river and poundage | 42.222 | 12.718 | Italy | ITI4 | COMMISSIONED |  |  | Freshwater
26WIMPI-S03GCRD7 | 26WUUUUGORDONA1F | GORDONA | UP_GORDONA_1 | 14 | 14 | Hydro Run-of-river and poundage | 46.291 | 9.366 | Italy | ITC4 | COMMISSIONED |  |  | Freshwater
26WIMPIAMENTO-1T | 26WTAGLIAMENTO1J | SOMPLAGO | UP_TAGLIAMENTO_1 | 220 | 220 | Hydro Run-of-river and poundage | 46.343 | 13.067 | Italy | ITH4 | COMMISSIONED |  |  | Freshwater
26WIMPI-S07CRSBI | 26WUCRSBRZNSCA1S | CAROSO-BORZONASCA | UP_CRSBRZNSCA_1 | 9 | 9 | Hydro Water Reservoir | 44.437 | 9.398 | Italy | ITC3 | COMMISSIONED |  |  | Freshwater
26WIMPI-S01LMEIK | 26WUUUUUULEMIE16 | LEMIE | UP_LEMIE_1 | 22 | 22 | Hydro Run-of-river and poundage | 45.228 | 7.293 | Italy | ITC1 | COMMISSIONED |  |  | Freshwater
26WIMPI-S14MCCH1 | 26WUUMACCHIAVF1H | MACCHIA VF | UP_MACCHIAVF_1 | 10 | 10 | Wind Onshore |  |  | Italy |  | COMMISSIONED |  |  | None |  | 0 | 0
26WIMPI-0604444G | 26WURMNRZNPRMR1R | REMUNERAZIONE_PRIMARIA | UP_RMNRZNPRMR_1 | 0 | 60 | Fossil Gas |  |  | Italy |  | DECOMMISSIONED |  |  | Freshwater | Air Cooling | 0.01 | 0.01
26WIMPI-S16T2RO9 | 26WUUUUUTROIA22Z | TROIA2 | UP_TROIA2_2 | 15 | 15 | Wind Onshore |  |  | Italy |  | COMMISSIONED |  |  | None |  | 0 | 0
26WIMPI-S20NTLV1 | 26WUNULVITERGU1Z | NULVI TERGU | UP_NULVITERGU_1 | 29 | 29 | Wind Onshore |  |  | Italy |  | COMMISSIONED |  |  | None |  | 0 | 0
26WIMPI-S08EFNP0 | 26WUSCTNPWPFRR28 | S.E.F. SRL | UP_SCTNPWPFRR_2 | 700 | 350 | Fossil Gas | 44.85 | 11.583 | Italy | ITH5 | COMMISSIONED | 2006 |  | Freshwater | Air Cooling | 0.01 | 0.01
26WIMPI-S08EFNP0 | 26WUSCTNPWPFRR36 | S.E.F. SRL | UP_SCTNPWPFRR_3 | 700 | 350 | Fossil Gas | 44.85 | 11.583 | Italy | ITH5 | COMMISSIONED | 2007 |  | Freshwater | Air Cooling | 0.01 | 0.01
26WIMPI-S01VRZAE | 26WUUUUUUVARZO1M | VARZO CAIRASCA | UP_VARZO_1 | 16 | 16 | Hydro Run-of-river and poundage | 46.209 | 8.253 | Italy | ITC1 | COMMISSIONED |  |  | Freshwater
26WIMPI-S04MRLNK | 26WUUMARLENG-M1Q | MARLENGO | UP_MARLENG.M_1 | 38 | 38 | Hydro Run-of-river and poundage | 46.657 | 11.126 | Italy | ITH1 | COMMISSIONED |  |  | Freshwater
26WIMPI-S03CLTCO | 26WUULAMARMORA16 | LAMARMORA | UP_LAMARMORA_1 | 117 | 117 | Other | 45.516 | 10.212 | Italy | ITC4 | COMMISSIONED |  |  | Freshwater | Air Cooling | 0.1 | 0.1
26WIMPI-0604578W | 26WUUHPRILPE021Y | Hprilpe02 | UP_HPRILPE02_1 | 0 | 12 | Hydro Run-of-river and poundage |  |  | Italy |  | DECOMMISSIONED |  |  | Freshwater
26WIMPI-0580565K | 26WUFRRRRANOVA1E | Ferrara Aranova | UP_FRRRRANOVA_1 | 12 | 12 | Solar | 44.827 | 11.577 | Italy | ITH5 | COMMISSIONED |  |  | Freshwater |  | 0 | 0
26WIMPI-S01ENRBQ | 26WUUENERBIELL1T | ENERBIELLA | UP_ENERBIELL_1 | 0 | 21 | Fossil Gas |  |  | Italy |  | DECOMMISSIONED |  |  | Freshwater | Air Cooling | 0.01 | 0.01
26WIMPI-S04ALAAF | 26WUUUUUUUUALA1I | ALA | UP_ALA_1 | 38 | 38 | Hydro Run-of-river and poundage | 45.763 | 11.005 | Italy | ITH2 | COMMISSIONED |  |  | Freshwater
26WIMPI-S19MDENN | 26WUMONTEDURRA1R | MONTE DURRA | UP_MONTEDURRA_1 | 25 | 25 | Wind Onshore |  |  | Italy |  | COMMISSIONED |  |  | None |  | 0 | 0
26WIMPI-S12FIRAU | 26WUUUFARFA-II1B | FARFA II | UP_FARFA_II_1 | 6 | 6 | Hydro Run-of-river and poundage | 42.222 | 12.718 | Italy | ITI4 | COMMISSIONED |  |  | Freshwater
26WIMPI-0304850Q | 26WULCNTARASUD1E | Alcantara Sud | UP_LCNTARASUD_1 | 23 | 23 | Wind Onshore |  |  | Italy |  | COMMISSIONED |  |  | None |  | 0 | 0
26WIMPI-S20BSPWE | 26WUBPWRSRDGNA12 | BIOPOWER SARDEGNA | UP_BPWRSRDGNA_1 | 36 | 36 | Biomass | 40.234 | 9.043 | Italy | ITG2 | COMMISSIONED |  |  | Freshwater | Air Cooling | 1.7 | 0.13
26WIMPI-0684906U | 26WUUUUUUELCE214 | ELCE2 | UP_ELCE2_1 | 26 | 26 | Wind Onshore |  |  | Italy |  | COMMISSIONED |  |  | None |  | 0 | 0
26WIMPI-0086935I | 26WUPSCINAWIND1Y | PESCINA WIND | UP_PSCINAWIND_1 | 16 | 16 | Wind Onshore |  |  | Italy |  | COMMISSIONED |  |  | None |  | 0 | 0
26WIMPI-0304845J | 26WULCLCRBRGSN1P | EolicoLucera-BorgoSanGiusto | UP_LCLCRBRGSN_1 | 26 | 26 | Wind Onshore |  |  | Italy |  | COMMISSIONED |  |  | None |  | 0 | 0
26WIMPI-S16O1LV5 | 26WULIVOLA16MW19 | OLIVOLA 16MW | UP_LIVOLA16MW_1 | 16 | 16 | Wind Onshore |  |  | Italy |  | COMMISSIONED |  |  | None |  | 0 | 0
26WIMPI-S15CASTI | 26WUCSTLNVDCNZ1Z | CASTELNUOVO DI CONZA | UP_CSTLNVDCNZ_1 | 10 | 10 | Wind Onshore |  |  | Italy |  | COMMISSIONED |  |  | None |  | 0 | 0
26WIMPI-R16CRSTQ | 26WUFRANCIOSA21X | FRANCIOSA2 | UP_FRANCIOSA2_1 | 11 | 11 | Wind Onshore |  |  | Italy |  | COMMISSIONED |  |  | None |  | 0 | 0
26WIMPI-01417304 | 26WUPRCDSTALLA1E | Parco di Stalla | UP_PRCDSTALLA_1 | 11 | 11 | Solar | 44.394 | 8.495 | Italy | ITC3 | COMMISSIONED |  |  | Freshwater |  | 0 | 0
26WIMPI-S12SCLLM | 26WUUUSCALELLE18 | SCALELLE | UP_SCALELLE_1 | 8 | 8 | Hydro Run-of-river and poundage | 45.184 | 7.651 | Italy | ITC1 | COMMISSIONED |  |  | Freshwater
26WIMPI-S05BTRGK | 26WUUBORGO-TRE15 | BORGO TRENTO | UP_BORGO_TRE_1 | 29 | 29 | Fossil Gas | 46.075 | 11.122 | Italy | ITH2 | COMMISSIONED |  |  | Freshwater | Air Cooling | 0.01 | 0.01
26WIMPI-0043227A | 26WULLSVTTRDLL2Y | EALL - S. Vittore del Lazio | UP_LLSVTTRDLL_2 | 39 | 14 | Other | 41.46 | 13.932 | Italy | ITI4 | COMMISSIONED |  |  | Freshwater | Air Cooling | 0.1 | 0.1
26WIMPI-0043227A | 26WULLSVTTRDLL3W | EALL - S. Vittore del Lazio | UP_LLSVTTRDLL_3 | 39 | 14 | Other | 41.46 | 13.932 | Italy | ITI4 | COMMISSIONED |  |  | Freshwater | Air Cooling | 0.1 | 0.1
26WIMPI-0043227A | 26WULZSVTTRDLL1U | EALL - S. Vittore del Lazio | UP_LLSVTTRDLL_1 | 39 | 11 | Other | 41.46 | 13.932 | Italy | ITI4 | COMMISSIONED |  |  | Freshwater | Air Cooling | 0.1 | 0.1
26WIMPI-S02CHMP4 | 26WUUCHAMPAGNE3P | CHAMPAGNE1 | UP_CHAMPAGNE_3 | 11 | 11 | Hydro Run-of-river and poundage | 45.702 | 7.208 | Italy | ITC2 | COMMISSIONED |  |  | Freshwater
26WIMPI-0364301N | 26WUSNTLBERTO212 | SantAlberto 2 | UP_SNTLBERTO2_1 | 24 | 24 | Solar | 44.53 | 12.155 | Italy | ITH5 | COMMISSIONED |  |  | Freshwater |  | 0 | 0
26WIMPI-0410150O | 26WUMPNTLCSMBC1P | Impianto Eolico Sambuco | UP_MPNTLCSMBC_1 | 20 | 20 | Wind Onshore |  |  | Italy |  | COMMISSIONED |  |  | None |  | 0 | 0
26WIMPI-01128175 | 26WUSNNRGYPRTN1Q | Sun Energy and Partners | UP_SNNRGYPRTN_1 | 24 | 24 | Solar | 43.374 | 12.258 | Italy | ITI2 | COMMISSIONED |  |  | Freshwater |  | 0 | 0
26WIMPI-0817510V | 26WUCSSINOMETA1Y | CASSINO-META | UP_CSSINOMETA_1 | 41 | 41 | Fossil Gas | 40.648 | 14.409 | Italy | ITF3 | COMMISSIONED |  |  | Freshwater | Air Cooling | 0.01 | 0.01
26WIMPI-S03MSNA5 | 26WUUUUUMASINO1X | MASINO | UP_MASINO_1 | 7 | 7 | Hydro Run-of-river and poundage | 46.243 | 9.655 | Italy | ITC4 | COMMISSIONED |  |  | Freshwater
26WIMPI-S19GRRTK | 26WUGIARRATANA14 | GIARRATANA | UP_GIARRATANA_1 | 45 | 45 | Wind Onshore |  |  | Italy |  | COMMISSIONED |  |  | None |  | 0 | 0
26WIMPI-0304843N | 26WULCNTRANORD1P | Alcantara Nord | UP_LCNTRANORD_1 | 23 | 23 | Wind Onshore |  |  | Italy |  | COMMISSIONED |  |  | None |  | 0 | 0
26WIMPI-0206435Z | 26WUFRRRFCMRT218 | Ferrara Focomorto 2 | UP_FRRRFCMRT2_1 | 10 | 10 | Solar | 44.833 | 11.679 | Italy | ITH5 | COMMISSIONED |  |  | Freshwater |  | 0 | 0
26WIMPI-0675918O | 26WUSZGVNNWNDF1F | San Giovanni Wind Farm | UP_SNGVNNWNDF_1 | 20 | 20 | Wind Onshore |  |  | Italy |  | COMMISSIONED |  |  | None |  | 0 | 0
26WIMPI-S05STNGL | 26WUUUUUSTANGA15 | LA STANGA | UP_STANGA_1 | 29 | 29 | Hydro Run-of-river and poundage | 46.212 | 12.129 | Italy | ITH3 | COMMISSIONED |  |  | Freshwater
26WIMPI-S19PCRLE | 26WUUUPRIOLO-C13 | PRIOLO C.LE | UP_PRIOLO_C_1 | 744 | 372 | Fossil Gas | 37.139 | 15.216 | Italy | ITG1 | COMMISSIONED | 2002 |  | Seawater | Once-through | 43.07 | 0.38
26WIMPI-S19PCRLE | 26WUUUPRIOLO-C21 | PRIOLO C.LE | UP_PRIOLO_C_2 | 744 | 372 | Fossil Gas | 37.139 | 15.216 | Italy | ITG1 | COMMISSIONED | 2003 |  | Seawater | Once-through | 43.07 | 0.38
26WIMPI-S18MRCLK | 26WUMRCLLINARA1R | MARCELLINARA | UP_MRCLLINARA_1 | 12 | 12 | Wind Onshore |  |  | Italy |  | COMMISSIONED |  |  | None |  | 0 | 0
26WIMPI-S09PNCC3 | 26WUUUPIANACCE11 | PIANACCE | UP_PIANACCE_1 | 18 | 18 | Geothermal | 43.165 | 10.616 | Italy | ITI1 | COMMISSIONED | 1987 |  | Freshwater | Natural Draught Tower | 0.06 | 0.06
26WIMPI-S11PRRTN | 26WUUPORTA-ROM1S | ASCOLI PORTA ROMANA | UP_PORTA_ROM_1 | 16 | 16 | Hydro Run-of-river and poundage | 42.854 | 13.562 | Italy | ITI3 | COMMISSIONED |  |  | Freshwater
26WIMPINAGRTT-1O | 26WUTROINAGRTT14 | TROINA | UP_TROINAGRTT_1 | 24 | 24 | Hydro Water Reservoir | 37.829 | 14.575 | Italy | ITG1 | COMMISSIONED |  |  | Freshwater
26WIMPI-S01MNRFF | 26WUUMIRAFIORI1S | MIRAFIORI NORD | UP_MIRAFIORI_1 | 19 | 19 | Other | 45.042 | 7.627 | Italy | ITC1 | COMMISSIONED |  |  | Freshwater | Air Cooling | 0.1 | 0.1
26WIMPI-S20ESNC8 | 26WUUUS20ESNC01Q | POLIMERI EUROPA | UPN_S20ESNC_01 | 8 | 52 | Fossil Oil |  |  | Italy |  | DECOMMISSIONED |  |  | Freshwater | Air Cooling | 0.1 | 0.1
26WIMPI-S20ESNC8 | 26WUPLMREUROPA1B | POLIMERI EUROPA | UP_PLMREUROPA_1 | 8 | 8 | Fossil Oil |  |  | Italy |  | COMMISSIONED |  |  | Freshwater | Air Cooling | 0.1 | 0.1
26WIMPI-S05MCPLT | 26WUUM--CIAPEL11 | MALGA CIAPELA | UP_M._CIAPEL_1 | 20 | 20 | Hydro Water Reservoir | 46.427 | 11.912 | Italy | ITH3 | COMMISSIONED |  |  | Freshwater
26WIMPI-0460320W | 26WUCNTRLLTTRC7J | Centrale Elettrica Manfredonia Paglia | UP_CNTRLLTTRC_7 | 14 | 14 | Other | 41.631 | 15.917 | Italy | ITF4 | COMMISSIONED |  |  | Freshwater | Air Cooling | 0.1 | 0.1
26WIMPI-S15IESIV | 26WUUSAVIGNANO1A | SAVIGNANO | UP_SAVIGNANO_1 | 77 | 77 | Wind Onshore |  |  | Italy |  | COMMISSIONED |  |  | None |  | 0 | 0
26WIMPI-S16CEPNH | 26WUCLLCPTRMNT17 | C.LE EOLICA PIETRAMONTECORVINO | UP_CLLCPTRMNT_1 | 17 | 17 | Wind Onshore |  |  | Italy |  | COMMISSIONED |  |  | None |  | 0 | 0
26WIMPI-S16BTRAJ | 26WUUUUBARI-TE19 | BARI | UP_BARI_TE_1 | 0 | 64 | Other |  |  | Italy |  | DECOMMISSIONED | 1958 | 2013 | Freshwater | Air Cooling | 0.1 | 0.1
26WIMPI-S16BTRAJ | 26WUUUUBARI-TE35 | BARI | UP_BARI_TE_3 | 0 | 64 | Other |  |  | Italy |  | DECOMMISSIONED | 1959 | 2013 | Freshwater | Air Cooling | 0.1 | 0.1
26WIMPI-S16BTRAJ | 26WUUUUBARI-TE27 | BARI | UP_BARI_TE_2 | 0 | 88 | Other |  |  | Italy |  | DECOMMISSIONED | 1959 | 2013 | Freshwater | Air Cooling | 0.1 | 0.1
26WIMPI-S09RSNOR | 26WUUUUUUROSEN1B | ROSEN | UP_ROSEN_1 | 325 | 325 | Fossil Gas | 43.367 | 10.45 | Italy | ITI1 | COMMISSIONED | 2007 |  | Seawater | Mechanical Draught Tower | 0.96 | 0.78
26WIMPI-S03VEGHN | 26WUUUUVOGHERA14 | VOGHERA | UP_VOGHERA_1 | 381 | 381 | Fossil Gas | 45.029 | 8.973 | Italy | ITC4 | COMMISSIONED | 2005 |  | Freshwater | Air Cooling | 0.01 | 0.01
26WIMPI-S09PTMBP | 26WUUUPIOMBINO18 | PIOMBINO TERMICA | UP_PIOMBINO_1 | 0 | 301 | Fossil Oil |  |  | Italy |  | DECOMMISSIONED |  | 2017 | Freshwater | Air Cooling | 0.1 | 0.1
26WIMPI-S09PTMBP | 26WUUUPIOMBINO26 | PIOMBINO TERMICA | UP_PIOMBINO_2 | 0 | 301 | Fossil Oil |  |  | Italy |  | DECOMMISSIONED |  | 2017 | Freshwater | Air Cooling | 0.1 | 0.1
26WIMPI-S09PTMBP | 26WUUUPIOMBINO34 | PIOMBINO TERMICA | UP_PIOMBINO_3 | 0 | 299 | Fossil Oil |  |  | Italy |  | DECOMMISSIONED |  | 2017 | Freshwater | Air Cooling | 0.1 | 0.1
26WIMPI-S09PTMBP | 26WUUUPIOMBINO42 | PIOMBINO TERMICA | UP_PIOMBINO_4 | 0 | 301 | Fossil Oil |  |  | Italy |  | DECOMMISSIONED |  | 2017 | Freshwater | Air Cooling | 0.1 | 0.1
26WIMPI-0686464Q | 26WUULACEDONIA16 | Lacedonia | UP_LACEDONIA_1 | 14 | 14 | Wind Onshore |  |  | Italy |  | COMMISSIONED |  |  | None |  | 0 | 0
26WIMPI-S18M1CN9 | 26WUUZMUCONE1S1I | MUCONE 1S | UP_MUCONE_1S_1 | 101 | 101 | Hydro Water Reservoir | 39.493 | 16.384 | Italy | ITF6 | COMMISSIONED |  |  | Freshwater
26WIMPI-01473496 | 26WUPSCUSOEOLO1Q | Impianto eolico di Portoscuso | UP_PSCUSOEOLO_1 | 90 | 90 | Wind Onshore |  |  | Italy |  | COMMISSIONED |  |  | None |  | 0 | 0
26WIMPI-S03EMC43 | 26WUNPWRMNTOVA2N | ENIPOWER MANTOVA | UP_NPWRMNTOVA_2 | 745 | 375 | Fossil Gas | 45.167 | 10.8 | Italy | ITC4 | COMMISSIONED | 2005 |  | Freshwater | Once-through | 43.07 | 0.38
26WIMPI-S03EMC43 | 26WUNPWRMNTOVA1P | ENIPOWER MANTOVA | UP_NPWRMNTOVA_1 | 745 | 15 | Other | 45.167 | 10.8 | Italy | ITC4 | COMMISSIONED |  |  | Freshwater | Once-through | 132.48 | 0.91
26WIMPI-S03EMC43 | 26WUNPWRMNTOVA3L | ENIPOWER MANTOVA | UP_NPWRMNTOVA_3 | 745 | 375 | Fossil Gas | 45.167 | 10.8 | Italy | ITC4 | COMMISSIONED | 2005 |  | Freshwater | Air Cooling | 0.01 | 0.01
26WIMPI-S12PFNT3 | 26WUUPONTE-FEL1S | PONTE FELICE | UP_PONTE_FEL_1 | 23 | 23 | Hydro Run-of-river and poundage | 43.588 | 13.319 | Italy | ITI3 | COMMISSIONED |  |  | Freshwater
26WIMPI-S15IFVP4 | 26WUUIVPC-FOIA1N | IVPC FOIANO | UP_IVPC_FOIA_1 | 54 | 54 | Wind Onshore |  |  | Italy |  | COMMISSIONED |  |  | None |  | 0 | 0
26WIMPI-S17VIBGU | 26WUUUUUVAGLIO3Y | VAGLIO | UP_VAGLIO_3 | 12 | 12 | Wind Onshore |  |  | Italy |  | COMMISSIONED |  |  | None |  | 0 | 0
26WIMPI-S04SRNT9 | 26WUUSARENTINO1R | SARENTINO | UP_SARENTINO_1 | 20 | 20 | Hydro Run-of-river and poundage | 46.641 | 11.354 | Italy | ITH1 | COMMISSIONED |  |  | Freshwater
26WIMPI-S19CCNR5 | 26WUCZTRDCOLLA1F | CONTRADA COLLA | UP_CNTRDCOLLA_1 | 0 | 20 | Wind Onshore |  |  | Italy |  | DECOMMISSIONED |  |  | None |  | 0 | 0
26WIMPI-S02CHMGM | 26WUUCHAMPAGNE4N | CHAMPAGNE2 | UP_CHAMPAGNE_4 | 29 | 29 | Hydro Run-of-river and poundage | 45.702 | 7.208 | Italy | ITC2 | COMMISSIONED |  |  | Freshwater
26WIMPI-S15ICDVL | 26WUUZASALBORE15 | I COLORI DEL VENTO | UP_CASALBORE_1 | 15 | 15 | Wind Onshore |  |  | Italy |  | COMMISSIONED |  |  | None |  | 0 | 0
26WIMPI-M04CMGIF | 26WUCMGMRANDIN1W | CIMEGO 2-MURANDIN | UP_CMGMRANDIN_1 | 9 | 9 | Hydro Run-of-river and poundage |  |  | Italy |  | COMMISSIONED |  |  | Freshwater
26WIMPI-S12TRRLD | 26WUUTORREVALN2K | TORREVAL.NORD | UP_TORREVALN_2 | 1845 | 615 | Fossil Hard coal | 42.128 | 11.758 | Italy | ITI4 | COMMISSIONED | 2009 |  | Seawater | Once-through | 85.5 | 0.39
26WIMPI-S12TRRLD | 26WUUTORREVALN4G | TORREVAL.NORD | UP_TORREVALN_4 | 1845 | 615 | Fossil Hard coal | 42.128 | 11.758 | Italy | ITI4 | COMMISSIONED | 2010 |  | Seawater | Once-through | 85.5 | 0.39
26WIMPI-S12TRRLD | 26WUUTORREVALN3I | TORREVAL.NORD | UP_TORREVALN_3 | 1845 | 615 | Fossil Hard coal | 42.128 | 11.758 | Italy | ITI4 | COMMISSIONED | 2010 |  | Seawater | Once-through | 85.5 | 0.39
26WIMPI-S01SNFRY | 26WUUUSANFRONT13 | SANFRONT | UP_SANFRONT_1 | 14 | 14 | Hydro Run-of-river and poundage | 44.649 | 7.318 | Italy | ITC1 | COMMISSIONED |  |  | Freshwater
26WIMPI-0403629N | 26WUUUUBONORVA1C | Bonorva | UP_BONORVA_1 | 74 | 74 | Wind Onshore |  |  | Italy |  | COMMISSIONED |  |  | None |  | 0 | 0
26WIMPI-S19TCRPN | 26WUUTRAPANI-C2K | TRAPANI C.LE | UP_TRAPANI_C_2 | 212 | 106 | Fossil Gas | 38 | 12.567 | Italy | ITG1 | COMMISSIONED |  |  | Freshwater | Air Cooling | 0.01 | 0.01
26WIMPI-S19TCRPN | 26WUUTRAPANI-C1M | TRAPANI C.LE | UP_TRAPANI_C_1 | 212 | 106 | Fossil Gas | 38 | 12.567 | Italy | ITG1 | COMMISSIONED |  |  | Freshwater | Air Cooling | 0.01 | 0.01
26WIMPI-S09NSVSF | 26WUUNUOVA-SAS1Y | NUOVA SASSO | UP_NUOVA_SAS_1 | 17 | 17 | Geothermal | 45.078 | 7.716 | Italy | ITC1 | COMMISSIONED |  |  | Freshwater | Natural Draught Tower | 0.06 | 0.06
26WIMPI-S03ACMSM | 26WUUCTE-DEL-M2E | CTE DEL MINCIO | UP_CTE_DEL_M_2 | 400 | 400 | Fossil Gas | 45.399 | 10.715 | Italy | ITC4 | COMMISSIONED | 1983 |  | Freshwater | Air Cooling | 0.01 | 0.01
26WIMPI-S19CCNT1 | 26WUUCONTRASTO1S | CONTRASTO C.LE | UP_CONTRASTO_1 | 35 | 35 | Hydro Run-of-river and poundage |  |  | Italy |  | COMMISSIONED |  |  | Freshwater
26WIMPI-S16ORDNF | 26WURDNVLLSCDL1V | ORDONA VALLE SCODELLA | UP_RDNVLLSCDL_1 | 34 | 34 | Wind Onshore |  |  | Italy |  | COMMISSIONED |  |  | None |  | 0 | 0
26WIMPI-S19APGPP | 26WUCTNUCENORD3P | CTE NUCE NORD | UP_CTNUCENORD_3 | 480 | 240 | Fossil Gas | 37.179 | 15.182 | Italy | ITG1 | COMMISSIONED |  |  | Seawater | Once-through | 43.07 | 0.38
26WIMPI-S19APGPP | 26WUCTNUCENORD2R | CTE NUCE NORD | UP_CTNUCENORD_2 | 480 | 240 | Fossil Gas | 37.179 | 15.182 | Italy | ITG1 | COMMISSIONED |  |  | Seawater | Once-through | 43.07 | 0.38
26WIMPI-S19APGPP | 26WUCTNUCENORD1T | CTE NUCE NORD | UP_CTNUCENORD_1 | 480 | 410 | Fossil Gas | 37.179 | 15.182 | Italy | ITG1 | COMMISSIONED | 2010 |  | Seawater | Once-through | 43.07 | 0.38
26WIMPI-S08DCSTV | 26WUDSTRCGNRZN1F | DISTER COGENERAZIONE | UP_DSTRCGNRZN_1 | 34 | 34 | Other |  |  | Italy |  | COMMISSIONED |  |  | Freshwater | Air Cooling | 0.1 | 0.1
26WIMPI-S16CDDT8 | 26WUPRCLCCSTLN12 | PARCO EOLICO CASTELNUOVO DELLA DAUNIA | UP_PRCLCCSTLN_1 | 12 | 12 | Wind Onshore |  |  | Italy |  | COMMISSIONED |  |  | None |  | 0 | 0
26WIMPI-S01TLSSX | 26WUUUTELESSIO1Q | TELESSIO | UP_TELESSIO_1 | 35 | 35 | Hydro Pumped Storage | 45.484 | 7.373 | Italy | ITC1 | COMMISSIONED |  |  | Freshwater
26WIMPI-S18PELCB | 26WUPRCOEOLICO15 | PE LE CANNELLA | UP_PRCOEOLICO_1 | 96 | 96 | Wind Onshore |  |  | Italy |  | COMMISSIONED |  |  | None |  | 0 | 0
26WIMPI-S03RDLMM | 26WUUREA-DALMI1I | REA DALMINE | UP_REA_DALMI_1 | 15 | 15 | Waste | 45.634 | 9.608 | Italy | ITC4 | COMMISSIONED |  |  | Freshwater | Air Cooling | 1.7 | 0.13
26WIMPI-S03GCRV8 | 26WUUGRAVEDONA1T | GRAVEDONA | UP_GRAVEDONA_1 | 14 | 14 | Hydro Run-of-river and poundage | 46.149 | 9.309 | Italy | ITC4 | COMMISSIONED |  |  | Freshwater
26WIMPI-0601951E | 26WUPPLMBNTLNT1C | PAI - Polo Ambientale Integrato | UP_PPLMBNTLNT_1 | 15 | 15 | Other |  |  | Italy |  | COMMISSIONED |  |  | Freshwater | Air Cooling | 0.1 | 0.1
26WIMPI-0693963H | 26WUUGIRIFALCO1O | GIRIFALCO | UP_GIRIFALCO_1 | 14 | 14 | Solar | 38.824 | 16.421 | Italy | ITF6 | COMMISSIONED |  |  | Freshwater |  | 0 | 0
26WIMPI-S03CRVER | 26WUUUUUUCREVA1S | CREVA | UP_CREVA_1 | 11 | 11 | Hydro Run-of-river and poundage | 45.995 | 8.757 | Italy | ITC4 | COMMISSIONED |  |  | Freshwater
26WIMPI-S04RVRTN | 26WUCNTRLCGNRZ7A | CENTRALE COGENERAZIONE Z.I. | UP_CNTRLCGNRZ_7 | 14 | 14 | Other |  |  | Italy |  | COMMISSIONED |  |  | Freshwater | Air Cooling | 0.1 | 0.1
26WIMPI-S04RVRTN | 26WUUUS04RVRT010 | CENTRALE COGENERAZIONE Z.I. | UPN_S04RVRT_01 | 14 | 16 | Other |  |  | Italy |  | DECOMMISSIONED |  |  | Freshwater | Air Cooling | 0.1 | 0.1
26WIMPI-S20NMGRF | 26WUUUUUUNURRI18 | NURRI | UP_NURRI_1 | 22 | 22 | Wind Onshore |  |  | Italy |  | COMMISSIONED |  |  | None |  | 0 | 0
26WIMPITOADDA-1T | 26WUUUALTOADDA15 | VENINA | UP_ALTOADDA_1 | 327 | 327 | Hydro Run-of-river and poundage | 46.16 | 9.94 | Italy | ITH3 | COMMISSIONED |  |  | Freshwater
26WIMPI-S03PSCI7 | 26WUUUUUPAISCO1Q | PAISCO | UP_PAISCO_1 | 7 | 7 | Hydro Run-of-river and poundage | 46.067 | 10.233 | Italy | ITC4 | COMMISSIONED |  |  | Freshwater
26WIMPI-S19SBCLB | 26WUSCLFNBGNI216 | SCLAFANI BAGNI 2 | UP_SCLFNBGNI2_1 | 0 | 13 | Wind Onshore |  |  | Italy |  | DECOMMISSIONED |  |  | None |  | 0 | 0
26WIMPI-0604630J | 26WUUUSSPC00181K | Sspc0018 | UP_SSPC0018_1 | 0 | 12 | Wind Onshore |  |  | Italy |  | DECOMMISSIONED |  |  | None |  | 0 | 0
26WIMPI-S05FTSNK | 26WUUUFUSINA-T26 | FUSINA T. | UP_FUSINA_T_2 | 871 | 155 | Fossil Hard coal | 45.431 | 12.246 | Italy | ITH3 | COMMISSIONED | 1970 |  | Seawater | Once-through | 137.59 | 0.95
26WIMPI-S05FTSNK | 26WUUUFUSINA-T34 | FUSINA T. | UP_FUSINA_T_3 | 871 | 280 | Fossil Hard coal | 45.431 | 12.246 | Italy | ITH3 | COMMISSIONED | 1972 |  | Seawater | Once-through | 137.59 | 0.95
26WIMPI-S05FTSNK | 26WUUUFUSINA-T42 | FUSINA T. | UP_FUSINA_T_4 | 871 | 280 | Fossil Hard coal | 45.431 | 12.246 | Italy | ITH3 | COMMISSIONED | 1972 |  | Seawater | Once-through | 137.59 | 0.95
26WIMPI-S05FTSNK | 26WUUUUFUSINAT63 | FUSINA T. | UP_FUSINAT_6 | 871 | 11 | Other | 45.431 | 12.246 | Italy | ITH3 | COMMISSIONED |  |  | Seawater | Once-through | 132.48 | 0.91
26WIMPI-S05FTSNK | 26WUUUFUSINA-T18 | FUSINA T. | UP_FUSINA_T_1 | 871 | 145 | Fossil Hard coal | 45.431 | 12.246 | Italy | ITH3 | COMMISSIONED | 1970 |  | Seawater | Once-through | 137.59 | 0.95
26WIMPI-S15CLRAF | 26WUUUUUCALORE1S | CALORE | UP_CALORE_1 | 12 | 12 | Hydro Run-of-river and poundage | 41.053 | 14.957 | Italy | ITF3 | COMMISSIONED |  |  | Freshwater
26WIMPI-S09AMBNQ | 26WUUUAMBIENTE1W | AMBIENTE | UP_AMBIENTE_1 | 14 | 14 | Biomass | 45.472 | 9.21 | Italy | ITC4 | COMMISSIONED |  |  | Freshwater | Air Cooling | 1.7 | 0.13
26WIMPI-0430053A | 26WUMPNTDGNRZN1B | Impianto di generazione elettrica da lignina | UP_MPNTDGNRZN_1 | 14 | 14 | Biomass |  |  | Italy |  | COMMISSIONED |  |  | Freshwater | Air Cooling | 1.7 | 0.13
26WIMPI-0604631H | 26WUUUSSPC00191H | Sspc0019 | UP_SSPC0019_1 | 0 | 15 | Wind Onshore |  |  | Italy |  | DECOMMISSIONED |  |  | None |  | 0 | 0
26WIMPI-S01QNCNO | 26WUUQUINCINET1Y | QUINCINETTO 2 | UP_QUINCINET_1 | 21 | 21 | Hydro Run-of-river and poundage | 45.562 | 7.808 | Italy | ITC1 | COMMISSIONED |  |  | Freshwater
26WIMPI-S09PNCNI | 26WUUPIANCASTA6P | PIANCASTAGNAIO 3 | UP_PIANCASTA_6 | 20 | 20 | Geothermal | 42.85 | 11.687 | Italy | ITI1 | COMMISSIONED | 1990 |  | Freshwater | Natural Draught Tower | 0.06 | 0.06
26WIMPI-0685617W | 26WUSMRCRCHLCO18 | Simeri Crichi eolico | UP_SMRCRCHLCO_1 | 23 | 23 | Wind Onshore |  |  | Italy |  | COMMISSIONED |  |  | None |  | 0 | 0
26WIMPI-S06CNVAX | 26WUUUUUCANEVA2N | CANEVA | UP_CANEVA_2 | 36 | 36 | Hydro Run-of-river and poundage | 45.968 | 12.448 | Italy | ITH4 | COMMISSIONED |  |  | Freshwater
26WIMPI-S15RCGLO | 26WURICIGLIANO15 | RICIGLIANO | UP_RICIGLIANO_1 | 36 | 36 | Wind Onshore |  |  | Italy |  | COMMISSIONED |  |  | None |  | 0 | 0
26WIMPI-S16IVVP8 | 26WUUVOLTURARA20 | VOLTURARA | UP_VOLTURARA_2 | 15 | 15 | Wind Onshore |  |  | Italy |  | COMMISSIONED |  |  | None |  | 0 | 0
26WIMPI-S06TRVC2 | 26WUTORVISCOSA1F | TORVISCOSA | UP_TORVISCOSA_1 | 830 | 830 | Fossil Gas | 45.817 | 13.29 | Italy | ITH4 | COMMISSIONED | 2006 |  | Freshwater | Mechanical Draught Tower | 0.96 | 0.78
26WIMPI-S04FBNTR | 26WUUFONTANA-B1Q | FONTANA BIANCA | UP_FONTANA_B_1 | 10 | 10 | Hydro Water Reservoir | 46.485 | 10.832 | Italy | ITH1 | COMMISSIONED |  |  | Freshwater
26WIMPI-0561577K | 26WUUUUGUARDIA21 | Guardia | UP_GUARDIA_2 | 24 | 24 | Wind Onshore |  |  | Italy |  | COMMISSIONED |  |  | None |  | 0 | 0
26WIMPI-S11FRLUF | 26WUUUUUUFURLO1X | FURLO | UP_FURLO_1 | 13 | 13 | Hydro Run-of-river and poundage | 43.639 | 12.714 | Italy | ITI3 | COMMISSIONED |  |  | Freshwater
26WIMPI-S02MNTJW | 26WUUMONTJOVET1V | MONTJOVET | UP_MONTJOVET_1 | 50 | 50 | Hydro Run-of-river and poundage | 45.706 | 7.675 | Italy | ITC2 | COMMISSIONED |  |  | Freshwater
26WIMPI-S09NPMVB | 26WUNVPGNONEMS1X | NUOVO PIGNONE MS | UP_NVPGNONEMS_1 | 31 | 31 | Fossil Gas | 44.024 | 10.114 | Italy | ITI1 | COMMISSIONED |  |  | Freshwater | Air Cooling | 0.01 | 0.01
26WIMPI-S18ETAEZ | 26WUUUUUETASRL1F | ETA SPA | UP_ETASRL_1 | 15 | 15 | Biomass | 45.792 | 9.178 | Italy | ITC4 | COMMISSIONED |  |  | Freshwater | Air Cooling | 1.7 | 0.13
26WIMPI-07709193 | 26WUUUULAVELLO1T | Lavello | UP_LAVELLO_1 | 14 | 14 | Wind Onshore |  |  | Italy |  | COMMISSIONED |  |  | None |  | 0 | 0
26WIMPI-S08MSCHV | 26WUUMUSCHIOSO1W | MUSCHIOSO | UP_MUSCHIOSO_1 | 8 | 8 | Hydro Run-of-river and poundage | 44.279 | 10.523 | Italy | ITH5 | COMMISSIONED |  |  | Freshwater
26WIMPI-S05QRUEM | 26WUUUUUUQUERO1Y | QUERO | UP_QUERO_1 | 32 | 32 | Hydro Run-of-river and poundage | 45.922 | 11.93 | Italy | ITH3 | COMMISSIONED |  |  | Freshwater
26WIMPI-0302023Y | 26WUUSDOMENICA1Y | S. Domenica | UP_SDOMENICA_1 | 11 | 11 | Wind Onshore |  |  | Italy |  | COMMISSIONED |  |  | None |  | 0 | 0
26WIMPI-S20CWFTT | 26WUUCWFITALIA1U | C.W.F.ITALIA | UP_CWFITALIA_1 | 13 | 13 | Fossil Hard coal | 45.47 | 9.184 | Italy | ITC4 | COMMISSIONED |  |  | Freshwater | Air Cooling | 0.33 | 0.22
26WIMPI-S01NNVLN | 26WUUUUUUNOVEL1U | NOVEL | UP_NOVEL_1 | 97 | 97 | Fossil Gas | 45.457 | 8.65 | Italy | ITC1 | COMMISSIONED |  |  | Freshwater | Mechanical Draught Tower | 0.96 | 0.78
26WIMPI-0092784R | 26WUFTVLTCNRSL1E | Fotovoltaico Enersol | UP_FTVLTCNRSL_1 | 48 | 48 | Solar | 44.992 | 9.019 | Italy | ITC4 | COMMISSIONED |  |  | Freshwater |  | 0 | 0
26WIMPI-S05FDLTJ | 26WUUUUFADALTO1G | FADALTO | UP_FADALTO_1 | 210 | 210 | Hydro Pumped Storage | 45.977 | 12.303 | Italy | ITH3 | COMMISSIONED |  |  | Freshwater
26WIMPI-S09PNCT6 | 26WUUPIANCASTA7N | PIANCASTAGNAIO 4 | UP_PIANCASTA_7 | 20 | 20 | Geothermal | 42.85 | 11.687 | Italy | ITI1 | COMMISSIONED | 1990 |  | Freshwater | Natural Draught Tower | 0.06 | 0.06
26WIMPI-S19PEVRJ | 26WUUUUVIZZINI23 | VIZZINI | UP_VIZZINI_2 | 23 | 23 | Wind Onshore |  |  | Italy |  | COMMISSIONED |  |  | None |  | 0 | 0
26WIMPI-S14ENRGS | 26WUNRGNTSRLBM1V | ENERGONUT SPA | UP_NRGNTSRLBM_1 | 12 | 12 | Other |  |  | Italy |  | COMMISSIONED |  |  | Freshwater | Air Cooling | 0.1 | 0.1
26WIMPI-S01PDMCO | 26WUUPIEDIMULE1C | PIEDIMULERA | UP_PIEDIMULE_1 | 7 | 7 | Hydro Run-of-river and poundage | 46.021 | 8.257 | Italy | ITC1 | COMMISSIONED |  |  | Freshwater
26WIMPI-S19SNNTP | 26WUSANTANINFA1Q | SANTA NINFA | UP_SANTANINFA_1 | 32 | 32 | Wind Onshore |  |  | Italy |  | COMMISSIONED |  |  | None |  | 0 | 0
26WIMYI-S15MNTNB | 26WUUMONTELUNG1I | MONTELUNGO | UP_MONTELUNG_1 | 32 | 32 | Hydro Run-of-river and poundage | 44.448 | 9.909 | Italy | ITI1 | COMMISSIONED |  |  | Freshwater
26WIMPI-S12CTLOS | 26WUUUUCOTILIA15 | COTILIA | UP_COTILIA_1 | 40 | 40 | Hydro Water Reservoir | 42.382 | 13.014 | Italy | ITI4 | COMMISSIONED |  |  | Freshwater
26WIMPI-S01TRNI7 | 26WUUUUUUTRINO2P | TRINO | UP_TRINO_2 | 0 | 362 | Other |  |  | Italy |  | DECOMMISSIONED | 1997 | 2015 | Freshwater | Air Cooling | 0.1 | 0.1
26WIMPI-05777205 | 26WUPRCLCPGGML1D | Parco Eolico Poggio Malconsiglio | UP_PRCLCPGGML_1 | 20 | 20 | Wind Onshore |  |  | Italy |  | COMMISSIONED |  |  | None |  | 0 | 0
26WIMPI-S02H1NO5 | 26WUUUUUUHONE11O | HONE1 | UP_HONE_1_1 | 18 | 18 | Hydro Run-of-river and poundage | 45.612 | 7.737 | Italy | ITC2 | COMMISSIONED |  |  | Freshwater
26WIMPI-S03BCNNO | 26WUUISOLA-E-M1P | ISOLA E MANTELERA | UP_ISOLA_E_M_1 | 0 | 21 | Hydro Run-of-river and poundage |  |  | Italy |  | DECOMMISSIONED |  |  | Freshwater
26WIMPI-S12TRRVU | 26WUUTORREVALD49 | TORREVALDALIGA | UP_TORREVALD_4 | 1488 | 308 | Fossil Gas | 42.121 | 11.768 | Italy | ITI4 | COMMISSIONED | 1973 |  | Seawater | Once-through | 132.48 | 0.91
26WIMPI-S12TRRVU | 26WUTRRVLDLIGA55 | TORREVALDALIGA | UP_TRRVLDLIGA_5 | 1488 | 790 | Fossil Gas | 42.121 | 11.768 | Italy | ITI4 | COMMISSIONED | 2005 |  | Seawater | Once-through | 43.07 | 0.38
26WIMPI-S12TRRVU | 26WUTRRVLDLIGA63 | TORREVALDALIGA | UP_TRRVLDLIGA_6 | 1488 | 390 | Fossil Gas | 42.121 | 11.768 | Italy | ITI4 | COMMISSIONED | 2005 |  | Seawater | Once-through | 43.07 | 0.38
26WIMPI-S14LTRNT | 26WUULARINO-TG1C | LARINO TG | UP_LARINO_TG_1 | 248 | 124 | Other | 41.819 | 14.966 | Italy | ITF2 | COMMISSIONED |  |  | Freshwater | Air Cooling | 0.1 | 0.1
26WIMPI-S14LTRNT | 26WUULARINO-TG2A | LARINO TG | UP_LARINO_TG_2 | 248 | 124 | Other | 41.819 | 14.966 | Italy | ITF2 | COMMISSIONED |  |  | Freshwater | Air Cooling | 0.1 | 0.1
26WIMPI-S14RPBTE | 26WURPABOTTONI1W | RIPABOTTONI | UP_RPABOTTONI_1 | 15 | 15 | Wind Onshore |  |  | Italy |  | COMMISSIONED |  |  | None |  | 0 | 0
26WIMPI-S20CGHNP | 26WUUUCOGHINAS18 | COGHINAS | UP_COGHINAS_1 | 0 | 22 | Hydro Water Reservoir | 40.92 | 8.852 | Italy | ITG2 | DECOMMISSIONED |  |  | Freshwater
26WIMPI-S20CTNTH | 26WUUUUTIRSO1S11 | TIRSO1S | UP_TIRSO1S_1 | 20 | 20 | Hydro Run-of-river and poundage | 39.912 | 8.611 | Italy | ITG2 | COMMISSIONED |  |  | Freshwater
26WIMPI-S03CMMPF | 26WUUCAMPO-MOR14 | CAMPO MORO | UP_CAMPO_MOR_1 | 0 | 36 | Hydro Pumped Storage | 46.302 | 9.928 | Italy | ITC4 | DECOMMISSIONED |  |  | Freshwater
26WIMPI-S03CRTPB | 26WUUUUUCPIGNA19 | CPIGNA | UP_CPIGNA_1 | 0 | 51 | Fossil Gas |  |  | Italy |  | DECOMMISSIONED |  | 2012 | Freshwater | Air Cooling | 0.01 | 0.01
26WIMPI-S03BFFTO | 26WUUUBOFFETTO17 | BOFFETTO | UP_BOFFETTO_1 | 10 | 10 | Hydro Run-of-river and poundage | 46.162 | 9.953 | Italy | ITC4 | COMMISSIONED |  |  | Freshwater
26WIMPI-S08IPSL7 | 26WUUISOLA-PAL13 | ISOLA PALANZANO | UP_ISOLA_PAL_1 | 12 | 12 | Hydro Run-of-river and poundage | 44.432 | 10.171 | Italy | ITH5 | COMMISSIONED |  |  | Freshwater
26WIMPI-S04NATRE | 26WCNTRLNTRNO118 | CENTRALE NATURNO | UP_CNTRLNTRNO_11 | 175 | 175 | Hydro Water Reservoir | 46.649 | 11.005 | Italy | ITH1 | COMMISSIONED |  |  | Freshwater
26WIMPI-S04PGRDE | 26WUUP-GARD-ME1H | PONTE GARDENA | UP_P.GARD.ME_1 | 48 | 48 | Hydro Run-of-river and poundage | 46.598 | 11.531 | Italy | ITH1 | COMMISSIONED |  |  | Freshwater
26WIMPI-S18SCNDX | 26WUCNTRLDSCND24 | CENTRALE DI SCANDALE | UP_CNTRLDSCND_2 | 821 | 411 | Fossil Gas | 39.102 | 17.116 | Italy | ITF6 | COMMISSIONED | 2010 |  | Freshwater | Air Cooling | 0.01 | 0.01
26WIMPI-S18SCNDX | 26WUCNTRLDSCND16 | CENTRALE DI SCANDALE | UP_CNTRLDSCND_1 | 821 | 410 | Fossil Gas | 39.102 | 17.116 | Italy | ITF6 | COMMISSIONED | 2010 |  | Freshwater | Air Cooling | 0.01 | 0.01
26WIMPI-S03IMSLC | 26WUUUUUUISOLA17 | ISOLA | UP_ISOLA_1 | 12 | 12 | Hydro Run-of-river and poundage | 44.432 | 10.171 | Italy | ITH5 | COMMISSIONED |  |  | Freshwater
26WIMPI-S03IMSLC | 26WUUUS03IMSL014 | ISOLA | UPN_S03IMSL_01 | 12 | 0 | Hydro Run-of-river and poundage | 44.432 | 10.171 | Italy | ITH5 | COMMISSIONED |  |  | Freshwater
26WIMPI-0602190V | 26WUUUBAGNORE41S | BAGNORE 4 | UP_BAGNORE4_1 | 39 | 39 | Geothermal | 42.847 | 11.568 | Italy | ITI1 | COMMISSIONED | 1998 |  | Freshwater | Natural Draught Tower | 0.06 | 0.06
26WIMZI-S14CMPM0 | 26WUUCAMPOMARI1F | CAMPOMARINO | UP_CAMPOMARI_1 | 0 | 87 | Other |  |  | Italy |  | DECOMMISSIONED | 1984 | 2013 | Freshwater | Air Cooling | 0.1 | 0.1
26WIMPI-S17PECRE | 26WUCMPMGGIORE1S | CAMPOMAGGIORE | UP_CMPMGGIORE_1 | 11 | 11 | Wind Onshore |  |  | Italy |  | COMMISSIONED |  |  | None |  | 0 | 0
26WIMPI-S16EVDNC | 26WUUVOLTURARA12 | VOLTURARA | UP_VOLTURARA_1 | 11 | 11 | Wind Onshore |  |  | Italy |  | COMMISSIONED |  |  | None |  | 0 | 0
26WIMPI-0393807F | 26WUTRCANCARRO1J | TROIA CANCARRO | UP_TRCANCARRO_1 | 13 | 13 | Solar | 41.34 | 15.26 | Italy | ITF4 | COMMISSIONED |  |  | Freshwater |  | 0 | 0
26WIMPI-S02AVSIS | 26WUUUUUUAVISE1Z | AVISE | UP_AVISE_1 | 127 | 127 | Hydro Run-of-river and poundage | 45.709 | 7.14 | Italy | ITC2 | COMMISSIONED |  |  | Freshwater
26WIMPI-S17COVDA | 26WUUCENTRO-OL1X | CENTRO OLIO VAL DAGRI | UP_CENTRO_OL_1 | 12 | 12 | Fossil Gas | 40.314 | 15.898 | Italy | ITF5 | COMMISSIONED |  |  | Freshwater | Air Cooling | 0.01 | 0.01
26WIMPI-S20FOMSR | 26WUUFIUMESANT3F | FIUMESANTO | UP_FIUMESANT_3 | 534 | 267 | Fossil Hard coal | 40.852 | 8.299 | Italy | ITG2 | COMMISSIONED | 1992 |  | Seawater | Once-through | 137.59 | 0.95
26WIMPI-S20FOMSR | 26WUUFIUMESANT4D | FIUMESANTO | UP_FIUMESANT_4 | 534 | 267 | Fossil Hard coal | 40.852 | 8.299 | Italy | ITG2 | COMMISSIONED | 1993 |  | Seawater | Once-through | 137.59 | 0.95
26WIMPI-S04SCLMF | 26WUCNTRLSCLMB5S | CENTRALE S.COLOMBANO | UP_CNTRLSCLMB_5 | 21 | 21 | Hydro Run-of-river and poundage | 45.183 | 9.489 | Italy | ITC4 | COMMISSIONED |  |  | Freshwater
26WIMPI-S04CMGI4 | 26WUUUUUCIMEGO1U | CIMEGO | UP_CIMEGO_1 | 220 | 220 | Hydro Water Reservoir | 45.942 | 10.64 | Italy | ITH2 | COMMISSIONED |  |  | Freshwater
26WIMPI-S08ISSLW | 26WUUISOLA-SER1S | ISOLA SERAFINI | UP_ISOLA_SER_1 | 76 | 76 | Hydro Run-of-river and poundage | 45.093 | 9.905 | Italy | ITH5 | COMMISSIONED |  |  | Freshwater
26WIMPI-S03SGNCJ | 26WUSANGIACOMO1K | SAN GIACOMO | UP_SANGIACOMO_1 | 10 | 10 | Hydro Water Reservoir | 42.785 | 13.511 | Italy | ITI3 | COMMISSIONED |  |  | Freshwater
26WIMPI-S04LMSAD | 26WUUUULASA-ME1P | LASA | UP_LASA_ME_1 | 64 | 64 | Hydro Water Reservoir | 46.62 | 10.695 | Italy | ITH1 | COMMISSIONED |  |  | Freshwater
26WIMPI-S09CSPLS | 26WUVERFALESIA1X | EVERFALESIA | UP_VERFALESIA_1 | 24 | 24 | Biomass |  |  | Italy |  | COMMISSIONED |  |  | Freshwater | Air Cooling | 1.7 | 0.13
26WIMPI-S03ISLIF | 26WUUUIIISALTO1E | III SALTO | UP_IIISALTO_1 | 9 | 9 | Hydro Run-of-river and poundage | 42.33 | 13.059 | Italy | ITI4 | COMMISSIONED |  |  | Freshwater
26WIMPI-S16MCNT6 | 26WUMNTCLVELLO1K | MONTECALVELLO | UP_MNTCLVELLO_1 | 41 | 41 | Wind Onshore |  |  | Italy |  | COMMISSIONED |  |  | None |  | 0 | 0
26WIMPI-S05ARSIQ | 26WUUUUUUARSIE1C | ARSIE | UP_ARSIE_1 | 34 | 34 | Hydro Run-of-river and poundage | 45.983 | 11.756 | Italy | ITH3 | COMMISSIONED |  |  | Freshwater
26WIMPI-S07SCPZX | 26WUUSPEZIA-CE3T | SPEZIA CENTR | UP_SPEZIA_CE_3 | 520 | 520 | Fossil Hard coal | 44.111 | 9.872 | Italy | ITC3 | COMMISSIONED | 1999 |  | Seawater | Once-through | 85.5 | 0.39
26WIMZI-05933690 | 26WUUUUJASMINE1K | JASMINE | UP_JASMINE_1 | 17 | 17 | Wind Onshore |  |  | Italy |  | COMMISSIONED |  |  | None |  | 0 | 0
26WIMPI-S08TDFRR | 26WUCLHRFRLIBG11 | C.LE HERA FORLÃŒ BAGNOLO | UP_CLHRFRLIBG_1 | 11 | 11 | Other |  |  | Italy |  | COMMISSIONED |  |  | Freshwater | Air Cooling | 0.1 | 0.1
26WIMPI-S01SCPGX | 26WUUSPIGNO-CE1U | SPIGNO CEN | UP_SPIGNO_CE_1 | 12 | 12 | Hydro Run-of-river and poundage | 41.327 | 13.694 | Italy | ITI4 | COMMISSIONED |  |  | Freshwater
26WIMPI-S16DWMNN | 26WUUMONTAGUTO1S | MONTAGUTO | UP_MONTAGUTO_1 | 35 | 35 | Wind Onshore |  |  | Italy |  | COMMISSIONED |  |  | None |  | 0 | 0
26WIMPI-S19SMCRT | 26WUSRRMRROCCO1K | SERRA MARROCCO | UP_SRRMRROCCO_1 | 46 | 46 | Wind Onshore |  |  | Italy |  | COMMISSIONED |  |  | None |  | 0 | 0
26WIMPI-S09SLMNI | 26WUUUS09SLMN01P | NUOVA SOLMINE | UPN_S09SLMN_01 | 23 | 0 | Other |  |  | Italy |  | DECOMMISSIONED |  |  | Freshwater | Air Cooling | 0.1 | 0.1
26WIMPI-S09SLMNI | 26WUNVASOLMINE11 | NUOVA SOLMINE | UP_NVASOLMINE_1 | 23 | 23 | Other |  |  | Italy |  | COMMISSIONED |  |  | Freshwater | Air Cooling | 0.1 | 0.1
26WIMPI-S05CCCL7 | 26WUCGCNTRCTTA1C | COGE. CENTRO CITTA | UP_CGCNTRCTTA_1 | 11 | 11 | Fossil Gas | 45.434 | 10.998 | Italy | ITH3 | COMMISSIONED |  |  | Freshwater | Air Cooling | 0.01 | 0.01
26WIMPI-S08UCNGO | 26WUNGRCNSLICE11 | UNIGRA CONSELICE | UP_NGRCNSLICE_1 | 58 | 58 | Other | 44.535 | 11.861 | Italy | ITH5 | COMMISSIONED |  |  | Freshwater | Air Cooling | 0.1 | 0.1
26WIMPI-S03ECDVN | 26WUUEDIS-CIVI16 | CIVIDATE | UP_EDIS_CIVI_1 | 38 | 38 | Hydro Run-of-river and poundage | 45.944 | 10.279 | Italy | ITC4 | COMMISSIONED |  |  | Freshwater
26WIMPI-05318347 | 26WUGTG1GTG5011C | GTG101/GTG501 | UP_GTG1GTG501_1 | 57 | 57 | Fossil Oil | 37.179 | 15.181 | Italy | ITC4 | COMMISSIONED |  |  | Seawater | Once-through | 132.48 | 0.91
26WIMPI-S09GLLCT | 26WUUGALLICANO11 | GALLICANO | UP_GALLICANO_1 | 25 | 25 | Hydro Run-of-river and poundage | 44.045 | 10.428 | Italy | ITI1 | COMMISSIONED |  |  | Freshwater
26WIMPI-A16IAVC3 | 26WUUIVPC-ANZA1R | IVPC ANZANO | UP_IVPC_ANZA_1 | 49 | 49 | Wind Onshore |  |  | Italy |  | COMMISSIONED |  |  | None |  | 0 | 0
26WIMZI-09119890 | 26WUPGNNI138301D | PAGANINI_13830 | UP_PGNNI13830_1 | 12 | 12 | Solar |  |  | Italy |  | COMMISSIONED |  |  | Freshwater |  | 0 | 0
26WIMPI-S19PTRNG | 26WUPATERNOCLE1L | PATERNO C.LE | UP_PATERNOCLE_1 | 12 | 12 | Hydro Run-of-river and poundage | 37.567 | 14.902 | Italy | ITG1 | COMMISSIONED |  |  | Freshwater
26WIMYI-S19ANPAB | 26WUUANAPO-C-L1O | ANAPO C.LE | UP_ANAPO_C.L_1 | 500 | 500 | Hydro Pumped Storage | 37.118 | 15.139 | Italy | ITG1 | COMMISSIONED | 1989 |  | Freshwater
26WIMPI-S15GDSSP | 26WUGNSTRDGLSC2L | Ginestra degli Schiavoni | UP_GNSTRDGLSC_2 | 40 | 40 | Wind Onshore |  |  | Italy |  | COMMISSIONED |  |  | None |  | 0 | 0
26WIMPI-S19CCMR8 | 26WUCNTRDCORVO1Z | CONTRADA CORVO - COZZO MITURRO | UP_CNTRDCORVO_1 | 38 | 38 | Wind Onshore |  |  | Italy |  | COMMISSIONED |  |  | None |  | 0 | 0
26WIMPI-S03RGLDS | 26WUUUREGOLEDO10 | REGOLEDO | UP_REGOLEDO_1 | 38 | 38 | Hydro Run-of-river and poundage | 46.173 | 9.731 | Italy | ITC4 | COMMISSIONED |  |  | Freshwater
26WIMPI-S02PNSME | 26WUPNTSTMRTIN1W | PONT ST. MARTIN | UP_PNTSTMRTIN_1 | 45 | 45 | Hydro Run-of-river and poundage | 45.595 | 7.798 | Italy | ITC2 | COMMISSIONED |  |  | Freshwater
26WIMPI-S04SNTNJ | 26WUUS-ANTONIO1G | S.ANTONIO | UP_S.ANTONIO_1 | 72 | 72 | Hydro Run-of-river and poundage | 37.606 | 15.126 | Italy | ITG1 | COMMISSIONED |  |  | Freshwater
26WIMPI-S03CCHVL | 26WUUCHIAVENNA11 | CHIAVENNA | UP_CHIAVENNA_1 | 60 | 60 | Hydro Run-of-river and poundage | 46.327 | 9.401 | Italy | ITC4 | COMMISSIONED |  |  | Freshwater
26WIMPI-S01PMNTP | 26WUUPONTE-MAR1S | PONTE MARM | UP_PONTE_MAR_1 | 16 | 16 | Hydro Run-of-river and poundage | 45.521 | 11.043 | Italy | ITH3 | COMMISSIONED |  |  | Freshwater
26WIMPI-S08CRCBN | 26WUCBTRVNNCT11U | CABOT RAVENNA CTE1 | UP_CBTRVNNCT1_1 | 15 | 15 | Other | 44.418 | 12.204 | Italy | ITH5 | COMMISSIONED |  |  | Freshwater | Air Cooling | 0.1 | 0.1
26WIMPI-03342034 | 26WUUGUARNIERI1M | GUARNIERI | UP_GUARNIERI_1 | 17 | 17 | Wind Onshore |  |  | Italy |  | COMMISSIONED |  |  | None |  | 0 | 0
26WIMPI-0057309J | 26WUSRRDLVNTSD1B | SERRA DEL VENTO SUD | UP_SRRDLVNTSD_1 | 14 | 14 | Wind Onshore |  |  | Italy |  | COMMISSIONED |  |  | None |  | 0 | 0
26WIMPI-S03CDTL1 | 26WUCNTRLDTRNL1C | CENTRALE DI TURANO LODIGIANO - BERTONICO (LO) | UP_CNTRLDTRNL_1 | 800 | 800 | Fossil Gas | 45.205 | 9.674 | Italy | ITC4 | COMMISSIONED | 2011 |  | Freshwater | Air Cooling | 0.01 | 0.01
26WIMPI-S12ADRR4 | 26WCNTRLDCGNR48G | CENTRALE DI COGENERAZIONE AEROPORTO FIUMICINO | UP_CNTRLDCGNR_48 | 10 | 10 | Fossil Gas | 41.8 | 12.246 | Italy | ITI4 | COMMISSIONED |  |  | Freshwater | Air Cooling | 0.01 | 0.01
26WIMPI-S20F3LMF | 26WUUFLUMENDOS5W | FLUMENDOSA 3 | UP_FLUMENDOS_5 | 10 | 10 | Hydro Water Reservoir | 39.469 | 9.523 | Italy | ITG2 | COMMISSIONED |  |  | Freshwater
26WIMPI-S09RDCNB | 26WUUNUOVA-RAD1A | NUOVA RADICONDOLI | UP_NUOVA_RAD_1 | 0 | 59 | Geothermal | 43.261 | 11.044 | Italy | ITI1 | COMMISSIONED | 2002 |  | Freshwater | Natural Draught Tower | 0.06 | 0.06
26WIMPI-S17TCNPA | 26WUCNTRLTRMLT8I | CENTRALE TERMOELETTRICA | UP_CNTRLTRMLT_8 | 46 | 46 | Other |  |  | Italy |  | COMMISSIONED |  |  | Freshwater | Air Cooling | 0.1 | 0.1
26WIMPI-S15GDSNZ | 26WUGNSTRDGLSC1N | GINESTRA | UP_GNSTRDGLSC_1 | 18 | 18 | Wind Onshore |  |  | Italy |  | COMMISSIONED |  |  | None |  | 0 | 0
26WIMPI-S17AGRIH | 26WUUUUUUUAGRI1N | AGRI | UP_AGRI_1 | 39 | 39 | Hydro Water Reservoir | 40.258 | 16.602 | Italy | ITF5 | COMMISSIONED |  |  | Freshwater
26WIMPI-S16CRLVZ | 26WUCRLUVA16MW1L | CARLUVA 16MW | UP_CRLUVA16MW_1 | 12 | 12 | Wind Onshore |  |  | Italy |  | COMMISSIONED |  |  | None |  | 0 | 0
26WIMPI-S13CDGNT | 26WUUUUUUGISSI19 | GISSI | UP_GISSI_1 | 840 | 420 | Fossil Gas | 42.05 | 14.563 | Italy | ITF1 | COMMISSIONED | 2008 |  | Freshwater | Air Cooling | 0.01 | 0.01
26WIMPI-S13CDGNT | 26WUUUUUUGISSI27 | GISSI | UP_GISSI_2 | 840 | 420 | Fossil Gas | 42.05 | 14.563 | Italy | ITF1 | COMMISSIONED | 2008 |  | Freshwater | Air Cooling | 0.01 | 0.01
26WIMPI-S02VLPL3 | 26WUUVALPELLIN15 | VALPELLINE | UP_VALPELLIN_1 | 130 | 130 | Hydro Water Reservoir | 45.825 | 7.325 | Italy | ITC2 | COMMISSIONED |  |  | Freshwater
26WIMPI-07978333 | 26WUFNLMLBMSSA1H | Finale Emilia Biomassa | UP_FNLMLBMSSA_1 | 13 | 13 | Biomass |  |  | Italy |  | COMMISSIONED |  |  | Freshwater | Air Cooling | 1.7 | 0.13
26WIMPI-S19MPWPS | 26WUMNTPETRASI1E | MONTE PETRASI | UP_MNTPETRASI_1 | 34 | 34 | Wind Onshore |  |  | Italy |  | COMMISSIONED |  |  | None |  | 0 | 0
26WIMPI-S01CCBLY | 26WCNTRLDCGNR47I | CENTRALE DI COGENERAZIONE DI BARDONECCHIA | UP_CNTRLDCGNR_47 | 18 | 18 | Fossil Gas | 45.074 | 6.696 | Italy | ITC1 | COMMISSIONED |  |  | Freshwater | Air Cooling | 0.01 | 0.01
26WIMPI-M03SFRN0 | 26WUSZRNGNRZNE21 | S.FIORANO_GENERAZIONE | UP_SFRNGNRZNE_2 | 272 | 272 | Hydro Water Reservoir | 46.05 | 10.351 | Italy | ITC4 | COMMISSIONED |  |  | Freshwater
26WIMPI-S16TLSVR | 26WUTVRNLSTRTN1B | TAVERNA LA STORTA NORD | UP_TVRNLSTRTN_1 | 18 | 18 | Wind Onshore |  |  | Italy |  | COMMISSIONED |  |  | None |  | 0 | 0
26WIMPI-S19RFCZ9 | 26WURCCFICUZZA1G | ROCCA FICUZZA | UP_RCCFICUZZA_1 | 22 | 22 | Wind Onshore |  |  | Italy |  | COMMISSIONED |  |  | None |  | 0 | 0
26WIMPI-S05CNTRB |  | PORTO VIRO | NA | 134 | 134 | Fossil Gas | 45.04 | 12.219 | Italy | ITH3 | COMMISSIONED |  |  | Freshwater | Mechanical Draught Tower | 0.96 | 0.78
26WIMPI-S09LPNNY | 26WUUULA-PENNA12 | LA PENNA | UP_LA_PENNA_1 | 25 | 25 | Hydro Run-of-river and poundage | 43.567 | 11.61 | Italy | ITI1 | COMMISSIONED |  |  | Freshwater
26WIMPI-S14V1LTN | 26WUUUVOLTUR1S18 | VOLTURNO 1 | UP_VOLTUR1S_1 | 23 | 23 | Hydro Run-of-river and poundage | 41.25 | 14.193 | Italy | ITF3 | COMMISSIONED |  |  | Freshwater
26WIMPI-0543164A | 26WUBGNCHVASSO1N | Biogen Chivasso | UP_BGNCHVASSO_1 | 16 | 16 | Biomass | 45.195 | 7.889 | Italy | ITC1 | COMMISSIONED |  |  | Freshwater | Natural Draught Tower | 3.32 | 2.09
26WIMPI-0606738Q | 26WUCSTLLNTWND1E | Castellaneta Wind_Farm | UP_CSTLLNTWND_1 | 16 | 16 | Wind Onshore |  |  | Italy |  | COMMISSIONED |  |  | None |  | 0 | 0
26WIMPI-S08BRLLI | 26WUPBRLLPARMA1I | U.P. BARILLA PARMA | UP_PBRLLPARMA_1 | 35 | 35 | Fossil Gas | 44.824 | 10.376 | Italy | ITH5 | COMMISSIONED |  |  | Freshwater | Air Cooling | 0.01 | 0.01
26WIMPI-S19FCRNN | 26WUFRNCOFONTE1P | FRANCOFONTE | UP_FRNCOFONTE_1 | 72 | 72 | Wind Onshore |  |  | Italy |  | COMMISSIONED |  |  | None |  | 0 | 0
26WIMPI-S18PESP1 | 26WUPRCLCSRRPL17 | PARCO EOLICO SERRA PELATA | UP_PRCLCSRRPL_1 | 54 | 54 | Wind Onshore |  |  | Italy |  | COMMISSIONED |  |  | None |  | 0 | 0
26WIMPI-S04SFLVM | 26WUUZ-FLORI-A1X | S.FLORIANO | UP_S.FLORI.A_1 | 180 | 60 | Hydro Run-of-river and poundage | 46.29 | 11.245 | Italy | ITH1 | COMMISSIONED |  |  | Freshwater
26WIMPI-S04SFLVM | 26WUUSFLORIANO2R | S.FLORIANO | UP_SFLORIANO_2 | 180 | 120 | Hydro Run-of-river and poundage | 46.29 | 11.245 | Italy | ITH1 | COMMISSIONED |  |  | Freshwater
26WIMPI-S02CHTLS | 26WUUCHATILLON1B | CHATILLON | UP_CHATILLON_1 | 29 | 29 | Hydro Run-of-river and poundage | 45.749 | 7.613 | Italy | ITC2 | COMMISSIONED |  |  | Freshwater
26WIMPI-05798648 | 26WUPLZZSNGRVS1F | Palazzo San Gervasio | UP_PLZZSNGRVS_1 | 34 | 34 | Wind Onshore |  |  | Italy |  | COMMISSIONED |  |  | None |  | 0 | 0
26WIMPI-S09VSLLJ | 26WUUVALLE-SEC1Z | VALLE SECOLO | UP_VALLE_SEC_1 | 114 | 114 | Geothermal | 42.236 | 10.867 | Italy | ITI1 | COMMISSIONED | 1981 |  | Freshwater | Mechanical Draught Tower | 0.06 | 0.06
26WIMPI-S09S1STV | 26WUUUUUSESTA11N | SESTA 1 | UP_SESTA_1_1 | 18 | 18 | Geothermal | 44.292 | 9.674 | Italy | ITC3 | COMMISSIONED | 2002 |  | Freshwater | Natural Draught Tower | 0.06 | 0.06
26WIMPI-S03UAPTU | 26WUUENI-S-P-A3F | ENI S.P.A. - RAFFINERIA DI SANNAZZARO | UP_ENI_S.P.A_3 | 15 | 15 | Fossil Oil | 45.099 | 8.876 | Italy | ITC4 | COMMISSIONED |  |  | Freshwater | Air Cooling | 0.1 | 0.1
26WIMPI-S19MZCNF | 26WUMZTZIMMARA1F | MONTE ZIMMARA | UP_MNTZIMMARA_1 | 27 | 27 | Wind Onshore |  |  | Italy |  | COMMISSIONED |  |  | None |  | 0 | 0
26WIMPI-S03ALMVH | 26WUUAEM-LOVER1N | LOVERO | UP_AEM-LOVER_1 | 49 | 49 | Hydro Run-of-river and poundage | 46.232 | 10.227 | Italy | ITC4 | COMMISSIONED |  |  | Freshwater
26WIMPI-S01PVVR6 | 26WUUPIEVE-VER1I | PIEVE VERGONTE II | UP_PIEVE_VER_1 | 50 | 50 | Hydro Run-of-river and poundage | 46.009 | 8.265 | Italy | ITC1 | COMMISSIONED |  |  | Freshwater
26WIMPI-S05CNCNX | 26WUUCENCENIGH1U | CENCENIGHE | UP_CENCENIGH_1 | 27 | 27 | Hydro Run-of-river and poundage | 46.342 | 11.971 | Italy | ITH3 | COMMISSIONED |  |  | Freshwater
26WIMYI-0090404B | 26WUUSUGARELLA1I | Sugarella | UP_SUGARELLA_1 | 24 | 24 | Solar |  |  | Italy |  | COMMISSIONED |  |  | Freshwater |  | 0 | 0
26WIMPI-0845770Y | 26WUCTMPNTISUD10 | CTEimpiantiSUD | UP_CTMPNTISUD_1 | 43 | 43 | Fossil Gas | 37.139 | 15.216 | Italy | ITG1 | COMMISSIONED |  |  | Seawater | Once-through | 43.07 | 0.38
26WIMPI-S03UETNE | 26WUUUUUPRUSCA1P | P. RUSCA | UP_PRUSCA_1 | 8 | 8 | Hydro Run-of-river and poundage |  |  | Italy |  | COMMISSIONED |  |  | Freshwater
26WIMPI-S16CNDLL | 26WUUUUCANDELA1R | CANDELA | UP_CANDELA_1 | 401 | 401 | Fossil Gas | 41.202 | 15.476 | Italy | ITF4 | COMMISSIONED | 2005 |  | Freshwater | Air Cooling | 0.01 | 0.01
26WIMPI-S02CVLOR | 26WUUUUCOVALOU1T | COVALOU | UP_COVALOU_1 | 41 | 41 | Hydro Run-of-river and poundage | 45.776 | 7.593 | Italy | ITC2 | COMMISSIONED |  |  | Freshwater
26WIMPI-0138765U | 26WUUUUUUPFLOR1P | PFLOR | UP_PFLOR_1 | 37 | 37 | Other |  |  | Italy |  | COMMISSIONED |  |  | Freshwater | Air Cooling | 0.1 | 0.1
26WIMPI-S11CMNNL | 26WUUCOMUNANZA1Q | COMUNANZA | UP_COMUNANZA_1 | 8 | 8 | Hydro Run-of-river and poundage | 42.955 | 13.412 | Italy | ITI3 | COMMISSIONED |  |  | Freshwater
26WIMPI-S03PDNTC | 26WUUPANTANO-D1H | PANTANO DAVIO | UP_PANTANO_D_1 | 13 | 13 | Hydro Water Reservoir | 46.165 | 10.472 | Italy | ITC4 | COMMISSIONED |  |  | Freshwater
26WIMPICIMARR-2O | 26WUUVALCIMARR26 | VALCIMARRA FIASTRONE | UP_VALCIMARR_2 | 43 | 43 | Hydro Water Reservoir | 43.138 | 13.167 | Italy | ITI3 | COMMISSIONED |  |  | Freshwater
26WIMPI-S12BEGBN | 26WUUUGUARCINO1O | GUARCINO | UP_GUARCINO_1 | 0 | 20 | Biomass | 41.801 | 13.311 | Italy | ITI4 | DECOMMISSIONED |  |  | Freshwater | Air Cooling | 1.7 | 0.13
26WIMPI-S04MMLGH | 26WUUMALGA-MAR1I | MALGA MARE | UP_MALGA_MAR_1 | 12 | 12 | Hydro Water Reservoir | 46.418 | 10.681 | Italy | ITH2 | COMMISSIONED |  |  | Freshwater
26WIMPI-S02VRREO | 26WUUUUUVERRES1T | VERRES | UP_VERRES_1 | 12 | 12 | Hydro Run-of-river and poundage | 45.662 | 7.694 | Italy | ITC2 | COMMISSIONED |  |  | Freshwater
26WIMYI-S09TRRTB | 26WUUUUTORRITE1U | TORRITE | UP_TORRITE_1 | 67 | 67 | Hydro Water Reservoir | 44.098 | 10.399 | Italy | ITI1 | COMMISSIONED |  |  | Freshwater
26WIMPI-0604331T | 26WULCOPALIANI1Q | Eolico Paliani | UP_LCOPALIANI_1 | 0 | 20 | Wind Onshore |  |  | Italy |  | DECOMMISSIONED |  |  | None |  | 0 | 0
26WIMPI-S09M1NT2 | 26WUUMONTEVERD1V | MONTEVERDI 1 | UP_MONTEVERD_1 | 0 | 17 | Geothermal | 43.19 | 10.732 | Italy | ITI1 | DECOMMISSIONED | 1997 |  | Freshwater | Natural Draught Tower | 0.06 | 0.06
26WIMPI-S01V2RZE | 26WUUUUUVARZO21I | VARZO 2 | UP_VARZO_2_1 | 32 | 32 | Hydro Run-of-river and poundage | 46.209 | 8.253 | Italy | ITC1 | COMMISSIONED |  |  | Freshwater
26WIMPITEVERE-1I | 26WUUUUUTEVERE12 | BASCHI | UP_TEVERE_1 | 80 | 80 | Hydro Water Reservoir | 42.669 | 12.216 | Italy | ITI2 | COMMISSIONED |  |  | Freshwater
26WIMPI-S12CPRE9 | 26WUUUUCEPRANO1F | CEPRANO | UP_CEPRANO_1 | 10 | 10 | Hydro Run-of-river and poundage | 41.544 | 13.512 | Italy | ITI4 | COMMISSIONED |  |  | Freshwater
26WIMPI-S06MDNU7 | 26WUUUUUMEDUNO2X | MEDUNO | UP_MEDUNO_2 | 10 | 10 | Hydro Water Reservoir | 46.217 | 12.788 | Italy | ITH4 | COMMISSIONED |  |  | Freshwater
26WIMPI-S18PESFL | 26WUPSNFRNCSCO1K | P.E. SAN FRANCESCO | UP_PSNFRNCSCO_1 | 26 | 26 | Wind Onshore |  |  | Italy |  | COMMISSIONED |  |  | None |  | 0 | 0
26WIMPI-S19MMENO | 26WUMNTMLVIZZO12 | MONTE MALVIZZO | UP_MNTMLVIZZO_1 | 16 | 16 | Wind Onshore |  |  | Italy |  | COMMISSIONED |  |  | None |  | 0 | 0
26WIMPI-S04BRSS7 | 26WUUBRESSANON1S | BRESSANONE | UP_BRESSANON_1 | 89 | 89 | Hydro Run-of-river and poundage | 46.718 | 11.657 | Italy | ITH1 | COMMISSIONED |  |  | Freshwater
26WIMPI-0080544Q | 26WUFNMPLMENTO14 | FOIANO AMPLIAMENTO | UP_FNMPLMENTO_1 | 17 | 17 | Wind Onshore |  |  | Italy |  | COMMISSIONED |  |  | None |  | 0 | 0
26WIMPI-00998254 | 26WUMPNTFVSNTL1L | IMPIANTO FV SANTALBERTO FORELLO | UP_MPNTFVSNTL_1 | 27 | 27 | Solar | 44.53 | 12.155 | Italy | ITH5 | COMMISSIONED |  |  | Freshwater |  | 0 | 0
26WIMPI-0156944S | 26WUFT20DIFESA1M | Faeto 20 Difesa | UP_FT20DIFESA_1 | 16 | 16 | Wind Onshore |  |  | Italy |  | COMMISSIONED |  |  | None |  | 0 | 0
26WIMZI-S01GGLO0 | 26WUUUUUGOGLIO2L | GOGLIO | UP_GOGLIO_2 | 36 | 17 | Other | 46.295 | 8.264 | Italy | ITC1 | COMMISSIONED |  |  | Freshwater | Air Cooling | 0.1 | 0.1
26WIMPIASS-CL-1D | 26WUUS-MASS-CL10 | S.MASSENZA 1 (Molveno) | UP_S.MASS.CL_1 | 377 | 377 | Hydro Pumped Storage | 46.068 | 10.983 | Italy | ITH2 | COMMISSIONED |  |  | Freshwater
26WIMPI-S16ETS1J | 26WUTRSNVNCNZO1L | TROIA SAN VINCENZO | UP_TRSNVNCNZO_1 | 42 | 42 | Wind Onshore |  |  | Italy |  | COMMISSIONED |  |  | None |  | 0 | 0
26WIMPI-0455820U | 26WUMNTLEONE2811 | Monteleone 28 | UP_MNTLEONE28_1 | 22 | 22 | Wind Onshore |  |  | Italy |  | COMMISSIONED |  |  | None |  | 0 | 0
26WIMYI-S14IRVPB | 26WUUUUROTELLO1P | ROTELLO | UP_ROTELLO_1 | 42 | 42 | Wind Onshore |  |  | Italy |  | COMMISSIONED |  |  | None |  | 0 | 0
26WIMPI-S09RSLCK | 26WUROSELECTRA1D | ROSELECTRA | UP_ROSELECTRA_1 | 380 | 380 | Fossil Gas | 43.367 | 10.45 | Italy | ITI1 | COMMISSIONED |  |  | Seawater | Once-through | 43.07 | 0.38
26WIMPI-0436939C | 26WUDLCTOLICO21T | Deliceto Eolico 2 | UP_DLCTOLICO2_1 | 42 | 42 | Wind Onshore |  |  | Italy |  | COMMISSIONED |  |  | None |  | 0 | 0
26WIMPI-S03UPTVS | 26WUUUPARAVISO10 | PARAVISO | UP_PARAVISO_1 | 35 | 35 | Hydro Run-of-river and poundage | 45.869 | 13.146 | Italy | ITH4 | COMMISSIONED |  |  | Freshwater
26WIMPI-S19GPRN3 | 26WUGREENPATTI1S | GREENPATTI | UP_GREENPATTI_1 | 48 | 48 | Wind Onshore |  |  | Italy |  | COMMISSIONED |  |  | None |  | 0 | 0
26WIMPI-S17IAVPC | 26WUUAVIGLAINO1N | AVIGLAINO | UP_AVIGLAINO_1 | 13 | 13 | Wind Onshore |  |  | Italy |  | COMMISSIONED |  |  | None |  | 0 | 0
26WIMPI-S09LMVRE | 26WUULIVORNO-M1P | LIVORNO MARZOCCO | UP_LIVORNO_M_1 | 0 | 143 | Fossil Oil |  |  | Italy |  | DECOMMISSIONED | 1963 | 2015 | Freshwater | Air Cooling | 0.1 | 0.1
26WIMPI-S09LMVRE | 26WUULIVORNO-M2N | LIVORNO MARZOCCO | UP_LIVORNO_M_2 | 0 | 109 | Fossil Oil |  |  | Italy |  | DECOMMISSIONED | 1963 | 2015 | Freshwater | Air Cooling | 0.1 | 0.1
26WIMPI-06055366 | 26WULMDCLMENTE1W | LAMIA DI CLEMENTE | UP_LMDCLMENTE_1 | 12 | 12 | Wind Onshore |  |  | Italy |  | COMMISSIONED |  |  | None |  | 0 | 0
26WIMPI-S13A1VN5 | 26WUUAVENTINO11D | AVENTINO 1 | UP_AVENTINO1_1 | 8 | 8 | Hydro Run-of-river and poundage | 41.882 | 12.478 | Italy | ITI4 | COMMISSIONED |  |  | Freshwater
26WIMPI-S19BCRCS | 26WUUBARCA-CLE1E | BARCA CLE | UP_BARCA_CLE_1 | 8 | 8 | Hydro Run-of-river and poundage | 40.233 | 15.233 | Italy | ITF3 | COMMISSIONED |  |  | Freshwater
26WIMPI-S20GNNSN | 26WUGNNSFNDIGA1A | GONNOSFANADIGA | UP_GNNSFNDIGA_1 | 22 | 22 | Wind Onshore |  |  | Italy |  | COMMISSIONED |  |  | None |  | 0 | 0
26WIMPI-S10BSTRJ | 26WUUUBASTARDO2R | BASTARDO | UP_BASTARDO_2 | 130 | 65 | Fossil Hard coal | 42.893 | 12.54 | Italy | ITI2 | COMMISSIONED |  |  | Freshwater | Mechanical Draught Tower | 2.22 | 1.81
26WIMPI-S10BSTRJ | 26WUUUBASTARDO1T | BASTARDO | UP_BASTARDO_1 | 130 | 65 | Fossil Hard coal | 42.893 | 12.54 | Italy | ITI2 | COMMISSIONED |  |  | Freshwater | Mechanical Draught Tower | 2.22 | 1.81
26WIMPI-0581139W | 26WUCNTRLMNTCR7Q | Centrale Monte Carmine | UP_CNTRLMNTCR_7 | 20 | 20 | Wind Onshore |  |  | Italy |  | COMMISSIONED |  |  | None |  | 0 | 0
26WIMZI-06045760 | 26WUUHPRILPE0110 | Hprilpe01 | UP_HPRILPE01_1 | 0 | 40 | Wind Onshore |  |  | Italy |  | DECOMMISSIONED |  |  | None |  | 0 | 0
26WIMPI-S01ARSID | 26WUCNTRLBMSSS1M | AIRASCA_2 | UP_CNTRLBMSSS_1 | 14 | 14 | Biomass | 44.917 | 7.489 | Italy | ITC1 | COMMISSIONED |  |  | Freshwater | Air Cooling | 1.7 | 0.13
26WIMYI-S01CDRVB | 26WUUCREVOLA-D12 | CREVOLA D. | UP_CREVOLA_D_1 | 46 | 46 | Hydro Run-of-river and poundage | 46.149 | 8.287 | Italy | ITC1 | COMMISSIONED |  |  | Freshwater
26WIMPI-S01LNEIG | 26WUUUUUULEINI1V | LEINI | UP_LEINI_1 | 380 | 380 | Fossil Gas | 45.162 | 7.751 | Italy | ITC1 | COMMISSIONED | 2007 |  | Freshwater | Air Cooling | 0.01 | 0.01
26WIMPI-S20ALTNG | 26WUNVLTANURRA1V | NUOVA ALTA NURRA | UP_NVLTANURRA_1 | 12 | 12 | Wind Onshore |  |  | Italy |  | COMMISSIONED |  |  | None |  | 0 | 0
26WIMPI-0693236B | 26WUUUUUUUCET21O | CET 2 | UP_CET2_1 | 450 | 450 | Fossil Coal-derived gas | 40.504 | 17.203 | Italy | ITF4 | COMMISSIONED |  |  | Seawater | Once-through | 132.48 | 0.91
26WIMPI-S20SMLIU | 26WUUUUUSMIALI2P | S.MIALI | UP_SMIALI_2 | 29 | 29 | Hydro Run-of-river and poundage |  |  | Italy |  | COMMISSIONED |  |  | Freshwater
26WIMPI-0913115D | 26WURSSNI129521G | ROSSINI_12952 | UP_RSSNI12952_1 | 11 | 11 | Solar |  |  | Italy |  | COMMISSIONED |  |  | Freshwater |  | 0 | 0
26WIMPI-V09SPRN0 | 26WUUUSPERANDO2G | SPERANDO | UP_SPERANDO_2 | 0 | 8 | Hydro Run-of-river and poundage | 44.028 | 10.765 | Italy | ITI1 | DECOMMISSIONED |  |  | Freshwater
26WIMPI-0606431F | 26WUPNTLBANITO2K | PONTE ALBANITO | UP_PNTLBANITO_2 | 22 | 22 | Wind Onshore |  |  | Italy |  | COMMISSIONED |  |  | None |  | 0 | 0
26WIMPI-S16BNRNH |  | BRINDISI NORD | NA | 500 | 500 | Fossil Oil | 40.643 | 17.981 | Italy | ITF4 | COMMISSIONED |  |  | Seawater | Once-through | 132.48 | 0.91
26WIMPI-S01BRDN6 | 26WUUBARDONECC1I | BARDONECCHIA | UP_BARDONECC_1 | 23 | 23 | Hydro Water Reservoir | 45.074 | 6.696 | Italy | ITC1 | COMMISSIONED |  |  | Freshwater
26WIMPI-0372206L | 26WUPRCLCMNTCR1N | Parco Eolico Monte Carpinaccio | UP_PRCLCMNTCR_1 | 13 | 13 | Wind Onshore |  |  | Italy |  | COMMISSIONED |  |  | None |  | 0 | 0
26WIMPI-0064286E | 26WUUUUBOVINO11U | Bovino 1 | UP_BOVINO1_1 | 9 | 9 | Wind Onshore |  |  | Italy |  | COMMISSIONED |  |  | None |  | 0 | 0
26WIMPI-S03ATMN1 | 26WUUUMAZZUNNO1E | MAZZUNNO | UP_MAZZUNNO_1 | 10 | 10 | Hydro Run-of-river and poundage | 45.894 | 10.149 | Italy | ITC4 | COMMISSIONED |  |  | Freshwater
26WIMPI-S12CNTRM | 26WUUUCANTERNO1W | CANTERNO | UP_CANTERNO_1 | 11 | 11 | Hydro Water Reservoir | 41.938 | 13.041 | Italy | ITI4 | COMMISSIONED |  |  | Freshwater
26WIMPI-S03GRLE0 | 26WUUUUUGEROLA15 | GEROLA | UP_GEROLA_1 | 13 | 13 | Hydro Water Reservoir | 46.06 | 9.551 | Italy | ITC4 | COMMISSIONED |  |  | Freshwater
26WIMPI-S13MRNOB | 26WUUUUUMORINO1F | MORINO | UP_MORINO_1 | 11 | 11 | Hydro Run-of-river and poundage | 41.847 | 13.44 | Italy | ITF1 | COMMISSIONED |  |  | Freshwater
26WIMPI-S06WRTSZ | 26WUWRTSLTLSPA18 | WARTSILA ITALIA S.P.A | UP_WRTSLTLSPA_1 | 12 | 12 | Other | 40.842 | 14.259 | Italy | ITF3 | COMMISSIONED |  |  | Freshwater | Air Cooling | 0.1 | 0.1
26WIMPI-S03SRMDD | 26WUUUUSERMIDE3O | SERMIDE | UP_SERMIDE_3 | 1151 | 385 | Fossil Gas | 44.983 | 11.269 | Italy | ITC4 | COMMISSIONED | 2004 |  | Freshwater | Once-through | 43.07 | 0.38
26WIMPI-S03SRMDD | 26WUUUUSERMIDE4M | SERMIDE | UP_SERMIDE_4 | 1151 | 766 | Fossil Gas | 44.983 | 11.269 | Italy | ITC4 | COMMISSIONED | 2004 |  | Freshwater | Once-through | 43.07 | 0.38
26WIMPI-S19ACGSY | 26WUUAUGUSTA-C3I | AUGUSTA C.LE | UP_AUGUSTA_C_3 | 0 | 80 | Fossil Oil | 37.208 | 15.178 | Italy | ITG1 | DECOMMISSIONED | 1956 | 2016 | Seawater | Once-through | 132.48 | 0.91
26WIMPI-S19ACGSY | 26WUUAUGUSTA-C1M | AUGUSTA C.LE | UP_AUGUSTA_C_1 | 0 | 64 | Fossil Oil | 37.208 | 15.178 | Italy | ITG1 | DECOMMISSIONED | 1956 | 2014 | Seawater | Once-through | 132.48 | 0.91
26WIMPI-S03BBSR5 | 26WUUUUGOLTARA1F | GOLTARA | UP_GOLTARA_1 | 9 | 9 | Other |  |  | Italy |  | COMMISSIONED |  |  | Freshwater | Air Cooling | 0.1 | 0.1
26WIMPI-S03SFRNQ | 26WUUZ-FIORANO1X | S.FIORANO | UP_S.FIORANO_1 | 272 | 272 | Hydro Pumped Storage | 46.044 | 10.352 | Italy | ITC4 | COMMISSIONED |  |  | Freshwater
26WIMPI-S04PMRM9 | 26WUUPREMESA-M16 | PREMESA | UP_PREMESA_M_1 | 8 | 8 | Hydro Run-of-river and poundage | 46.567 | 11.561 | Italy | ITH1 | COMMISSIONED |  |  | Freshwater
26WIMPI-S05CPRT5 | 26WUCNTRLADRIA2W | CENTRALE ADRIA | UP_CNTRLADRIA_2 | 15 | 15 | Fossil Gas | 45.056 | 12.056 | Italy | ITH3 | COMMISSIONED |  |  | Freshwater | Air Cooling | 0.01 | 0.01
26WIMPI-S19PEMR9 | 26WUPRCLCMINEO1A | PARCO EOLICO MINEO | UP_PRCLCMINEO_1 | 43 | 43 | Wind Onshore |  |  | Italy |  | COMMISSIONED |  |  | None |  | 0 | 0
26WIMPI-S03VDSIQ | 26WUUITAVSERIO2T | ITA V.SERIO | UP_ITAVSERIO_2 | 40 | 40 | Other |  |  | Italy |  | COMMISSIONED |  |  | Freshwater | Air Cooling | 0.1 | 0.1
26WIMPI-S13VSLLB | 26WUUVILLA-S-M1D | VILLA S.MARIA | UP_VILLA_S.M_1 | 60 | 60 | Hydro Run-of-river and poundage | 41.951 | 14.353 | Italy | ITF1 | COMMISSIONED |  |  | Freshwater
26WIMPI-S04SVLBZ | 26WUUS-VALBURG1I | S.VALBURGA | UP_S.VALBURG_1 | 44 | 44 | Hydro Run-of-river and poundage |  |  | Italy |  | COMMISSIONED |  |  | Freshwater
26WIMZI-06043970 | 26WUMPNTLCNSHR1U | impiantoeolicoonshore | UP_MPNTLCNSHR_1 | 0 | 100 | Wind Onshore |  |  | Italy |  | DECOMMISSIONED |  |  | None |  | 0 | 0
26WIMPI-S18BSMSR | 26WUUSTRONGOLI1G | STRONGOLI | UP_STRONGOLI_1 | 48 | 48 | Biomass | 39.225 | 17.107 | Italy | ITF6 | COMMISSIONED |  |  | Seawater | Mechanical Draught Tower | 3.32 | 2.09
26WIMPI-S20OZRIH | 26WUUUUUOZIERI1Z | OZIERI | UP_OZIERI_1 | 5 | 5 | Hydro Water Reservoir | 40.586 | 9 | Italy | ITG2 | COMMISSIONED |  |  | Freshwater
26WIMPI-S12CSSND | 26WUUUUCASSINO1H | CASSINO | UP_CASSINO_1 | 48 | 48 | Hydro Run-of-river and poundage | 41.487 | 13.833 | Italy | ITI4 | COMMISSIONED |  |  | Freshwater
26WIMPI-S19GCDLR | 26WUUGUADALAMI1P | GUADALAMI C.LE | UP_GUADALAMI_1 | 80 | 80 | Hydro Pumped Storage | 37.954 | 13.281 | Italy | ITG1 | COMMISSIONED |  |  | Freshwater
26WIMPI-S10ETDS9 | 26WUUUUUUTERNI14 | TERNI | UP_TERNI_1 | 95 | 95 | Fossil Gas | 42.553 | 12.619 | Italy | ITI2 | COMMISSIONED | 2000 |  | Freshwater | Mechanical Draught Tower | 0.96 | 0.78
26WIMPI-S14MCNTI | 26WUMNTECAVUTI1N | MONTE CAVUTI | UP_MNTECAVUTI_1 | 10 | 10 | Wind Onshore |  |  | Italy |  | COMMISSIONED |  |  | None |  | 0 | 0
26WIMPI-S14LCTU3 | 26WUUUUULUCITO1A | LUCITO | UP_LUCITO_1 | 34 | 34 | Wind Onshore |  |  | Italy |  | COMMISSIONED |  |  | None |  | 0 | 0
26WIMPI-S16DCNNQ | 26WUUUUCANDELA2P | CANDELA | UP_CANDELA_2 | 39 | 39 | Wind Onshore |  |  | Italy |  | COMMISSIONED |  |  | None |  | 0 | 0
26WIMPI-0304386P | 26WUMALALBERGO1L | MALALBERGO | UP_MALALBERGO_1 | 10 | 10 | Solar | 44.718 | 11.53 | Italy | ITH5 | COMMISSIONED |  |  | Freshwater |  | 0 | 0
26WIMPI-S16PEOPP | 26WUPRCLCRDONA16 | PARCO EOLICO ORDONA | UP_PRCLCRDONA_1 | 26 | 26 | Wind Onshore |  |  | Italy |  | COMMISSIONED |  |  | None |  | 0 | 0
26WIMPI-0030296C | 26WUCNTRLSCCO17H | CENTRALE SACCO_1 | UP_CNTRLSCCO1_7 | 12 | 12 | Biomass | 40.379 | 15.401 | Italy | ITF3 | COMMISSIONED |  |  | Freshwater | Air Cooling | 1.7 | 0.13
26WIMPI-S16CSSCB | 26WUUUUURATINO1O | RATINO | UP_RATINO_1 | 421 | 421 | Fossil Gas | 41.658 | 15.424 | Italy | ITF4 | COMMISSIONED | 2011 |  | Freshwater | Air Cooling | 0.01 | 0.01
26WIMPI-0305585E | 26WUVPRIODADDA1M | Vaprio dadda | UP_VPRIODADDA_1 | 18 | 18 | Hydro Run-of-river and poundage |  |  | Italy |  | COMMISSIONED |  |  | Freshwater
26WIMPI-0157973G | 26WUUDENITTIS319 | De Nittis 3 | UP_DENITTIS3_1 | 14 | 14 | Solar |  |  | Italy |  | COMMISSIONED |  |  | Freshwater |  | 0 | 0
26WIMPI-S18MSLSC | 26WUUUUMELISSA1D | MELISSA | UP_MELISSA_1 | 50 | 50 | Wind Onshore |  |  | Italy |  | COMMISSIONED |  |  | None |  | 0 | 0
26WIMPI-S01CMPLQ | 26WUCMPLCCIOLI2X | CAMPLICCIOLI | UP_CMPLCCIOLI_2 | 8 | 8 | Hydro Water Reservoir | 41.084 | 9.546 | Italy | ITG2 | COMMISSIONED |  |  | Freshwater
26WIMPI-V20IVVPD | 26WUGGSVDDLBA21K | Aggius 3 Viddalba 2 | UP_GGSVDDLBA2_1 | 28 | 28 | Wind Onshore |  |  | Italy |  | COMMISSIONED |  |  | None |  | 0 | 0
26WIMPI-08737107 | 26WUTRDVLLEMCI3X | Tor di Valle MCI | UP_TRDVLLEMCI_3 | 18 | 18 | Fossil Gas | 41.813 | 12.424 | Italy | ITI4 | COMMISSIONED |  |  | Freshwater | Once-through | 43.07 | 0.38
26WIMPI-S16MDCR2 | 26WUUUUUUMURGE1Y | MURGE | UP_MURGE_1 | 15 | 15 | Wind Onshore |  |  | Italy |  | COMMISSIONED |  |  | None |  | 0 | 0
26WIMPI-S19LECDD | 26WUUUULICODIA1L | LICODIA EUBEA | UP_LICODIA_1 | 22 | 22 | Wind Onshore |  |  | Italy |  | COMMISSIONED |  |  | None |  | 0 | 0
26WIMPI-S05CVLLF | 26WUUUUCAVILLA1H | CAVILLA | UP_CAVILLA_1 | 24 | 24 | Hydro Water Reservoir | 45.92 | 11.731 | Italy | ITH3 | COMMISSIONED |  |  | Freshwater
26WIMPI-S05ZTGNU | 26WUZGNGOPOWER1Z | Zignago Power | UP_ZGNGOPOWER_1 | 0 | 16 | Biomass |  |  | Italy |  | DECOMMISSIONED |  |  | Freshwater | Air Cooling | 1.7 | 0.13
26WIMPI-S05ZTGNU | 26WUUUS05ZTGN01R | Zignago Power | UPN_S05ZTGN_01 | 0 | 18 | Biomass |  |  | Italy |  | DECOMMISSIONED |  |  | Freshwater | Air Cooling | 1.7 | 0.13
26WIMPI-S02FBRGG | 26WUUUFAUBOURG15 | Faubourg | UP_FAUBOURG_1 | 10 | 10 | Hydro Run-of-river and poundage |  |  | Italy |  | COMMISSIONED |  |  | Freshwater
26WIMPI-0605986C | 26WUTRMVLRZZTR4K | TERMOVALORIZZATORE PBZ | UP_TRMVLRZZTR_4 | 13 | 13 | Biomass |  |  | Italy |  | COMMISSIONED |  |  | Freshwater | Air Cooling | 1.7 | 0.13
26WIMPI-S09FRNLN | 26WUUZARINELLO11 | FARINELLO | UP_FARINELLO_1 | 55 | 55 | Geothermal | 43.239 | 10.905 | Italy | ITI1 | COMMISSIONED | 1995 |  | Freshwater | Natural Draught Tower | 0.06 | 0.06
26WIMPI-0604522M | 26WUMPNTTERMO118 | IMPIANTO_TERMO_1 | UP_MPNTTERMO1_1 | 0 | 1 | Fossil Gas |  |  | Italy |  | DECOMMISSIONED |  |  | Freshwater | Air Cooling | 0.01 | 0.01
26WIMPI-04242114 | 26WURTNVLCSNTS10 | Ortanova loc. Santo Spirito | UP_RTNVLCSNTS_1 | 28 | 28 | Wind Onshore |  |  | Italy |  | COMMISSIONED |  |  | None |  | 0 | 0
26WIMPI-S19CVZZP | 26WUCZZVLLFND116 | COZZO VALLEFONDI 1 | UP_CZZVLLFND1_1 | 10 | 10 | Wind Onshore |  |  | Italy |  | COMMISSIONED |  |  | None |  | 0 | 0
26WIMPI-0066050X | 26WUTORINONORD1C | TORINO NORD | UP_TORINONORD_1 | 395 | 395 | Fossil Gas | 45.072 | 7.679 | Italy | ITC1 | COMMISSIONED |  |  | Freshwater | Air Cooling | 0.01 | 0.01
26WIMPI-S20EPYPZ | 26WUSYNDLSPPRT1X | POLIMERI EUROPA S.P.A. - PORTO TORRES | UP_SYNDLSPPRT_1 | 30 | 30 | Other | 40.833 | 8.402 | Italy | ITG2 | COMMISSIONED |  |  | Freshwater | Air Cooling | 0.1 | 0.1
26WIMPI-S18P2LZD | 26WUUUPALAZZO21L | PALAZZO 2 | UP_PALAZZO_2_1 | 46 | 46 | Hydro Run-of-river and poundage | 39.799 | 15.907 | Italy | ITF6 | COMMISSIONED |  |  | Freshwater
26WIMPI-0650377W | 26WUUUUUTARIFA1K | Tarifa | UP_TARIFA_1 | 22 | 22 | Wind Onshore |  |  | Italy |  | COMMISSIONED |  |  | None |  | 0 | 0
26WIMPI-S14CTYT4 | 26WUCNTRLBMSSC1X | TERMOLI 2 | UP_CNTRLBMSSC_1 | 13 | 13 | Biomass | 42.001 | 14.995 | Italy | ITF2 | COMMISSIONED |  |  | Freshwater | Air Cooling | 1.7 | 0.13
26WIMPI-0604524I | 26WUCOLLAUDOLR1K | Collaudo-LR | UP_COLLAUDOLR_1 | 0 | 108 | Fossil Gas |  |  | Italy |  | DECOMMISSIONED |  |  | Freshwater | Air Cooling | 0.01 | 0.01
26WIMPI-S04CRDA9 | 26WUUUUCARDANO16 | CARDANO | UP_CARDANO_1 | 121 | 121 | Hydro Run-of-river and poundage | 46.493 | 11.334 | Italy | ITH1 | COMMISSIONED |  |  | Freshwater
26WIMPI-S09PEPA4 | 26WUPRCLCPGGLT1U | PARCO EOLICO POGGI ALTI | UP_PRCLCPGGLT_1 | 20 | 20 | Wind Onshore |  |  | Italy |  | COMMISSIONED |  |  | None |  | 0 | 0
26WIMPI-S05SVNRS | 26WUUUUSAVINER1P | SAVINER | UP_SAVINER_1 | 13 | 13 | Hydro Run-of-river and poundage | 46.438 | 11.985 | Italy | ITH3 | COMMISSIONED |  |  | Freshwater
26WIMPI-S01VNDI6 | 26WUUUUVINADIO17 | VINADIO | UP_VINADIO_1 | 60 | 60 | Hydro Run-of-river and poundage | 44.308 | 7.176 | Italy | ITC1 | COMMISSIONED |  |  | Freshwater
26WIMPI-0604525G | 26WUCLLAUDOLR210 | COLLAUDOLR2 | UP_CLLAUDOLR2_1 | 0 | 100 | Fossil Gas |  |  | Italy |  | DECOMMISSIONED |  |  | Freshwater | Air Cooling | 0.01 | 0.01
26WIMPI-S05ZVEI1 | 26WUUUUUUZEVIO1I | ZEVIO | UP_ZEVIO_1 | 16 | 16 | Hydro Run-of-river and poundage | 45.372 | 11.134 | Italy | ITH3 | COMMISSIONED |  |  | Freshwater
26WIMPI-S02MNAEP | 26WUUUUUUUMAEN5A | MAEN | UP_MAEN_5 | 44 | 22 | Other | 45.869 | 7.617 | Italy | ITC2 | COMMISSIONED |  |  | Freshwater | Air Cooling | 0.1 | 0.1
26WIMPI-S02MNAEP | 26WUUUUUUUMAEN4C | MAEN | UP_MAEN_4 | 44 | 22 | Other | 45.869 | 7.617 | Italy | ITC2 | COMMISSIONED |  |  | Freshwater | Air Cooling | 0.1 | 0.1
26WIMPI-S05PTRTZ | 26WUUPORTO-TOL4S | PORTO TOLLE | UP_PORTO_TOL_4 | 0 | 600 | Fossil Oil |  |  | Italy |  | DECOMMISSIONED | 1980 | 2015 | Freshwater | Air Cooling | 0.1 | 0.1
26WIMPI-S05PTRTZ | 26WUUPORTO-TOL1Y | PORTO TOLLE | UP_PORTO_TOL_1 | 0 | 600 | Fossil Oil |  |  | Italy |  | DECOMMISSIONED | 1981 | 2015 | Freshwater | Air Cooling | 0.1 | 0.1
26WIMPI-S05PTRTZ | 26WUUPORTO-TOL2W | PORTO TOLLE | UP_PORTO_TOL_2 | 0 | 470 | Fossil Oil |  |  | Italy |  | DECOMMISSIONED | 1982 | 2015 | Freshwater | Air Cooling | 0.1 | 0.1
26WIMPI-S05PTRTZ | 26WUUPORTO-TOL3U | PORTO TOLLE | UP_PORTO_TOL_3 | 0 | 470 | Fossil Oil |  |  | Italy |  | DECOMMISSIONED | 1984 | 2015 | Freshwater | Air Cooling | 0.1 | 0.1
26WIMPI-0770583A | 26WUUUUUBUTERA1L | BUTERA2 | UP_BUTERA_1 | 18 | 18 | Wind Onshore |  |  | Italy |  | COMMISSIONED |  |  | None |  | 0 | 0
26WIMPI-0602383K | 26WUPRCLCTRRDR1U | Parco Eolico Torre di Ruggiero | UP_PRCLCTRRDR_1 | 10 | 10 | Wind Onshore |  |  | Italy |  | COMMISSIONED |  |  | None |  | 0 | 0
26WIMPI-S04TRBLJ | 26WUUUUTORBOLE1H | TORBOLE | UP_TORBOLE_1 | 110 | 110 | Hydro Run-of-river and poundage | 45.87 | 10.876 | Italy | ITH2 | COMMISSIONED |  |  | Freshwater
26WIMPI-S15F2NON | 26WUUUUFOIANO21J | FOIANO2 | UP_FOIANO2_1 | 70 | 70 | Wind Onshore |  |  | Italy |  | COMMISSIONED |  |  | None |  | 0 | 0
26WIMPI-0760710Z | 26WUMPNTDBLGNO1A | Impianto di Bolgiano | UP_MPNTDBLGNO_1 | 61 | 61 | Fossil Gas | 45.416 | 9.284 | Italy | ITC4 | COMMISSIONED |  |  | Freshwater | No Cooling | 0 | 0
26WIMPI-01094203 | 26WUVLLCSTLLWF1O | VILLA CASTELLI WF | UP_VLLCSTLLWF_1 | 20 | 20 | Wind Onshore |  |  | Italy |  | COMMISSIONED |  |  | None |  | 0 | 0
26WIMPI-S05CSTM1 | 26WUUCASTELMAS1K | CASTELMASSA | UP_CASTELMAS_1 | 54 | 54 | Fossil Gas | 45.022 | 11.311 | Italy | ITH3 | COMMISSIONED |  |  | Freshwater | Mechanical Draught Tower | 0.96 | 0.78
26WIMPI-S06SMNRL | 26WUUUSANMARCO1Q | SAN MARCO | UP_SANMARCO_1 | 15 | 15 | Wind Onshore |  |  | Italy |  | COMMISSIONED |  |  | None |  | 0 | 0
26WIMPI-S04CENRY | 26WMPNTDRLTTR336 | IMPIANTO IDROELETTRICO DEL PASSIRIO | UP_MPNTDRLTTR_33 | 26 | 26 | Hydro Run-of-river and poundage | 46.751 | 11.19 | Italy | ITH1 | COMMISSIONED |  |  | Freshwater
26WIMPI-S20EONCO | 26WUSTTNNRGSRL1T | AES OTTANA ENERGIA S.R.L | UP_STTNNRGSRL_1 | 80 | 80 | Fossil Oil | 40.25 | 9.033 | Italy | ITG2 | COMMISSIONED | 1974 |  | Freshwater | Mechanical Draught Tower | 4.55 | 3.13
26WIMPI-S03TLMNC | 26WUUUTALAMONA2I | TALAMONA | UP_TALAMONA_2 | 18 | 18 | Hydro Run-of-river and poundage | 46.137 | 9.611 | Italy | ITC4 | COMMISSIONED |  |  | Freshwater
26WIMPI-S03TSRBU | 26WUUTURBIGO-S17 | TURBIGO S. | UP_TURBIGO_S_1 | 10 | 10 | Hydro Run-of-river and poundage | 45.533 | 8.737 | Italy | ITC4 | COMMISSIONED |  |  | Freshwater
26WIMPI-S03PCSCZ | 26WUUPOSCHIAVI1O | POSCHIAVINO C.LE | UP_POSCHIAVI_1 | 10 | 10 | Hydro Run-of-river and poundage |  |  | Italy |  | COMMISSIONED |  |  | Freshwater
26WIMPI-0358706K | 26WUPRCLCLCAMO1C | PARCO EOLICO ALCAMO | UP_PRCLCLCAMO_1 | 32 | 32 | Wind Onshore |  |  | Italy |  | COMMISSIONED |  |  | None |  | 0 | 0
26WIMPI-0752122B | 26WUUULATOPPA11V | La Toppa 1 | UP_LATOPPA1_1 | 54 | 54 | Wind Onshore |  |  | Italy |  | COMMISSIONED |  |  | None |  | 0 | 0
26WIMPI-S08ESDS9 |  | SAN QUIRICO | NA | 137 | 137 | Fossil Gas | 43.058 | 11.606 | Italy | ITI1 | COMMISSIONED |  |  | Freshwater | Air Cooling | 0.01 | 0.01
26WIMPI-S19LAGRQ | 26WULGOARANCIO1K | LAGO ARANCIO | UP_LGOARANCIO_1 | 44 | 44 | Wind Onshore |  |  | Italy |  | COMMISSIONED |  |  | None |  | 0 | 0
26WIMYI-C16ETS1B | 26WUTRSANCIREO1B | TROIA SAN CIREO | UP_TRSANCIREO_1 | 30 | 30 | Wind Onshore |  |  | Italy |  | COMMISSIONED |  |  | None |  | 0 | 0
26WIMPI-S03SBNFX | 26WUUSND-BOFFA1D | BOFFALORA | UP_SND_BOFFA_1 | 88 | 88 | Fossil Gas | 45.463 | 8.829 | Italy | ITC4 | COMMISSIONED |  |  | Freshwater | Mechanical Draught Tower | 0.96 | 0.78
26WIMPI-S05CSTL3 | 26WUUCASTELLET16 | CASTELLETTO | UP_CASTELLET_1 | 17 | 17 | Hydro Run-of-river and poundage | 45.687 | 10.75 | Italy | ITH3 | COMMISSIONED |  |  | Freshwater
26WIMPI-S04CDCAV | 26WULTGRDPWRSR13 | ALTO GARDA POWER SRL | UP_LTGRDPWRSR_1 | 55 | 55 | Fossil gas | 45.884 | 10.842 | Italy | ITH2 | COMMISSIONED |  |  | Freshwater | No Cooling | 0 | 0
26WIMPI-0599705G | 26WUPRCLCBSETO38 | Parco Eolico Buseto | UP_PRCLCBSETO_3 | 22 | 22 | Wind Onshore |  |  | Italy |  | COMMISSIONED |  |  | None |  | 0 | 0
26WIMYI-S09SCCAB | 26WUCNTRLDTSTI7H | Centrale di Testi | UP_CNTRLDTSTI_7 | 0 | 62 | Fossil Gas |  |  | Italy |  | DECOMMISSIONED |  |  | Freshwater | Air Cooling | 0.01 | 0.01
26WIMPI-S09IPNT0 | 26WUPNTRECOGEN1Y | U.P. INTERECOGEN | UP_PNTRECOGEN_1 | 31 | 31 | Fossil Gas |  |  | Italy |  | COMMISSIONED |  |  | Freshwater | Air Cooling | 0.01 | 0.01
26WIMPI-C19PCRTF | 26WUCAMPOREALE1T | CAMPOREALE | UP_CAMPOREALE_1 | 20 | 20 | Wind Onshore |  |  | Italy |  | COMMISSIONED |  |  | None |  | 0 | 0
26WIMPI-S06MTNFA | 26WUUUMONFALCO20 | MONFALCONE | UP_MONFALCO_2 | 315 | 162 | Fossil Hard coal | 45.797 | 13.546 | Italy | ITH4 | COMMISSIONED | 1970 |  | Seawater | Once-through | 137.59 | 0.95
26WIMPI-S06MTNFA | 26WUUUMONFALCO12 | MONFALCONE | UP_MONFALCO_1 | 315 | 153 | Fossil Hard coal | 45.797 | 13.546 | Italy | ITH4 | COMMISSIONED | 1965 |  | Seawater | Once-through | 137.59 | 0.95
26WIMPI-S15FVFN7 | 26WUFNVLFRTORE1H | FOIANO VAL FORTORE | UP_FNVLFRTORE_1 | 15 | 15 | Wind Onshore |  |  | Italy |  | COMMISSIONED |  |  | None |  | 0 | 0
26WIMPI-S05PLSEK | 26WUUUUUUPELOS1S | PELOS | UP_PELOS_1 | 30 | 30 | Hydro Run-of-river and poundage | 46.49 | 12.46 | Italy | ITH3 | COMMISSIONED |  |  | Freshwater
26WIMPI-S15L2CDB | 26WULACEDONIA21U | LACEDONIA 2 | UP_LACEDONIA2_1 | 18 | 18 | Wind Onshore |  |  | Italy |  | COMMISSIONED |  |  | None |  | 0 | 0
26WIMPI-S01BRDTV | 26WUUBARDONETT1A | BARDONETTO | UP_BARDONETT_1 | 18 | 18 | Hydro Run-of-river and poundage | 45.408 | 7.49 | Italy | ITC1 | COMMISSIONED |  |  | Freshwater
26WIMPI-S18TECTL | 26WUTRMVLRZZTR2O | TERMOVALORIZZATORE CDR | UP_TRMVLRZZTR_2 | 17 | 17 | Waste |  |  | Italy |  | COMMISSIONED |  |  | Freshwater | Air Cooling | 1.7 | 0.13
26WIMPI-S01FDEIC | 26WUUUUUUFEDIO1Q | FEDIO | UP_FEDIO_1 | 10 | 10 | Hydro Run-of-river and poundage | 44.325 | 7.275 | Italy | ITC1 | COMMISSIONED |  |  | Freshwater
26WIMPI-S08SERM2 | 26WUUUUSARMATO16 | SARMATO | UP_SARMATO_1 | 0 | 180 | Fossil Gas | 45.052 | 9.508 | Italy | ITH5 | DECOMMISSIONED | 1998 | 2017 | Freshwater | Once-through | 43.07 | 0.38
26WIMPI-S16DFNT2 | 26WUMNTGNFAETO1X | MONTAGNA FAETO | UP_MNTGNFAETO_1 | 14 | 14 | Wind Onshore |  |  | Italy |  | COMMISSIONED |  |  | None |  | 0 | 0
26WIMPI-S04CGLO1 | 26WUUUUUCOGOLO2Q | COGOLO | UP_COGOLO_2 | 98 | 98 | Hydro Run-of-river and poundage | 46.348 | 10.697 | Italy | ITH2 | COMMISSIONED |  |  | Freshwater
26WIMZI-S11JSEI0 |  | JESI | NA | 140 | 140 | Fossil Gas | 43.55 | 13.286 | Italy | ITI3 | COMMISSIONED | 2000 |  | Freshwater | Air Cooling | 0.01 | 0.01
26WIMPI-0475318P | 26WUBMSSRGNANO15 | Biomassa Rignano | UP_BMSSRGNANO_1 | 12 | 12 | Biomass |  |  | Italy |  | COMMISSIONED |  |  | Freshwater | Air Cooling | 1.7 | 0.13
26WIMPI-S19IEMMH | 26WUUUUMIMIANI1N | MIMIANI | UP_MIMIANI_1 | 22 | 22 | Wind Onshore |  |  | Italy |  | COMMISSIONED |  |  | None |  | 0 | 0
26WIMPI-ADDA2-1U | 26WUUUUUUADDA21H | EDIS ESTERLE | UP_ADDA2_1 | 42 | 42 | Hydro Run-of-river and poundage |  |  | Italy |  | COMMISSIONED |  |  | Freshwater
26WIMPI-S18GRFCM | 26WUGRFALCOPEG1F | GIRIFALCO-PEG | UP_GRFALCOPEG_1 | 30 | 30 | Wind Onshore |  |  | Italy |  | COMMISSIONED |  |  | None |  | 0 | 0
26WIMPI-S19PETSN | 26WUTRPNSALEMI15 | TRAPANI-SALEMI | UP_TRPNSALEMI_1 | 66 | 66 | Wind Onshore |  |  | Italy |  | COMMISSIONED |  |  | None |  | 0 | 0
26WIMPI-00834908 | 26WUPRLGRGALLO1S | PRIOLO GARGALLO | UP_PRLGRGALLO_1 | 13 | 13 | Solar | 37.158 | 15.184 | Italy | ITG1 | COMMISSIONED |  |  | Freshwater |  | 0 | 0
26WIMPI-S14ETEAI | 26WUMSSRVNCLLI1V | MASSERIA VINCELLI | UP_MSSRVNCLLI_1 | 5 | 5 | Fossil Gas | 45.756 | 12.314 | Italy | ITH3 | COMMISSIONED |  |  | Freshwater | Air Cooling | 0.01 | 0.01
26WIMPI-S17PERR6 | 26WUROTONDELLA1U | ROTONDELLA | UP_ROTONDELLA_1 | 18 | 18 | Wind Onshore |  |  | Italy |  | COMMISSIONED |  |  | None |  | 0 | 0
26WIMPI-01325337 | 26WUSNMRTNNPNS21 | SAN MARTINO IN PENSILIS | UP_SNMRTNNPNS_2 | 58 | 58 | Wind Onshore |  |  | Italy |  | COMMISSIONED |  |  | None |  | 0 | 0
26WIMPI-S15SNSVU | 26WUCRCSTLFRNC19 | CER CASTELFRANCO | UP_CRCSTLFRNC_1 | 30 | 30 | Wind Onshore |  |  | Italy |  | COMMISSIONED |  |  | None |  | 0 | 0
26WIMPI-00680951 | 26WUPRCLCSNTMN1R | Parco eolico Santomenna | UP_PRCLCSNTMN_1 | 20 | 20 | Wind Onshore |  |  | Italy |  | COMMISSIONED |  |  | None |  | 0 | 0
26WIMPI-01218085 | 26WUUALFONSINE1V | ALFONSINE | UP_ALFONSINE_1 | 31 | 31 | Solar | 44.506 | 12.043 | Italy | ITH5 | COMMISSIONED |  |  | Freshwater |  | 0 | 0
26WIMYI-0157750B | 26WUUDENITTIS21C | De Nittis 2 | UP_DENITTIS2_1 | 11 | 11 | Solar |  |  | Italy |  | COMMISSIONED |  |  | Freshwater |  | 0 | 0
26WIMPI-S16AMLBV | 26WULBRNMZZNLL1X | ALBERONA MEZZANELLE | UP_LBRNMZZNLL_1 | 26 | 26 | Wind Onshore |  |  | Italy |  | COMMISSIONED |  |  | None |  | 0 | 0
26WIMPI-06838070 | 26WUBSLCEEDENS13 | Baselice EDENS | UP_BSLCEEDENS_1 | 12 | 12 | Wind Onshore |  |  | Italy |  | COMMISSIONED |  |  | None |  | 0 | 0
26WIMPI-S18RCZZW | 26WUURIZZICONI2Q | RIZZICONI | UP_RIZZICONI_2 | 768 | 384 | Fossil Gas | 38.433 | 15.981 | Italy | ITF6 | COMMISSIONED | 2008 |  | Freshwater | Air Cooling | 0.01 | 0.01
26WIMPI-S18RCZZW | 26WUURIZZICONI1S | RIZZICONI | UP_RIZZICONI_1 | 768 | 384 | Fossil Gas | 38.433 | 15.981 | Italy | ITF6 | COMMISSIONED | 2008 |  | Freshwater | Air Cooling | 0.01 | 0.01
26WIMPI-S05ESPRU | 26WUMMZTSLRPRK1I | EMMEZETA SOLAR PARK ROVIGO | UP_MMZTSLRPRK_1 | 65 | 65 | Solar | 45.07 | 11.79 | Italy | ITH3 | COMMISSIONED |  |  | Freshwater |  | 0 | 0
26WIMPI-S01BTTG1 | 26WUUBATTIGGIO1Y | BATTIGGIO | UP_BATTIGGIO_1 | 20 | 20 | Hydro Run-of-river and poundage | 45.984 | 8.125 | Italy | ITC1 | COMMISSIONED |  |  | Freshwater
26WIMPI-S03SRCOL | 26WUUUUC-T-E-C1H | C.T.E.C. | UP_C.T.E.C_1 | 16 | 16 | Fossil Gas |  |  | Italy |  | COMMISSIONED |  |  | Freshwater | Air Cooling | 0.01 | 0.01
26WIMPI-S04MSCRZ | 26WUUMASOCORON1S | MASOCORONA | UP_MASOCORON_1 | 40 | 40 | Hydro Water Reservoir | 46.234 | 11.128 | Italy | ITH2 | COMMISSIONED |  |  | Freshwater
26WIMPI-S13S2GCF | 26WUUUSGIACOMO3I | S.GIACOMO | UP_SGIACOMO_3 | 490 | 490 | Hydro Water Reservoir | 42.785 | 13.511 | Italy | ITI3 | COMMISSIONED |  |  | Freshwater
26WIMPI-S13MNTFR | 26WUMNTFRRANTE88 | MONTEFERRANTE | UP_MNTFRRANTE_8 | 105 | 14 | Wind Onshore |  |  | Italy |  | COMMISSIONED |  |  | None |  | 0 | 0
26WIMPI-S13MNTFR | 26WUMNTFRRANTE96 | MONTEFERRANTE | UP_MNTFRRANTE_9 | 105 | 26 | Wind Onshore |  |  | Italy |  | COMMISSIONED |  |  | None |  | 0 | 0
26WIMPI-S13MNTFR | 26WUMNTFRRANTE4G | MONTEFERRANTE | UP_MNTFRRANTE_4 | 105 | 32 | Wind Onshore |  |  | Italy |  | COMMISSIONED |  |  | None |  | 0 | 0
26WIMPI-S13MNTFR | 26WMNTFRRANTEN55 | MONTEFERRANTE | UP_MNTFRRANTEN_5 | 105 | 32 | Wind Onshore |  |  | Italy |  | COMMISSIONED |  |  | None |  | 0 | 0
26WIMPI-S09S1LVB | 26WUUUUUSELVA11I | SELVA 1 | UP_SELVA_1_1 | 19 | 19 | Geothermal | 46.557 | 11.784 | Italy | ITH1 | COMMISSIONED | 1999 |  | Freshwater | Natural Draught Tower | 0.06 | 0.06
26WIMPI-S13PRVVW | 26WUUPROVVIDEN13 | PROVVIDENZA | UP_PROVVIDEN_1 | 139 | 139 | Hydro Pumped Storage | 44.55 | 11.1 | Italy | ITH5 | COMMISSIONED |  |  | Freshwater
26WIMPI-0179228R | 26WURWNDORDONA1F | Eurowindordona | UP_RWNDORDONA_1 | 37 | 37 | Wind Onshore |  |  | Italy |  | COMMISSIONED |  |  | None |  | 0 | 0
26WIMPI-S06PGNTJ | 26WUUPONTE-GIU1H | PONTE GIULIO | UP_PONTE_GIU_1 | 18 | 18 | Hydro Run-of-river and poundage | 42.76 | 12.062 | Italy | ITI2 | COMMISSIONED |  |  | Freshwater
26WIMPIVELINO-1Q | 26WUNERAVELINO11 | GALLETO | UP_NERAVELINO_1 | 295 | 295 | Hydro Run-of-river and poundage | 45.826 | 8.988 | Italy | ITC4 | COMMISSIONED |  |  | Freshwater
26WIMPI-S01PVNTQ | 26WUPNTVENTOUX3C | PONT VENTOUX | UP_PNTVENTOUX_3 | 150 | 75 | Hydro Run-of-river and poundage | 45.137 | 7.033 | Italy |  | COMMISSIONED |  |  | Freshwater
26WIMPI-S01PVNTQ | 26WUPNTVENTOUX2E | PONT VENTOUX | UP_PNTVENTOUX_2 | 150 | 75 | Hydro Run-of-river and poundage | 45.137 | 7.033 | Italy |  | COMMISSIONED |  |  | Freshwater
26WIMPI-S01FUNS8 | 26WUFNESTRELLE1U | FENESTRELLE | UP_FNESTRELLE_1 | 18 | 18 | Hydro Run-of-river and poundage | 45.037 | 7.049 | Italy | ITC1 | COMMISSIONED |  |  | Freshwater
26WIMPI-S16CLVCU | 26WUCLVCCHCLVE1I | COLAVECCHI - COLOVE | UP_CLVCCHCLVE_1 | 14 | 14 | Wind Onshore |  |  | Italy |  | COMMISSIONED |  |  | None |  | 0 | 0
26WIMPI-S05PMNT1 | 26WUUPONTE-MAL19 | PONTE MALON | UP_PONTE_MAL_1 | 8 | 8 | Hydro Run-of-river and poundage | 45.442 | 9.264 | Italy | ITC4 | COMMISSIONED |  |  | Freshwater
26WIMPI-S05AZTT6 | 26WUUUUAZOTATI5V | AZOTATI | UP_AZOTATI_5 | 236 | 236 | Fossil Gas | 45.462 | 12.238 | Italy | ITH3 | COMMISSIONED |  |  | Seawater | Once-through | 43.07 | 0.38
26WIMPI-0456524T | 26WUUUUTORRENT1T | Torrent | UP_TORRENT_1 | 15 | 15 | Hydro Run-of-river and poundage | 43.918 | 10.981 | Italy | ITI1 | COMMISSIONED |  |  | Freshwater
26WIMPI-0301899B | 26WUNBRDIOVEST13 | Nebrodi Ovest | UP_NBRDIOVEST_1 | 20 | 20 | Wind Onshore |  |  | Italy |  | COMMISSIONED |  |  | None |  | 0 | 0
26WIMPI-S15LCDAB | 26WULCDNCRRLLO1E | LACEDONIA CERRELLO | UP_LCDNCRRLLO_1 | 15 | 15 | Wind Onshore |  |  | Italy |  | COMMISSIONED |  |  | None |  | 0 | 0
26WIMPI-M16FERTW | 26WUMONTICELLI1H | MONTICELLI | UP_MONTICELLI_1 | 12 | 12 | Wind Onshore |  |  | Italy |  | COMMISSIONED |  |  | None |  | 0 | 0
26WIMPI-S09C2RNB | 26WUUUUCORNIA21N | CORNIA 2 | UP_CORNIA_2_1 | 17 | 17 | Geothermal | 44.299 | 10.699 | Italy | ITH5 | COMMISSIONED | 1994 |  | Freshwater | Natural Draught Tower | 0.06 | 0.06
26WIMYI-S15M2TSB | 26WUUUMATESE2S15 | MATESE 2S | UP_MATESE_2S_1 | 18 | 18 | Hydro Water Reservoir | 41.45 | 14.367 | Italy | ITF2 | COMMISSIONED |  |  | Freshwater
26WIMPI-S03ELMLH | 26WUUUUUPARONA1R | PARONA | UP_PARONA_1 | 44 | 44 | Other | 45.28 | 8.75 | Italy | ITC4 | COMMISSIONED |  |  | Freshwater | Air Cooling | 0.1 | 0.1
26WIMPI-S19CSZZ0 | 26WUUUUCASUZZE1D | CASUZZE | UP_CASUZZE_1 | 8 | 8 | Hydro Run-of-river and poundage | 36.79 | 14.525 | Italy | ITG1 | COMMISSIONED |  |  | Freshwater
26WIMPI-S03TVZZK | 26WUUTAVAZZANO5Z | TAVAZZANO | UP_TAVAZZANO_5 | 1450 | 765 | Fossil Gas | 45.335 | 9.428 | Italy | ITC4 | COMMISSIONED | 2005 |  | Freshwater | Once-through | 43.07 | 0.38
26WIMPI-S03TVZZK | 26WTAVAZZANO-C64 | TAVAZZANO | UP_TAVAZZANO_C_6 | 1450 | 385 | Fossil Gas | 45.335 | 9.428 | Italy | ITC4 | COMMISSIONED | 2005 |  | Freshwater | Once-through | 43.07 | 0.38
26WIMPI-S19C2RL8 | 26WUCRLENTINI21F | CARLENTINI 2 | UP_CRLENTINI2_1 | 0 | 14 | Wind Onshore |  |  | Italy |  | DECOMMISSIONED |  |  | None |  | 0 | 0
26WIMPI-C11CPDPF | 26WUCPDPNTTRNT2E | CAPODIPONTE TRONTO | UP_CPDPNTTRNT_2 | 9 | 9 | Hydro Run-of-river and poundage |  |  | Italy |  | COMMISSIONED |  |  | Freshwater
26WIMPI-S15CLCL1 | 26WUDTTCORLANO1Y | DOTTO - CIORLANO | UP_DTTCORLANO_1 | 20 | 20 | Wind Onshore |  |  | Italy |  | COMMISSIONED |  |  | None |  | 0 | 0
26WIMYI-S04STROB | 26WUUUUUUSTORO1D | STORO | UP_STORO_1 | 19 | 19 | Hydro Run-of-river and poundage | 45.848 | 10.579 | Italy | ITH2 | COMMISSIONED |  |  | Freshwater
26WIMPI-S01CRGEA | 26WUUUUUUCREGO19 | CREGO | UP_CREGO_1 | 39 | 39 | Hydro Run-of-river and poundage | 46.256 | 8.34 | Italy | ITC1 | COMMISSIONED |  |  | Freshwater
26WIMPI-S13MNTR3 | 26WUUUMONTORIO1P | MONTORIO | UP_MONTORIO_1 | 110 | 110 | Hydro Run-of-river and poundage | 42.583 | 13.638 | Italy | ITF1 | COMMISSIONED |  |  | Freshwater
26WIMPI-S14ARGPA | 26WUUSANNICOLA10 | SAN NICOLA | UP_SANNICOLA_1 | 11 | 11 | Fossil Gas | 44.078 | 10.04 | Italy | ITC3 | COMMISSIONED |  |  | Freshwater | Air Cooling | 0.01 | 0.01
26WIMYI-S03ARDNB | 26WUUUUARDENNO1Q | ARDENNO | UP_ARDENNO_1 | 56 | 56 | Hydro Run-of-river and poundage | 46.17 | 9.651 | Italy | ITC4 | COMMISSIONED |  |  | Freshwater
26WIMPI-S14SCRRH | 26WUSRRCHPPONI11 | SERRA CHIAPPONI | UP_SRRCHPPONI_1 | 10 | 10 | Wind Onshore |  |  | Italy |  | COMMISSIONED |  |  | None |  | 0 | 0
26WIMPI-S13TRNIP | 26WUUUUUTRIANO1W | TRIANO | UP_TRIANO_1 | 24 | 24 | Hydro Run-of-river and poundage | 42.787 | 11.547 | Italy | ITI1 | COMMISSIONED |  |  | Freshwater
26WIMPI-S06CHVLZ | 26WUUCHIEVOLIS2V | CHIEVOLIS | UP_CHIEVOLIS_2 | 20 | 20 | Hydro Water Reservoir | 46.255 | 12.735 | Italy | ITH4 | COMMISSIONED |  |  | Freshwater
26WIMPI-0148771T | 26WUGSANDONACI10 | IGE-SANDONACI | UP_GSANDONACI_1 | 14 | 14 | Solar | 40.457 | 17.9 | Italy | ITF4 | COMMISSIONED |  |  | Freshwater |  | 0 | 0
26WIMPI-S14TERME | 26WUNRGAMOLISE1H | ENERGIA MOLISE | UP_NRGAMOLISE_1 | 769 | 769 | Fossil Gas | 41.937 | 15.001 | Italy | ITF2 | COMMISSIONED | 1997 |  | Seawater | Mechanical Draught Tower | 0.96 | 0.78
26WIMPI-S18RTSN9 | 26WUUROSSANO-T3P | ROSSANO TE | UP_ROSSANO_T_3 | 224 | 112 | Fossil Gas | 39.619 | 16.603 | Italy | ITF6 | COMMISSIONED | 1976 |  | Seawater | Once-through | 132.48 | 0.91
26WIMPI-S18RTSN9 | 26WUUROSSANO-T1T | ROSSANO TE | UP_ROSSANO_T_1 | 224 | 112 | Fossil Gas | 39.619 | 16.603 | Italy | ITF6 | COMMISSIONED | 1976 |  | Seawater | Once-through | 132.48 | 0.91
26WIMPI-S19GNCHV | 26WUGIUNCHETTO1P | GIUNCHETTO | UP_GIUNCHETTO_1 | 29 | 29 | Wind Onshore |  |  | Italy |  | COMMISSIONED |  |  | None |  | 0 | 0
26WIMPI-S08TCNB2 | 26WUTECNOBORGO14 | TECNOBORGO | UP_TECNOBORGO_1 | 10 | 10 | Waste | 45.055 | 9.732 | Italy | ITH5 | COMMISSIONED |  |  | Freshwater | Air Cooling | 1.7 | 0.13
26WIMPI-S15TSCNW | 26WUUUTUSCIANO17 | TUSCIANO | UP_TUSCIANO_1 | 10 | 10 | Hydro Run-of-river and poundage | 40.621 | 14.956 | Italy | ITF3 | COMMISSIONED |  |  | Freshwater
26WIMPI-0692971N | 26WULVTRNTTRTS1D | ILVA Taranto TRT S.p.a | UP_LVTRNTTRTS_1 | 38 | 38 | Fossil Coal-derived gas | 40.484 | 17.185 | Italy | ITF4 | COMMISSIONED |  |  | Seawater | Once-through | 132.48 | 0.91
26WIMPI-0424161U | 26WUSCLSTRNLCL1Y | Ascoli Satriano-LocalitÃ Lagnano, Pozzo Zingaro | UP_SCLSTRNLCL_1 | 38 | 38 | Wind Onshore |  |  | Italy |  | COMMISSIONED |  |  | None |  | 0 | 0
26WIMPI-S19IEEM4 | 26WULTMPPSANIA1D | EOLO TEMPIO PAUSANIA | UP_LTMPPSANIA_1 | 71 | 71 | Wind Onshore |  |  | Italy |  | COMMISSIONED |  |  | None |  | 0 | 0
26WIMPI-S12ACQRB | 26WUUUACQUORIA15 | ACQUORIA | UP_ACQUORIA_1 | 48 | 48 | Hydro Run-of-river and poundage | 41.963 | 12.782 | Italy | ITI4 | COMMISSIONED |  |  | Freshwater
26WIMPI-0193954G | 26WURSMAGGIORE1V | ORSA MAGGIORE | UP_RSMAGGIORE_1 | 15 | 15 | Solar | 40.553 | 14.209 | Italy | ITF3 | COMMISSIONED |  |  | Freshwater |  | 0 | 0
26WIMPI-S12AOCS3 | 26WUUMONTEMART1K | MONTEMARTINI | UP_MONTEMART_1 | 80 | 80 | Fossil Oil | 41.904 | 12.5 | Italy | ITI4 | COMMISSIONED |  |  | Freshwater | Mechanical Draught Tower | 4.55 | 3.13
26WIMPI-S13BSSUZ | 26WUUUUUUBUSSI19 | BUSSI | UP_BUSSI_1 | 122 | 122 | Fossil Gas | 42.2 | 13.84 | Italy | ITF1 | COMMISSIONED | 1995 |  | Freshwater | Once-through | 43.07 | 0.38
26WIMPI-S04SSLSD | 26WUUS-SILVEST19 | S.SILVESTRO | UP_S.SILVEST_1 | 19 | 19 | Hydro Run-of-river and poundage | 45.128 | 10.747 | Italy | ITC4 | COMMISSIONED |  |  | Freshwater
26WIMPI-S12MNT2M | 26WUMONTALTO241V | MONTALTO24 | UP_MONTALTO24_1 | 23 | 23 | Solar | 43.499 | 11.663 | Italy | ITI1 | COMMISSIONED |  |  | Freshwater |  | 0 | 0
26WIMPI-S03CLGN4 | 26WUUUULINATE11S | LINATE 1 | UP_LINATE1_1 | 18 | 18 | Fossil Gas | 45.452 | 9.276 | Italy | ITC4 | COMMISSIONED |  |  | Freshwater | Air Cooling | 0.01 | 0.01
26WIMPI-S09VNCH0 | 26WUUVINCHIANA18 | VINCHIANA | UP_VINCHIANA_1 | 22 | 22 | Hydro Run-of-river and poundage | 43.87 | 10.527 | Italy | ITI1 | COMMISSIONED |  |  | Freshwater
26WIMPI-S19CDLS5 | 26WUCSTLDLUCIO1P | CASTEL DI LUCIO | UP_CSTLDLUCIO_1 | 22 | 22 | Wind Onshore |  |  | Italy |  | COMMISSIONED |  |  | None |  | 0 | 0
26WIMPI-S03MILLT | 26WUUUUMALLERO1M | MALLERO | UP_MALLERO_1 | 16 | 16 | Hydro Run-of-river and poundage | 46.169 | 9.869 | Italy | ITC4 | COMMISSIONED |  |  | Freshwater
26WIMPI-S16IAVLQ | 26WUUIVPC-ALBE1A | IVPC ALBERONA | UP_IVPC_ALBE_1 | 36 | 36 | Wind Onshore |  |  | Italy |  | COMMISSIONED |  |  | None |  | 0 | 0
26WIMPI-S04VNLNS | 26WUUVAL-NOANA1L | VAL NOANA | UP_VAL_NOANA_1 | 55 | 55 | Hydro Water Reservoir | 46.138 | 11.839 | Italy | ITH2 | COMMISSIONED |  |  | Freshwater
26WIMPI-S16MNTSK | 26WUUUMONTORSI13 | MONTORSI | UP_MONTORSI_1 | 24 | 24 | Wind Onshore |  |  | Italy |  | COMMISSIONED |  |  | None |  | 0 | 0
26WIMPI-0537210F | 26WUNRGLTRNTVA1X | Energia Alternativa | UP_NRGLTRNTVA_1 | 24 | 24 | Wind Onshore |  |  | Italy |  | COMMISSIONED |  |  | None |  | 0 | 0
26WIMPI-0663708E | 26WUCCCOLOCANE1H | CICCOLOCANE | UP_CCCOLOCANE_1 | 18 | 18 | Wind Onshore |  |  | Italy |  | COMMISSIONED |  |  | None |  | 0 | 0
26WIMPI-01151835 | 26WUBRGSBOTINO1T | Borgo Sabotino | UP_BRGSBOTINO_1 | 11 | 11 | Solar | 41.418 | 12.849 | Italy | ITI4 | COMMISSIONED |  |  | Freshwater |  | 0 | 0
26WIMPI-0604536B | 26WUUASSPROVA116 | Assprova1 | UP_ASSPROVA1_1 | 0 | 25 | Other |  |  | Italy |  | DECOMMISSIONED |  |  | Freshwater | Air Cooling | 0.1 | 0.1
26WIMPI-0453181B | 26WURNRPNOLICO1G | Ariano Irpino eolico | UP_RNRPNOLICO_1 | 10 | 10 | Wind Onshore |  |  | Italy |  | COMMISSIONED |  |  | None |  | 0 | 0
26WIMPI-S09LGRSB | 26WUULAGONI-RO19 | LAGONI ROSSI | UP_LAGONI_RO_1 | 20 | 20 | Geothermal | 43.164 | 10.777 | Italy | ITI1 | COMMISSIONED | 2002 |  | Freshwater | Natural Draught Tower | 0.06 | 0.06
26WIMPI-0385721L | 26WUVNTODIVINO1C | Vento DI Vino | UP_VNTODIVINO_1 | 23 | 23 | Wind Onshore |  |  | Italy |  | COMMISSIONED |  |  | None |  | 0 | 0
26WIMPI-S14SPANO | 26WUSNPTRVLLNA11 | SAN PIETRO AVELLANA | UP_SNPTRVLLNA_1 | 10 | 10 | Wind Onshore |  |  | Italy |  | COMMISSIONED |  |  | None |  | 0 | 0
26WIMPI-S09PDRND | 26WUUPIAN-DELL1T | PIAN DELLA ROCCA | UP_PIAN_DELL_1 | 23 | 23 | Hydro Run-of-river and poundage | 44.004 | 10.546 | Italy | ITI1 | COMMISSIONED |  |  | Freshwater
26WIMPIORTICA-13 | 26WUUUUUORTICA1F | TIMPAGRANDE | UP_ORTICA_1 | 395 | 395 | Hydro Run-of-river and poundage | 39.176 | 16.781 | Italy | ITF6 | COMMISSIONED |  |  | Freshwater
26WIMPI-S01VRMPN | 26WUUUVERAMPIO10 | VERAMPIO | UP_VERAMPIO_1 | 54 | 54 | Hydro Run-of-river and poundage | 46.211 | 8.321 | Italy | ITC1 | COMMISSIONED |  |  | Freshwater
26WIMPI-S08LPNEL | 26WUUULE-PIANE1W | LE PIANE | UP_LE_PIANE_1 | 10 | 10 | Hydro Run-of-river and poundage | 40.08 | 15.578 | Italy | ITF3 | COMMISSIONED |  |  | Freshwater
26WIMPI-S15CPRTZ | 26WUUUCAPRIATI1B | CAPRIATI | UP_CAPRIATI_1 | 113 | 113 | Hydro Pumped Storage | 41.469 | 14.145 | Italy | ITF3 | COMMISSIONED |  |  | Freshwater
26WIMPI-S01ACLS0 | 26WULESSANDRIA2L | ALESSANDRIA | UP_LESSANDRIA_2 | 0 | 87 | Fossil Gas | 44.941 | 8.607 | Italy | ITC1 | DECOMMISSIONED | 1979 | 2014 | Freshwater | Air Cooling | 0.01 | 0.01
26WIMPI-S01ACLS0 | 26WULESSANDRIA1N | ALESSANDRIA | UP_LESSANDRIA_1 | 0 | 87 | Fossil Gas | 44.941 | 8.607 | Italy | ITC1 | DECOMMISSIONED | 1979 | 2014 | Freshwater | Air Cooling | 0.01 | 0.01
26WIMPI-0301166H | 26WUPSTICCIOLA19 | Posticciola | UP_PSTICCIOLA_1 | 12 | 12 | Wind Onshore |  |  | Italy |  | COMMISSIONED |  |  | None |  | 0 | 0
26WIMPI-S20CD1A0 | 26WUUUUUCADAU11P | CADAU1 | UP_CADAU1_1 | 21 | 21 | Wind Onshore |  |  | Italy |  | COMMISSIONED |  |  | None |  | 0 | 0
26WIMPI-S14CTTLZ | 26WUTRRNTETONA1J | TORRENTE TONA | UP_TRRNTETONA_1 | 11 | 11 | Fossil Gas | 41.741 | 15.054 | Italy | ITF2 | COMMISSIONED |  |  | Freshwater | Air Cooling | 0.01 | 0.01
26WIMPI-S15MDDND | 26WUMNTDLLDFSA1K | MONTE DELLA DIFESA | UP_MNTDLLDFSA_1 | 28 | 28 | Wind Onshore |  |  | Italy |  | COMMISSIONED |  |  | None |  | 0 | 0
26WIMPI-S06ECLTM | 26WUUUUSERVOLA2X | CET SERVOLA | UP_SERVOLA_2 | 45 | 45 | Fossil Gas | 45.651 | 13.767 | Italy | ITH4 | COMMISSIONED | 2001 |  | Seawater | Air Cooling | 0.01 | 0.01
26WIMPI-S02ZNUI3 | 26WUUUUUUZUINO14 | ZUINO | UP_ZUINO_1 | 23 | 23 | Hydro Run-of-river and poundage | 45.679 | 10.644 | Italy | ITC4 | COMMISSIONED |  |  | Freshwater
26WIMPI-01119710 | 26WUSCLDLICETO1O | ASCOLI-DELICETO | UP_SCLDLICETO_1 | 24 | 24 | Wind Onshore |  |  | Italy |  | COMMISSIONED |  |  | None |  | 0 | 0
26WIMPI-S19ASLCO | 26WULASCLAFANI1L | ALIA SCLAFANI | UP_LASCLAFANI_1 | 25 | 25 | Wind Onshore |  |  | Italy |  | COMMISSIONED |  |  | None |  | 0 | 0
26WIMPI-S11CPMR4 | 26WUCMRTPICENA60 | CAMERATA PICENA | UP_CMRTPICENA_6 | 0 | 51 | Other |  |  | Italy |  | DECOMMISSIONED | 1974 | 2013 | Freshwater | Air Cooling | 0.1 | 0.1
26WIMPI-S11CPMR4 | 26WUCMRTPICENA52 | CAMERATA PICENA | UP_CMRTPICENA_5 | 0 | 25 | Other |  |  | Italy |  | DECOMMISSIONED | 1974 | 2013 | Freshwater | Air Cooling | 0.1 | 0.1
26WIMPI-0679824D | 26WUUUUULERENI1K | LeReni | UP_LERENI_1 | 30 | 30 | Wind Onshore |  |  | Italy |  | COMMISSIONED |  |  | None |  | 0 | 0
26WIMPI-S14M2NTL | 26WUUMONTARONE19 | MONTARONE 2 | UP_MONTARONE_1 | 11 | 11 | Wind Onshore |  |  | Italy |  | COMMISSIONED |  |  | None |  | 0 | 0
26WIMPI-0034938F | 26WUPRCLCCMSDM14 | PARCO EOLICO CAMAS DI MAIDA | UP_PRCLCCMSDM_1 | 34 | 34 | Wind Onshore |  |  | Italy |  | COMMISSIONED |  |  | None |  | 0 | 0
26WIMPI-S01SMPYV | 26WUUUSAMPEYRE1Z | SAMPEYRE | UP_SAMPEYRE_1 | 40 | 40 | Hydro Run-of-river and poundage | 44.579 | 7.186 | Italy | ITC1 | COMMISSIONED |  |  | Freshwater
26WIMPI-06043589 | 26WUTRMLTTRCTS1D | Termoelettrico_Test | UP_TRMLTTRCTS_1 | 0 | 384 | Fossil Gas |  |  | Italy |  | DECOMMISSIONED |  |  | Freshwater | Air Cooling | 0.01 | 0.01
26WIMPI-06043597 | 26WUUTPGPROVA119 | TPG_prova1 | UP_TPGPROVA1_1 | 0 | 18 | Other |  |  | Italy |  | DECOMMISSIONED |  |  | Freshwater | Air Cooling | 0.1 | 0.1
26WIMPI-S20FGRLL | 26WUUUUGUSPINI15 | GUSPINI | UP_GUSPINI_1 | 24 | 24 | Wind Onshore |  |  | Italy |  | COMMISSIONED |  |  | None |  | 0 | 0
26WIMPI-S12MCBL8 | 26WUMBLSERVICE13 | MOBILSERVICE | UP_MBLSERVICE_1 | 11 | 11 | Other |  |  | Italy |  | COMMISSIONED |  |  | Freshwater | Air Cooling | 0.1 | 0.1
26WIMPI-S16MAES6 | 26WUPPNERGYSRL12 | APPIA ENERGY S.R.L. | UP_PPNERGYSRL_1 | 10 | 10 | Other | 40.588 | 17.116 | Italy | ITF4 | COMMISSIONED |  |  | Freshwater | Air Cooling | 0.1 | 0.1
26WIMPI-S09RNCAY | 26WUUURANCIA-115 | RANCIA 1 | UP_RANCIA_1_1 | 18 | 18 | Geothermal | 43.231 | 13.356 | Italy | ITI3 | COMMISSIONED | 1986 |  | Freshwater | Natural Draught Tower | 0.06 | 0.06
26WIMPI-S14SMIP8 | 26WUSNMRTNNPNS13 | SAN MARTINO IN PENSILIS | UP_SNMRTNNPNS_1 | 12 | 12 | Wind Onshore |  |  | Italy |  | COMMISSIONED |  |  | None |  | 0 | 0
26WIMPI-S09LVNES | 26WUUUUULEVANE1S | LEVANE | UP_LEVANE_1 | 18 | 18 | Hydro Run-of-river and poundage | 43.497 | 11.62 | Italy | ITI1 | COMMISSIONED |  |  | Freshwater
26WIMPI-S03EDLO9 | 26WUUUUUUEDOLO19 | EDOLO | UP_EDOLO_1 | 950 | 950 | Hydro Pumped Storage | 46.171 | 10.348 | Italy | ITC4 | COMMISSIONED | 1984 |  | Freshwater
26WIMPI-0166990F | 26WUUPBRNSFIR124 | UP_BRNSFIR_1 | UP_UPBRNSFIR1_2 | 37 | 37 | Other | 44.691 | 7.832 | Italy | ITC1 | COMMISSIONED |  |  | Freshwater | Air Cooling | 0.1 | 0.1
26WIMPI-S13ALNNN | 26WUUUUUALANNO1O | ALANNO | UP_ALANNO_1 | 22 | 22 | Hydro Run-of-river and poundage | 42.296 | 13.968 | Italy | ITF1 | COMMISSIONED |  |  | Freshwater
26WIMPI-S06VRLL4 | 26WUUVILLA-RIN1D | VILLA RINALDI | UP_VILLA_RIN_1 | 10 | 10 | Hydro Run-of-river and poundage | 39.312 | 16.051 | Italy | ITF6 | COMMISSIONED |  |  | Freshwater
26WIMPI-S05APGPJ | 26WUUENI-S-P-A2H | ENI S.P.A. - RAFFINERIA DI VENEZIA | UP_ENI_S.P.A_2 | 15 | 15 | Other | 45.465 | 12.265 | Italy | ITH3 | COMMISSIONED |  |  | Freshwater | Air Cooling | 0.1 | 0.1
26WIMPI-S19CLLA9 | 26WUUUUCALLARI12 | CALLARI | UP_CALLARI_1 | 36 | 36 | Wind Onshore |  |  | Italy |  | COMMISSIONED |  |  | None |  | 0 | 0
26WIMPI-S12SDSY8 | 26WUUUUUUUSORA28 | SORA | UP_SORA_2 | 42 | 42 | Fossil Gas | 41.719 | 13.613 | Italy | ITI4 | COMMISSIONED |  |  | Freshwater | No Cooling | 0 | 0
26WIMPI-S04GLRNJ | 26WUSLDGLRENZA2M | SELED GLORENZA | UP_SLDGLRENZA_2 | 102 | 51 | Hydro Water Reservoir | 46.671 | 10.553 | Italy | ITH1 | COMMISSIONED |  |  | Freshwater
26WIMPI-S04GLRNJ | 26WUSLDGLRENZA1O | SELED GLORENZA | UP_SLDGLRENZA_1 | 102 | 50 | Hydro Water Reservoir | 46.671 | 10.553 | Italy | ITH1 | COMMISSIONED |  |  | Freshwater
26WIMPI-S03LNZDP | 26WUUUULANZADA1E | LANZADA | UP_LANZADA_1 | 0 | 188 | Hydro Water Reservoir | 46.269 | 9.869 | Italy | ITC4 | DECOMMISSIONED |  |  | Freshwater
26WIMPI-F16CRSTB | 26WUFZANCIOSA11M | FRANCIOSA1 | UP_FRANCIOSA1_1 | 18 | 18 | Wind Onshore |  |  | Italy |  | COMMISSIONED |  |  | None |  | 0 | 0
26WIMPI-S08FRNTD | 26WUUUUFARNETA1S | FARNETA | UP_FARNETA_1 | 30 | 30 | Hydro Run-of-river and poundage | 44.351 | 10.569 | Italy | ITH5 | COMMISSIONED |  |  | Freshwater
26WIMPI-S07CNSR2 | 26WCNTRLDCGNR46K | CENTRALE DI COGENERAZIONE | UP_CNTRLDCGNR_46 | 27 | 27 | Fossil Gas | 44.384 | 7.543 | Italy | ITC1 | COMMISSIONED |  |  | Freshwater | Air Cooling | 0.01 | 0.01
26WIMPI-S08CHCL6 | 26WUCLHRCSLGNO1U | C.LE HERA CASALEGNO | UP_CLHRCSLGNO_1 | 86 | 86 | Fossil Gas | 44.37 | 11.704 | Italy | ITH1 | COMMISSIONED |  |  | Freshwater | Mechanical Draught Tower | 0.96 | 0.78
26WIMPI-P16FERT8 | 26WUUUUUUSPINA2C | SPINA | UP_SPINA_2 | 18 | 18 | Wind Onshore |  |  | Italy |  | COMMISSIONED |  |  | None |  | 0 | 0
26WIMPI-0083559Z | 26WUUUUAMARONI1M | AMARONI | UP_AMARONI_1 | 22 | 22 | Wind Onshore |  |  | Italy |  | COMMISSIONED |  |  | None |  | 0 | 0
26WIMPI-S09CPLR3 | 26WUUUUPORCARI17 | PORCARI | UP_PORCARI_1 | 102 | 102 | Fossil Gas | 43.823 | 10.602 | Italy | ITI1 | COMMISSIONED | 1996 |  | Freshwater | Air Cooling | 0.01 | 0.01
26WIMPI-S03CNVSF | 26WUUUCANAVESE1R | CANAVESE | UP_CANAVESE_1 | 15 | 15 | Fossil Gas | 45.391 | 7.781 | Italy | ITC1 | COMMISSIONED |  |  | Freshwater | Air Cooling | 0.01 | 0.01
26WIMPI-S01CLCAH | 26WUUUUUCALICE17 | CALICE | UP_CALICE_1 | 23 | 23 | Hydro Run-of-river and poundage | 44.205 | 8.295 | Italy | ITC3 | COMMISSIONED |  |  | Freshwater
26WIMPI-S01FMTRO | 26WUOMIRAFIORI3M | U.O. MIRAFIORI | UP_OMIRAFIORI_3 | 0 | 122 | Fossil Gas |  |  | Italy |  | DECOMMISSIONED |  | 2007 | Freshwater | Air Cooling | 0.01 | 0.01
26WIMPI-S16BCCRO | 26WUUUUBICCARI1R | BICCARI | UP_BICCARI_1 | 12 | 12 | Wind Onshore |  |  | Italy |  | COMMISSIONED |  |  | None |  | 0 | 0
26WIMPI-S03SMLPC | 26WUUMALPENSA-1D | CENTRALE DI MALPENSA | UP_MALPENSA__1 | 80 | 80 | Fossil Gas | 45.62 | 8.74 | Italy | ITC4 | COMMISSIONED |  |  | Freshwater | Mechanical Draught Tower | 0.96 | 0.78
26WIMPI-S16T3R48 | 26WUUUTROIA3E41I | TROIA 3 E 4 | UP_TROIA3E4_1 | 21 | 21 | Wind Onshore |  |  | Italy |  | COMMISSIONED |  |  | None |  | 0 | 0
26WIMYI-S17FMRLB | 26WUMNTMURRO121D | MONTEMURRO 1/2 | UP_MNTMURRO12_1 | 29 | 29 | Wind Onshore |  |  | Italy |  | COMMISSIONED |  |  | None |  | 0 | 0
26WIMPI-0604363G | 26WUUTPGPROVA216 | TPG_prova2 | UP_TPGPROVA2_1 | 0 | 40 | Other |  |  | Italy |  | DECOMMISSIONED |  |  | Freshwater | Air Cooling | 0.1 | 0.1
26WIMPI-S03FERRD | 26WUNPWRFRRRRB8C | ENIPOWER FERRERA ERBOGNONE | UP_NPWRFRRRRB_8 | 940 | 385 | Fossil Gas | 45.099 | 8.868 | Italy | ITC4 | COMMISSIONED | 2004 |  | Freshwater | Air Cooling | 0.01 | 0.01
26WIMPI-S03FERRD | 26WUNPWRFRRRRB9A | ENIPOWER FERRERA ERBOGNONE | UP_NPWRFRRRRB_9 | 940 | 385 | Fossil Gas | 45.099 | 8.868 | Italy | ITC4 | COMMISSIONED | 2004 |  | Freshwater | Air Cooling | 0.01 | 0.01
26WIMPI-S03FERRD | 26WNPWRFRRRRB10Q | ENIPOWER FERRERA ERBOGNONE | UP_NPWRFRRRRB_10 | 940 | 230 | Fossil Gas | 45.099 | 8.868 | Italy | ITC4 | COMMISSIONED | 2004 |  | Freshwater | Air Cooling | 0.01 | 0.01
26WIMPI-0306059U | 26WUUUUUUUELCE35 | Elce | UP_ELCE_3 | 24 | 24 | Wind Onshore |  |  | Italy |  | COMMISSIONED |  |  | None |  | 0 | 0
26WIMPI-S01BVNTM | 26WUUUBIOVENTO1I | BIOVENTO | UP_BIOVENTO_1 | 13 | 13 | Wind Onshore |  |  | Italy |  | COMMISSIONED |  |  | None |  | 0 | 0
26WIMPI-S20SRLXH | 26WUUUUUSARLUX1W | SARLUX | UP_SARLUX_1 | 630 | 630 | Fossil Gas | 39.078 | 9.019 | Italy | ITG2 | COMMISSIONED | 2000 |  | Seawater | Once-through | 43.07 | 0.38
26WIMPI-S04PDVRN | 26WUUUPRATI-ME13 | PRATI DI VIZZE | UP_PRATI_ME_1 | 25 | 25 | Hydro Run-of-river and poundage | 46.9 | 11.462 | Italy | ITH1 | COMMISSIONED |  |  | Freshwater
26WIMPI-S10NMRNY | 26WUNRAMONTORO30 | NERA MONTORO | UP_NRAMONTORO_3 | 56 | 56 | Fossil Gas | 42.498 | 12.474 | Italy | ITI2 | COMMISSIONED |  |  | Freshwater | Once-through | 43.07 | 0.38
26WIMYI-0338184B | 26WUUUUUFRANZI1N | FRANZI | UP_FRANZI_1 | 16 | 16 | Wind Onshore |  |  | Italy |  | COMMISSIONED |  |  | None |  | 0 | 0
26WIMPI-S06SDDT9 | 26WUUUUUUDUINO1A | DUINO | UP_DUINO_1 | 120 | 120 | Fossil Gas | 45.793 | 13.583 | Italy | ITH4 | COMMISSIONED |  |  | Seawater | Once-through | 132.48 | 0.91
26WIMPI-S03AGMS6 | 26WUUUGROSOTTO13 | GROSOTTO | UP_GROSOTTO_1 | 13 | 13 | Hydro Run-of-river and poundage | 46.289 | 10.267 | Italy | ITC4 | COMMISSIONED |  |  | Freshwater
26WIMPI-S03AGMS6 | 26WU-S03AGMS-01V | GROSOTTO | UPN_S03AGMS_01 | 13 | 4 | Hydro Run-of-river and poundage | 46.289 | 10.267 | Italy | ITC4 | DECOMMISSIONED |  |  | Freshwater
26WIMPI-S19SCLMF | 26WUUUUUSALEMI1W | SALEMI | UP_SALEMI_1 | 26 | 26 | Wind Onshore |  |  | Italy |  | COMMISSIONED |  |  | None |  | 0 | 0
26WIMPI-S19IEDCR | 26WUPRCLCDPRZZ15 | PARCO EOLICO DI PRIZZI E CORLEONE | UP_PRCLCDPRZZ_1 | 60 | 60 | Wind Onshore |  |  | Italy |  | COMMISSIONED |  |  | None |  | 0 | 0
26WIMPI-0604366A | 26WUPRMRPROVA21J | Primaria Prova 2 | UP_PRMRPROVA2_1 | 0 | 50 | Hydro Water Reservoir |  |  | Italy |  | DECOMMISSIONED |  |  | Freshwater
26WIMPI-06077894 | 26WUPRCLCDRCGL11 | Parco eolico di Ricigliano | UP_PRCLCDRCGL_1 | 11 | 11 | Wind Onshore |  |  | Italy |  | COMMISSIONED |  |  | None |  | 0 | 0
26WIMPI-S04BMRN3 | 26WUUBRUNICO-M16 | BRUNICO | UP_BRUNICO_M_1 | 40 | 40 | Hydro Water Reservoir | 46.797 | 11.938 | Italy | ITH1 | COMMISSIONED |  |  | Freshwater
26WIMPI-S11CPDPZ | 26WUCPODIPONTE31 | CAPODIPONTE | UP_CPODIPONTE_3 | 33 | 9 | Hydro Water Reservoir | 46.03 | 10.347 | Italy | ITC4 | COMMISSIONED |  |  | Freshwater
26WIMPI-S11CPDPZ | 26WUCPODIPONTE23 | CAPODIPONTE | UP_CPODIPONTE_2 | 33 | 24 | Hydro Water Reservoir | 46.03 | 10.347 | Italy | ITC4 | COMMISSIONED |  |  | Freshwater
26WIMPI-0163877Q | 26WUUUUUUUENNA14 | ENNA | UP_ENNA_1 | 18 | 18 | Biomass | 37.51 | 14.263 | Italy | ITG1 | COMMISSIONED |  |  | Freshwater | Air Cooling | 1.7 | 0.13
26WIMPI-S15SGANH | 26WUSNGRGRMGNO1H | SAN GREGORIO MAGNO | UP_SNGRGRMGNO_1 | 39 | 39 | Wind Onshore |  |  | Italy |  | COMMISSIONED |  |  | None |  | 0 | 0
26WIMPI-S03ATSMM | 26WUUTERMOUTIL1L | TERMOUTILIZZATORE | UP_TERMOUTIL_1 | 85 | 85 | Waste | 45.512 | 10.21 | Italy | ITC4 | COMMISSIONED |  |  | Freshwater | Mechanical Draught Tower | 3.32 | 2.09
26WIMPI-S03MNST9 | 26WUUMONASTERO1R | MONASTERO | UP_MONASTERO_1 | 56 | 56 | Hydro Run-of-river and poundage | 40.621 | 14.577 | Italy | ITF3 | COMMISSIONED |  |  | Freshwater
26WIMPI-0447293N | 26WUUUUUUTOPPA25 | TOPPA | UP_TOPPA_2 | 12 | 12 | Wind Onshore |  |  | Italy |  | COMMISSIONED |  |  | None |  | 0 | 0
26WIMPI-0447293N | 26WUUUUUUTOPPA17 | TOPPA | UP_TOPPA_1 | 12 | 54 | Wind Onshore |  |  | Italy |  | DECOMMISSIONED |  |  | None |  | 0 | 0
26WIMPI-S10AOCRH | 26WUUACEA-ORTE1W | ORTE | UP_ACEA_ORTE_1 | 18 | 18 | Hydro Run-of-river and poundage | 42.457 | 12.387 | Italy | ITI4 | COMMISSIONED |  |  | Freshwater
26WIMPI-S13BLGN2 | 26WUUBOLOGNANO1P | BOLOGNANO | UP_BOLOGNANO_1 | 30 | 30 | Hydro Run-of-river and poundage | 42.218 | 13.955 | Italy | ITF1 | COMMISSIONED |  |  | Freshwater
26WIMPI-S01CTRV9 | 26WUUCREVOLA-T1S | CREVOLA T. | UP_CREVOLA_T_1 | 30 | 30 | Hydro Run-of-river and poundage | 45.995 | 8.757 | Italy | ITC4 | COMMISSIONED |  |  | Freshwater
26WIMPI-S01RASNN | 26WUUUUUROSONE16 | ROSONE | UP_ROSONE_1 | 135 | 135 | Hydro Water Reservoir | 45.484 | 7.369 | Italy | ITC1 | COMMISSIONED |  |  | Freshwater
26WIMPI-S09NLVGU | 26WUUNUOVA-LAG1V | NUOVA LAGO | UP_NUOVA_LAG_1 | 11 | 11 | Geothermal | 45.605 | 10.635 | Italy | ITH3 | COMMISSIONED |  |  | Freshwater | Natural Draught Tower | 0.06 | 0.06
26WIMPI-S18PEPR6 | 26WUUUPITAGORA1I | PITAGORA | UP_PITAGORA_1 | 45 | 45 | Wind Onshore |  |  | Italy |  | COMMISSIONED |  |  | None |  | 0 | 0
26WIMPI-0157423E | 26WUSNMRCNLMIS11 | San Marco in Lamis | UP_SNMRCNLMIS_1 | 44 | 44 | Wind Onshore |  |  | Italy |  | COMMISSIONED |  |  | None |  | 0 | 0
26WIMPI-0412771J | 26WUFUMESANTO21J | Fiume Santo 2 | UP_FUMESANTO2_1 | 29 | 29 | Solar | 40.804 | 8.264 | Italy | ITG2 | COMMISSIONED |  |  | Freshwater |  | 0 | 0
26WIMPI-S19IEDP1 | 26WUMPNTLCDMRN1I | IMPIANTO EOLICO DI MARINEO | UP_MPNTLCDMRN_1 | 22 | 22 | Wind Onshore |  |  | Italy |  | COMMISSIONED |  |  | None |  | 0 | 0
26WIMPI-S19IEDM7 | 26WUPRCLCDMZRD17 | PARCO EOLICO DI MAZARA DEL VALLO | UP_PRCLCDMZRD_1 | 48 | 48 | Wind Onshore |  |  | Italy |  | COMMISSIONED |  |  | None |  | 0 | 0
26WIMPI-S04LPPGZ | 26WUUUULAPPAGO16 | LAPPAGO | UP_LAPPAGO_1 | 25 | 25 | Hydro Water Reservoir | 46.918 | 11.804 | Italy | ITH1 | COMMISSIONED |  |  | Freshwater
26WIMPI-S14PZZNZ | 26WUUUUPIZZONE14 | PIZZONE | UP_PIZZONE_1 | 19 | 19 | Hydro Water Reservoir | 41.675 | 14.037 | Italy | ITF2 | COMMISSIONED |  |  | Freshwater
26WIMPI-S19IEDN5 | 26WUPRCLCDPLRM1W | PARCO EOLICO DI PALERMO | UP_PRCLCDPLRM_1 | 30 | 30 | Wind Onshore |  |  | Italy |  | COMMISSIONED |  |  | None |  | 0 | 0
26WIMPI-S18C1SCX | 26WUUUCOSCILE11M | COSCILE 1S | UP_COSCILE_1_1 | 10 | 10 | Hydro Run-of-river and poundage | 39.685 | 16.313 | Italy | ITF6 | COMMISSIONED |  |  | Freshwater
26WIMPI-0608677A | 26WUPRCLAROCCA1N | Parco La Rocca | UP_PRCLAROCCA_1 | 10 | 10 | Wind Onshore |  |  | Italy |  | COMMISSIONED |  |  | None |  | 0 | 0
26WIMPI-S20F2LMJ | 26WUUFLUMENDOS6U | FLUMENDOSA 2 | UP_FLUMENDOS_6 | 28 | 28 | Hydro Water Reservoir | 39.469 | 9.523 | Italy | ITG2 | COMMISSIONED |  |  | Freshwater
26WIMPI-S07VTDR2 | 26WUUVADO-TERM4R | VADO TERM. | UP_VADO_TERM_4 | 760 | 297 | Fossil Hard coal | 44.277 | 8.431 | Italy | ITC3 | COMMISSIONED | 1971 |  | Seawater | Once-through | 137.59 | 0.95
26WIMPI-S07VTDR2 | 26WUUUVADOTERM5P | VADO TERM. | UP_VADOTERM_5 | 760 | 760 | Fossil Gas | 44.277 | 8.431 | Italy | ITC3 | COMMISSIONED | 2007 |  | Seawater | Once-through | 43.07 | 0.38
26WIMPI-S07VTDR2 | 26WUUVADO-TERM3T | VADO TERM. | UP_VADO_TERM_3 | 760 | 296 | Fossil Hard coal | 44.277 | 8.431 | Italy | ITC3 | COMMISSIONED | 1971 |  | Seawater | Once-through | 137.59 | 0.95
26WIMPI-0117801W | 26WUFTTRLCDSNT1L | Fattoria Eolica di Santa Luce | UP_FTTRLCDSNT_1 | 23 | 23 | Wind Onshore |  |  | Italy |  | COMMISSIONED |  |  | None |  | 0 | 0
26WIMPI-S01CMNI1 | 26WUUUUUCIMENA17 | CIMENA | UP_CIMENA_1 | 21 | 21 | Hydro Run-of-river and poundage | 45.156 | 7.863 | Italy | ITC1 | COMMISSIONED |  |  | Freshwater
26WIMPI-V19MCNLH | 26WUUUUVIZZINI15 | VIZZINI | UP_VIZZINI_1 | 25 | 25 | Wind Onshore |  |  | Italy |  | COMMISSIONED |  |  | None |  | 0 | 0
26WIMZI-06863440 | 26WUUUUUALISEA1T | ALISEA | UP_ALISEA_1 | 44 | 44 | Wind Onshore |  |  | Italy |  | COMMISSIONED |  |  | None |  | 0 | 0
26WIMPI-S15TNGRW | 26WUUUUTANAGRO11 | TANAGRO | UP_TANAGRO_1 | 20 | 20 | Hydro Run-of-river and poundage | 40.415 | 15.466 | Italy | ITF3 | COMMISSIONED |  |  | Freshwater
26WIMPI-S18CRTNF | 26WUUUCROTONE217 | CROTONE 2 | UP_CROTONE2_1 | 32 | 32 | Biomass | 39.081 | 17.127 | Italy | ITF6 | COMMISSIONED |  |  | Freshwater | Air Cooling | 1.7 | 0.13
26WIMPI-S19PERTR | 26WUPRTMPDCLCL3Y | PORTO EMPEDOCLE C.LE | UP_PRTMPDCLCL_3 | 140 | 76 | Other | 37.312 | 13.507 | Italy | ITG1 | COMMISSIONED |  |  | Seawater | Once-through | 132.48 | 0.91
26WIMPI-S19PERTR | 26WUUPORTO-EMP1V | PORTO EMPEDOCLE C.LE | UP_PORTO_EMP_1 | 140 | 64 | Other | 37.312 | 13.507 | Italy | ITG1 | COMMISSIONED |  |  | Seawater | Once-through | 132.48 | 0.91
26WIMPI-S09NLVR8 | 26WUUN-LARDERE1A | NUOVA LARDERELLO | UP_N_LARDERE_1 | 17 | 17 | Geothermal | 43.238 | 10.887 | Italy | ITI1 | COMMISSIONED | 2005 |  | Freshwater | Natural Draught Tower | 0.06 | 0.06
26WIMPI-S05CHVIA | 26WUUUUUCHIEVO11 | CHIEVO | UP_CHIEVO_1 | 29 | 29 | Hydro Run-of-river and poundage | 45.463 | 10.915 | Italy | ITH3 | COMMISSIONED |  |  | Freshwater
26WIMPI-S15EMDNH | 26WUMNTFALCONE1M | MONTEFALCONE | UP_MNTFALCONE_1 | 16 | 16 | Wind Onshore |  |  | Italy |  | COMMISSIONED |  |  | None |  | 0 | 0
26WIMPI-S02SCLRH | 26WUUST--CLAIR1F | ST. CLAIR | UP_ST._CLAIR_1 | 31 | 31 | Hydro Run-of-river and poundage |  |  | Italy |  | COMMISSIONED |  |  | Freshwater
26WIMPI-0678391N | 26WUMSSRBZZRRO18 | Masseria Bizzarro | UP_MSSRBZZRRO_1 | 18 | 18 | Wind Onshore |  |  | Italy |  | COMMISSIONED |  |  | None |  | 0 | 0
26WIMPI-0303396R | 26WUNZRODINORD1V | Nebrodi Nord | UP_NBRODINORD_1 | 23 | 23 | Wind Onshore |  |  | Italy |  | COMMISSIONED |  |  | None |  | 0 | 0
26WIMPI-S01VNSE6 | 26WUUUUUVENAUS10 | VENAUS | UP_VENAUS_1 | 230 | 230 | Hydro Water Reservoir | 45.162 | 7.008 | Italy | ITC1 | COMMISSIONED |  |  | Freshwater
26WIMPI-S19PERRV | 26WUPRCLCRGLBT1V | PARCO EOLICO REGALBUTO | UP_PRCLCRGLBT_1 | 49 | 49 | Wind Onshore |  |  | Italy |  | COMMISSIONED |  |  | None |  | 0 | 0
26WIMPI-S17G1RTP | 26WUGRTTLE18MW1I | GROTTOLE 18MW | UP_GRTTLE18MW_1 | 18 | 18 | Wind Onshore |  |  | Italy |  | COMMISSIONED |  |  | None |  | 0 | 0
26WIMPI-S16ICSC8 | 26WUUUUUUGRECI1F | GRECI-MONTAGUTO | UP_GRECI_1 | 14 | 14 | Wind Onshore |  |  | Italy |  | COMMISSIONED |  |  | None |  | 0 | 0
26WIMPI-0600053E | 26WUPTRGLLLICO1I | Pietragalla Eolico | UP_PTRGLLLICO_1 | 18 | 18 | Wind Onshore |  |  | Italy |  | COMMISSIONED |  |  | None |  | 0 | 0
26WIMPI-S01CEGN7 | 26WUCGNRZNLYPR6I | COGENERAZIONE ELYO PRESSO MICHELIN CUNEO | UP_CGNRZNLYPR_6 | 48 | 48 | Fossil Gas | 44.384 | 7.543 | Italy | ITC1 | COMMISSIONED |  |  | Freshwater | Air Cooling | 0.01 | 0.01
26WIMPI-S03PRTTC | 26WUUPORTOTORR1Y | PORTOTORRE | UP_PORTOTORR_1 | 11 | 11 | Hydro Run-of-river and poundage | 40.833 | 8.402 | Italy | ITG2 | COMMISSIONED |  |  | Freshwater
26WIMPI-PONTE-10 | 26WUUUUUUPONTE1H | PONTE MORASCO | UP_PONTE_1 | 92 | 92 | Hydro Water Reservoir | 41.215 | 14.695 | Italy | ITF3 | COMMISSIONED |  |  | Freshwater
26WIMPI-S09IPYPC |  | ISE PIOMBINO CET3 | NA | 181 | 181 | Fossil Coal-derived gas | 42.941 | 10.544 | Italy | ITI1 | COMMISSIONED |  |  | Seawater | Once-through | 43.07 | 0.38
26WIMPI-S18SFC22 | 26WUSNFLRCRFF21N | SAN FLORO - CARAFFA 2 | UP_SNFLRCRFF2_1 | 18 | 18 | Wind Onshore |  |  | Italy |  | COMMISSIONED |  |  | None |  | 0 | 0
26WIMPI-S06CRDN8 | 26WUUCORDENONS1H | CORDENONS | UP_CORDENONS_1 | 11 | 11 | Hydro Run-of-river and poundage | 45.986 | 12.704 | Italy | ITH4 | COMMISSIONED |  |  | Freshwater
26WIMPI-S11GRSEL | 26WUUUUUGEROSA1E | GEROSA | UP_GEROSA_1 | 14 | 14 | Hydro Run-of-river and poundage | 45.851 | 9.576 | Italy | ITC4 | COMMISSIONED |  |  | Freshwater
26WIMPI-S09PRTF4 | 26WUUPORTOFERR1K | PORTOFERRAIO | UP_PORTOFERR_1 | 16 | 16 | Fossil Oil | 42.811 | 10.321 | Italy | ITI1 | COMMISSIONED |  |  | Freshwater | Air Cooling | 0.1 | 0.1
26WIMPI-T20TLRAJ | 26WUUUUTALORO11V | TALORO1 | UP_TALORO1_1 | 240 | 240 | Hydro Pumped Storage | 40.127 | 9.14 | Italy | ITG2 | COMMISSIONED |  |  | Freshwater
26WIMPI-0606151L | 26WUUZRAVINANE1C | Gravina NE | UP_GRAVINANE_1 | 72 | 72 | Wind Onshore |  |  | Italy |  | COMMISSIONED |  |  | None |  | 0 | 0
26WIMPI-S16EODN3 | 26WUUUUUORSARA4W | ORSARA | UP_ORSARA_4 | 49 | 31 | Wind Onshore |  |  | Italy |  | COMMISSIONED |  |  | None |  | 0 | 0
26WIMPI-S16EODN3 | 26WUUUUUORSARA5U | ORSARA | UP_ORSARA_5 | 49 | 18 | Wind Onshore |  |  | Italy |  | COMMISSIONED |  |  | None |  | 0 | 0
26WIMPI-S16EODN3 | 26WUUUS16EODN01H | ORSARA | UPN_S16EODN_01 | 49 | 4 | Wind Onshore |  |  | Italy |  | DECOMMISSIONED |  |  | None |  | 0 | 0
26WIMPI-S15PRSN8 | 26WUUPRESENZAN11 | PRESENZANO | UP_PRESENZAN_1 | 1005 | 1005 | Hydro Pumped Storage | 41.382 | 14.09 | Italy | ITF3 | COMMISSIONED | 1991 |  | Freshwater
26WIMPI-S01CLCNS | 26WUUCALCINERE18 | CALCINERE | UP_CALCINERE_1 | 23 | 23 | Hydro Run-of-river and poundage | 44.688 | 7.233 | Italy | ITC1 | COMMISSIONED |  |  | Freshwater
26WIMPI-S16SRRCC | 26WUSRRCPRIOLA1Y | SERRACAPRIOLA | UP_SRRCPRIOLA_1 | 42 | 42 | Wind Onshore |  |  | Italy |  | COMMISSIONED |  |  | None |  | 0 | 0
26WIMPI-0609004J | 26WUPPDOLUCANO16 | Oppido Lucano | UP_PPDOLUCANO_1 | 20 | 20 | Wind Onshore |  |  | Italy |  | COMMISSIONED |  |  | None |  | 0 | 0
26WIMPI-00524433 | 26WUUMEGASOL131J | MEGASOL 13 | UP_MEGASOL13_1 | 0 | 13 | Solar |  |  | Italy |  | DECOMMISSIONED |  |  | Freshwater |  | 0 | 0
26WIMPI-04195063 | 26WULCTRSCLBRR1X | Eolico Tursi e Colobraro | UP_LCTRSCLBRR_1 | 60 | 60 | Wind Onshore |  |  | Italy |  | COMMISSIONED |  |  | None |  | 0 | 0
26WIMPI-S03ABMRS | 26WUUAEM-BRAUL1N | BRAULIO | UP_AEM-BRAUL_1 | 18 | 18 | Hydro Run-of-river and poundage | 46.468 | 10.372 | Italy | ITC4 | COMMISSIONED |  |  | Freshwater
26WIMPI-S16IGET0 | 26WUUUUUUUIGES4S | IGES | UP_IGES_4 | 150 | 63 | Biomass | 42.138 | 12.594 | Italy | ITI4 | COMMISSIONED |  |  | Freshwater | Air Cooling | 1.7 | 0.13
26WIMPI-S16IGET0 | 26WUUUUUUUIGES3U | IGES | UP_IGES_3 | 150 | 12 | Biomass | 42.138 | 12.594 | Italy | ITI4 | COMMISSIONED |  |  | Freshwater | Air Cooling | 1.7 | 0.13
26WIMPI-S16IGET0 | 26WUUUUUUUIGES2W | IGES | UP_IGES_2 | 150 | 51 | Biomass | 42.138 | 12.594 | Italy | ITI4 | COMMISSIONED |  |  | Freshwater | Air Cooling | 1.7 | 0.13
26WIMPI-S16IGET0 | 26WUUUUUUUIGES1Y | IGES | UP_IGES_1 | 150 | 24 | Biomass | 42.138 | 12.594 | Italy | ITI4 | COMMISSIONED |  |  | Freshwater | Air Cooling | 1.7 | 0.13
26WIMPI-06043678 | 26WURMNRZNPRV31Q | Remunerazione prova 3 | UP_RMNRZNPRV3_1 | 0 | 50 | Hydro Water Reservoir |  |  | Italy |  | DECOMMISSIONED |  |  | Freshwater
26WIMPI-08902841 | 26WUPCCNI133601W | PUCCINI_13.360 | UP_PCCNI13360_1 | 11 | 11 | Solar |  |  | Italy |  | COMMISSIONED |  |  | Freshwater |  | 0 | 0
26WIMPI-S09T3RVH | 26WUUUTRAVALE31Q | TRAVALE 3 | UP_TRAVALE_3_1 | 20 | 20 | Geothermal | 43.168 | 11.007 | Italy | ITI1 | COMMISSIONED | 2002 |  | Freshwater | Natural Draught Tower | 0.06 | 0.06
26WIMPI-S03PTRMO | 26WUMPNTDTRMVL1H | IMPIANTO DI TERMOVALORIZZAZIONE RIFIUTI DI TREZZO SULLADDA | UP_MPNTDTRMVL_1 | 20 | 20 | Other | 45.613 | 9.502 | Italy | ITC4 | COMMISSIONED |  |  | Freshwater | Air Cooling | 0.1 | 0.1
26WIMPI-S03FMGSC | 26WUUFAMAGOSTA3V | FAMAGOSTA | UP_FAMAGOSTA_3 | 19 | 19 | Fossil Gas | 45.437 | 9.169 | Italy | ITC4 | COMMISSIONED |  |  | Freshwater | Air Cooling | 0.01 | 0.01
26WIMPI-S05MLNOU | 26WUUUUUMOLINE17 | MOLINE | UP_MOLINE_1 | 19 | 19 | Hydro Water Reservoir | 46.084 | 10.924 | Italy | ITH2 | COMMISSIONED |  |  | Freshwater
26WIMPI-S06SFCOE | 26WUUUUUS-FOCA1B | S.FOCA | UP_S.FOCA_1 | 11 | 11 | Hydro Run-of-river and poundage | 40.302 | 18.404 | Italy | ITF4 | COMMISSIONED |  |  | Freshwater
26WIMPI-S19TMRC9 | 26WUUUUMILAZZO1Z | MILAZZO | UP_MILAZZO_1 | 152 | 152 | Fossil Gas | 38.197 | 15.267 | Italy | ITG1 | COMMISSIONED |  |  | Seawater | Once-through | 43.07 | 0.38
26WIMPI-S09C1RB2 | 26WUUUCARBOLI110 | CARBOLI 1 | UP_CARBOLI_1_1 | 19 | 19 | Geothermal | 43.796 | 11.183 | Italy | ITI1 | COMMISSIONED | 1997 |  | Freshwater | Natural Draught Tower | 0.06 | 0.06
26WIMPI-S18M2CN5 | 26WUUUMUCONE2S1W | MUCONE 2S | UP_MUCONE_2S_1 | 54 | 54 | Hydro Water Reservoir | 39.477 | 16.291 | Italy | ITF6 | COMMISSIONED |  |  | Freshwater
26WIMPI-S20CEFM4 | 26WUUUFLORINAS1J | FLORINAS | UP_FLORINAS_1 | 20 | 20 | Wind Onshore |  |  | Italy |  | COMMISSIONED |  |  | None |  | 0 | 0
26WIMPI-S18RENDU | 26WURNDCOSESTO1D | RENDE ECOSESTO | UP_RNDCOSESTO_1 | 14 | 14 | Biomass | 39.373 | 16.238 | Italy | ITF6 | COMMISSIONED |  |  | Freshwater | Air Cooling | 1.7 | 0.13
26WIMPI-0300153V | 26WUUUGARGANO11C | GARGANO 1 | UP_GARGANO1_1 | 38 | 38 | Wind Onshore |  |  | Italy |  | COMMISSIONED |  |  | None |  | 0 | 0
26WIMPI-S01BRSSP | 26WUUBROSSASCO1W | BROSSASCO | UP_BROSSASCO_1 | 35 | 35 | Hydro Run-of-river and poundage | 44.57 | 7.363 | Italy | ITC1 | COMMISSIONED |  |  | Freshwater
26WIMPI-S16IRVPO | 26WUUIVPC4-ROS1S | IVPC4 ROSETO | UP_IVPC4_ROS_1 | 18 | 18 | Wind Onshore |  |  | Italy |  | COMMISSIONED |  |  | None |  | 0 | 0
26WIMPI-S04LNAAQ | 26WUUUUUUULANA1R | LANA | UP_LANA_1 | 120 | 120 | Hydro Run-of-river and poundage | 46.612 | 11.156 | Italy | ITH1 | COMMISSIONED |  |  | Freshwater
26WIMPI-S04PGEPT | 26WUUPONTE-GAR1L | PONTE GARDENA ENEL PROD | UP_PONTE_GAR_1 | 14 | 14 | Hydro Run-of-river and poundage | 46.598 | 11.531 | Italy | ITH1 | COMMISSIONED |  |  | Freshwater
26WIMPI-S15IBVPK | 26WUUIVPC4-BIS1L | IVPC4 BISACCIA | UP_IVPC4_BIS_1 | 30 | 30 | Wind Onshore |  |  | Italy |  | COMMISSIONED |  |  | None |  | 0 | 0
26WIMPI-0052884A | 26WUREZZALASCO1C | Rezzalasco | UP_REZZALASCO_1 | 12 | 12 | Hydro Run-of-river and poundage |  |  | Italy |  | COMMISSIONED |  |  | Freshwater
26WIMPI-0052884A | 26WUUU0052884013 | Rezzalasco | UPN_0052884_01 | 12 | 12 | Hydro Run-of-river and poundage |  |  | Italy |  | DECOMMISSIONED |  |  | Freshwater
26WIMPI-S19MNENK | 26WUMNTNARBONE1P | MONTE NARBONE | UP_MNTNARBONE_1 | 20 | 20 | Wind Onshore |  |  | Italy |  | COMMISSIONED |  |  | None |  | 0 | 0
26WIMPI-S15IMVPD | 26WUUIVPC-MONT1F | IVPC MONTEFALCONE | UP_IVPC_MONT_1 | 30 | 30 | Wind Onshore |  |  | Italy |  | COMMISSIONED |  |  | None |  | 0 | 0
26WIMPI-04625084 | 26WUPRCLCDCMPG1K | Parco eolico di Campagna | UP_PRCLCDCMPG_1 | 20 | 20 | Wind Onshore |  |  | Italy |  | COMMISSIONED |  |  | None |  | 0 | 0
26WIMPI-S02QRTUB | 26WUUUQUARTNUS1G | QUARTNUS | UP_QUARTNUS_1 | 46 | 46 | Hydro Run-of-river and poundage | 45.74 | 7.467 | Italy | ITC2 | COMMISSIONED |  |  | Freshwater
26WIMPI-B19CCRLU | 26WUCRLENTINIB1P | CARLENTINI-B | UP_CRLENTINIB_1 | 23 | 23 | Wind Onshore |  |  | Italy |  | COMMISSIONED |  |  | None |  | 0 | 0
26WIMPI-S07CCRNK | 26WUUZAIRO-MON15 | CAIRO MONTENOTTE | UP_CAIRO_MON_1 | 7 | 7 | Hydro Run-of-river and poundage | 44.407 | 8.32 | Italy | ITC3 | COMMISSIONED |  |  | Freshwater
26WIMPI-0581860D | 26WUSRRCPROLA217 | SERRACAPRIOLA 2 | UP_SRRCPROLA2_1 | 10 | 10 | Wind Onshore |  |  | Italy |  | COMMISSIONED |  |  | None |  | 0 | 0
26WIMPI-01513370 | 26WUUUUPEPIZZA16 | PEPIZZA | UP_PEPIZZA_1 | 60 | 60 | Wind Onshore |  |  | Italy |  | COMMISSIONED |  |  | None |  | 0 | 0
26WIMPI-S12ATCRM | 26WUUTOR-DI-VA2D | TOR DI VALLE | UP_TOR_DI_VA_2 | 23 | 23 | Other | 41.812 | 12.423 | Italy | ITI4 | COMMISSIONED |  |  | Freshwater | Once-through | 132.48 | 0.91
26WIMPI-S12ATCRM | 26WUUTOR-DI-VA1F | TOR DI VALLE | UP_TOR_DI_VA_1 | 23 | 109 | Fossil Gas | 41.812 | 12.423 | Italy | ITI4 | DECOMMISSIONED | 1997 | 2017 | Freshwater | Once-through | 43.07 | 0.38
26WIMYI-S13WT2EB | 26WUUUUUUPWTE21Z | WTE2 | UP_UPWTE2_1 | 12 | 12 | Wind Onshore |  |  | Italy |  | COMMISSIONED |  |  | None |  | 0 | 0
26WIMPI-01477335 | 26WUMPNTDTRMVL2F | Impianto di Termovalorizzazione dei rifiuti della Prov.di TO | UP_MPNTDTRMVL_2 | 56 | 56 | Waste | 45.28 | 8.772 | Italy | ITC4 | COMMISSIONED |  |  | Freshwater | Air Cooling | 1.7 | 0.13
26WIMPI-S15MPFWF | 26WUVLLSCCRDA112 | VALLESACCARDA 1 | UP_VLLSCCRDA1_1 | 23 | 23 | Wind Onshore |  |  | Italy |  | COMMISSIONED |  |  | None |  | 0 | 0
26WIMPI-S03NCDCG | 26WUUUUUUUUNIC1X | NIC | UP_NIC_1 | 11 | 11 | Fossil Gas |  |  | Italy |  | COMMISSIONED |  |  | Freshwater | Air Cooling | 0.01 | 0.01
26WIMPI-S15M1TS3 | 26WUUUMATESE1S19 | MATESE 1S | UP_MATESE_1S_1 | 16 | 16 | Hydro Water Reservoir | 41.45 | 14.367 | Italy | ITF2 | COMMISSIONED |  |  | Freshwater
26WIMPI-S02HECY3 | 26WUHYDRLCTRQC1D | HYDRO ELECTRIQUE CLAVALITE | UP_HYDRLCTRQC_1 | 19 | 19 | Hydro Water Reservoir | 45.73 | 7.505 | Italy | ITC2 | COMMISSIONED |  |  | Freshwater
26WIMPI-S12NZZNK | 26WUUUUNAZZANO1F | NAZZANO | UP_NAZZANO_1 | 20 | 20 | Hydro Run-of-river and poundage | 42.23 | 12.596 | Italy | ITI4 | COMMISSIONED |  |  | Freshwater
26WIMPI-0681821G | 26WUWNDFRMMLF21G | Wind Farm Melfi2 | UP_WNDFRMMLF2_1 | 60 | 60 | Wind Onshore |  |  | Italy |  | COMMISSIONED |  |  | None |  | 0 | 0
26WIMPI-S05SSPRY | 26WUUSOSPIROLO10 | SOSPIROLO | UP_SOSPIROLO_1 | 40 | 40 | Hydro Water Reservoir | 46.143 | 12.074 | Italy | ITH3 | COMMISSIONED |  |  | Freshwater
26WIMPI-S09CSTVX | 26WUUNUOVA-CAS13 | NUOVA CASTELNUOVO | UP_NUOVA_CAS_1 | 15 | 15 | Geothermal | 40.838 | 14.253 | Italy | ITF3 | COMMISSIONED | 2000 |  | Freshwater | Natural Draught Tower | 0.06 | 0.06
26WIMPI-S02PRRRS | 26WUUUPERRERES1K | PERRERES | UP_PERRERES_1 | 15 | 15 | Hydro Water Reservoir | 45.906 | 7.615 | Italy | ITC2 | COMMISSIONED |  |  | Freshwater
26WIMPI-S01VALLS | 26WUUUUUUVILLA1S | VILLA | UP_VILLA_1 | 40 | 40 | Hydro Water Reservoir | 41.951 | 14.353 | Italy | ITF1 | COMMISSIONED |  |  | Freshwater
26WIMPI-S16PDT1P | 26WUPZZDLTSR1612 | PEZZA DEL TESORO 16MW | UP_PZZDLTSR16_1 | 16 | 16 | Wind Onshore |  |  | Italy |  | COMMISSIONED |  |  | None |  | 0 | 0
26WIMPI-S20SGVPA | 26WUSNGVNPBLLN1S | SAN GAVINO - PABILLONIS | UP_SNGVNPBLLN_1 | 24 | 24 | Wind Onshore |  |  | Italy |  | COMMISSIONED |  |  | None |  | 0 | 0
26WIMPI-S15SUIO9 | 26WUUUUUUUSUIO1B | SUIO | UP_SUIO_1 | 7 | 7 | Hydro Run-of-river and poundage | 41.295 | 13.851 | Italy | ITI4 | COMMISSIONED |  |  | Freshwater
26WIMPI-S02SNDRY | 26WUUUUSENDREN1Y | SENDREN | UP_SENDREN_1 | 10 | 10 | Hydro Run-of-river and poundage | 45.775 | 7.827 | Italy | ITC2 | COMMISSIONED |  |  | Freshwater
26WIMPI-S20CDBNI | 26WCNTRLLTTRC113 | CENTRALE ELETTRICA A BIOMASSA DI SERRAMANNA | UP_CNTRLLTTRC_11 | 13 | 13 | Biomass | 39.423 | 8.922 | Italy | ITG2 | COMMISSIONED |  |  | Freshwater | Air Cooling | 1.7 | 0.13
26WIMPI-S09ELTTI | 26WUUUPIOMBINO50 | PIOMBINO | UP_PIOMBINO_5 | 58 | 58 | Fossil Coal-derived gas | 42.926 | 10.526 | Italy | ITI1 | COMMISSIONED |  |  | Seawater | Once-through | 132.48 | 0.91
26WIMPI-S01FARR4 | 26WULBPOWERSPA13 | ALBAPOWER SPA | UP_LBPOWERSPA_1 | 50 | 50 | Fossil Gas | 44.703 | 8.027 | Italy | ITC1 | COMMISSIONED |  |  | Freshwater | Mechanical Draught Tower | 0.96 | 0.78
26WIMPI-S03SCNLH | 26WUUCOLOGNO-M19 | COLOGNO MONZESE | UP_COLOGNO_M_1 | 0 | 53 | Fossil Gas | 45.529 | 9.279 | Italy | ITC4 | DECOMMISSIONED |  | 2017 | Freshwater | Air Cooling | 0.01 | 0.01
26WIMPI-S10PTRFC | 26WUUPIETRAFIT51 | PIETRAFITTA | UP_PIETRAFIT_5 | 365 | 365 | Fossil Gas | 42.993 | 12.2 | Italy | ITI2 | COMMISSIONED | 2003 |  | Freshwater | Natural Draught Tower | 0.96 | 0.78
26WIMPI-0393717G | 26WUDLCTTRRTTA1N | DELICETO TORRETTA | UP_DLCTTRRTTA_1 | 12 | 12 | Solar | 41.223 | 15.386 | Italy | ITF4 | COMMISSIONED |  |  | Freshwater |  | 0 | 0
26WIMPI-01528495 | 26WUCHIUSDINO11P | CHIUSDINO 1 | UP_CHIUSDINO1_1 | 17 | 17 | Geothermal | 43.189 | 11.139 | Italy | ITI1 | COMMISSIONED | 2010 |  | Freshwater | Natural Draught Tower | 0.06 | 0.06
26WIMPI-S03RNCVS | 26WUURONCOVALG13 | RONCOVALGRANDE | UP_RONCOVALG_1 | 1000 | 1000 | Hydro Pumped Storage | 46.07 | 8.734 | Italy | ITC4 | COMMISSIONED | 1973 |  | Freshwater
26WIMPI-S09SRRZT | 26WUUNUOVA-SER1L | NUOVA SERRAZZANO | UP_NUOVA_SER_1 | 49 | 49 | Geothermal | 43.219 | 10.812 | Italy | ITI1 | COMMISSIONED | 2002 |  | Freshwater | Natural Draught Tower | 0.06 | 0.06
26WIMPI-S03DBLMQ | 26WUTNRSDLMNSP15 | TENARIS DALMINE S.P.A. | UP_TNRSDLMNSP_1 | 122 | 122 | Other | 45.636 | 9.61 | Italy | ITC4 | COMMISSIONED |  |  | Freshwater | Natural Draught Tower | 4.55 | 3.13
26WIMPI-0892375P | 26WUVERDI130301G | Verdi_13.030 | UP_VERDI13030_1 | 11 | 11 | Solar |  |  | Italy |  | COMMISSIONED |  |  | Freshwater |  | 0 | 0
26WIMPI-S16PDC20 | 26WUPNDLLCPR201Q | PIANO DELLA CAPRIA 20MW | UP_PNDLLCPR20_1 | 20 | 20 | Wind Onshore |  |  | Italy |  | COMMISSIONED |  |  | None |  | 0 | 0
26WIMPI-S16EFS4W | 26WUUEOS4FAETO1J | EOS 4 FAETO | UP_EOS4FAETO_1 | 24 | 24 | Wind Onshore |  |  | Italy |  | COMMISSIONED |  |  | None |  | 0 | 0
26WIMPI-0111491E | 26WUBDDSLDSRDI17 | BuddusÃ² e AlÃ dei Sardi | UP_BDDSLDSRDI_1 | 138 | 138 | Wind Onshore |  |  | Italy |  | COMMISSIONED |  |  | None |  | 0 | 0
26WIMPI-S15TDARG | 26WUTRMVLRZZTR3M | TERMOVALORIZZATORE DI ACERRA | UP_TRMVLRZZTR_3 | 99 | 99 | Other | 40.932 | 14.368 | Italy | ITF3 | COMMISSIONED |  |  | Freshwater | Air Cooling | 0.1 | 0.1
26WIMPI-S20PSRTI | 26WUUPORTO-SCU2L | PORTO SCUSO | UP_PORTO_SCU_2 | 0 | 120 | Fossil Oil |  |  | Italy |  | DECOMMISSIONED | 1973 | 2012 | Freshwater | Air Cooling | 0.1 | 0.1
26WIMPI-S20PSRTI | 26WUUPORTO-SCU1N | PORTO SCUSO | UP_PORTO_SCU_1 | 0 | 120 | Fossil Oil |  |  | Italy |  | DECOMMISSIONED | 1973 | 2012 | Freshwater | Air Cooling | 0.1 | 0.1
26WIMPI-S04MTDRS | 26WUUM-DI-TURE1C | M.DI TURES | UP_M.DI_TURE_1 | 16 | 16 | Hydro Run-of-river and poundage | 46.911 | 11.949 | Italy | ITH1 | COMMISSIONED |  |  | Freshwater
26WIMPI-S03PDSN9 | 26WUUUPEDESINA1H | PEDESINA | UP_PEDESINA_1 | 12 | 12 | Hydro Run-of-river and poundage | 46.082 | 9.55 | Italy | ITC4 | COMMISSIONED |  |  | Freshwater
26WIMPI-0122141U | 26WUUUUUUMATOS1X | Matos | UP_MATOS_1 | 19 | 19 | Solar |  |  | Italy |  | COMMISSIONED |  |  | Freshwater |  | 0 | 0
26WIMPI-S09GBBRW | 26WUUNUOVA-GAB1Y | NUOVA GABBRO | UP_NUOVA_GAB_1 | 19 | 19 | Geothermal | 43.481 | 10.444 | Italy | ITI1 | COMMISSIONED | 2002 |  | Freshwater | Natural Draught Tower | 0.06 | 0.06
26WIMPI-S03P1CFA | 26WUUUCAFFARO21L | CAFFARO 2 | UP_CAFFARO_2_1 | 46 | 46 | Hydro Run-of-river and poundage | 45.819 | 10.497 | Italy | ITC4 | COMMISSIONED |  |  | Freshwater
26WIMPI-S08TEMP6 | 26WU-S08TEMP-01B | T.ENERGY | UPN_S08TEMP_01 | 35 | 15 | Biomass |  |  | Italy |  | DECOMMISSIONED |  |  | Freshwater | Air Cooling | 1.7 | 0.13
26WIMPI-S08TEMP6 | 26WUUUUTENERGY1F | T.ENERGY | UP_TENERGY_1 | 35 | 35 | Biomass |  |  | Italy |  | COMMISSIONED |  |  | Freshwater | Air Cooling | 1.7 | 0.13
26WIMPI-S04CRAOR | 26WUUUUUCAORIA16 | CAORIA | UP_CAORIA_1 | 39 | 39 | Hydro Water Reservoir | 46.192 | 11.684 | Italy | ITH2 | COMMISSIONED |  |  | Freshwater
26WIMPI-S20UELSW | 26WUPRCLCDLSSI1T | PARCO EOLICO DI ULASSAI | UP_PRCLCDLSSI_1 | 96 | 96 | Wind Onshore |  |  | Italy |  | COMMISSIONED |  |  | None |  | 0 | 0
26WIMPI-S19MCNL4 | 26WUMNMLITELLO1A | MINEO-MILITELLO | UP_MNMLITELLO_1 | 24 | 24 | Wind Onshore |  |  | Italy |  | COMMISSIONED |  |  | None |  | 0 | 0
26WIMPI-G01GGLOL | 26WUUUUUGOGLIO3J | GOGLIO DEVERO | UP_GOGLIO_3 | 20 | 20 | Hydro Run-of-river and poundage | 46.295 | 8.264 | Italy | ITC1 | COMMISSIONED |  |  | Freshwater
26WIMPI-S16CINTW | 26WUMNRVNMRGCN2B | MINERVINO MURGE - CONTRADA IAMBRENGHI | UP_MNRVNMRGCN_2 | 18 | 18 | Wind Onshore |  |  | Italy |  | COMMISSIONED |  |  | None |  | 0 | 0
26WIMPI-S08AGCA5 | 26WUUUUUURETE21I | RETE 2 | UP_RETE_2_1 | 75 | 75 | Fossil Gas | 40.939 | 14.368 | Italy | ITF3 | COMMISSIONED |  |  | Freshwater | Air Cooling | 0.01 | 0.01
26WIMPI-S09TFRMO | 26WUPOGGIBONSI13 | TERMOVALORIZZATORE FOCI | UP_POGGIBONSI_1 | 10 | 10 | Other |  |  | Italy |  | COMMISSIONED |  |  | Freshwater | Air Cooling | 0.1 | 0.1
26WIMPI-S01ACNDO | 26WUUANDONNO-C1K | ANDONNO C. | UP_ANDONNO_C_1 | 55 | 55 | Hydro Run-of-river and poundage | 44.295 | 7.429 | Italy | ITC1 | COMMISSIONED |  |  | Freshwater
26WIMPI-S04NMBE9 | 26WUUUUUNEMBIA1J | NEMBIA | UP_NEMBIA_1 | 0 | 14 | Hydro Run-of-river and poundage | 46.101 | 10.937 | Italy | ITH2 | DECOMMISSIONED |  |  | Freshwater
26WIMPI-S03ALBAI | 26WUUSND-ALBAN12 | ALBANO | UP_SND_ALBAN_1 | 15 | 15 | Hydro Run-of-river and poundage | 41.728 | 12.659 | Italy | ITI4 | COMMISSIONED |  |  | Freshwater
26WIMPI-0606819Q | 26WULTRZWNDFRM1O | Laterza Wind_Farm | UP_LTRZWNDFRM_1 | 14 | 14 | Wind Onshore |  |  | Italy |  | COMMISSIONED |  |  | None |  | 0 | 0
26WIMPI-0535003U | 26WUMPNTLCSCLS2M | IMPIANTO EOLICO ASCOLI SATRIANO | UP_MPNTLCSCLS_2 | 52 | 18 | Wind Onshore |  |  | Italy |  | COMMISSIONED |  |  | None |  | 0 | 0
26WIMPI-0535003U | 26WUMPNTLCSCLS1O | IMPIANTO EOLICO ASCOLI SATRIANO | UP_MPNTLCSCLS_1 | 52 | 34 | Wind Onshore |  |  | Italy |  | COMMISSIONED |  |  | None |  | 0 | 0
26WIMPI-S20ASSMU | 26WUUUASSEMINI17 | ASSEMINI | UP_ASSEMINI_1 | 150 | 88 | Fossil Oil | 39.227 | 8.997 | Italy | ITG2 | COMMISSIONED |  |  | Seawater | Air Cooling | 0.1 | 0.1
26WIMPI-S20ASSMU | 26WUUUASSEMINI25 | ASSEMINI | UP_ASSEMINI_2 | 150 | 88 | Fossil Oil | 39.227 | 8.997 | Italy | ITG2 | COMMISSIONED |  |  | Seawater | Air Cooling | 0.1 | 0.1
26WIMPI-S03CDGL3 | 26WUUUCEDEGOLO17 | CEDEGOLO | UP_CEDEGOLO_1 | 14 | 14 | Hydro Run-of-river and poundage | 46.244 | 10.457 | Italy | ITC4 | COMMISSIONED |  |  | Freshwater
26WIMPI-01114964 | 26WUCSTLLANETA1V | CASTELLANETA | UP_CSTLLANETA_1 | 56 | 56 | Wind Onshore |  |  | Italy |  | COMMISSIONED |  |  | None |  | 0 | 0
26WIMPI-S08SNVNQ | 26WUUSUVIANA-N1P | SUVIANA | UP_SUVIANA_N_1 | 27 | 27 | Hydro Water Reservoir | 44.137 | 11.037 | Italy | ITH5 | COMMISSIONED |  |  | Freshwater
26WIMPI-01357569 | 26WUUZUUUURURI1I | URURI | UP_URURI_1 | 26 | 26 | Wind Onshore |  |  | Italy |  | COMMISSIONED |  |  | None |  | 0 | 0
26WIMPI-S12CGSTC | 26WUUCASTEL-GI1U | CASTEL GIUBILEO | UP_CASTEL_GI_1 | 17 | 17 | Hydro Run-of-river and poundage | 41.987 | 12.505 | Italy | ITI4 | COMMISSIONED |  |  | Freshwater
26WIMPI-S09STYPK | 26WUUSONDEL-TE1W | TEGLIA | UP_SONDEL_TE_1 | 32 | 32 | Hydro Run-of-river and poundage | 44.339 | 9.89 | Italy | ITI1 | COMMISSIONED |  |  | Freshwater
26WIMPI-S01MRSC2 | 26WUUUUMORASCO1Z | MORASCO | UP_MORASCO_1 | 41 | 41 | Hydro Water Reservoir | 45.736 | 8.294 | Italy | ITC1 | COMMISSIONED |  |  | Freshwater
26WIMPI-S11SLZZX | 26WUUSAN-LAZZA1Z | SAN LAZZARO | UP_SAN_LAZZA_1 | 10 | 10 | Hydro Run-of-river and poundage | 37.972 | 15.666 | Italy | ITF6 | COMMISSIONED |  |  | Freshwater
26WIMPI-05926472 | 26WUMPNTCRRETO30 | Impianto Cerreto | UP_MPNTCRRETO_3 | 16 | 16 | Wind Onshore |  |  | Italy |  | COMMISSIONED |  |  | None |  | 0 | 0
26WIMPI-S10PRCEU | 26WUUUUUUPRECI1Q | PRECI | UP_PRECI_1 | 9 | 9 | Hydro Run-of-river and poundage | 42.881 | 13.04 | Italy | ITI2 | COMMISSIONED |  |  | Freshwater
26WIMPI-0682360L | 26WUCANCELLARA1J | Cancellara | UP_CANCELLARA_1 | 39 | 39 | Wind Onshore |  |  | Italy |  | COMMISSIONED |  |  | None |  | 0 | 0
26WIMPI-C20TLRA7 | 26WUUCUCCHINAD1Q | CUCCHINADORZA | UP_CUCCHINAD_1 | 41 | 41 | Hydro Water Reservoir | 40.13 | 9.136 | Italy | ITG2 | COMMISSIONED |  |  | Freshwater
26WIMPI-S15A2NDX | 26WUNDRTTA22MW1M | ANDRETTA 22MW | UP_NDRTTA22MW_1 | 22 | 22 | Wind Onshore |  |  | Italy |  | COMMISSIONED |  |  | None |  | 0 | 0
26WIMPI-S16EBNPL | 26WNPWRBRNDSI10U | ENIPOWER BRINDISI | UP_NPWRBRNDSI_10 | 1210 | 360 | Fossil Gas | 40.643 | 17.981 | Italy | ITF4 | COMMISSIONED | 2005 |  | Seawater | Mechanical Draught Tower | 0.96 | 0.78
26WIMPI-S16EBNPL | 26WUNPWRBRNDSI82 | ENIPOWER BRINDISI | UP_NPWRBRNDSI_8 | 1210 | 360 | Fossil Gas | 40.643 | 17.981 | Italy | ITF4 | COMMISSIONED | 2006 |  | Seawater | Mechanical Draught Tower | 0.96 | 0.78
26WIMPI-S16EBNPL | 26WUNPWRBRNDSI4A | ENIPOWER BRINDISI | UP_NPWRBRNDSI_4 | 1210 | 180 | Fossil Gas | 40.643 | 17.981 | Italy | ITF4 | COMMISSIONED | 2005 |  | Seawater | Once-through | 43.07 | 0.38
26WIMPI-S16EBNPL | 26WUNPWRBRNDSI90 | ENIPOWER BRINDISI | UP_NPWRBRNDSI_9 | 1210 | 360 | Fossil Gas | 40.643 | 17.981 | Italy | ITF4 | COMMISSIONED | 2006 |  | Seawater | Mechanical Draught Tower | 0.96 | 0.78
26WIMPI-06890412 | 26WUSRRCRPNTO31N | SERRA CARPANETO 3 | UP_SRRCRPNTO3_1 | 16 | 16 | Wind Onshore |  |  | Italy |  | COMMISSIONED |  |  | None |  | 0 | 0
26WIMPI-07528458 | 26WUTXDRPSCRLN1A | Tioxide Europe Scarlino | UP_TXDRPSCRLN_1 | 11 | 11 | Fossil Gas | 42.913 | 10.823 | Italy | ITI1 | COMMISSIONED |  |  | Freshwater | Air Cooling | 0.01 | 0.01
26WIMPI-S03VBRNR | 26WUUUUVOBARNO1R | VOBARNO | UP_VOBARNO_1 | 28 | 28 | Hydro Water Reservoir | 45.642 | 10.501 | Italy | ITC4 | COMMISSIONED |  |  | Freshwater
26WIMYI-S01PANTB | 26WUUUUUUUPONT1O | PONT | UP_PONT_1 | 14 | 14 | Hydro Run-of-river and poundage | 45.595 | 7.798 | Italy | ITC2 | COMMISSIONED |  |  | Freshwater
26WIMPI-S17RPCN5 | 26WURPACANDIDA1Y | RIPACANDIDA | UP_RPACANDIDA_1 | 41 | 41 | Wind Onshore |  |  | Italy |  | COMMISSIONED |  |  | None |  | 0 | 0
26WIMPI-S08BCRGX | 26WUUBARGI-CEN11 | BARGI CENTRALE | UP_BARGI_CEN_1 | 281 | 281 | Hydro Pumped Storage | 44.17 | 11.089 | Italy | ITH5 | COMMISSIONED |  |  | Freshwater
26WIMPI-S15SCMPU | 26WUMPNTLCSCMP1T | IMPIANTO EOLICO SCAMPITELLA | UP_MPNTLCSCMP_1 | 32 | 32 | Wind Onshore |  |  | Italy |  | COMMISSIONED |  |  | None |  | 0 | 0
41W1023600243EL3 | 41WLE-------TG7K | Lietuvos elektrine | LE TG-7 | 1045 | 300 | Fossil Gas | 54.781 | 24.644 | Lithuania | LT01 | COMMISSIONED | 1899 |  | Freshwater |  | 22.52 | 0.91
41W1023600243EL3 | 41WLE-------TG8I | Lietuvos elektrine | LE TG-8 | 1045 | 300 | Fossil Gas | 54.781 | 24.644 | Lithuania | LT01 | COMMISSIONED | 1972 |  | Freshwater |  | 22.52 | 0.91
41W1023600243EL3 | 41WLE-------TG9G | Lietuvos elektrine | LE TG-9 | 1045 | 445 | Fossil Gas | 54.781 | 24.644 | Lithuania | LT01 | COMMISSIONED | 2006 |  | Freshwater |  | 22.52 | 0.91
41W1023600243EL3 | 41WLE-------TG5O | Lietuvos elektrine | LE TG-5 | 1045 | 300 | Fossil Gas | 54.781 | 24.644 | Lithuania | LT01 | DECOMMISSIONED | 1967 | 2016 | Freshwater |  | 22.52 | 0.91
41W1023600243EL3 | 41WLE-------TG6M | Lietuvos elektrine | LE TG-6 | 1045 | 300 | Fossil Gas | 54.781 | 24.644 | Lithuania | LT01 | DECOMMISSIONED | 1968 | 2016 | Freshwater |  | 22.52 | 0.91
41W2128003453ELI | 41WKHAE-----HA4K | KruonioHAE | KHAE HA4 | 900 | 225 | Hydro Pumped Storage | 54.799 | 24.247 | Lithuania | LT02 | COMMISSIONED | 1992 |  | Freshwater
41W2128003453ELI | 41WKHAE-----HA1Q | KruonioHAE | KHAE HA1 | 900 | 225 | Hydro Pumped Storage | 54.799 | 24.247 | Lithuania | LT02 | COMMISSIONED | 1992 |  | Freshwater
41W2128003453ELI | 41WKHAE-----HA3M | KruonioHAE | KHAE HA3 | 900 | 225 | Hydro Pumped Storage | 54.799 | 24.247 | Lithuania | LT02 | COMMISSIONED | 1992 |  | Freshwater
41W2128003453ELI | 41WKHAE-----HA2O | KruonioHAE | KHAE HA2 | 900 | 225 | Hydro Pumped Storage | 54.799 | 24.247 | Lithuania | LT02 | COMMISSIONED | 1992 |  | Freshwater
41W8538227475ELN | 41WKTE------TG2V | KaunoTE | KTE | 110 | 110 | Fossil Gas | 54.906 | 24.027 | Lithuania | LT02 | COMMISSIONED | 1976 |  | Freshwater | Natural Draught Tower | 4.55 | 3.13
41W8908466671EL6 |  | VEJO | NA | 425.6 | 425.6 | Wind Onshore | 55.29 | 21.386 | Lithuania | LT02 | COMMISSIONED |  |  | None |  | 0 | 0
41W3185595680EL8 | 41WVE3------TG16 | VilniausE3 | VE3 TG-1 | 360 | 180 | Fossil Gas | 54.667 | 25.152 | Lithuania | LT01 | COMMISSIONED |  |  | Freshwater | Natural Draught Tower | 4.55 | 3.13
41W3185595680EL8 | 41WVE3------TG24 | VilniausE3 | VE3 TG-2 | 360 | 180 | Fossil Gas | 54.667 | 25.152 | Lithuania | LT01 | COMMISSIONED |  |  | Freshwater | Natural Draught Tower | 4.55 | 3.13
41W9259783288ELI |  | KaunoHE | NA | 101 | 101 | Hydro Run-of-river and poundage | 54.92 | 24.02 | Lithuania | LT02 | COMMISSIONED | 1960 |  | Freshwater
43W-KEG-HPP----I |  | Kegums HPP | NA | 240.1 | 240.1 | Hydro Run-of-river and poundage | 56.74 | 24.718 | Latvia | LV00 | COMMISSIONED | 1936 |  | Freshwater
43W-PLAV-HPP---J | 43W-PLAV-HG4---U | Plavinas HPP | Generator Nr.4, Plavinas HPP | 894 | 100 | Hydro Run-of-river and poundage | 56.583 | 25.239 | Latvia | LV00 | COMMISSIONED | 1968 |  | Freshwater
43W-RTEC-2-2---7 | 43W-RTEC-2-GG2-8 | RTEC2-2 | Block-2, Gas Turbine, RTEC2 | 440 | 291 | Fossil Gas | 56.916 | 24.274 | Latvia | LV00 | COMMISSIONED | 2009 |  | Freshwater | Mechanical Draught Tower | 0.96 | 0.78
43W-RTEC-2-2---7 | 43W-RTEC-2-TG2-H | RTEC2-2 | Block-2, Steam Turbine, RTEC2 | 440 | 149 | Fossil Gas | 56.916 | 24.274 | Latvia | LV00 | COMMISSIONED | 2009 |  | Freshwater | Mechanical Draught Tower | 0.96 | 0.78
43W-RTEC-1-----T |  | RTEC1 | NA | 144 | 144 | Fossil Gas | 56.99 | 24.187 | Latvia | LV00 | COMMISSIONED | 2006 |  | Freshwater | Natural Draught Tower | 0.96 | 0.78
43W-RTEC-2-1---C | 43W-RTEC-2-GG1-B | RTEC2-1 | Block-1, Gas Turbine, RTEC2 | 441 | 291 | Fossil Gas | 56.916 | 24.274 | Latvia | LV00 | COMMISSIONED | 1975 |  | Freshwater | Mechanical Draught Tower | 0.96 | 0.78
43W-RTEC-2-1---C | 43W-RTEC-2-TG1-K | RTEC2-1 | Block-1, Steam Turbine, RTEC2 | 441 | 150 | Fossil Gas | 56.916 | 24.274 | Latvia | LV00 | COMMISSIONED | 1975 |  | Freshwater | Mechanical Draught Tower | 0.96 | 0.78
43W-RIG-HPP----1 |  | Riga HPP | NA | 402 | 402 | Hydro Run-of-river and poundage | 56.95 | 24.105 | Latvia | LV00 | COMMISSIONED | 1974 |  | Freshwater
48WSTN000GRAI-GD | 48W000000GRAI1GA | GRAI-G | GRAI1G | 58 | 29 | Fossil Gas | 51.444 | 0.713 | United Kingdom | UKJ4 | COMMISSIONED | 2010 |  | Seawater | Air Cooling | 0.01 | 0.01
48WSTN000GRAI-GD | 48W000000GRAI4G1 | GRAI-G | GRAI4G | 58 | 29 | Fossil Gas | 51.444 | 0.713 | United Kingdom | UKJ4 | COMMISSIONED | 2010 |  | Seawater | Air Cooling | 0.01 | 0.01
48WSTN00000OLDSS | 48W0000000OLDS2F | OLDS | OLDS2 | 560 | 280 | Nuclear | 52.517 | -2.029 | United Kingdom | UKK1 | decommissioned | 1967 | 2011 | Freshwater | Once-through | 167.87 | 1.02
48WSTN00000OLDSS | 48W0000000OLDS1H | OLDS | OLDS1 | 560 | 280 | Nuclear | 52.517 | -2.029 | United Kingdom | UKK1 | decommissioned | 1967 | 2011 | Freshwater | Once-through | 167.87 | 1.02
48WSTN000DRAXXGK | 48W0000DRAXX-9GR | DRAXXG | DRAXX-9G | 96 | 32 | Fossil Gas | 53.737 | -0.997 | United Kingdom | UKE2 | COMMISSIONED |  |  | Freshwater | Air Cooling | 0.01 | 0.01
48WSTN000DRAXXGK | 48W000DRAXX-10G9 | DRAXXG | DRAXX-10G | 96 | 32 | Fossil Gas | 53.737 | -0.997 | United Kingdom | UKE2 | COMMISSIONED |  |  | Freshwater | Air Cooling | 0.01 | 0.01
48WSTN000DRAXXGK | 48W000DRAXX-12G3 | DRAXXG | DRAXX-12G | 96 | 32 | Fossil Gas | 53.737 | -0.997 | United Kingdom | UKE2 | COMMISSIONED |  |  | Freshwater | Air Cooling | 0.01 | 0.01
48WSTN00000GRMOP | 48W100000GRMO-1N | GRMO | GRMO-1 | 144 | 144 | Fossil Gas | 56.01 | -3.692 | United Kingdom | UKM7 | COMMISSIONED |  |  | Seawater | Air Cooling | 0.01 | 0.01
48WSTN1000COTPSQ | 48W00000COTPS-4K | COTPS | COTPS-4 | 2008 | 497 | Fossil Hard coal | 53.308 | -0.775 | United Kingdom | UKF1 | COMMISSIONED |  |  | Freshwater | Natural Draught Tower | 2.22 | 1.81
48WSTN1000COTPSQ | 48W00000COTPS-3M | COTPS | COTPS-3 | 2008 | 507 | Fossil Hard coal | 53.308 | -0.775 | United Kingdom | UKF1 | COMMISSIONED |  |  | Freshwater | Natural Draught Tower | 2.22 | 1.81
48WSTN1000COTPSQ | 48W00000COTPS-2O | COTPS | COTPS-2 | 2008 | 507 | Fossil Hard coal | 53.308 | -0.775 | United Kingdom | UKF1 | COMMISSIONED |  |  | Freshwater | Natural Draught Tower | 2.22 | 1.81
48WSTN1000COTPSQ | 48W00000COTPS-1Q | COTPS | COTPS-1 | 2008 | 497 | Fossil Hard coal | 53.308 | -0.775 | United Kingdom | UKF1 | COMMISSIONED |  |  | Freshwater | Natural Draught Tower | 2.22 | 1.81
48WSTN0000GRIFWQ | 48W10000GRIFW-1N | GRIFW | GRIFW-1 | 204 | 102 | Wind Onshore | 56.581 | -3.734 | United Kingdom | UKM7 | COMMISSIONED |  |  | None |  | 0 | 0
48WSTN0000GRIFWQ | 48W00000GRIFW-2Y | GRIFW | GRIFW-2 | 204 | 102 | Wind Onshore | 56.581 | -3.734 | United Kingdom | UKM7 | COMMISSIONED |  |  | None |  | 0 | 0
48WSTN0000BNAKWJ | 48W00000BNAKW-1G | BNAKW | BNAKW-1 | 28 | 28 | Wind Onshore | 57.43 | -6.458 | United Kingdom | UKM6 | COMMISSIONED |  |  | None |  | 0 | 0
48WSTN00000SROM0 | 48W000000SROM-1O | SROM | SROM-1 | 0 | 5 | Hydro Run-of-river and poundage | 57.057 | -4.23 | United Kingdom | UKM6 | COMMISSIONED | 1957 |  | Freshwater
48WSTN0000BRDUWV | 48W00000BRDUW-1V | BRDUW | BRDUW-1 | 74 | 74 | Wind Onshore | 56.27 | -4.059 | United Kingdom | UKM7 | COMMISSIONED |  |  | None |  | 0 | 0
48WSTN0000CAIRBU | 48W00000CAIRW-2E | CAIRB | CAIRW-2 | 42 | 42 | Wind Onshore | 57.537 | -3.363 | United Kingdom | UKM6 | COMMISSIONED |  |  | None |  | 0 | 0
48WSTN0000RUGPS5 | 48W00000RUGPS-66 | RUGPS | RUGPS-6 | 976 | 488 | Fossil Hard coal | 52.754 | -1.913 | United Kingdom | UKG2 | decommissioned | 1972 | 2016 | Freshwater | Natural Draught Tower | 2.22 | 1.81
48WSTN0000RUGPS5 | 48W00000RUGPS-74 | RUGPS | RUGPS-7 | 976 | 488 | Fossil Hard coal | 52.754 | -1.913 | United Kingdom | UKG2 | decommissioned | 1972 | 2016 | Freshwater | Natural Draught Tower | 2.22 | 1.81
48WSTN0000WTMSOT | 48W00000WTMSO-1M | WTMSO | WTMSO-1 | 210 | 210 | Wind Onshore | 53.098 | 0.561 | United Kingdom | UKH1 | COMMISSIONED |  |  | None |  | 0 | 0
48WSTN00000DAMCL | 48W000000DAMC-1M | DAMC | DAMC-1 | 805 | 805 | Fossil Gas | 51.414 | 0.56 | United Kingdom | UKJ4 | COMMISSIONED | 2001 |  | Seawater | Air Cooling | 0.01 | 0.01
48WSTN00000SHINJ | 48W100000SHIN-1N | SHIN | SHIN-1 | 24 | 12 | Hydro Run-of-river and poundage | 57.933 | -4.4 | United Kingdom | UKM6 | COMMISSIONED | 1958 |  | Freshwater
48WSTN00000SHINJ | 48W000000SHIN-2Y | SHIN | SHIN-2 | 24 | 12 | Hydro Run-of-river and poundage | 57.933 | -4.4 | United Kingdom | UKM6 | COMMISSIONED | 1958 |  | Freshwater
48WSTN00000CRUAC | 48W000000CRUA-40 | CRUA | CRUA-4 | 440 | 100 | Hydro Run-of-river and poundage | 56.394 | -5.115 | United Kingdom | UKM6 | COMMISSIONED | 1966 |  | Freshwater
48WSTN00000CRUAC | 48W000000CRUA-32 | CRUA | CRUA-3 | 440 | 100 | Hydro Run-of-river and poundage | 56.394 | -5.115 | United Kingdom | UKM6 | COMMISSIONED | 1965 |  | Freshwater
48WSTN00000CRUAC | 48W000000CRUA-24 | CRUA | CRUA-2 | 440 | 120 | Hydro Run-of-river and poundage | 56.394 | -5.115 | United Kingdom | UKM6 | COMMISSIONED | 1965 |  | Freshwater
48WSTN00000CRUAC | 48W000000CRUA-16 | CRUA | CRUA-1 | 440 | 120 | Hydro Run-of-river and poundage | 56.394 | -5.115 | United Kingdom | UKM6 | COMMISSIONED | 1965 |  | Freshwater
48WSTN00000ROCKK | 48W000000ROCK-16 | ROCK | ROCK-1 | 830 | 830 | Fossil Gas | 53.328 | -2.757 | United Kingdom | UKD7 | COMMISSIONED | 1998 |  | Seawater | Mechanical Draught Tower | 0.96 | 0.78
48WSTN00000CASSD | 48W000000CASS-19 | CASS | CASS-1 | 11 | 3 | Hydro Run-of-river and poundage | 57.977 | -4.583 | United Kingdom | UKM6 | COMMISSIONED | 1959 |  | Freshwater
48WSTN00000CASSD | 48W000000CASS-27 | CASS | CASS-2 | 11 | 8 | Hydro Run-of-river and poundage | 57.977 | -4.583 | United Kingdom | UKM6 | COMMISSIONED | 1959 |  | Freshwater
48WSTN0000ANSUWY | 48W00000ANSUW-1E | ANSUW | ANSUW-1 | 19 | 19 | Wind Onshore | 56.219 | -5.219 | United Kingdom | UKM6 | COMMISSIONED |  |  | None |  | 0 | 0
48WSTN00000CDCLQ | 48W000000CDCL-1P | CDCL | CDCL-1 | 440 | 440 | Fossil Gas | 53.308 | -0.775 | United Kingdom | UKF1 | COMMISSIONED | 1899 |  | Freshwater | Natural Draught Tower | 0.96 | 0.78
48WSTN00000SVRP6 | 48W00000SVRP-10A | SVRP | SVRP-10 | 850 | 425 | Fossil Gas | 51.547 | -2.965 | United Kingdom | UKL2 | COMMISSIONED | 2010 |  | Seawater | Air Cooling | 0.01 | 0.01
48WSTN00000SVRP6 | 48W00000SVRP-207 | SVRP | SVRP-20 | 850 | 425 | Fossil Gas | 51.547 | -2.965 | United Kingdom | UKL2 | COMMISSIONED | 2011 |  | Seawater | Air Cooling | 0.01 | 0.01
48WSTN00000GAURQ | 48W000000GAUR-1C | GAUR | GAUR-1 | 0 | 7 | Hydro Run-of-river and poundage | 56.678 | -4.508 | United Kingdom | UKM7 | COMMISSIONED | 1953 |  | Freshwater
48WSTN00000ERROK | 48W000000ERRO-1P | ERRO | ERRO-1 | 75 | 25 | Hydro Run-of-river and poundage | 56.707 | -4.02 | United Kingdom | UKM7 | COMMISSIONED | 1955 |  | Freshwater
48WSTN00000ERROK | 48W000000ERRO-2N | ERRO | ERRO-2 | 75 | 25 | Hydro Run-of-river and poundage | 56.707 | -4.02 | United Kingdom | UKM7 | COMMISSIONED | 1955 |  | Freshwater
48WSTN00000ERROK | 48W000000ERRO-3L | ERRO | ERRO-3 | 75 | 25 | Hydro Run-of-river and poundage | 56.707 | -4.02 | United Kingdom | UKM7 | COMMISSIONED | 1955 |  | Freshwater
48WSTN0000DRAXXK | 48W00000DRAXX-48 | DRAXX | DRAXX-4 | 3870 | 645 | Fossil Hard coal | 53.737 | -0.997 | United Kingdom | UKE2 | COMMISSIONED | 1986 |  | Freshwater | Natural Draught Tower | 2.22 | 1.81
48WSTN0000DRAXXK | 48W00000DRAXX-64 | DRAXX | DRAXX-6 | 3870 | 645 | Fossil Hard coal | 53.737 | -0.997 | United Kingdom | UKE2 | COMMISSIONED | 1986 |  | Freshwater | Natural Draught Tower | 2.22 | 1.81
48WSTN0000DRAXXK | 48W00000DRAXX-56 | DRAXX | DRAXX-5 | 3870 | 645 | Fossil Hard coal | 53.737 | -0.997 | United Kingdom | UKE2 | COMMISSIONED | 1986 |  | Freshwater | Natural Draught Tower | 2.22 | 1.81
48WSTN0000DRAXXK | 48W00000DRAXX-1E | DRAXX | DRAXX-1 | 3870 | 645 | Biomass | 53.737 | -0.997 | United Kingdom | UKE2 | COMMISSIONED | 1974 |  | Freshwater | Natural Draught Tower | 3.32 | 2.09
48WSTN0000DRAXXK | 48W00000DRAXX-2C | DRAXX | DRAXX-2 | 3870 | 645 | Biomass | 53.737 | -0.997 | United Kingdom | UKE2 | COMMISSIONED | 1974 |  | Freshwater | Natural Draught Tower | 3.32 | 2.09
48WSTN0000DRAXXK | 48W00000DRAXX-3A | DRAXX | DRAXX-3 | 3870 | 645 | Biomass | 53.737 | -0.997 | United Kingdom | UKE2 | COMMISSIONED | 1974 |  | Freshwater | Natural Draught Tower | 3.32 | 2.09
48WSTN0000MDHLW9 | 48W00000MDHLW-1P | MDHLW | MDHLW-1 | 76 | 76 | Wind Onshore | 56.969 | -2.486 | United Kingdom | UKM5 | COMMISSIONED |  |  | None |  | 0 | 0
48WSTN0000KILNSJ | 48W00000KILNS-1P | KILNS | KILNS-1 | 680 | 680 | Fossil Gas | 53.653 | -0.255 | United Kingdom | UKE1 | COMMISSIONED | 1994 |  | Seawater | Once-through | 43.07 | 0.38
48WSTN00000DERWO | 48W000000DERW-14 | DERW | DERW-1 | 236 | 236 | Fossil Gas | 52.912 | -1.414 | United Kingdom | UKF1 | COMMISSIONED | 1995 |  | Freshwater | Mechanical Draught Tower | 0.96 | 0.78
48WSTN00000FASN8 | 48W0000000FASN25 | FASN | FASN2 | 75 | 23 | Hydro Run-of-river and poundage | 57.327 | -4.795 | United Kingdom | UKM6 | COMMISSIONED | 1951 |  | Freshwater
48WSTN00000FASN8 | 48W0000000FASN33 | FASN | FASN3 | 75 | 22 | Hydro Run-of-river and poundage | 57.327 | -4.795 | United Kingdom | UKM6 | COMMISSIONED | 1951 |  | Freshwater
48WSTN00000FASN8 | 48W000000FASN-42 | FASN | FASN-4 | 75 | 8 | Hydro Run-of-river and poundage | 57.327 | -4.795 | United Kingdom | UKM6 | COMMISSIONED | 1951 |  | Freshwater
48WSTN00000FASN8 | 48W000000FASN-18 | FASN | FASN-1 | 75 | 22 | Hydro Run-of-river and poundage | 57.327 | -4.795 | United Kingdom | UKM6 | COMMISSIONED | 1951 |  | Freshwater
48WSTN0000FALGWS | 48W00000FALGW-1T | FALGW | FALGW-1 | 144 | 144 | Wind Onshore | 55.831 | -2.688 | United Kingdom | UKM9 | COMMISSIONED |  |  | None |  | 0 | 0
48WSTN00000RREWF | 48W000000RREW-14 | RREW | RREW-1 | 90 | 90 | Wind Offshore | 54.764 | -3.696 | United Kingdom | UKM9 | COMMISSIONED |  |  | None |  | 0 | 0
48WSTN00000PETEV | 48W000000PETEM1O | PETE | PETEM1 | 405 | 405 | Fossil Gas | 52.577 | -0.204 | United Kingdom | UKH1 | COMMISSIONED | 1993 |  | Seawater | Once-through | 43.07 | 0.38
48WSTN0000WDNSWF | 48W00000WDNSW-1M | WDNSW | WDNSW-1 | 382 | 191 | Wind Onshore | 53.985 | -3.462 | United Kingdom | UKD1 | COMMISSIONED |  |  | None |  | 0 | 0
48WSTN0000WDNSWF | 48W00000WDNSW-2K | WDNSW | WDNSW-2 | 382 | 191 | Wind Onshore | 53.985 | -3.462 | United Kingdom | UKD1 | COMMISSIONED |  |  | None |  | 0 | 0
48WSTN0000LARYWP | 48W00000LARYO-1Z | LARYW | LARYO-1 | 720 | 180 | Wind Offshore | 51.622 | 1.496 | United Kingdom | UKJ4 | COMMISSIONED |  |  | None |  | 0 | 0
48WSTN0000LARYWP | 48W00000LARYO-2X | LARYW | LARYO-2 | 720 | 180 | Wind Offshore | 51.622 | 1.496 | United Kingdom | UKJ4 | COMMISSIONED |  |  | None |  | 0 | 0
48WSTN0000LARYWP | 48W00000LARYO-3V | LARYW | LARYO-3 | 720 | 180 | Wind Offshore | 51.622 | 1.496 | United Kingdom | UKJ4 | COMMISSIONED |  |  | None |  | 0 | 0
48WSTN0000LARYWP | 48W00000LARYO-4T | LARYW | LARYO-4 | 720 | 180 | Wind Offshore | 51.622 | 1.496 | United Kingdom | UKJ4 | COMMISSIONED |  |  | None |  | 0 | 0
48WSTN0000CRGHWF | 48W00000CRGHW-1X | CRGHW | CRGHW-1 | 46 | 46 | Wind Onshore | 56.339 | -5.295 | United Kingdom | UKM6 | COMMISSIONED |  |  | None |  | 0 | 0
48WSTN0000WDNSOV | 48W00000WDNSO-1H | WDNSO | WDNSO-1 | 382 | 191 | Wind Offshore | 53.985 | -3.462 | United Kingdom | UKD1 | COMMISSIONED |  |  | None |  | 0 | 0
48WSTN0000WDNSOV | 48W00000WDNSO-2F | WDNSO | WDNSO-2 | 382 | 191 | Wind Offshore | 53.985 | -3.462 | United Kingdom | UKD1 | COMMISSIONED |  |  | None |  | 0 | 0
48WSTN00000MARKJ | 48W000000MARK-1D | MARK | MARK-1 | 55 | 55 | Biomass | 56.202 | -3.162 | United Kingdom | UKM7 | COMMISSIONED |  |  | Freshwater | Air Cooling | 1.7 | 0.13
48WSTN0000HEYM2N | 48W000000HEYM27Y | HEYM2 | HEYM27 | 1344 | 672 | Nuclear | 54.03 | -2.915 | United Kingdom | UKD4 | COMMISSIONED | 1989 |  | Seawater | Once-through | 167.87 | 1.02
48WSTN0000HEYM2N | 48W000000HEYM28W | HEYM2 | HEYM28 | 1344 | 672 | Nuclear | 54.03 | -2.915 | United Kingdom | UKD4 | COMMISSIONED | 1989 |  | Seawater | Once-through | 167.87 | 1.02
48WSTN0000THNTWA | 48W00000THNTW-2B | THNTW | THNTW-2 | 300 | 150 | Wind Offshore | 51.43 | 1.633 | United Kingdom | UKJ4 | DECOMMISSIONED |  |  | None |  | 0 | 0
48WSTN0000THNTWA | 48W00000THNTW-1D | THNTW | THNTW-1 | 300 | 150 | Wind Offshore | 51.43 | 1.633 | United Kingdom | UKJ4 | DECOMMISSIONED |  |  | None |  | 0 | 0
48WSTN00000GYARR | 48W000000GYAR-15 | GYAR | GYAR-1 | 420 | 420 | Fossil Gas | 52.585 | 1.732 | United Kingdom | UKH1 | COMMISSIONED | 2002 |  | Seawater | Once-through | 43.07 | 0.38
48WSTN00000MEDPZ | 48W000000MEDP-12 | MEDP | MEDP-1 | 700 | 700 | Fossil Gas | 51.438 | 0.689 | United Kingdom | UKJ4 | COMMISSIONED | 1995 |  | Seawater | Mechanical Draught Tower | 0.96 | 0.78
48WSTN0000HEYM1P | 48W000000HEYM11C | HEYM1 | HEYM11 | 1332 | 666 | Nuclear | 54.03 | -2.915 | United Kingdom | UKD4 | COMMISSIONED | 1989 |  | Seawater | Once-through | 167.87 | 1.02
48WSTN0000HEYM1P | 48W000000HEYM12A | HEYM1 | HEYM12 | 1332 | 666 | Nuclear | 54.03 | -2.915 | United Kingdom | UKD4 | COMMISSIONED | 1989 |  | Seawater | Once-through | 167.87 | 1.02
48WSTN00000SHBAT | 48W000000SHBA-1C | SHBA | SHBA-1 | 810 | 810 | Fossil Gas | 53.602 | -0.145 | United Kingdom | UKE1 | COMMISSIONED | 1997 |  | Seawater | Once-through | 43.07 | 0.38
48WSTN00000STVEO | 48W000000STVE-19 | STVE | STVE-1 | 0 | 8 | Hydro Run-of-river and poundage | 56.009 | -5.12 | United Kingdom | UKM6 | COMMISSIONED |  |  | Freshwater
48WSTN00000STVEO | 48W000000STVE-27 | STVE | STVE-2 | 0 | 8 | Hydro Run-of-river and poundage | 56.009 | -5.12 | United Kingdom | UKM6 | COMMISSIONED |  |  | Freshwater
48WSTN00000EECLC | 48W000000EECL-15 | EECL | EECL-1 | 408 | 408 | Fossil Gas | 51.661 | -0.023 | United Kingdom | UKI5 | COMMISSIONED | 1999 |  | Freshwater | Air Cooling | 0.01 | 0.01
48WSTN00000HINB5 | 48W000000HINB-77 | HINB | HINB-7 | 1400 | 700 | Nuclear | 51.209 | -3.133 | United Kingdom | UKK2 | COMMISSIONED | 1976 |  | Seawater | Once-through | 167.87 | 1.02
48WSTN00000HINB5 | 48W000000HINB-85 | HINB | HINB-8 | 1400 | 700 | Nuclear | 51.209 | -3.133 | United Kingdom | UKK2 | COMMISSIONED | 1976 |  | Seawater | Once-through | 167.87 | 1.02
48WSTN0000CLDSWO | 48W00000CLDSW-11 | CLDSW | CLDSW-1 | 128 | 128 | Wind Onshore | 55.442 | -3.543 | United Kingdom | UKM9 | COMMISSIONED |  |  | None |  | 0 | 0
48WSTN0000CAIRWP | 48W00000CAIRW-1G | CAIRW | CAIRW-1 | 51 | 51 | Wind Onshore | 57.537 | -3.363 | United Kingdom | UKM6 | COMMISSIONED |  |  | None |  | 0 | 0
48WSTN0000THNTOQ |  | Thanet | NA | 300 | 300 | Wind Offshore | 51.43 | 1.633 | United Kingdom | UKJ4 | COMMISSIONED |  |  | None |  | 0 | 0
48WSTN0000RUGGTU | 48W00000RUGGT-6A | RUGGT | RUGGT-6 | 50 | 25 | Fossil Gas | 52.754 | -1.913 | United Kingdom | UKG2 | decommissioned |  | 2015 | Freshwater | Air Cooling | 0.01 | 0.01
48WSTN0000RUGGTU | 48W00000RUGGT-78 | RUGGT | RUGGT-7 | 50 | 25 | Fossil Gas | 52.754 | -1.913 | United Kingdom | UKG2 | decommissioned |  | 2015 | Freshwater | Air Cooling | 0.01 | 0.01
48WSTN00000WYLFC | 48W000000WYLF-3U | WYLF | WYLF-3 | 1340 | 335 | Nuclear | 53.417 | -4.483 | United Kingdom | UKL1 | decommissioned |  | 2015 | Seawater | Once-through | 167.87 | 1.02
48WSTN00000WYLFC | 48W000000WYLF-2W | WYLF | WYLF-2 | 1340 | 335 | Nuclear | 53.417 | -4.483 | United Kingdom | UKL1 | decommissioned |  | 2015 | Seawater | Once-through | 167.87 | 1.02
48WSTN00000WYLFC | 48W000000WYLF-4S | WYLF | WYLF-4 | 1340 | 335 | Nuclear | 53.417 | -4.483 | United Kingdom | UKL1 | decommissioned |  | 2015 | Seawater | Once-through | 167.87 | 1.02
48WSTN00000WYLFC | 48W000000WYLF-1Y | WYLF | WYLF-1 | 1340 | 335 | Nuclear | 53.417 | -4.483 | United Kingdom | UKL1 | decommissioned |  | 2015 | Seawater | Once-through | 167.87 | 1.02
48WSTN0000LCLTWH | 48W00000LCLTW-1D | LCLTW | LCLTW-1 | 69 | 69 | Wind Onshore | 57.655 | -4.817 | United Kingdom | UKM6 | COMMISSIONED |  |  | None |  | 0 | 0
48WSTN00000LAGA3 | 48W000000LAGA-14 | LAGA | LAGA-1 | 905 | 905 | Fossil Gas | 50.388 | -4.017 | United Kingdom | UKK4 | COMMISSIONED | 2009 |  | Seawater | Air Cooling | 0.01 | 0.01
48WSTN00000LBARK | 48W000000LBAR-1Y | LBAR | LBAR-1 | 735 | 735 | Fossil Gas | 52.205 | -0.267 | United Kingdom | UKH2 | COMMISSIONED | 1995 |  | Freshwater | Mechanical Draught Tower | 0.96 | 0.78
48WSTN0000BRYBW4 | 48W00000BRYBW-10 | BRYBW | BRYBW-1 | 66 | 66 | Wind Onshore | 57.447 | -3.475 | United Kingdom | UKM6 | COMMISSIONED |  |  | None |  | 0 | 0
48WSTN0000BARKBL | 48W000000BARK-1G | BARKB | BARK-1 | 1000 | 400 | Fossil Gas | 51.52 | 0.146 | United Kingdom | UKI5 | COMMISSIONED | 1995 |  | Freshwater |  | 22.52 | 0.91
48WSTN0000BARKBL | 48W000000BARKB2F | BARKB | BARKB2 | 1000 | 600 | Fossil Gas | 51.52 | 0.146 | United Kingdom | UKI5 | COMMISSIONED | 1995 |  | Freshwater |  | 22.52 | 0.91
48WSTN0000CABEUM | 48W000000AIGA-1X | CABEU | AIGA-1 | 98 | 10 | Hydro Run-of-river and poundage | 57.468 | -4.528 | United Kingdom | UKM6 | COMMISSIONED |  |  | Freshwater
48WSTN0000CABEUM | 48W000000AIGA-2V | CABEU | AIGA-2 | 98 | 10 | Hydro Run-of-river and poundage | 57.468 | -4.528 | United Kingdom | UKM6 | COMMISSIONED |  |  | Freshwater
48WSTN0000CABEUM | 48W000000KIOR-21 | CABEU | KIOR-2 | 98 | 10 | Hydro Run-of-river and poundage | 57.466 | -4.509 | United Kingdom | UKM6 | COMMISSIONED |  |  | Freshwater
48WSTN0000CABEUM | 48W000000KIOR-13 | CABEU | KIOR-1 | 98 | 10 | Hydro Run-of-river and poundage | 57.466 | -4.509 | United Kingdom | UKM6 | COMMISSIONED |  |  | Freshwater
48WSTN0000CABEUM | 48W000000CULL-1Q | CABEU | CULL-1 | 98 | 2 | Hydro Run-of-river and poundage | 57.506 | -4.536 | United Kingdom | UKM6 | COMMISSIONED |  |  | Freshwater
48WSTN0000CABEUM | 48W000000CULL-2O | CABEU | CULL-2 | 98 | 18 | Hydro Run-of-river and poundage | 57.506 | -4.536 | United Kingdom | UKM6 | COMMISSIONED |  |  | Freshwater
48WSTN0000CABEUM | 48W000000DEAN-1E | CABEU | DEAN-1 | 98 | 19 | Hydro Run-of-river and poundage | 57.407 | -4.845 | United Kingdom | UKM6 | COMMISSIONED |  |  | Freshwater
48WSTN0000CABEUM | 48W000000DEAN-2C | CABEU | DEAN-2 | 98 | 19 | Hydro Run-of-river and poundage | 57.407 | -4.845 | United Kingdom | UKM6 | COMMISSIONED |  |  | Freshwater
48WSTN00000SEAB5 | 48W000000SEAB-2T | SEAB | SEAB-2 | 1258 | 422 | Fossil Gas | 51.52 | -2.65 | United Kingdom | UKK1 | COMMISSIONED | 2000 |  | Seawater | Mechanical Draught Tower | 0.96 | 0.78
48WSTN00000SEAB5 | 48W000000SEAB-1V | SEAB | SEAB-1 | 1258 | 836 | Fossil Gas | 51.52 | -2.65 | United Kingdom | UKK1 | COMMISSIONED | 2000 |  | Seawater | Mechanical Draught Tower | 0.96 | 0.78
48WSTN00000RATS9 | 48W000000RATS-1A | RATS | RATS-1 | 2020 | 505 | Fossil Hard coal | 52.862 | -1.25 | United Kingdom | UKF1 | COMMISSIONED | 1968 |  | Freshwater | Natural Draught Tower | 2.22 | 1.81
48WSTN00000RATS9 | 48W000000RATS-28 | RATS | RATS-2 | 2020 | 505 | Fossil Hard coal | 52.862 | -1.25 | United Kingdom | UKF1 | COMMISSIONED | 1968 |  | Freshwater | Natural Draught Tower | 2.22 | 1.81
48WSTN00000RATS9 | 48W000000RATS-36 | RATS | RATS-3 | 2020 | 505 | Fossil Hard coal | 52.862 | -1.25 | United Kingdom | UKF1 | COMMISSIONED | 1968 |  | Freshwater | Natural Draught Tower | 2.22 | 1.81
48WSTN00000RATS9 | 48W000000RATS-44 | RATS | RATS-4 | 2020 | 505 | Fossil Hard coal | 52.862 | -1.25 | United Kingdom | UKF1 | COMMISSIONED | 1968 |  | Freshwater | Natural Draught Tower | 2.22 | 1.81
48WSTN0000RCBKOV | 48W00000RCBKO-2Q | RCBKO | RCBKO-2 | 565 | 286 | Wind Offshore | 53.136 | 0.589 | United Kingdom | UKH1 | COMMISSIONED |  |  | None |  | 0 | 0
48WSTN0000RCBKOV | 48W00000RCBKO-1S | RCBKO | RCBKO-1 | 565 | 279 | Wind Offshore | 53.136 | 0.589 | United Kingdom | UKH1 | COMMISSIONED |  |  | None |  | 0 | 0
48WSTN0000GYMRWD | 48W0000GYMRO-15O | GYMRW | GYMRO-15 | 592 | 148 | Wind Offshore | 53.454 | -3.627 | United Kingdom | UKL1 | COMMISSIONED |  |  | None |  | 0 | 0
48WSTN0000GYMRWD | 48W0000GYMRO-17K | GYMRW | GYMRO-17 | 592 | 148 | Wind Offshore | 53.454 | -3.627 | United Kingdom | UKL1 | COMMISSIONED |  |  | None |  | 0 | 0
48WSTN0000GYMRWD | 48W0000GYMRO-26J | GYMRW | GYMRO-26 | 592 | 148 | Wind Offshore | 53.454 | -3.627 | United Kingdom | UKL1 | COMMISSIONED |  |  | None |  | 0 | 0
48WSTN0000GYMRWD | 48W0000GYMRO-28F | GYMRW | GYMRO-28 | 592 | 148 | Wind Offshore | 53.454 | -3.627 | United Kingdom | UKL1 | COMMISSIONED |  |  | None |  | 0 | 0
48WSTN00000SCCLO | 48W000000SCCL-3Q | SCCL | SCCL-3 | 1200 | 400 | Fossil Gas | 53.737 | -0.239 | United Kingdom | UKE1 | COMMISSIONED | 2001 |  | Seawater | Mechanical Draught Tower | 0.96 | 0.78
48WSTN00000SCCLO | 48W000000SCCL-2S | SCCL | SCCL-2 | 1200 | 400 | Fossil Gas | 53.737 | -0.239 | United Kingdom | UKE1 | COMMISSIONED | 2001 |  | Seawater | Mechanical Draught Tower | 0.96 | 0.78
48WSTN00000SCCLO | 48W000000SCCL-1U | SCCL | SCCL-1 | 1200 | 400 | Fossil Gas | 53.737 | -0.239 | United Kingdom | UKE1 | COMMISSIONED | 2001 |  | Seawater | Mechanical Draught Tower | 0.96 | 0.78
48WSTN0000GRGBW9 | 48W00000GRGBW-3R | GRGBW | GRGBW-3 | 668 | 167 | Wind Offshore | 51.918 | 1.928 | United Kingdom | UKH1 | COMMISSIONED |  |  | None |  | 0 | 0
48WSTN0000GRGBW9 | 48W00000GRGBW-1V | GRGBW | GRGBW-1 | 668 | 334 | Wind Offshore | 51.918 | 1.928 | United Kingdom | UKH1 | COMMISSIONED |  |  | None |  | 0 | 0
48WSTN0000GRGBW9 | 48W00000GRGBW-2T | GRGBW | GRGBW-2 | 668 | 167 | Wind Offshore | 51.918 | 1.928 | United Kingdom | UKH1 | COMMISSIONED |  |  | None |  | 0 | 0
48WSTN00000BAGE8 | 48W000000BAGE-1L | BAGE | BAGE-1 | 552 | 520 | Fossil Gas | 51.615 | -3.828 | United Kingdom | UKL1 | COMMISSIONED | 2003 |  | Seawater | Mechanical Draught Tower | 0.96 | 0.78
48WSTN00000BAGE8 | 48W000000BAGE-2J | BAGE | BAGE-2 | 552 | 32 | Fossil Gas | 51.615 | -3.828 | United Kingdom | UKL1 | COMMISSIONED |  |  | Seawater | Air Cooling | 0.01 | 0.01
48WSTN0000NHOYWR | 48W00000NHOYW-1U | NHOYW | NHOYW-1 | 60 | 60 | Wind Offshore | 53.337 | -3.408 | United Kingdom | UKL1 | COMMISSIONED |  |  | None |  | 0 | 0
48WSTN0000LNMTHP | 48W00000LNMTH-3N | LNMTH | LNMTH-3 | 399 | 133 | Fossil Hard coal | 55.201 | -1.539 | United Kingdom | UKC2 | COMMISSIONED | 1972 |  | Seawater | Once-through | 137.59 | 0.95
48WSTN0000LNMTHP | 48W00000LNMTH-1R | LNMTH | LNMTH-1 | 399 | 133 | Fossil Hard coal | 55.201 | -1.539 | United Kingdom | UKC2 | COMMISSIONED | 1972 |  | Seawater | Once-through | 137.59 | 0.95
48WSTN0000LNMTHP | 48W00000LNMTH-2P | LNMTH | LNMTH-2 | 399 | 133 | Fossil Hard coal | 55.201 | -1.539 | United Kingdom | UKC2 | COMMISSIONED | 1972 |  | Seawater | Once-through | 137.59 | 0.95
48WSTN0000CRYRWO | 48W00000CRYRW-1N | CRYRW | CRYRW-1 | 63 | 63 | Wind Onshore | 55.883 | -2.507 | United Kingdom | UKM9 | COMMISSIONED |  |  | None |  | 0 | 0
48WSTN00000CLACI | 48W000000CLAC-1N | CLAC | CLAC-1 | 44 | 44 | Hydro Run-of-river and poundage | 56.3 | -5.583 | United Kingdom | UKM6 | COMMISSIONED | 1955 |  | Freshwater
48WSTN0000GORDWB | 48W00000GORDW-1D | GORDW | GORDW-1 | 70 | 70 | Wind Onshore | 58.059 | -3.959 | United Kingdom | UKM6 | COMMISSIONED |  |  | None |  | 0 | 0
48WSTN000ABTHGTK | 48W000000ABTH9GX | ABTHGT | ABTH9G | 51 | 17 | Fossil Oil | 51.387 | -3.407 | United Kingdom | UKL2 | COMMISSIONED |  |  | Seawater | Once-through | 132.48 | 0.91
48WSTN000ABTHGTK | 48W100000ABTH8GN | ABTHGT | ABTH8G | 51 | 17 | Fossil Oil | 51.387 | -3.407 | United Kingdom | UKL2 | COMMISSIONED |  |  | Seawater | Air Cooling | 0.1 | 0.1
48WSTN000ABTHGTK | 48W000000ABTH7G2 | ABTHGT | ABTH7G | 51 | 17 | Fossil Oil | 51.387 | -3.407 | United Kingdom | UKL2 | COMMISSIONED |  |  | Seawater | Air Cooling | 0.1 | 0.1
48WSTN00000STAYA | 48W000000STAY-2W | STAY | STAY-2 | 1828 | 457 | Fossil Gas | 53.078 | -0.865 | United Kingdom | UKF1 | COMMISSIONED | 2011 |  | Freshwater | Mechanical Draught Tower | 0.96 | 0.78
48WSTN00000STAYA | 48W000000STAY-1Y | STAY | STAY-1 | 1828 | 457 | Fossil Gas | 53.078 | -0.865 | United Kingdom | UKF1 | COMMISSIONED | 2011 |  | Freshwater | Mechanical Draught Tower | 0.96 | 0.78
48WSTN00000STAYA | 48W000000STAY-4S | STAY | STAY-4 | 1828 | 457 | Fossil Gas | 53.078 | -0.865 | United Kingdom | UKF1 | COMMISSIONED | 2011 |  | Freshwater | Mechanical Draught Tower | 0.96 | 0.78
48WSTN00000STAYA | 48W000000STAY-3U | STAY | STAY-3 | 1828 | 457 | Fossil Gas | 53.078 | -0.865 | United Kingdom | UKF1 | COMMISSIONED | 2011 |  | Freshwater | Mechanical Draught Tower | 0.96 | 0.78
48WSTN00000CORBV | 48W000000CORB-1Z | CORB | CORB-1 | 401 | 401 | Fossil Gas | 52.51 | -0.681 | United Kingdom | UKF2 | COMMISSIONED | 1994 |  | Freshwater | Air Cooling | 0.01 | 0.01
48WSTN00000FFESK | 48W000000FFES-1S | FFES | FFES-1 | 384 | 96 | Hydro Pumped Storage | 53.118 | -4.103 | United Kingdom | UKL1 | COMMISSIONED | 1961 |  | Freshwater
48WSTN00000FFESK | 48W000000FFES-4M | FFES | FFES-4 | 384 | 96 | Hydro Run-of-river and poundage | 53.118 | -4.103 | United Kingdom | UKL1 | COMMISSIONED | 1961 |  | Freshwater
48WSTN00000FFESK | 48W000000FFES-2Q | FFES | FFES-2 | 384 | 96 | Hydro Run-of-river and poundage | 53.118 | -4.103 | United Kingdom | UKL1 | COMMISSIONED | 1961 |  | Freshwater
48WSTN00000FFESK | 48W000000FFES-3O | FFES | FFES-3 | 384 | 96 | Hydro Run-of-river and poundage | 53.118 | -4.103 | United Kingdom | UKL1 | COMMISSIONED | 1961 |  | Freshwater
48WSTN1000BABAWQ | 48W00000BABAW-13 | BABAW | BABAW-1 | 52 | 52 | Wind Onshore | 58.568 | -3.677 | United Kingdom | UKM6 | COMMISSIONED |  |  | None |  | 0 | 0
48WSTN0000DALSW4 | 48W00000DALSW-1M | DALSW | DALSW-1 | 30 | 30 | Wind Onshore | 55.184 | -3.651 | United Kingdom | UKM9 | COMMISSIONED |  |  | None |  | 0 | 0
48WSTN000FERR-GE | 48W00000FERR-8GM | FERR-G | FERR-8G | 34 | 17 | Fossil Gas | 53.717 | -1.282 | United Kingdom | UKE4 | decommissioned |  | 2015 | Freshwater | Natural Draught Tower | 0.96 | 0.78
48WSTN000FERR-GE | 48W00000FERR-5GV | FERR-G | FERR-5G | 34 | 17 | Fossil Gas | 53.717 | -1.282 | United Kingdom | UKE4 | decommissioned |  | 2015 | Freshwater | Natural Draught Tower | 0.96 | 0.78
48WSTN0000CRYRBT | 48W00000CRYRW-2L | CRYRB | CRYRW-2 | 200 | 200 | Wind Onshore | 55.913 | -2.546 | United Kingdom | UKM7 | COMMISSIONED |  |  | None |  | 0 | 0
48WSTN0000TANGWA | 48W00000TANGW-1G | TANGW | TANGW-1 | 13 | 13 | Wind Onshore | 55.495 | -5.667 | United Kingdom | UKM6 | COMMISSIONED |  |  | None |  | 0 | 0
48WSTN00000USKMZ | 48W00000USKM-13T | USKM | USKM-13 | 363 | 121 | Fossil Hard coal | 51.547 | -2.965 | United Kingdom | UKL2 | COMMISSIONED | 1959 |  | Seawater | Mechanical Draught Tower | 2.22 | 1.81
48WSTN00000USKMZ | 48W00000USKM-14R | USKM | USKM-14 | 363 | 121 | Fossil Hard coal | 51.547 | -2.965 | United Kingdom | UKL2 | COMMISSIONED | 1959 |  | Seawater | Mechanical Draught Tower | 2.22 | 1.81
48WSTN00000USKMZ | 48W00000USKM-15P | USKM | USKM-15 | 363 | 121 | Fossil Hard coal | 51.547 | -2.965 | United Kingdom | UKL2 | COMMISSIONED | 1959 |  | Seawater | Mechanical Draught Tower | 2.22 | 1.81
48WSTN00000HUNBV | 48W000000HUNB-87 | HUNB | HUNB-8 | 1320 | 660 | Nuclear | 55.723 | -4.894 | United Kingdom | UKM9 | COMMISSIONED | 1976 |  | Seawater | Once-through | 167.87 | 1.02
48WSTN00000HUNBV | 48W000000HUNB-79 | HUNB | HUNB-7 | 1320 | 660 | Nuclear | 55.723 | -4.894 | United Kingdom | UKM9 | COMMISSIONED | 1977 |  | Seawater | Once-through | 167.87 | 1.02
48WSTN00000SFILV | 48W000000SFIL-1J | SFIL | SFIL-1 | 20 | 20 | Hydro Run-of-river and poundage | 56.401 | -4.122 | United Kingdom | UKM7 | COMMISSIONED |  |  | Freshwater
48WSTN0000GRAINU | 48W100000GRAI-6N | GRAIN | GRAI-6 | 1365 | 455 | Fossil Gas | 51.444 | 0.713 | United Kingdom | UKJ4 | COMMISSIONED | 2010 |  | Seawater | Once-through | 43.07 | 0.38
48WSTN0000GRAINU | 48W000000GRAI-8W | GRAIN | GRAI-8 | 1365 | 455 | Fossil Gas | 51.444 | 0.713 | United Kingdom | UKJ4 | COMMISSIONED | 2010 |  | Seawater | Once-through | 43.07 | 0.38
48WSTN0000GRAINU | 48W000000GRAI-7Y | GRAIN | GRAI-7 | 1365 | 455 | Fossil Gas | 51.444 | 0.713 | United Kingdom | UKJ4 | COMMISSIONED | 2010 |  | Seawater | Once-through | 43.07 | 0.38
48WSTN0000DRDGWO | 48W00000DRDGW-1B | DRDGW | DRDGW-1 | 32 | 32 | Wind Onshore | 56.622 | -3.232 | United Kingdom | UKM7 | COMMISSIONED |  |  | None |  | 0 | 0
48WSTN000LBAR-G1 | 48W00000LBAR-1G7 | LBAR-G | LBAR-1G | 17 | 17 | Fossil Oil | 52.205 | -0.267 | United Kingdom | UKH2 | COMMISSIONED | 2006 |  | Freshwater | Air Cooling | 0.1 | 0.1
48WSTN00000SHOSS | 48W000000SHOS-1N | SHOS | SHOS-1 | 420 | 420 | Fossil Gas | 50.83 | -0.232 | United Kingdom | UKJ2 | COMMISSIONED |  |  | Seawater | Once-through | 43.07 | 0.38
48WSTN00000BRYPC | 48W000000BRYP-17 | BRYP | BRYP-1 | 245 | 245 | Fossil Gas | 51.409 | -3.229 | United Kingdom | UKL2 | COMMISSIONED | 1998 |  | Seawater | Air Cooling | 0.01 | 0.01
48WSTN00000FOYEQ | 48W000000FOYE-22 | FOYE | FOYE-2 | 320 | 160 | Hydro Run-of-river and poundage | 57.246 | -4.49 | United Kingdom | UKM6 | COMMISSIONED | 1974 |  | Freshwater
48WSTN00000FOYEQ | 48W000000FOYE-14 | FOYE | FOYE-1 | 320 | 160 | Hydro Run-of-river and poundage | 57.246 | -4.49 | United Kingdom | UKM6 | COMMISSIONED | 1974 |  | Freshwater
48WSTN00000PEHEU | 48W000000PEHE-15 | PEHE | PEHE-1 | 1840 | 1180 | Fossil Gas | 57.478 | -1.788 | United Kingdom | UKM5 | COMMISSIONED | 1899 |  | Seawater | Once-through | 43.07 | 0.38
48WSTN00000PEHEU | 48W000000PEHE-23 | PEHE | PEHE-2 | 1840 | 660 | Fossil Gas | 57.478 | -1.788 | United Kingdom | UKM5 | COMMISSIONED | 1899 |  | Seawater | Once-through | 43.07 | 0.38
48WSTN0000ARCHW6 | 48W10000ARCHW-1N | ARCHW | ARCHW-1 | 120 | 120 | Wind Onshore | 55.069 | -4.797 | United Kingdom | UKM9 | COMMISSIONED |  |  | None |  | 0 | 0
48WSTN0000DEUCWX | 48W00000DEUCW-1K | DEUCW | DEUCW-1 | 16 | 16 | Wind Onshore | 55.629 | -5.544 | United Kingdom | UKM6 | COMMISSIONED |  |  | None |  | 0 | 0
48WSTN0000ABTHBN | 48W0000000ABTH8W | ABTHB | ABTH8 | 1590 | 535 | Fossil Hard coal | 51.387 | -3.407 | United Kingdom | UKL2 | COMMISSIONED | 1971 |  | Seawater | Once-through | 137.59 | 0.95
48WSTN0000ABTHBN | 48W0000000ABTH9U | ABTHB | ABTH9 | 1590 | 520 | Fossil Hard coal | 51.387 | -3.407 | United Kingdom | UKL2 | COMMISSIONED | 1971 |  | Seawater | Once-through | 137.59 | 0.95
48WSTN0000ABTHBN | 48W0000000ABTH7Y | ABTHB | ABTH7 | 1590 | 535 | Fossil Hard coal | 51.387 | -3.407 | United Kingdom | UKL2 | COMMISSIONED | 1971 |  | Seawater | Once-through | 137.59 | 0.95
48WSTN00000GRUBR | 48W000000GRUB-29 | GRUB | GRUB-2 | 34 | 17 | Hydro Run-of-river and poundage | 57.65 | -5.413 | United Kingdom | UKM6 | COMMISSIONED |  |  | Freshwater
48WSTN00000GRUBR | 48W000000GRUB-1B | GRUB | GRUB-1 | 34 | 17 | Hydro Run-of-river and poundage | 57.65 | -5.413 | United Kingdom | UKM6 | COMMISSIONED |  |  | Freshwater
48WSTN0000CACON2 | 48W000000LUIC-2C | CACON | LUIC-2 | 89 | 18 | Hydro Run-of-river and poundage | 57.575 | -4.694 | United Kingdom | UKM6 | COMMISSIONED |  |  | Freshwater
48WSTN0000CACON2 | 48W000000LUIC-1E | CACON | LUIC-1 | 89 | 18 | Hydro Run-of-river and poundage | 57.575 | -4.694 | United Kingdom | UKM6 | COMMISSIONED |  |  | Freshwater
48WSTN0000CACON2 | 48W000000MOSS-13 | CACON | MOSS-1 | 89 | 7 | Hydro Run-of-river and poundage | 57.759 | -4.802 | United Kingdom | UKM6 | COMMISSIONED |  |  | Freshwater
48WSTN0000CACON2 | 48W000000MOSS-21 | CACON | MOSS-2 | 89 | 12 | Hydro Run-of-river and poundage | 57.759 | -4.802 | United Kingdom | UKM6 | COMMISSIONED |  |  | Freshwater
48WSTN0000CACON2 | 48W000000TORA-1V | CACON | TORA-1 | 89 | 8 | Hydro Run-of-river and poundage | 57.64 | -4.747 | United Kingdom | UKM6 | COMMISSIONED |  |  | Freshwater
48WSTN0000CACON2 | 48W000000TORA-2T | CACON | TORA-2 | 89 | 8 | Hydro Run-of-river and poundage | 57.64 | -4.747 | United Kingdom | UKM6 | COMMISSIONED |  |  | Freshwater
48WSTN0000CACON2 | 48W000000ORRI-1G | CACON | ORRI-1 | 89 | 18 | Hydro Run-of-river and poundage | 57.612 | -4.567 | United Kingdom | UKM6 | COMMISSIONED |  |  | Freshwater
48WSTN00000INDQH | 48W000000INDQ-19 | INDQ | INDQ-1 | 140 | 140 | Fossil Gas | 50.396 | -4.9 | United Kingdom | UKK3 | COMMISSIONED | 1996 |  | Freshwater | Air Cooling | 0.01 | 0.01
48WSTN0000SHBABF | 48W000000SHBA-2A | SHBAB | SHBA-2 | 580 | 580 | Fossil Gas | 53.602 | -0.145 | United Kingdom | UKE1 | COMMISSIONED | 1999 |  | Seawater | Once-through | 43.07 | 0.38
48WSTN000KEADGT6 | 48W0000KEADGT-3O | KEADGT | KEADGT-3 | 30 | 30 | Fossil Gas | 53.594 | -0.75 | United Kingdom | UKE1 | COMMISSIONED | 1996 |  | Freshwater | Once-through | 43.07 | 0.38
48WSTN00000STCRI | 48W000000STCR-1F | STCR | STCR-1 | 45 | 45 | Biomass | 55.152 | -3.379 | United Kingdom | UKM9 | COMMISSIONED |  |  | Freshwater | Air Cooling | 1.7 | 0.13
48WSTN0000KLGLWM | 48W00000KLGLW-1S | KLGLW | KLGLW-1 | 228 | 228 | Wind Onshore | 54.988 | -4.802 | United Kingdom | UKM9 | COMMISSIONED |  |  | None |  | 0 | 0
48WSTN0000BOWLWY | 48W00000BOWLW-1K | BOWLW | BOWLW-1 | 90 | 90 | Wind Offshore | 53.991 | -3.298 | United Kingdom | UKD1 | COMMISSIONED |  |  | None |  | 0 | 0
48WSTN1000NOVAWQ | 48W00000NOVAW-1M | NOVAW | NOVAW-1 | 17 | 17 | Wind Onshore | 57.71 | -4.427 | United Kingdom | UKM6 | COMMISSIONED |  |  | None |  | 0 | 0
48WSTN1000NOVAWQ | 48W00000NOVAW-2K | NOVAW | NOVAW-2 | 17 | 36 | Wind Onshore | 57.71 | -4.427 | United Kingdom | UKM6 | COMMISSIONED |  |  | None |  | 0 | 0
48WSTN000TAYL-G3 | 48W000000TAYL2GY | TAYL-G | TAYL2G | 144 | 72 | Fossil Gas | 51.546 | -0.258 | United Kingdom | UKI7 | COMMISSIONED | 1979 |  | Freshwater | Air Cooling | 0.01 | 0.01
48WSTN000TAYL-G3 | 48W000000TAYL3GV | TAYL-G | TAYL3G | 144 | 72 | Fossil Gas | 51.546 | -0.258 | United Kingdom | UKI7 | COMMISSIONED | 1981 |  | Freshwater | Air Cooling | 0.01 | 0.01
48WSTN0000SANDWP | 48W00000SANDW-12 | SANDW | SANDW-1 | 8 | 8 | Wind Onshore | 59.189 | -2.692 | United Kingdom | UKM6 | COMMISSIONED |  |  | None |  | 0 | 0
48WSTN0000BRBEOT | 48W00000BRBEO-17 | BRBEO | BRBEO-1 | 254 | 254 | Wind Offshore | 53.48 | -3.27 | United Kingdom | UKD7 | COMMISSIONED |  |  | None |  | 0 | 0
48WSTN0000DIDCBC | 48W000000DIDCB5C | DIDCB | DIDCB5 | 1490 | 780 | Fossil Gas | 51.622 | -1.261 | United Kingdom | UKJ1 | COMMISSIONED | 1997 |  | Freshwater | Mechanical Draught Tower | 0.96 | 0.78
48WSTN0000DIDCBC | 48W000000DIDCB6A | DIDCB | DIDCB6 | 1490 | 710 | Fossil Gas | 51.622 | -1.261 | United Kingdom | UKJ1 | COMMISSIONED | 1997 |  | Freshwater | Mechanical Draught Tower | 0.96 | 0.78
48WSTN0000PNYCWB |  | Pen Y Cymoedd | NA | 228 | 228 | Wind Onshore | 51.656 | -3.696 | United Kingdom | UKL1 | COMMISSIONED |  |  | None |  | 0 | 0
48WSTN0000HADHW8 | 48W00000HADHW-1J | HADHW | HADHW-1 | 130 | 130 | Wind Onshore | 55.257 | -4.732 | United Kingdom | UKM9 | COMMISSIONED |  |  | None |  | 0 | 0
48WSTN0000CAGARK | 48W000000INGA-1L | CAGAR | INGA-1 | 39 | 20 | Hydro Run-of-river and poundage | 57.072 | -4.774 | United Kingdom | UKM6 | COMMISSIONED |  |  | Freshwater
48WSTN0000CAGARK | 48W100000QUOI-1N | CAGAR | QUOI-1 | 39 | 19 | Hydro Run-of-river and poundage | 57.078 | -5.181 | United Kingdom | UKM6 | COMMISSIONED |  |  | Freshwater
48WSTN0000GLOFWW | 48W00000GLOFW-15 | GLOFW | GLOFW-1 | 26 | 26 | Wind Onshore | 57.425 | -2.636 | United Kingdom | UKM5 | COMMISSIONED |  |  | None |  | 0 | 0
48WSTN0000CAUSWB | 48W00000CAUSW-1D | CAUSW | CAUSW-1 | 48 | 48 | Wind Onshore | 58.443 | -3.085 | United Kingdom | UKM6 | COMMISSIONED |  |  | None |  | 0 | 0
48WSTN000FIDL-GA | 48W00000FIDL-2GF | FIDL-G | FIDL-2G | 34 | 17 | Fossil Gas | 53.373 | -2.688 | United Kingdom | UKD6 | COMMISSIONED |  |  | Freshwater | Air Cooling | 0.01 | 0.01
48WSTN000FIDL-GA | 48W00000FIDL-3GC | FIDL-G | FIDL-3G | 34 | 17 | Fossil Gas | 53.373 | -2.688 | United Kingdom | UKD6 | COMMISSIONED |  |  | Freshwater | Natural Draught Tower | 0.96 | 0.78
48WSTN00000CARRI | 48W000000CARR-1I | CARR | CARR-1 | 910 | 455 | Fossil Gas | 53.436 | -2.408 | United Kingdom | UKF3 | COMMISSIONED | 2016 |  | Freshwater | Air Cooling | 0.01 | 0.01
48WSTN00000CARRI | 48W000000CARR-2G | CARR | CARR-2 | 910 | 455 | Fossil Gas | 53.436 | -2.408 | United Kingdom | UKF3 | COMMISSIONED | 2016 |  | Freshwater | Air Cooling | 0.01 | 0.01
48WSTN0000STLGW3 | 48W00000STLGW-1E | STLGW | STLGW-1 | 225 | 75 | Wind Offshore | 57.127 | -4.526 | United Kingdom | UKM6 | COMMISSIONED |  |  | None |  | 0 | 0
48WSTN0000STLGW3 | 48W00000STLGW-2C | STLGW | STLGW-2 | 225 | 75 | Wind Offshore | 57.127 | -4.526 | United Kingdom | UKM6 | COMMISSIONED |  |  | None |  | 0 | 0
48WSTN0000STLGW3 | 48W00000STLGW-3A | STLGW | STLGW-3 | 225 | 75 | Wind Offshore | 57.127 | -4.526 | United Kingdom | UKM6 | COMMISSIONED |  |  | None |  | 0 | 0
48WSTN0000WBURB5 | 48W00000WBURB-27 | WBURB | WBURB-2 | 1360 | 460 | Fossil Gas | 53.361 | -0.812 | United Kingdom | UKF1 | COMMISSIONED | 2012 |  | Freshwater | Mechanical Draught Tower | 0.96 | 0.78
48WSTN0000WBURB5 | 48W00000WBURB-19 | WBURB | WBURB-1 | 1360 | 450 | Fossil Gas | 53.361 | -0.812 | United Kingdom | UKF1 | COMMISSIONED | 2012 |  | Freshwater | Mechanical Draught Tower | 0.96 | 0.78
48WSTN0000WBURB5 | 48W00000WBURB-35 | WBURB | WBURB-3 | 1360 | 450 | Fossil Gas | 53.361 | -0.812 | United Kingdom | UKF1 | COMMISSIONED | 2012 |  | Freshwater | Mechanical Draught Tower | 0.96 | 0.78
48WSTN00000FELLH | 48W000000FELL-1R | FELL | FELL-1 | 180 | 180 | Fossil Gas | 54.417 | -3.489 | United Kingdom | UKD1 | COMMISSIONED | 1899 |  | Seawater | Once-through | 43.07 | 0.38
48WSTN00000COSO2 | 48W000000COSO-1F | COSO | COSO-1 | 800 | 800 | Fossil Gas | 51.512 | 0.511 | United Kingdom | UKH3 | COMMISSIONED | 2001 |  | Seawater | Air Cooling | 0.01 | 0.01
48WSTN0000BURBWH | 48W00000BURBW-1L | BURBW | BURBW-1 | 90 | 90 | Wind Offshore | 53.488 | -3.185 | United Kingdom | UKD7 | COMMISSIONED |  |  | None |  | 0 | 0
48WSTN00000DNGBQ | 48W000000DNGB216 | DNGB | DNGB21 | 1320 | 660 | Nuclear | 50.913 | 0.964 | United Kingdom | UKJ4 | COMMISSIONED | 1965 |  | Seawater | Once-through | 167.87 | 1.02
48WSTN00000DNGBQ | 48W000000DNGB224 | DNGB | DNGB22 | 1320 | 660 | Nuclear | 50.913 | 0.964 | United Kingdom | UKJ4 | COMMISSIONED | 1985 |  | Seawater | Once-through | 167.87 | 1.02
48WSTN0000CLDNW2 | 48W00000CLDNW-1Q | CLDNW | CLDNW-1 | 108 | 108 | Wind Onshore | 55.442 | -3.543 | United Kingdom | UKM9 | COMMISSIONED |  |  | None |  | 0 | 0
48WSTN1000FDUNTQ | 48W00000FDUNT-15 | FDUNT | FDUNT-1 | 99 | 99 | Wind Onshore | 52.757 | 0.448 | United Kingdom | UKH1 | COMMISSIONED |  |  | None |  | 0 | 0
48WSTN0000WBUGT2 | 48W00000WBUGT-4N | WBUGT | WBUGT-4 | 40 | 20 | Fossil Gas | 53.361 | -0.812 | United Kingdom | UKF1 | COMMISSIONED |  |  | Freshwater | Air Cooling | 0.01 | 0.01
48WSTN0000WBUGT2 | 48W00000WBUGT-1T | WBUGT | WBUGT-1 | 40 | 20 | Fossil Gas | 53.361 | -0.812 | United Kingdom | UKF1 | COMMISSIONED |  |  | Freshwater | Air Cooling | 0.01 | 0.01
48WSTN0000SHRSW3 | 48W00000SHRSO-2W | SHRSW | SHRSO-2 | 314 | 157 | Wind Onshore | 53.135 | 1.148 | United Kingdom | UKH1 | COMMISSIONED |  |  | None |  | 0 | 0
48WSTN0000SHRSW3 | 48W00000SHRSO-1Y | SHRSW | SHRSO-1 | 314 | 157 | Wind Onshore | 53.135 | 1.148 | United Kingdom | UKH1 | COMMISSIONED |  |  | None |  | 0 | 0
48WSTN000LITT-G4 | 48W000000LITT3GW | LITT-G | LITT3G | 105 | 35 | Fossil Oil | 51.467 | 0.242 | United Kingdom | UKJ4 | decommissioned | 1982 | 2015 | Freshwater | Once-through | 132.48 | 0.91
48WSTN000LITT-G4 | 48W000000LITT2GZ | LITT-G | LITT2G | 105 | 35 | Fossil Oil | 51.467 | 0.242 | United Kingdom | UKJ4 | decommissioned | 1982 | 2015 | Freshwater | Air Cooling | 0.1 | 0.1
48WSTN000LITT-G4 | 48W000000LITT1G1 | LITT-G | LITT1G | 105 | 35 | Fossil Oil | 51.467 | 0.242 | United Kingdom | UKJ4 | decommissioned | 1982 | 2015 | Freshwater | Air Cooling | 0.1 | 0.1
48WSTN00000SUTBW | 48W000000SUTB-1P | SUTB | SUTB-1 | 819 | 819 | Fossil Gas | 52.757 | 0.192 | United Kingdom | UKF3 | COMMISSIONED | 1999 |  | Freshwater | Air Cooling | 0.01 | 0.01
48WSTN00000INAWE | 48W000000INAW-10 | INAW | INAW-1 | 25 | 25 | Hydro Run-of-river and poundage | 57.036 | -5.681 | United Kingdom | UKM6 | COMMISSIONED | 1963 |  | Freshwater
48WSTN00000MRWDO | 48W000000MRWD-1P | MRWD | MRWD-1 | 920 | 920 | Fossil Gas | 50.898 | -1.438 | United Kingdom | UKJ3 | COMMISSIONED | 2009 |  | Seawater | Once-through | 43.07 | 0.38
48WSTN0000WBUPSE | 48W00000WBUPS-1P | WBUPS | WBUPS-1 | 2012 | 503 | Fossil Hard coal | 53.361 | -0.812 | United Kingdom | UKF1 | COMMISSIONED |  |  | Freshwater | Natural Draught Tower | 2.22 | 1.81
48WSTN0000WBUPSE | 48W00000WBUPS-2N | WBUPS | WBUPS-2 | 2012 | 503 | Fossil Hard coal | 53.361 | -0.812 | United Kingdom | UKF1 | COMMISSIONED |  |  | Freshwater | Natural Draught Tower | 2.22 | 1.81
48WSTN0000WBUPSE | 48W00000WBUPS-3L | WBUPS | WBUPS-3 | 2012 | 503 | Fossil Hard coal | 53.361 | -0.812 | United Kingdom | UKF1 | COMMISSIONED |  |  | Freshwater | Natural Draught Tower | 2.22 | 1.81
48WSTN0000WBUPSE | 48W00000WBUPS-4J | WBUPS | WBUPS-4 | 2012 | 503 | Fossil Hard coal | 53.361 | -0.812 | United Kingdom | UKF1 | COMMISSIONED |  |  | Freshwater | Natural Draught Tower | 2.22 | 1.81
48WSTN0000WLNYWV | 48W00000WLNYW-1A | WLNYW | WLNYW-1 | 366 | 183 | Wind Offshore | 54.039 | -3.516 | United Kingdom | UKD1 | COMMISSIONED |  |  | None |  | 0 | 0
48WSTN0000WLNYWV | 48W00000WLNYO-23 | WLNYW | WLNYO-2 | 366 | 183 | Wind Offshore | 54.081 | -3.609 | United Kingdom | UKD1 | COMMISSIONED |  |  | None |  | 0 | 0
48WSTN00000HRTL5 | 48W000000HRTL-16 | HRTL | HRTL-1 | 1332 | 666 | Nuclear | 54.636 | -1.182 | United Kingdom | UKC1 | COMMISSIONED | 1989 |  | Seawater | Once-through | 167.87 | 1.02
48WSTN00000HRTL5 | 48W000000HRTL-24 | HRTL | HRTL-2 | 1332 | 666 | Nuclear | 54.636 | -1.182 | United Kingdom | UKC1 | COMMISSIONED | 1989 |  | Seawater | Once-through | 167.87 | 1.02
48WSTN00000NANT8 | 48W000000NANT-1R | NANT | NANT-1 | 15 | 15 | Hydro Run-of-river and poundage | 55.985 | -4.821 | United Kingdom | UKM8 | COMMISSIONED | 1963 |  | Freshwater
48WSTN000DIDCGTK | 48W00000DIDC04GT | DIDCGT | DIDC04G | 100 | 25 | Fossil Oil | 51.622 | -1.261 | United Kingdom | UKJ1 | COMMISSIONED | 1968 |  | Freshwater | Mechanical Draught Tower | 4.55 | 3.13
48WSTN000DIDCGTK | 48W00000DIDC03GW | DIDCGT | DIDC03G | 100 | 25 | Fossil Oil | 51.622 | -1.261 | United Kingdom | UKJ1 | COMMISSIONED | 1968 |  | Freshwater | Mechanical Draught Tower | 4.55 | 3.13
48WSTN000DIDCGTK | 48W00000DIDC02GZ | DIDCGT | DIDC02G | 100 | 25 | Fossil Oil | 51.622 | -1.261 | United Kingdom | UKJ1 | COMMISSIONED | 1968 |  | Freshwater | Mechanical Draught Tower | 4.55 | 3.13
48WSTN000DIDCGTK | 48W00000DIDC01G1 | DIDCGT | DIDC01G | 100 | 25 | Fossil Oil | 51.622 | -1.261 | United Kingdom | UKJ1 | COMMISSIONED | 1968 |  | Freshwater | Mechanical Draught Tower | 4.55 | 3.13
48WSTN0000MINSWD | 48W00000MINSW-1U | MINSW | MINSW-1 | 38 | 38 | Wind Onshore | 55.122 | -3.353 | United Kingdom | UKM9 | COMMISSIONED |  |  | None |  | 0 | 0
48WSTN0000CNQPSG | 48W00000CNQPS-1E | CNQPS | CNQPS-1 | 1500 | 375 | Fossil Gas | 53.227 | -3.074 | United Kingdom | UKL2 | COMMISSIONED | 1997 |  | Seawater | Mechanical Draught Tower | 0.96 | 0.78
48WSTN0000CNQPSG | 48W00000CNQPS-2C | CNQPS | CNQPS-2 | 1500 | 375 | Fossil Gas | 53.227 | -3.074 | United Kingdom | UKL2 | COMMISSIONED | 1997 |  | Seawater | Mechanical Draught Tower | 0.96 | 0.78
48WSTN0000CNQPSG | 48W00000CNQPS-3A | CNQPS | CNQPS-3 | 1500 | 375 | Fossil Gas | 53.227 | -3.074 | United Kingdom | UKL2 | COMMISSIONED | 1997 |  | Seawater | Mechanical Draught Tower | 0.96 | 0.78
48WSTN0000CNQPSG | 48W00000CNQPS-48 | CNQPS | CNQPS-4 | 1500 | 375 | Fossil Gas | 53.227 | -3.074 | United Kingdom | UKL2 | COMMISSIONED | 1997 |  | Seawater | Mechanical Draught Tower | 0.96 | 0.78
48WSTN10000GRAIQ | 48W000000GRAI-19 | GRAI | GRAI-1 | 1350 | 675 | Fossil Oil | 51.444 | 0.713 | United Kingdom | UKJ4 | decommissioned | 1979 | 2012 | Seawater | Once-through | 132.48 | 0.91
48WSTN10000GRAIQ | 48W000000GRAI-43 | GRAI | GRAI-4 | 1350 | 675 | Fossil Oil | 51.444 | 0.713 | United Kingdom | UKJ4 | decommissioned | 1979 | 2012 | Seawater | Once-through | 132.48 | 0.91
48WSTN00000FIDLP | 48W000000FIDL-40 | FIDL | FIDL-4 | 1961 | 506 | Fossil Hard coal | 53.373 | -2.688 | United Kingdom | UKD6 | COMMISSIONED | 1971 |  | Freshwater | Natural Draught Tower | 2.22 | 1.81
48WSTN00000FIDLP | 48W000000FIDL-24 | FIDL | FIDL-2 | 1961 | 485 | Fossil Hard coal | 53.373 | -2.688 | United Kingdom | UKD6 | COMMISSIONED | 1971 |  | Freshwater | Natural Draught Tower | 2.22 | 1.81
48WSTN00000FIDLP | 48W000000FIDL-16 | FIDL | FIDL-1 | 1961 | 485 | Fossil Hard coal | 53.373 | -2.688 | United Kingdom | UKD6 | COMMISSIONED | 1971 |  | Freshwater | Natural Draught Tower | 2.22 | 1.81
48WSTN00000FIDLP | 48W000000FIDL-32 | FIDL | FIDL-3 | 1961 | 485 | Fossil Hard coal | 53.373 | -2.688 | United Kingdom | UKD6 | COMMISSIONED | 1971 |  | Freshwater | Natural Draught Tower | 2.22 | 1.81
48WSTN0000RYHPSI | 48W00000RYHPS-1J | RYHPS | RYHPS-1 | 715 | 715 | Fossil Gas | 51.762 | 0.009 | United Kingdom | UKH2 | COMMISSIONED | 1993 |  | Freshwater | Air Cooling | 0.01 | 0.01
48WSTN0000GLNDOL | 48W00000GLNDO-1G | GLNDO | GLNDO-1 | 100 | 100 | Hydro Run-of-river and poundage | 57.144 | -4.659 | United Kingdom | UKM6 | COMMISSIONED | 2008 |  | Freshwater
48WSTN000LITT-DA | 48W000000LITTD3S | LITT-D | LITTD3 | 1370 | 0 | Fossil Oil | 51.467 | 0.242 | United Kingdom | UKJ4 | decommissioned | 1982 | 2015 | Freshwater | Once-through | 132.48 | 0.91
48WSTN000LITT-DA | 48W000000LITTD1W | LITT-D | LITTD1 | 1370 | 685 | Fossil Oil | 51.467 | 0.242 | United Kingdom | UKJ4 | decommissioned | 1982 | 2015 | Freshwater | Once-through | 132.48 | 0.91
48WSTN000LITT-DA | 48W000000LITTD2U | LITT-D | LITTD2 | 1370 | 685 | Fossil Oil | 51.467 | 0.242 | United Kingdom | UKJ4 | decommissioned | 1982 | 2015 | Freshwater | Once-through | 132.48 | 0.91
48WSTN0000RMPNON | 48W00000RMPNO-25 | RMPNO | RMPNO-2 | 400 | 200 | Wind Offshore | 50.64 | -0.18 | United Kingdom | UKJ2 | COMMISSIONED |  |  | None |  | 0 | 0
48WSTN0000RMPNON | 48W00000RMPNO-17 | RMPNO | RMPNO-1 | 400 | 200 | Wind Offshore | 50.64 | -0.18 | United Kingdom | UKJ2 | COMMISSIONED |  |  | None |  | 0 | 0
48WSTN0000HMGTOR | 48W00000HMGTO-10 | HMGTO | HMGTO-1 | 219 | 108 | Wind Offshore | 53.387 | 0.501 | United Kingdom | UKF3 | COMMISSIONED |  |  | None |  | 0 | 0
48WSTN0000HMGTOR | 48W00000HMGTO-2Z | HMGTO | HMGTO-2 | 219 | 111 | Wind Offshore | 53.387 | 0.501 | United Kingdom | UKF3 | COMMISSIONED |  |  | None |  | 0 | 0
48WSTN0000EARBWP | 48W00000EARBW-1Q | EARBW | EARBW-1 | 35 | 35 | Wind Onshore | 56.071 | -4.096 | United Kingdom | UKM7 | COMMISSIONED |  |  | None |  | 0 | 0
48WSTN0000MILWW9 | 48W00000MILWW-1M | MILWW | MILWW-1 | 65 | 65 | Wind Onshore | 57.155 | -4.884 | United Kingdom | UKM6 | COMMISSIONED |  |  | None |  | 0 | 0
48WSTN00000FINLW | 48W000000FINL-1U | FINL | FINL-1 | 17 | 17 | Hydro Run-of-river and poundage | 56.244 | -4.216 | United Kingdom | UKM7 | COMMISSIONED | 1955 |  | Freshwater
48WSTN0000EGGPS5 | 48W00000EGGPS-4R | EGGPS | EGGPS-4 | 2100 | 525 | Fossil Hard coal | 53.714 | -1.125 | United Kingdom | UKE2 | COMMISSIONED | 1967 |  | Freshwater | Natural Draught Tower | 2.22 | 1.81
48WSTN0000EGGPS5 | 48W00000EGGPS-3T | EGGPS | EGGPS-3 | 2100 | 525 | Fossil Hard coal | 53.714 | -1.125 | United Kingdom | UKE2 | COMMISSIONED | 1967 |  | Freshwater | Natural Draught Tower | 2.22 | 1.81
48WSTN0000EGGPS5 | 48W00000EGGPS-2V | EGGPS | EGGPS-2 | 2100 | 525 | Fossil Hard coal | 53.714 | -1.125 | United Kingdom | UKE2 | COMMISSIONED | 1967 |  | Freshwater | Natural Draught Tower | 2.22 | 1.81
48WSTN0000EGGPS5 | 48W00000EGGPS-1X | EGGPS | EGGPS-1 | 2100 | 525 | Fossil Hard coal | 53.714 | -1.125 | United Kingdom | UKE2 | COMMISSIONED | 1967 |  | Freshwater | Natural Draught Tower | 2.22 | 1.81
48WSTN0000WLNY3F | 48W00000WLNYO-31 | WLNYW3 | WLNYO-3 | 330 | 330 | Wind Offshore | 54.09 | -3.74 | United Kingdom | UKD1 | COMMISSIONED |  |  | None |  | 0 | 0
48WSTN00000HUMR2 | 48W100000HUMR-1N | HUMR | HUMR-1 | 1240 | 1240 | Fossil Gas | 53.637 | -0.239 | United Kingdom | UKE1 | COMMISSIONED | 2004 |  | Seawater | Mechanical Draught Tower | 0.96 | 0.78
48WSTN0000WLNY4D | 48W00000WLNYO-4- | WLNYW4 | WLNYO-4 | 329 | 329 | Wind Offshore | 54.09 | -3.74 | United Kingdom | UKD1 | COMMISSIONED |  |  | None |  | 0 | 0
48WSTN000RATSGTB | 48W0000RATSGT-2V | RATSGT | RATSGT-2 | 34 | 17 | Fossil Gas | 52.862 | -1.25 | United Kingdom | UKF1 | COMMISSIONED |  |  | Freshwater | Natural Draught Tower | 0.96 | 0.78
48WSTN000RATSGTB | 48W0000RATSGT-4R | RATSGT | RATSGT-4 | 34 | 17 | Fossil Gas | 52.862 | -1.25 | United Kingdom | UKF1 | COMMISSIONED |  |  | Freshwater | Natural Draught Tower | 0.96 | 0.78
48WSTN00000LOCGL | 48W000000LOCG-1R | LOCG | LOCG-1 | 6 | 6 | Hydro Run-of-river and poundage | 56.07 | -5.329 | United Kingdom | UKM6 | COMMISSIONED |  |  | Freshwater
48WSTN00000DEEP3 | 48W000000DEEP-1N | DEEP | DEEP-1 | 260 | 260 | Fossil Gas | 53.214 | -2.984 | United Kingdom | UKL2 | COMMISSIONED | 1994 |  | Freshwater | Mechanical Draught Tower | 0.96 | 0.78
48WSTN0000CACLUY | 48W000000PITL-14 | CACLU | PITL-1 | 79 | 8 | Hydro Run-of-river and poundage | 56.749 | -3.874 | United Kingdom | UKM7 | COMMISSIONED |  |  | Freshwater
48WSTN0000CACLUY | 48W000000PITL-22 | CACLU | PITL-2 | 79 | 8 | Hydro Run-of-river and poundage | 56.749 | -3.874 | United Kingdom | UKM7 | COMMISSIONED |  |  | Freshwater
48WSTN0000CACLUY | 48W000000CLUN-3N | CACLU | CLUN-3 | 79 | 21 | Hydro Run-of-river and poundage | 57.55 | -2.617 | United Kingdom | UKM5 | COMMISSIONED |  |  | Freshwater
48WSTN0000CACLUY | 48W000000CLUN-1R | CACLU | CLUN-1 | 79 | 21 | Hydro Run-of-river and poundage | 57.55 | -2.617 | United Kingdom | UKM5 | COMMISSIONED |  |  | Freshwater
48WSTN0000CACLUY | 48W000000CLUN-2P | CACLU | CLUN-2 | 79 | 21 | Hydro Run-of-river and poundage | 57.55 | -2.617 | United Kingdom | UKM5 | COMMISSIONED |  |  | Freshwater
48WSTN00000BRGGA | 48W000000BRGG-1M | BRGG | BRGG-1 | 268 | 268 | Fossil Gas | 53.541 | -0.507 | United Kingdom | UKE1 | COMMISSIONED | 1993 |  | Freshwater | Air Cooling | 0.01 | 0.01
48WSTN00000SIZBP | 48W000000SIZB-2S | SIZB | SIZB-2 | 1320 | 660 | Nuclear | 52.214 | 1.62 | United Kingdom | UKH1 | COMMISSIONED | 1995 |  | Seawater | Once-through | 167.87 | 1.02
48WSTN00000SIZBP | 48W000000SIZB-1U | SIZB | SIZB-1 | 1320 | 660 | Nuclear | 52.214 | 1.62 | United Kingdom | UKH1 | COMMISSIONED | 1995 |  | Seawater | Once-through | 167.87 | 1.02
48WSTN00000FERRO | 48W000000FERR-36 | FERR | FERR-3 | 1960 | 490 | Fossil Hard coal | 53.717 | -1.282 | United Kingdom | UKE4 | decommissioned | 1966 | 2016 | Freshwater | Natural Draught Tower | 2.22 | 1.81
48WSTN00000FERRO | 48W000000FERR-44 | FERR | FERR-4 | 1960 | 490 | Fossil Hard coal | 53.717 | -1.282 | United Kingdom | UKE4 | decommissioned | 1966 | 2016 | Freshwater | Natural Draught Tower | 2.22 | 1.81
48WSTN00000FERRO | 48W000000FERR-28 | FERR | FERR-2 | 1960 | 490 | Fossil Hard coal | 53.717 | -1.282 | United Kingdom | UKE4 | decommissioned | 1966 | 2014 | Freshwater | Natural Draught Tower | 2.22 | 1.81
48WSTN00000FERRO | 48W000000FERR-1A | FERR | FERR-1 | 1960 | 490 | Fossil Hard coal | 53.717 | -1.282 | United Kingdom | UKE4 | decommissioned | 1966 | 2014 | Freshwater | Natural Draught Tower | 2.22 | 1.81
48WSTN00000FAWNX | 48W000000FAWN-1P | FAWN | FAWN-1 | 150 | 150 | Fossil Gas | 50.818 | -1.329 | United Kingdom | UKJ3 | COMMISSIONED |  |  | Seawater | Air Cooling | 0.01 | 0.01
48WSTN0000KILBWA | 48W00000KILBW-1W | KILBW | KILBW-1 | 67 | 67 | Wind Onshore | 58.04 | -4.059 | United Kingdom | UKM6 | COMMISSIONED |  |  | None |  | 0 | 0
48WSTN0000EDINWA | 48W10000EDINW-1N | EDINW | EDINW-1 | 42 | 42 | Wind Onshore | 57.469 | -6.432 | United Kingdom | UKM6 | COMMISSIONED |  |  | None |  | 0 | 0
48WSTN000KLYN-A4 | 48W0000KLYN-A-1G | KLYN-A | KLYN-A-1 | 340 | 340 | Fossil Gas | 52.727 | 0.38 | United Kingdom | UKH1 | COMMISSIONED | 1997 |  | Freshwater | Air Cooling | 0.01 | 0.01
48WSTN1000WHILWQ | 48W00000WHILW-1M | WHILW | WHILW-1 | 560 | 322 | Wind Onshore | 55.681 | -4.279 | United Kingdom | UKM8 | COMMISSIONED |  |  | None |  | 0 | 0
48WSTN1000WHILWQ | 48W00000WHILW-2K | WHILW | WHILW-2 | 560 | 238 | Wind Onshore | 55.677 | -4.287 | United Kingdom | UKM9 | COMMISSIONED |  |  | None |  | 0 | 0
48WSTN0000RHYFWK | 48W00000RHYFW-1X | RHYFW | RHYFW-1 | 90 | 90 | Wind Offshore | 53.284 | -3.582 | United Kingdom | UKL1 | COMMISSIONED |  |  | None |  | 0 | 0
48WSTN00000RRWWZ | 48W000000RRWW-1P | RRWW | RRWW-1 | 90 | 90 | Wind Offshore | 54.747 | -3.729 | United Kingdom | UKM9 | COMMISSIONED |  |  | None |  | 0 | 0
48WSTN0000HRSTWC | 48W00000HRSTW-19 | HRSTW | HRSTW-1 | 126 | 126 | Wind Onshore | 55.239 | -3.574 | United Kingdom | UKM9 | COMMISSIONED |  |  | None |  | 0 | 0
48WSTN0000GDSTWE | 48W00000GDSTW-14 | GDSTW | GDSTW-1 | 13 | 13 | Wind Onshore | 57.462 | -2.483 | United Kingdom | UKM5 | COMMISSIONED |  |  | None |  | 0 | 0
48WSTN00000COWEA | 48W0000000COWE21 | COWE | COWE2 | 100 | 50 | Fossil Oil | 50.834 | -1.377 | United Kingdom | UKJ3 | COMMISSIONED | 1982 |  | Seawater | Once-through | 132.48 | 0.91
48WSTN00000COWEA | 48W0000000COWE13 | COWE | COWE1 | 100 | 50 | Fossil Oil | 50.834 | -1.377 | United Kingdom | UKJ3 | COMMISSIONED | 1982 |  | Seawater | Once-through | 132.48 | 0.91
48WSTN0000CAKILT | 48W000000LOCH-2L | CAKIL | LOCH-2 | 61 | 23 | Hydro Run-of-river and poundage | 56.485 | -4.327 | United Kingdom | UKM7 | COMMISSIONED |  |  | Freshwater
48WSTN0000CAKILT | 48W000000LOCH-1N | CAKIL | LOCH-1 | 61 | 23 | Hydro Run-of-river and poundage | 56.485 | -4.327 | United Kingdom | UKM7 | COMMISSIONED |  |  | Freshwater
48WSTN0000CAKILT | 48W000000CASH-1G | CAKIL | CASH-1 | 61 | 11 | Hydro Run-of-river and poundage | 56.548 | -4.472 | United Kingdom | UKM7 | COMMISSIONED |  |  | Freshwater
48WSTN0000CAKILT | 48W000000LUBR-1Q | CAKIL | LUBR-1 | 61 | 4 | Hydro Run-of-river and poundage | 56.55 | -4.521 | United Kingdom | UKM7 | COMMISSIONED |  |  | Freshwater
48WSTN0000CAMORS | 48W000000CEAN-1L | CAMOR | CEAN-1 | 79 | 17 | Hydro Run-of-river and poundage | 57.153 | -4.932 | United Kingdom | UKM6 | COMMISSIONED |  |  | Freshwater
48WSTN0000CAMORS | 48W000000CEAN-2J | CAMOR | CEAN-2 | 79 | 4 | Hydro Run-of-river and poundage | 57.153 | -4.932 | United Kingdom | UKM6 | COMMISSIONED |  |  | Freshwater
48WSTN0000CAMORS | 48W000000LIVI-1Y | CAMOR | LIVI-1 | 79 | 18 | Hydro Run-of-river and poundage | 57.205 | -4.723 | United Kingdom | UKM6 | COMMISSIONED |  |  | Freshwater
48WSTN0000CAMORS | 48W000000GLEN-15 | CAMOR | GLEN-1 | 79 | 20 | Hydro Run-of-river and poundage | 57.153 | -4.932 | United Kingdom | UKM6 | COMMISSIONED |  |  | Freshwater
48WSTN0000CAMORS | 48W000000GLEN-23 | CAMOR | GLEN-2 | 79 | 20 | Hydro Run-of-river and poundage | 57.153 | -4.932 | United Kingdom | UKM6 | COMMISSIONED |  |  | Freshwater
48WSTN00000PEMBL | 48W00000PEMB-21Q | PEMB | PEMB-21 | 2305 | 465 | Fossil Gas | 51.684 | -5 | United Kingdom | UKL1 | COMMISSIONED | 2011 |  | Seawater | Once-through | 43.07 | 0.38
48WSTN00000PEMBL | 48W00000PEMB-11T | PEMB | PEMB-11 | 2305 | 465 | Fossil Gas | 51.684 | -5 | United Kingdom | UKL1 | COMMISSIONED | 2011 |  | Seawater | Once-through | 43.07 | 0.38
48WSTN00000PEMBL | 48W00000PEMB-51H | PEMB | PEMB-51 | 2305 | 465 | Fossil Gas | 51.684 | -5 | United Kingdom | UKL1 | COMMISSIONED | 2011 |  | Seawater | Once-through | 43.07 | 0.38
48WSTN00000PEMBL | 48W00000PEMB-41K | PEMB | PEMB-41 | 2305 | 445 | Fossil Gas | 51.684 | -5 | United Kingdom | UKL1 | COMMISSIONED | 2011 |  | Seawater | Once-through | 43.07 | 0.38
48WSTN00000PEMBL | 48W00000PEMB-31N | PEMB | PEMB-31 | 2305 | 465 | Fossil Gas | 51.684 | -5 | United Kingdom | UKL1 | COMMISSIONED | 2011 |  | Seawater | Once-through | 43.07 | 0.38
48WSTN00000SLOY0 | 48W000000SLOY-46 | SLOY | SLOY-4 | 153 | 33 | Hydro Run-of-river and poundage | 56.251 | -4.712 | United Kingdom | UKM8 | COMMISSIONED | 1950 |  | Freshwater
48WSTN00000SLOY0 | 48W000000SLOY-38 | SLOY | SLOY-3 | 153 | 40 | Hydro Run-of-river and poundage | 56.251 | -4.712 | United Kingdom | UKM8 | COMMISSIONED | 1950 |  | Freshwater
48WSTN00000SLOY0 | 48W000000SLOY-2A | SLOY | SLOY-2 | 153 | 40 | Hydro Run-of-river and poundage | 56.251 | -4.712 | United Kingdom | UKM8 | COMMISSIONED | 1950 |  | Freshwater
48WSTN00000SLOY0 | 48W000000SLOY-1C | SLOY | SLOY-1 | 153 | 40 | Hydro Run-of-river and poundage | 56.251 | -4.712 | United Kingdom | UKM8 | COMMISSIONED | 1950 |  | Freshwater
48WSTN0000GNFSWJ | 48W00000GNFSW-2F | GNFSW | GNFSW-2 | 165 | 65 | Wind Offshore | 51.731 | 1.218 | United Kingdom | UKH3 | COMMISSIONED |  |  | None |  | 0 | 0
48WSTN0000GNFSWJ | 48W00000GNFSW-1H | GNFSW | GNFSW-1 | 165 | 100 | Wind Offshore | 51.727 | 1.246 | United Kingdom | UKH3 | COMMISSIONED |  |  | None |  | 0 | 0
48WSTN00000TORNX | 48W000000TORN-1G | TORN | TORN-1 | 1370 | 685 | Nuclear | 55.968 | -2.409 | United Kingdom | UKM7 | COMMISSIONED | 1988 |  | Seawater | Once-through | 167.87 | 1.02
48WSTN00000TORNX | 48W000000TORN-2E | TORN | TORN-2 | 1370 | 685 | Nuclear | 55.968 | -2.409 | United Kingdom | UKM7 | COMMISSIONED | 1989 |  | Seawater | Once-through | 167.87 | 1.02
48WSTN0000CLDCWZ | 48W00000CLDCW-17 | CLDCW | CLDCW-1 | 112 | 112 | Wind Onshore | 55.504 | -3.548 | United Kingdom | UKM9 | COMMISSIONED |  |  | None |  | 0 | 0
48WSTN0000IRNPS9 | 48W00000IRNPS-2S | IRNPS | IRNPS-2 | 1000 | 500 | Fossil Hard coal | 52.63 | -2.513 | United Kingdom | UKG2 | COMMISSIONED | 1969 |  | Freshwater | Natural Draught Tower | 2.22 | 1.81
48WSTN0000IRNPS9 | 48W00000IRNPS-1U | IRNPS | IRNPS-1 | 1000 | 500 | Fossil Hard coal | 52.63 | -2.513 | United Kingdom | UKG2 | COMMISSIONED | 1970 |  | Freshwater | Natural Draught Tower | 2.22 | 1.81
48WSTN00000KEAD4 | 48W000000KEAD-15 | KEAD | KEAD-1 | 764 | 764 | Fossil Gas | 53.594 | -0.75 | United Kingdom | UKE1 | COMMISSIONED | 1996 |  | Freshwater | Once-through | 43.07 | 0.38
48WSTN0000FAARW2 | 48W00000FAARW-13 | FAARW | FAARW-1 | 140 | 70 | Wind Onshore | 57.334 | -4.103 | United Kingdom | UKM6 | COMMISSIONED |  |  | None |  | 0 | 0
48WSTN0000FAARW2 | 48W00000FAARW-21 | FAARW | FAARW-2 | 140 | 70 | Wind Onshore | 57.334 | -4.103 | United Kingdom | UKM6 | COMMISSIONED |  |  | None |  | 0 | 0
48WSTN0000TULWBN | 48W00000TULWW-2S | TULWB | TULWW-2 | 25 | 25 | Wind Onshore | 56.964 | -2.211 | United Kingdom | UKM5 | COMMISSIONED |  |  | None |  | 0 | 0
48WSTN0000GFLDW6 | 48W00000GFLDW-11 | GFLDW | GFLDW-1 | 32 | 32 | Wind Onshore | 53.666 | -0.889 | United Kingdom | UKE1 | COMMISSIONED |  |  | None |  | 0 | 0
48WSTN00000TUMBB | 48W000000TUMB-1G | TUMB | TUMB-1 | 40 | 20 | Hydro Run-of-river and poundage | 56.708 | -4.021 | United Kingdom | UKM7 | COMMISSIONED | 1933 |  | Freshwater
48WSTN00000TUMBB | 48W000000TUMB-2E | TUMB | TUMB-2 | 40 | 20 | Hydro Run-of-river and poundage | 56.708 | -4.021 | United Kingdom | UKM7 | COMMISSIONED | 1933 |  | Freshwater
48WSTN0000LNCSW1 | 48W00000LNCSW-3S | LNCSW | LNCSW-3 | 269 | 250 | Wind Offshore | 53.184 | 0.498 | United Kingdom | UKF3 | DECOMMISSIONED |  |  | None |  | 0 | 0
48WSTN0000LNCSW1 | 48W00000LNCSO-1R | LNCSW | LNCSO-1 | 269 | 129 | Wind Offshore | 53.184 | 0.498 | United Kingdom | UKF3 | COMMISSIONED |  |  | None |  | 0 | 0
48WSTN0000LNCSW1 | 48W00000LNCSO-2P | LNCSW | LNCSO-2 | 269 | 140 | Wind Offshore | 53.184 | 0.498 | United Kingdom | UKF3 | COMMISSIONED |  |  | None |  | 0 | 0
48WSTN00000ROOS5 | 48W000000ROOS-1P | ROOS | ROOS-1 | 229 | 229 | Fossil Gas | 54.105 | -3.19 | United Kingdom | UKD1 | COMMISSIONED | 1991 |  | Seawater | Once-through | 43.07 | 0.38
48WSTN00000SPLNF | 48W000000SPLN-1A | SPLN | SPLN-1 | 903 | 903 | Fossil Gas | 52.808 | -0.132 | United Kingdom | UKF3 | COMMISSIONED | 2004 |  | Freshwater | Air Cooling | 0.01 | 0.01
48WSTN0000PAUHW3 | 48W00000PAUHW-11 | PAUHW | PAUHW-1 | 70 | 70 | Wind Onshore | 57.446 | -3.476 | United Kingdom | UKM6 | COMMISSIONED |  |  | None |  | 0 | 0
48WSTN00000RANN0 | 48W000000RANN-3J | RANN | RANN-3 | 51 | 17 | Hydro Run-of-river and poundage | 56.633 | -4.367 | United Kingdom | UKM7 | COMMISSIONED | 1930 |  | Freshwater
48WSTN00000RANN0 | 48W000000RANN-2L | RANN | RANN-2 | 51 | 17 | Hydro Run-of-river and poundage | 56.633 | -4.367 | United Kingdom | UKM7 | COMMISSIONED | 1930 |  | Freshwater
48WSTN00000RANN0 | 48W000000RANN-1N | RANN | RANN-1 | 51 | 17 | Hydro Run-of-river and poundage | 56.633 | -4.367 | United Kingdom | UKM7 | COMMISSIONED | 1930 |  | Freshwater
48WSTN0000BOYNWK | 48W00000BOYNW-1Z | BOYNW | BOYNW-1 | 22 | 22 | Wind Onshore | 57.665 | -2.639 | United Kingdom | UKM5 | COMMISSIONED |  |  | None |  | 0 | 0
48WSTN000KILLPG5 | 48W0000KILLPG-1Q | KILLPG | KILLPG-1 | 1000 | 500 | Fossil Gas | 53.653 | -0.255 | United Kingdom | UKE1 | COMMISSIONED | 1993 |  | Seawater | Mechanical Draught Tower | 0.96 | 0.78
48WSTN000KILLPG5 | 48W0000KILLPG-2O | KILLPG | KILLPG-2 | 1000 | 500 | Fossil Gas | 53.653 | -0.255 | United Kingdom | UKE1 | COMMISSIONED | 1993 |  | Seawater | Mechanical Draught Tower | 0.96 | 0.78
48WSTN00000LAIGM | 48W000000LAIG-17 | LAIG | LAIG-1 | 0 | 6 | Hydro Run-of-river and poundage | 56.317 | -4.829 | United Kingdom | UKM6 | COMMISSIONED |  |  | Freshwater
48WSTN00000BLLAV | 48W000000BLLA-1K | BLLA | BLLA-1 | 134 | 134 | Wind Onshore | 55.762 | -3.763 | United Kingdom | UKM9 | COMMISSIONED |  |  | None |  | 0 | 0
48WSTN0000TDBNWM | 48W00000TDBNW-1W | TDBNW | TDBNW-1 | 28 | 28 | Wind Onshore | 55.769 | -2.877 | United Kingdom | UKM9 | COMMISSIONED |  |  | None |  | 0 | 0
48WSTN0000BHLAWZ | 48W00000BHLAW-15 | BHLAW | BHLAW-1 | 108 | 108 | Wind Offshore | 57.219 | -4.582 | United Kingdom | UKM6 | COMMISSIONED |  |  | None |  | 0 | 0
48WSTN00000LOAND | 48W000000LOAN-19 | LOAN | LOAN-1 | 2400 | 600 | Fossil Hard coal | 56.05 | -3.681 | United Kingdom | UKM7 | decommissioned | 1972 | 2016 | Seawater | Once-through | 137.59 | 0.95
48WSTN00000LOAND | 48W000000LOAN-43 | LOAN | LOAN-4 | 2400 | 600 | Fossil Hard coal | 56.05 | -3.681 | United Kingdom | UKM7 | decommissioned | 1972 | 2016 | Seawater | Once-through | 137.59 | 0.95
48WSTN00000LOAND | 48W000000LOAN-27 | LOAN | LOAN-2 | 2400 | 600 | Fossil Hard coal | 56.05 | -3.681 | United Kingdom | UKM7 | decommissioned | 1972 | 2016 | Seawater | Once-through | 137.59 | 0.95
48WSTN00000LOAND | 48W000000LOAN-35 | LOAN | LOAN-3 | 2400 | 600 | Fossil Hard coal | 56.05 | -3.681 | United Kingdom | UKM7 | decommissioned | 1972 | 2016 | Seawater | Once-through | 137.59 | 0.95
48WSTN10000DINOQ | 48W000000DINO-6M | DINO | DINO-6 | 2016 | 336 | Hydro Pumped Storage | 53.118 | -4.103 | United Kingdom | UKL1 | COMMISSIONED | 1984 |  | Freshwater
48WSTN10000DINOQ | 48W000000DINO-5O | DINO | DINO-5 | 2016 | 336 | Hydro Pumped Storage | 53.118 | -4.103 | United Kingdom | UKL1 | COMMISSIONED | 1984 |  | Freshwater
48WSTN10000DINOQ | 48W000000DINO-4Q | DINO | DINO-4 | 2016 | 336 | Hydro Pumped Storage | 53.118 | -4.103 | United Kingdom | UKL1 | COMMISSIONED | 1984 |  | Freshwater
48WSTN10000DINOQ | 48W000000DINO-3S | DINO | DINO-3 | 2016 | 336 | Hydro Pumped Storage | 53.118 | -4.103 | United Kingdom | UKL1 | COMMISSIONED | 1984 |  | Freshwater
48WSTN10000DINOQ | 48W000000DINO-2U | DINO | DINO-2 | 2016 | 336 | Hydro Pumped Storage | 53.118 | -4.103 | United Kingdom | UKL1 | COMMISSIONED | 1984 |  | Freshwater
48WSTN10000DINOQ | 48W000000DINO-1W | DINO | DINO-1 | 2016 | 336 | Hydro Pumped Storage | 53.118 | -4.103 | United Kingdom | UKL1 | COMMISSIONED | 1984 |  | Freshwater
48WSTN0000OMNDWQ | 48W00000OMNDO-1J | Ormonde | OMNDO-1 | 150 | 150 | Wind Offshore | 54.089 | -3.439 | United Kingdom | UKD1 | COMMISSIONED |  |  | None |  | 0 | 0
48WSTN0000RSHLWF | 48W00000RSHLW-1S | RSHLW | RSHLW-1 | 24 | 24 | Wind Onshore | 56.055 | -3.828 | United Kingdom | UKM7 | COMMISSIONED |  |  | None |  | 0 | 0
47W000000000153O | 47W0000000001113 | Ballylumford B Station | Ballylumford Unit 4 | 611 | 170 | Fossil Oil | 54.845 | -5.786 | United Kingdom | UKN0 | COMMISSIONED | 1974 |  | Seawater | Once-through | 132.48 | 0.91
47W000000000153O | 47W0000000001105 | Ballylumford B Station | Ballylumford unit 5 | 611 | 170 | Fossil Oil | 54.845 | -5.786 | United Kingdom | UKN0 | COMMISSIONED | 1974 |  | Seawater | Once-through | 132.48 | 0.91
47W000000000153O | 47W000000000108T | Ballylumford B Station | Ballylumford Unit 10 | 611 | 101 | Fossil Oil | 54.845 | -5.786 | United Kingdom | UKN0 | COMMISSIONED |  |  | Seawater | Once-through | 132.48 | 0.91
47W000000000153O | 47W000000000109R | Ballylumford B Station | Ballylumford Unit 6 | 611 | 170 | Fossil Oil | 54.845 | -5.786 | United Kingdom | UKN0 | COMMISSIONED | 1974 |  | Seawater | Once-through | 132.48 | 0.91
47W000000000153O | 47W000000000220Z | Ballylumford B Station | Ballylumford GT1 | 611 | 58 | Fossil Oil | 54.845 | -5.786 | United Kingdom | UKN0 | COMMISSIONED | 1976 |  | Seawater | Air Cooling | 0.1 | 0.1
47W000000000153O | 47W000000000221X | Ballylumford B Station | Ballylumford GT2 | 611 | 58 | Fossil Oil | 54.845 | -5.786 | United Kingdom | UKN0 | COMMISSIONED | 1976 |  | Seawater | Air Cooling | 0.1 | 0.1
47W000000000154M | 47W000000000107V | Ballylumford C Station | Ballylumford CCGT Unit 32 | 494 | 247 | Fossil Gas | 54.845 | -5.786 | United Kingdom | UKN0 | COMMISSIONED | 2003 |  | Seawater | Once-through | 43.07 | 0.38
47W000000000154M | 47W000000000106X | Ballylumford C Station | Ballylumford CCGT Unit 31 | 494 | 247 | Fossil Gas | 54.845 | -5.786 | United Kingdom | UKN0 | COMMISSIONED | 2003 |  | Seawater | Once-through | 43.07 | 0.38
47W000000000155K | 47W000000000105Z | Coolkeeragh | Coolkeeragh CCGT | 478 | 425 | Fossil Gas | 55.044 | -7.245 | United Kingdom | UKN0 | COMMISSIONED | 2005 |  | Seawater | Once-through | 43.07 | 0.38
47W000000000155K | 47W000000000219K | Coolkeeragh | Coolkeeragh CGT8 | 478 | 53 | Fossil Gas | 55.044 | -7.245 | United Kingdom | UKN0 | COMMISSIONED |  |  | Seawater | Once-through | 43.07 | 0.38
47W000000000156I | 47W000000000223T | Kilroot | Kilroot KGT4 | 618 | 42 | Fossil Oil | 54.726 | -5.765 | United Kingdom | UKN0 | COMMISSIONED |  |  | Seawater | Air Cooling | 0.1 | 0.1
47W000000000156I | 47W000000000222V | Kilroot | Kilroot KGT3 | 618 | 42 | Fossil Oil | 54.726 | -5.765 | United Kingdom | UKN0 | COMMISSIONED | 2009 |  | Seawater | Air Cooling | 0.1 | 0.1
47W000000000156I | 47W000000000225P | Kilroot | Kilroot KGT2 | 618 | 29 | Fossil Oil | 54.726 | -5.765 | United Kingdom | UKN0 | COMMISSIONED |  |  | Seawater | Air Cooling | 0.1 | 0.1
47W000000000156I | 47W000000000224R | Kilroot | Kilroot KGT1 | 618 | 29 | Fossil Oil | 54.726 | -5.765 | United Kingdom | UKN0 | COMMISSIONED |  |  | Seawater | Air Cooling | 0.1 | 0.1
47W000000000156I | 47W000000000114Y | Kilroot | Kilroot K2 | 618 | 238 | Fossil Oil | 54.726 | -5.765 | United Kingdom | UKN0 | COMMISSIONED | 1982 |  | Seawater | Once-through | 132.48 | 0.91
47W000000000156I | 47W0000000001121 | Kilroot | Kilroot K1 | 618 | 238 | Fossil Oil | 54.726 | -5.765 | United Kingdom | UKN0 | COMMISSIONED | 1981 |  | Seawater | Once-through | 132.48 | 0.91
47W000000000242P | 47W000000000227L | Knockmore Hill AGU Production | Knockmore Hill AGU | 12 | 12 | Fossil Gas | 53.406 | -6.345 | Ireland | UKN0 | COMMISSIONED |  |  | Freshwater | Air Cooling | 0.01 | 0.01
47W000000000243N | 47W000000000228J | iPower Solutions Limited | iPower Solutions ltd | 74 | 74 | Fossil Oil | 54.611 | -5.906 | Ireland | UKN0 | COMMISSIONED |  |  | Freshwater | Air Cooling | 0.1 | 0.1
47W000000000244L | 47W000000000229H | Empower Generation Limited | EmPower Generation Limited | 3 | 3 | Fossil Oil |  |  | Ireland |  | COMMISSIONED |  |  | Freshwater | Air Cooling | 0.1 | 0.1
49W000000000091R | 49W0000000000253 | Merwedekanaal 11 | MK11 50kV | 103 | 103 | Fossil Gas | 52.102 | 5.079 | Netherlands | NL31 | COMMISSIONED | 1978 |  | Freshwater | Once-through | 43.07 | 0.38
49W000000000094L | 49W000000000095J | Pergen 2 | Pergen 2 | 130 | 130 | Fossil Gas | 51.891 | 4.342 | Netherlands | NL33 | COMMISSIONED |  |  | Freshwater | Air Cooling | 0.01 | 0.01
49W000000000096H | 49W000000000097F | GDFSUEZ_NL_EC-22 | GDFSUEZ_NL_EC-22 | 131 | 131 | Fossil Gas | 53.21 | 6.03 | Netherlands | NL12 | COMMISSIONED |  |  | Freshwater | Once-through | 43.07 | 0.38
49W000000000090T | 49W0000000000261 | ASP003 | Centrale Merwedekanaal | 224 | 224 | Fossil Gas | 52.102 | 5.079 | Netherlands | NL31 | COMMISSIONED | 1978 |  | Freshwater | Once-through | 43.07 | 0.38
49W000000000000J | 49W000000000000J | Westereems | Westereems 2 Tennet | 120.3 | 120.3 | Wind Onshore | 53.438 | 6.861 | Netherlands | NL11 | COMMISSIONED |  |  | None |  | 0 | 0
49W000000000088G | 49W000000000089E | eem220-ec-3 | Eemscentrale (EC3) | 359 | 359 | Fossil Gas | 53.437 | 6.881 | Netherlands | NL11 | COMMISSIONED | 1995 |  | Seawater | Once-through | 43.07 | 0.38
49W000000000080W | 49W000000000081U | eem380-ec-7 | Eemscentrale (EC7) | 360 | 360 | Fossil Gas | 53.437 | 6.881 | Netherlands | NL11 | COMMISSIONED | 1996 |  | Seawater | Once-through | 43.07 | 0.38
49W000000000082S | 49W000000000083Q | eem380-ec-6 | Eemscentrale (EC6) | 359 | 359 | Fossil Gas | 53.437 | 6.881 | Netherlands | NL11 | COMMISSIONED | 1996 |  | Seawater | Once-through | 43.07 | 0.38
49W000000000084O | 49W000000000085M | eem220-ec-5 | Eemscentrale (EC5) | 361 | 361 | Fossil Gas | 53.437 | 6.881 | Netherlands | NL11 | COMMISSIONED | 1995 |  | Seawater | Once-through | 43.07 | 0.38
49W000000000086K | 49W000000000087I | eem220-ec-4 | Eemscentrale (EC4) | 359 | 359 | Fossil Gas | 53.437 | 6.881 | Netherlands | NL11 | COMMISSIONED | 1995 |  | Seawater | Once-through | 43.07 | 0.38
49W0000000001225 | 49W000000000109Y | Maastroom Energie CV | Maasstroom Energie | 426 | 426 | Fossil Gas | 51.89 | 4.355 | Netherlands | NL33 | COMMISSIONED |  |  | Freshwater | Mechanical Draught Tower | 0.96 | 0.78
49W000000000078J | 49W000000000079H | MVL380 CR10 | MVL380 Centrale Rotterdam 1 | 731 | 731 | Fossil Hard coal | 51.945 | 4.072 | Netherlands | NL33 | COMMISSIONED | 2013 |  | Seawater | Once-through | 85.5 | 0.39
49W000000000070Z | 49W000000000002F | Amer | Amer 9 | 643 | 643 | Fossil Hard coal | 51.708 | 4.844 | Netherlands | NL41 | COMMISSIONED | 1980 |  | Freshwater | Natural Draught Tower | 2.4 | 1.87
49W000000000072V | 49W000000000073T | LLS380 FL-4 | Maxima Centrale (FL4) | 435 | 435 | Fossil Gas | 52.577 | 5.53 | Netherlands | NL23 | COMMISSIONED | 2010 |  | Freshwater | Once-through | 43.07 | 0.38
49W000000000074R | 49W000000000075P | LLS150FL-5 | Maxima Centrale (FL5) | 437 | 437 | Fossil Gas | 52.577 | 5.53 | Netherlands | NL23 | COMMISSIONED | 2010 |  | Freshwater | Once-through | 43.07 | 0.38
49W000000000117Z | 49W0000000000423 | Sloecentrale Unit 20 | Sloe 20 | 432 | 432 | Fossil Gas | 51.448 | 3.693 | Netherlands | NL34 | COMMISSIONED | 2009 |  | Seawater | Once-through | 43.07 | 0.38
49W000000000110C |  | Prinses Alexia Windpark | NA | 122 | 122 | Wind Onshore | 52.338 | 5.391 | Netherlands | NL23 | COMMISSIONED |  |  | None |  | 0 | 0
49W0000000001128 | 49W0000000001136 | Rijmond | Rijmond 1 | 790 | 790 | Fossil Gas | 51.893 | 4.347 | Netherlands | NL33 | COMMISSIONED |  |  | Seawater | Once-through | 43.07 | 0.38
49W000000000111A |  | Windpark Egmond aan Zee | NA | 108 | 108 | Wind Offshore | 52.6 | 4.42 | Netherlands | NL32 | DECOMMISSIONED |  |  | None |  | 0 | 0
49W000000000063W | 49W000000000013A | Moerdijk | Moerdijk 1 | 766 | 348 | Fossil Gas | 51.685 | 4.581 | Netherlands | NL41 | MOTHBALLED | 1997 | 2017 | Seawater | Natural Draught Tower | 0.96 | 0.78
49W000000000063W | 49W0000000000148 | Moerdijk | Moerdijk 2 | 766 | 418 | Fossil Gas | 51.685 | 4.581 | Netherlands | NL41 | COMMISSIONED | 2012 |  | Seawater | Natural Draught Tower | 0.96 | 0.78
49W000000000066Q | 49W0000000000075 | Eemshaven | Eemshaven A | 1580 | 790 | Fossil Hard coal | 53.448 | 6.859 | Netherlands | NL41 | COMMISSIONED | 2014 |  | Seawater | Once-through | 85.5 | 0.39
49W000000000066Q | 49W0000000000083 | Eemshaven | Eemshaven B | 1580 | 790 | Fossil Hard coal | 53.448 | 6.859 | Netherlands | NL41 | COMMISSIONED | 2014 |  | Seawater | Once-through | 85.5 | 0.39
49W000000000069K | 49W0000000000059 | Claus | Claus C | 1304 | 1304 | Fossil Gas | 51.154 | 5.908 | Netherlands | NL42 | MOTHBALLED | 2010 | 2014 | Freshwater | Natural Draught Tower | 4.55 | 3.13
49W000000000061- | 49W0000000000156 | Swentibold | Swentibold 1 | 209 | 209 | Fossil Gas | 50.985 | 5.797 | Netherlands | NL42 | COMMISSIONED | 1999 |  | Freshwater | Once-through | 43.07 | 0.38
49W000000000102B | 49W0000000000326 | Maasvlakte | Maasvlakte 3 | 1070 | 1070 | Fossil Hard coal | 51.944 | 4.067 | Netherlands | NL33 | COMMISSIONED | 2014 |  | Seawater | Once-through | 85.5 | 0.39
49W0000000001047 | 49W000000000037X | RoCa | RoCa 3 | 220 | 220 | Fossil Gas | 51.969 | 4.558 | Netherlands | NL33 | COMMISSIONED | 1996 |  | Freshwater | Mechanical Draught Tower | 0.96 | 0.78
49W000000000054X | 49W000000000055V | Borssele 30 | Borssele 30 | 492 | 492 | Nuclear | 51.432 | 3.718 | Netherlands | NL34 | COMMISSIONED | 1973 |  | Seawater | Once-through | 167.87 | 1.02
49W000000000056T | 49W000000000057R | Rijnmond | Rijnmond I | 840 | 840 | Fossil Gas | 51.886 | 4.355 | Netherlands | NL33 | COMMISSIONED | 2004 |  | Freshwater | Mechanical Draught Tower | 0.96 | 0.78
49W000000000058P | 49W000000000059N | Enecogen | ENECOGEN-U10 | 844 | 422 | Fossil Gas | 51.958 | 4.094 | Netherlands | NL33 | COMMISSIONED | 2011 |  | Seawater | Once-through | 43.07 | 0.38
49W000000000058P | 49W0000000001209 | Enecogen | ENECOGEN-U20 | 844 | 422 | Fossil Gas | 51.958 | 4.094 | Netherlands | NL33 | COMMISSIONED |  |  | Seawater | Once-through | 43.07 | 0.38
49W0000000000512 | 49W0000000000415 | Sloecentrale Unit 10 | Sloecentrale unit 10 | 432 | 432 | Fossil Gas | 51.449 | 3.693 | Netherlands | NL34 | COMMISSIONED | 2009 |  | Seawater | Once-through | 43.07 | 0.38
49W000000000048S | 49W000000000049Q | TNZ150 ELSTA | ELSTA | 456 | 456 | Fossil Gas | 51.336 | 3.797 | Netherlands | NL34 | COMMISSIONED | 1998 |  | Seawater | Mechanical Draught Tower | 0.96 | 0.78
49W000000000047U | 49W0000000000245 | Centrale Lage Weide | Lage Weide 6 | 247 | 247 | Fossil Gas | 52.102 | 5.079 | Netherlands | NL31 | COMMISSIONED | 1976 |  | Freshwater | Once-through | 43.07 | 0.38
49W000000000044- | 49W000000000020D | Eemshaven | Eemshaven 30 | 1410 | 470 | Fossil Gas | 53.437 | 6.881 | Netherlands | NL11 | COMMISSIONED | 2013 |  | Seawater | Once-through | 43.07 | 0.38
49W000000000044- | 49W0000000000180 | Eemshaven | Eemshaven 10 | 1410 | 470 | Fossil Gas | 53.437 | 6.881 | Netherlands | NL11 | COMMISSIONED | 2013 |  | Seawater | Once-through | 43.07 | 0.38
49W000000000044- | 49W000000000019Z | Eemshaven | Eemshaven 20 | 1410 | 470 | Fossil Gas | 53.437 | 6.881 | Netherlands | NL11 | COMMISSIONED | 2013 |  | Seawater | Once-through | 43.07 | 0.38
49W0000000000431 | 49W0000000000164 | Diemen | Diemen 33 | 684 | 249 | Fossil Gas | 52.339 | 5.02 | Netherlands | NL32 | COMMISSIONED | 1995 |  | Seawater | Once-through | 132.48 | 0.91
49W0000000000431 | 49W0000000000172 | Diemen | Diemen 34 | 684 | 435 | Fossil Gas | 52.339 | 5.02 | Netherlands | NL32 | COMMISSIONED | 2013 |  | Seawater | Once-through | 132.48 | 0.91
49W000000000046W | 49W0000000000237 | Velsen | Velsen 25 | 869 | 375 | Fossil Gas | 52.475 | 4.618 | Netherlands | NL32 | COMMISSIONED | 1986 |  | Freshwater | Once-through | 132.48 | 0.91
49W000000000046W | 49W0000000000229 | Velsen | Velsen 24 | 869 | 350 | Fossil Gas | 52.475 | 4.618 | Netherlands | NL32 | COMMISSIONED | 1974 |  | Freshwater | Once-through | 132.48 | 0.91
49W000000000046W | 49W000000000021B | Velsen | IJmond | 869 | 144 | Fossil Gas | 52.475 | 4.618 | Netherlands | NL32 | COMMISSIONED | 1997 |  | Seawater | Once-through | 43.07 | 0.38
49W000000000045Y | 49W000000000039T | Hemweg | Hemweg 9 | 1090 | 440 | Fossil Hard coal | 52.404 | 4.846 | Netherlands | NL32 | COMMISSIONED | 2012 |  | Freshwater | Once-through | 85.5 | 0.39
49W000000000045Y | 49W000000000038V | Hemweg | Hemweg 8 | 1090 | 650 | Fossil Hard coal | 52.404 | 4.846 | Netherlands | NL32 | COMMISSIONED | 1994 |  | Freshwater | Once-through | 85.5 | 0.39
49W0000000000342 | 49W0000000000342 | Den Haag | EDH | 112 | 112 | Fossil Gas | 52.076 | 4.291 | Netherlands | NL33 | COMMISSIONED | 2008 |  | Seawater | Once-through | 43.07 | 0.38
50WP00000000384S | 50WG000000008967 | Kvandal | Kvandal Ng1 Therm | 0.4 | 0 | Hydro Run-of-river and poundage | 60.471 | 6.61 | Norway | NO05 | COMMISSIONED |  |  | Freshwater
50WP00000000384S | 50WG000000008975 | Kvandal | Kvandal G101 Hydro | 0.4 | 0.4 | Hydro Run-of-river and poundage | 60.471 | 6.61 | Norway | NO05 | COMMISSIONED |  |  | Freshwater
50WP000000002528 | 50WG00000000637V | Haugfoss | Haugfossg1 Hydro | 3.6 | 3.6 | Hydro Water Reservoir | 59.914 | 9.886 | Norway | NO03 | COMMISSIONED |  |  | Freshwater
50WP00000000251A | 50WG000000006324 | Haugen | Haugen G121 Hydro | 32.9 | 0.4 | Hydro Run-of-river and poundage | 59.586 | 10.743 | Norway | NO01 | COMMISSIONED |  |  | Freshwater
50WP00000000251A | 50WG000000006316 | Haugen | Haugen G101 Hydro | 32.9 | 1.9 | Hydro Run-of-river and poundage | 59.586 | 10.743 | Norway | NO01 | COMMISSIONED |  |  | Freshwater
50WP00000000251A | 50WG000000006332 | Haugen | Haugen G127 Hydro | 32.9 | 1.3 | Hydro Run-of-river and poundage | 59.586 | 10.743 | Norway | NO01 | COMMISSIONED |  |  | Freshwater
50WP00000000251A | 50WG000000006308 | Haugen | Haugen G126 Hydro | 32.9 | 0.1 | Hydro Run-of-river and poundage | 59.586 | 10.743 | Norway | NO01 | COMMISSIONED |  |  | Freshwater
50WP00000000251A | 50WG00000000636X | Haugen | Haugen G116 Hydro | 32.9 | 0.8 | Hydro Run-of-river and poundage | 59.586 | 10.743 | Norway | NO01 | COMMISSIONED |  |  | Freshwater
50WP00000000251A | 50WG00000000635Z | Haugen | Haugen G103 Hydro | 32.9 | 2.2 | Hydro Run-of-river and poundage | 59.586 | 10.743 | Norway | NO01 | COMMISSIONED |  |  | Freshwater
50WP00000000251A | 50WG000000006340 | Haugen | Haugen G123 Hydro | 32.9 | 0.1 | Hydro Run-of-river and poundage | 59.586 | 10.743 | Norway | NO01 | COMMISSIONED |  |  | Freshwater
50WP00000000251A | 50WG00000000629U | Haugen | Haugen G131 Hydro | 32.9 | 2.1 | Hydro Run-of-river and poundage | 59.586 | 10.743 | Norway | NO01 | COMMISSIONED |  |  | Freshwater
50WP00000000251A | 50WGI00000006265 | Haugen | Haugen G118 Hydro | 32.9 | 0.1 | Hydro Run-of-river and poundage | 59.586 | 10.743 | Norway | NO01 | COMMISSIONED |  |  | Freshwater
50WP00000000251A | 50WG000000006162 | Haugen | Haugen G107 Hydro | 32.9 | 0.1 | Hydro Run-of-river and poundage | 59.586 | 10.743 | Norway | NO01 | COMMISSIONED |  |  | Freshwater
50WP00000000251A | 50WG000000006170 | Haugen | Haugen G119 Hydro | 32.9 | 0.4 | Hydro Run-of-river and poundage | 59.586 | 10.743 | Norway | NO01 | COMMISSIONED |  |  | Freshwater
50WP00000000251A | 50WG000000006146 | Haugen | Haugen G129 Hydro | 32.9 | 0.1 | Hydro Run-of-river and poundage | 59.586 | 10.743 | Norway | NO01 | COMMISSIONED |  |  | Freshwater
50WP00000000251A | 50WG000000006138 | Haugen | Haugen G120 Hydro | 32.9 | 0.1 | Hydro Run-of-river and poundage | 59.586 | 10.743 | Norway | NO01 | COMMISSIONED |  |  | Freshwater
50WP00000000251A | 50WG000000006154 | Haugen | Haugen G114 Hydro | 32.9 | 0.4 | Hydro Run-of-river and poundage | 59.586 | 10.743 | Norway | NO01 | COMMISSIONED |  |  | Freshwater
50WP00000000251A | 50WG00000000611C | Haugen | Haugen G102 Hydro | 32.9 | 1.7 | Hydro Run-of-river and poundage | 59.586 | 10.743 | Norway | NO01 | COMMISSIONED |  |  | Freshwater
50WP00000000251A | 50WG00000000612A | Haugen | Haugen G117 Hydro | 32.9 | 0.1 | Hydro Run-of-river and poundage | 59.586 | 10.743 | Norway | NO01 | COMMISSIONED |  |  | Freshwater
50WP00000000251A | 50WG00000000610E | Haugen | Haugen G109 Hydro | 32.9 | 3.1 | Hydro Run-of-river and poundage | 59.586 | 10.743 | Norway | NO01 | COMMISSIONED |  |  | Freshwater
50WP00000000251A | 50WG000000006081 | Haugen | Haugen G110 Hydro | 32.9 | 0.1 | Hydro Run-of-river and poundage | 59.586 | 10.743 | Norway | NO01 | COMMISSIONED |  |  | Freshwater
50WP00000000251A | 50WG000000006065 | Haugen | Haugen G132 Hydro | 32.9 | 0.6 | Hydro Run-of-river and poundage | 59.586 | 10.743 | Norway | NO01 | COMMISSIONED |  |  | Freshwater
50WP00000000251A | 50WG000000006073 | Haugen | Haugen G130 Hydro | 32.9 | 0.2 | Hydro Run-of-river and poundage | 59.586 | 10.743 | Norway | NO01 | COMMISSIONED |  |  | Freshwater
50WP00000000251A | 50WG00000000620B | Haugen | Haugen G125 Hydro | 32.9 | 2.6 | Hydro Run-of-river and poundage | 59.586 | 10.743 | Norway | NO01 | COMMISSIONED |  |  | Freshwater
50WP00000000251A | 50WG00000000627Y | Haugen | Haugen G105 Hydro | 32.9 | 0.1 | Hydro Run-of-river and poundage | 59.586 | 10.743 | Norway | NO01 | COMMISSIONED |  |  | Freshwater
50WP00000000251A | 50WG00000000628W | Haugen | Haugen G124 Hydro | 32.9 | 2.6 | Hydro Run-of-river and poundage | 59.586 | 10.743 | Norway | NO01 | COMMISSIONED |  |  | Freshwater
50WP00000000251A | 50WG000000006243 | Haugen | Haugen G106 Hydro | 32.9 | 0.1 | Hydro Run-of-river and poundage | 59.586 | 10.743 | Norway | NO01 | COMMISSIONED |  |  | Freshwater
50WP00000000251A | 50WGI00000006095 | Haugen | Haugen G122 Hydro | 32.9 | 0.1 | Hydro Run-of-river and poundage | 59.586 | 10.743 | Norway | NO01 | COMMISSIONED |  |  | Freshwater
50WP00000000251A | 50WG000000006251 | Haugen | Haugen G111 Hydro | 32.9 | 1.3 | Hydro Run-of-river and poundage | 59.586 | 10.743 | Norway | NO01 | COMMISSIONED |  |  | Freshwater
50WP00000000251A | 50WG000000006219 | Haugen | Haugen G115 Hydro | 32.9 | 0.8 | Hydro Run-of-river and poundage | 59.586 | 10.743 | Norway | NO01 | COMMISSIONED |  |  | Freshwater
50WP00000000251A | 50WG000000006235 | Haugen | Haugen G108 Hydro | 32.9 | 3.1 | Hydro Run-of-river and poundage | 59.586 | 10.743 | Norway | NO01 | COMMISSIONED |  |  | Freshwater
50WP00000000251A | 50WG000000006227 | Haugen | Haugen G113 Hydro | 32.9 | 2.9 | Hydro Run-of-river and poundage | 59.586 | 10.743 | Norway | NO01 | COMMISSIONED |  |  | Freshwater
50WP00000000251A | 50WG00000000619X | Haugen | Haugen G104 Hydro | 32.9 | 1 | Hydro Run-of-river and poundage | 59.586 | 10.743 | Norway | NO01 | COMMISSIONED |  |  | Freshwater
50WP00000000251A | 50WG00000000618Z | Haugen | Haugen G112 Hydro | 32.9 | 2.4 | Hydro Run-of-river and poundage | 59.586 | 10.743 | Norway | NO01 | COMMISSIONED |  |  | Freshwater
50WP00000000383U | 50WG000000008959 | Kurasfossen | Kurasfosg1 Hydro | 12.7 | 7.2 | Hydro Water Reservoir | 62.679 | 11.462 | Norway | NO06 | COMMISSIONED |  |  | Freshwater
50WP00000000383U | 50WG00000000894B | Kurasfossen | Kurasfosg2 Hydro | 12.7 | 5.5 | Hydro Water Reservoir | 62.679 | 11.462 | Norway | NO06 | COMMISSIONED |  |  | Freshwater
50WP00000000079X | 50WG00000000207J | Breive | Breive P5 Hydro | 24 | 3 | Hydro Water Reservoir | 70.597 | 22.109 | Norway | NO07 | COMMISSIONED |  |  | Freshwater
50WP00000000079X | 50WG00000000208H | Breive | Breive P1 Hydro | 24 | 3 | Hydro Water Reservoir | 70.597 | 22.109 | Norway | NO07 | COMMISSIONED |  |  | Freshwater
50WP00000000079X | 50WG00000000209F | Breive | Breive P3 Hydro | 24 | 3 | Hydro Water Reservoir | 70.597 | 22.109 | Norway | NO07 | COMMISSIONED |  |  | Freshwater
50WP00000000079X | 50WG00000000210U | Breive | Breive P2 Hydro | 24 | 3 | Hydro Water Reservoir | 70.597 | 22.109 | Norway | NO07 | COMMISSIONED |  |  | Freshwater
50WP00000000079X | 50WG00000000211S | Breive | Breive P6 Hydro | 24 | 3 | Hydro Water Reservoir | 70.597 | 22.109 | Norway | NO07 | COMMISSIONED |  |  | Freshwater
50WP00000000079X | 50WG00000000214M | Breive | Breive P7 Hydro | 24 | 3 | Hydro Water Reservoir | 70.597 | 22.109 | Norway | NO07 | COMMISSIONED |  |  | Freshwater
50WP00000000079X | 50WG00000000212Q | Breive | Breive P4 Hydro | 24 | 3 | Hydro Water Reservoir | 70.597 | 22.109 | Norway | NO07 | COMMISSIONED |  |  | Freshwater
50WP00000000079X | 50WG00000000213O | Breive | Breive P8 Hydro | 24 | 3 | Hydro Water Reservoir | 70.597 | 22.109 | Norway | NO07 | COMMISSIONED |  |  | Freshwater
50WP00000000382W | 50WG00000000891H | Krossen | Krossen G101 Hydro | 1.5 | 0.5 | Hydro Run-of-river and poundage | 58.096 | 7.528 | Norway | NO04 | COMMISSIONED |  |  | Freshwater
50WP00000000382W | 50WG00000000892F | Krossen | Krossen G103 Hydro | 1.5 | 0.5 | Hydro Run-of-river and poundage | 58.096 | 7.528 | Norway | NO04 | COMMISSIONED |  |  | Freshwater
50WP00000000382W | 50WG00000000893D | Krossen | Krossen G102 Hydro | 1.5 | 0.5 | Hydro Run-of-river and poundage | 58.096 | 7.528 | Norway | NO04 | COMMISSIONED |  |  | Freshwater
50WP00000000381Y | 50WG00000000890J | Krokevatn | Krokevatg1 Hydro | 3.6 | 3.6 | Hydro Water Reservoir | 60.984 | 5.699 | Norway | NO05 | COMMISSIONED |  |  | Freshwater
50WP00000000078Z | 50WG00000000206L | Breiava | Breiava G1 Hydro | 16 | 16 | Hydro Water Reservoir | 59.159 | 6.617 | Norway | NO04 | COMMISSIONED |  |  | Freshwater
50WP000000002560 | 50WG000000006421 | Havoygavlen | Havoygav22sg1 Hydro | 40 | 40 | Wind Onshore | 71.011 | 24.582 | Norway | NO07 | COMMISSIONED |  |  | None |  | 0 | 0
50WP00000000691J | 50WG00000001785B | Svabo | Svabo G109 Hydro | 8.1 | 0.2 | Hydro Water Reservoir |  |  | Norway |  | COMMISSIONED |  |  | Freshwater
50WP00000000691J | 50WG00000001784D | Svabo | Svabo G106 Hydro | 8.1 | 0.1 | Hydro Water Reservoir |  |  | Norway |  | COMMISSIONED |  |  | Freshwater
50WP00000000691J | 50WG00000001783F | Svabo | Svabo G102 Hydro | 8.1 | 0.2 | Hydro Water Reservoir |  |  | Norway |  | COMMISSIONED |  |  | Freshwater
50WP00000000691J | 50WG00000001782H | Svabo | Svabo G119 Hydro | 8.1 | 0.1 | Hydro Water Reservoir |  |  | Norway |  | COMMISSIONED |  |  | Freshwater
50WP00000000691J | 50WG00000001781J | Svabo | Svabo G118 Hydro | 8.1 | 0.2 | Hydro Water Reservoir |  |  | Norway |  | COMMISSIONED |  |  | Freshwater
50WP00000000691J | 50WG00000001776C | Svabo | Svabo G116 Hydro | 8.1 | 0.2 | Hydro Water Reservoir |  |  | Norway |  | COMMISSIONED |  |  | Freshwater
50WP00000000691J | 50WG00000001775E | Svabo | Svabo G111 Hydro | 8.1 | 0.2 | Hydro Water Reservoir |  |  | Norway |  | COMMISSIONED |  |  | Freshwater
50WP00000000691J | 50WG00000001774G | Svabo | Svabo G112 Hydro | 8.1 | 0.3 | Hydro Water Reservoir |  |  | Norway |  | COMMISSIONED |  |  | Freshwater
50WP00000000691J | 50WG00000001773I | Svabo | Svabo G107 Hydro | 8.1 | 0.6 | Hydro Water Reservoir |  |  | Norway |  | COMMISSIONED |  |  | Freshwater
50WP00000000691J | 50WG00000001772K | Svabo | Svabo G110 Hydro | 8.1 | 0.2 | Hydro Water Reservoir |  |  | Norway |  | COMMISSIONED |  |  | Freshwater
50WP00000000691J | 50WG00000001771M | Svabo | Svabo G117 Hydro | 8.1 | 0.1 | Hydro Water Reservoir |  |  | Norway |  | COMMISSIONED |  |  | Freshwater
50WP00000000691J | 50WG00000001770O | Svabo | Svabo G103 Hydro | 8.1 | 1.3 | Hydro Water Reservoir |  |  | Norway |  | COMMISSIONED |  |  | Freshwater
50WP00000000691J | 50WG000000017796 | Svabo | Svabo G115 Hydro | 8.1 | 0.1 | Hydro Water Reservoir |  |  | Norway |  | COMMISSIONED |  |  | Freshwater
50WP00000000691J | 50WG00000001777A | Svabo | Svabo G105 Hydro | 8.1 | 0.1 | Hydro Water Reservoir |  |  | Norway |  | COMMISSIONED |  |  | Freshwater
50WP00000000691J | 50WG000000017788 | Svabo | Svabo G113 Hydro | 8.1 | 0.2 | Hydro Water Reservoir |  |  | Norway |  | COMMISSIONED |  |  | Freshwater
50WP00000000691J | 50WG00000001780L | Svabo | Svabo G101 Hydro | 8.1 | 0.1 | Hydro Water Reservoir |  |  | Norway |  | COMMISSIONED |  |  | Freshwater
50WP00000000691J | 50WG00000001768B | Svabo | Svabo G114 Hydro | 8.1 | 0.1 | Hydro Water Reservoir |  |  | Norway |  | COMMISSIONED |  |  | Freshwater
50WP00000000691J | 50WG000000017699 | Svabo | Svabo G104 Hydro | 8.1 | 3.3 | Hydro Water Reservoir |  |  | Norway |  | COMMISSIONED |  |  | Freshwater
50WP00000000691J | 50WG00000001767D | Svabo | Svabo G108 Hydro | 8.1 | 0.5 | Hydro Water Reservoir |  |  | Norway |  | COMMISSIONED |  |  | Freshwater
50WP00000000122L | 50WG000000002922 | Dovikfoss | Dovikfosg1 Hydro | 17 | 17 | Hydro Run-of-river and poundage | 59.933 | 10 | Norway | NO03 | COMMISSIONED |  |  | Freshwater
50WP00000000388K | 50WG000000009005 | Kveasa | Kveasa G1 Hydro | 5.5 | 5.5 | Hydro Run-of-river and poundage | 60.371 | 6.146 | Norway | NO05 | COMMISSIONED |  |  | Freshwater
50WP00000000121N | 50WG000000002914 | Dynjanfoss | Dynjanfog2 Hydro | 39 | 13 | Hydro Water Reservoir | 58.952 | 8.395 | Norway | NO03 | COMMISSIONED |  |  | Freshwater
50WP00000000121N | 50WG000000002906 | Dynjanfoss | Dynjanfog3 Hydro | 39 | 13 | Hydro Water Reservoir | 58.952 | 8.395 | Norway | NO03 | COMMISSIONED |  |  | Freshwater
50WP00000000121N | 50WG00000000289S | Dynjanfoss | Dynjanfog1 Hydro | 39 | 13 | Hydro Water Reservoir | 58.952 | 8.395 | Norway | NO03 | COMMISSIONED |  |  | Freshwater
50WP00000000690L | 50WG00000001766F | Suvdola | Suvdola G1 Hydro | 13.4 | 13.4 | Hydro Run-of-river and poundage | 59.149 | 8.792 | Norway | NO03 | COMMISSIONED |  |  | Freshwater
50WP000000002552 | 50WG000000006413 | Haukrei | Haukrei G2 Hydro | 18.8 | 9.4 | Hydro Water Reservoir | 59.205 | 7.832 | Norway | NO03 | COMMISSIONED |  |  | Freshwater
50WP000000002552 | 50WG000000006405 | Haukrei | Haukrei G1 Hydro | 18.8 | 9.4 | Hydro Water Reservoir | 59.205 | 7.832 | Norway | NO03 | COMMISSIONED |  |  | Freshwater
50WP00000000387M | 50WG000000008991 | Kvannvatn | Kvannvatg1 Hydro | 4.2 | 4.2 | Hydro Water Reservoir | 59.876 | 8.734 | Norway | NO03 | COMMISSIONED |  |  | Freshwater
50WPI00000005425 | 50WG00000001287R | Osbu | Osbu G1 Hydro | 28 | 28 | Hydro Water Reservoir | 62.517 | 8.5 | Norway | NO05 | COMMISSIONED |  |  | Freshwater
50WP00000000386O | 50WG000000008983 | Kvanndal | Kvanndalg1 Hydro | 50 | 50 | Hydro Water Reservoir | 59.658 | 6.983 | Norway | NO04 | COMMISSIONED |  |  | Freshwater
50WP000000002544 | 50WG00000000639R | Haukland | Hauklandg1 Hydro | 5.5 | 5.5 | Hydro Water Reservoir | 58.465 | 6.544 | Norway | NO04 | COMMISSIONED |  |  | Freshwater
50WP00000000120P | 50WG00000000288U | Dversetelva | Dverseteg2 Hydro | 4.4 | 2.2 | Hydro Water Reservoir | 67.145 | 15.292 | Norway | NO07 | COMMISSIONED |  |  | Freshwater
50WP00000000120P | 50WG00000000287W | Dversetelva | Dverseteg1 Hydro | 4.4 | 2.2 | Hydro Water Reservoir | 67.145 | 15.292 | Norway | NO07 | COMMISSIONED |  |  | Freshwater
50WP000000002536 | 50WG00000000638T | Haukeli | Haukeli G1 Hydro | 5.5 | 5.5 | Hydro Water Reservoir | 59.733 | 7.546 | Norway | NO03 | COMMISSIONED |  |  | Freshwater
50WP00000000562U | 50WG000000013266 | Reinskar | Reinskarg2 Hydro | 11.9 | 9.3 | Hydro Water Reservoir | 69.937 | 19.629 | Norway | NO07 | COMMISSIONED |  |  | Freshwater
50WP00000000562U | 50WG000000013258 | Reinskar | Reinskarg1 Hydro | 11.9 | 2.6 | Hydro Water Reservoir | 69.937 | 19.629 | Norway | NO07 | COMMISSIONED |  |  | Freshwater
50WP00000000695B | 50WG00000001790I | Svartisen | Svartisena1 Therm | 720 | 0 | Hydro Water Reservoir | 66.729 | 13.914 | Norway | NO07 | DECOMMISSIONED | 1993 |  | Freshwater
50WP00000000695B | 50WG00000001791G | Svartisen | Svartiseg2 Hydro | 720 | 400 | Hydro Water Reservoir | 66.728 | 13.914 | Norway | NO07 | COMMISSIONED | 1993 |  | Freshwater
50WP00000000695B | 50WG00000001792E | Svartisen | Svartiseg1 Hydro | 720 | 320 | Hydro Water Reservoir | 66.728 | 13.914 | Norway | NO07 | COMMISSIONED | 1993 |  | Freshwater
50WP00000000126D | 50WG00000000298R | Eidseter | Eidseterg103 Hydro | 3.6 | 0.8 | Hydro Water Reservoir | 60.379 | 11.074 | Norway | NO01 | COMMISSIONED |  |  | Freshwater
50WP00000000126D | 50WG00000000299P | Eidseter | Eidseterg101 Hydro | 3.6 | 1.2 | Hydro Water Reservoir | 60.379 | 11.074 | Norway | NO01 | COMMISSIONED |  |  | Freshwater
50WP00000000126D | 50WG00000000297T | Eidseter | Eidseterg102 Hydro | 3.6 | 1.6 | Hydro Water Reservoir | 60.379 | 11.074 | Norway | NO01 | COMMISSIONED |  |  | Freshwater
50WP00000000561W | 50WG00000001324A | Reinset | Reinset G1 Hydro | 5.3 | 5.3 | Hydro Water Reservoir | 60.25 | 6.567 | Norway | NO05 | COMMISSIONED |  |  | Freshwater
50WP00000000258X | 50WG00000000644Y | Hegsetfoss | Hegsetfog1 Hydro | 40.3 | 40 | Hydro Water Reservoir | 63.165 | 11.231 | Norway | NO06 | COMMISSIONED |  |  | Freshwater
50WP00000000258X | 50WG00000000645W | Hegsetfoss | Hegsetfog102 Hydro | 40.3 | 0.3 | Hydro Water Reservoir | 63.165 | 11.231 | Norway | NO06 | COMMISSIONED |  |  | Freshwater
50WP00000000694D | 50WG000000017893 | Svartelva | Svartelvg2 Hydro | 16 | 8 | Hydro Water Reservoir | 60.781 | 11.273 | Norway | NO02 | COMMISSIONED |  |  | Freshwater
50WP00000000694D | 50WG000000017885 | Svartelva | Svartelvg1 Hydro | 16 | 8 | Hydro Water Reservoir | 60.781 | 11.273 | Norway | NO02 | COMMISSIONED |  |  | Freshwater
50WP00000000257Z | 50WGI00000006435 | Heggmoen | Heggmoeng1 Hydro | 12 | 12 | Hydro Water Reservoir | 67.356 | 14.852 | Norway | NO07 | COMMISSIONED |  |  | Freshwater
50WP00000000560Y | 50WG00000001322E | Reinforsen | Reinforsg1 Hydro | 4 | 2 | Hydro Water Reservoir | 66.35 | 14.333 | Norway | NO07 | COMMISSIONED |  |  | Freshwater
50WP00000000560Y | 50WG00000001323C | Reinforsen | Reinforsg2 Hydro | 4 | 2 | Hydro Water Reservoir | 66.35 | 14.333 | Norway | NO07 | COMMISSIONED |  |  | Freshwater
50WP00000000124H | 50WG00000000295X | Eidefossen | Eidefossg1 Hydro | 14 | 14 | Hydro Water Reservoir | 61.804 | 9.304 | Norway | NO02 | COMMISSIONED |  |  | Freshwater
50WP00000000693F | 50WG000000017877 | Svartdalen | Svartdalg1 Hydro | 7.3 | 7.3 | Hydro Water Reservoir | 59.587 | 8.551 | Norway | NO03 | COMMISSIONED |  |  | Freshwater
50WP00000000692H | 50WG000000017869 | Svandalsflona | Svandalsg1 Hydro | 20 | 20 | Hydro Water Reservoir | 59.625 | 6.29 | Norway | NO04 | COMMISSIONED |  |  | Freshwater
50WP00000000389I | 50WG000000009013 | Kvilldal | Kvilldalg3 Hydro | 1240 | 310 | Hydro Water Reservoir | 59.512 | 6.585 | Norway | NO04 | COMMISSIONED |  |  | Freshwater
50WP00000000389I | 50WG000000009021 | Kvilldal | Kvilldalg2 Hydro | 1240 | 310 | Hydro Water Reservoir | 59.512 | 6.585 | Norway | NO04 | COMMISSIONED |  |  | Freshwater
50WP00000000389I | 50WG00000000904Y | Kvilldal | Kvilldalg4 Hydro | 1240 | 310 | Hydro Water Reservoir | 59.512 | 6.585 | Norway | NO04 | COMMISSIONED |  |  | Freshwater
50WP00000000389I | 50WG00000000906U | Kvilldal | Kvilldalg1 Hydro | 1240 | 310 | Hydro Water Reservoir | 59.512 | 6.585 | Norway | NO04 | COMMISSIONED |  |  | Freshwater
50WP00000000389I | 50WG00000000905W | Kvilldal | Kvilldalg101 Hydro | 1240 | 3.4 | Hydro Water Reservoir | 59.512 | 6.585 | Norway | NO04 | DECOMMISSIONED |  |  | Freshwater
50WP00000000389I | 50WGI00000009035 | Kvilldal | Kvilldalg102 Hydro | 1240 | 0.8 | Hydro Water Reservoir | 59.512 | 6.585 | Norway | NO04 | DECOMMISSIONED |  |  | Freshwater
50WP00000000123J | 50WG00000000294Z | Eid | Eid G1 Hydro | 10.6 | 5.3 | Hydro Water Reservoir | 61.921 | 6.012 | Norway | NO05 | COMMISSIONED |  |  | Freshwater
50WP00000000123J | 50WG000000002930 | Eid | Eid G2 Hydro | 10.6 | 5.3 | Hydro Water Reservoir | 61.921 | 6.012 | Norway | NO05 | COMMISSIONED |  |  | Freshwater
50WP000000004342 | 50WGI00000010005 | Lyngen | Lyngen G101 Hydro | 1.6 | 1.6 | Hydro Run-of-river and poundage | 69.576 | 20.211 | Norway | NO07 | COMMISSIONED |  |  | Freshwater
50WP00000000566M | 50WG00000001332B | Rendalen | Rendaleng101 Hydro | 113.1 | 1.7 | Hydro Water Reservoir | 61.812 | 11.121 | Norway | NO02 | COMMISSIONED |  |  | Freshwater
50WP00000000566M | 50WG00000001331D | Rendalen | Rendaleng1 Hydro | 113.1 | 110 | Hydro Water Reservoir | 61.812 | 11.121 | Norway | NO02 | COMMISSIONED |  |  | Freshwater
50WP00000000566M | 50WG000000013339 | Rendalen | Rendaleng102 Hydro | 113.1 | 1.4 | Hydro Water Reservoir | 61.812 | 11.121 | Norway | NO02 | COMMISSIONED |  |  | Freshwater
50WP00000000300N | 50WG00000000735V | Hynna | Hynna G2 Hydro | 5.4 | 1.8 | Hydro Water Reservoir | 63.058 | 11.439 | Norway | NO06 | COMMISSIONED |  |  | Freshwater
50WP00000000300N | 50WG00000000734X | Hynna | Hynna G1 Hydro | 5.4 | 3.6 | Hydro Water Reservoir | 63.058 | 11.439 | Norway | NO06 | COMMISSIONED |  |  | Freshwater
50WP000000006993 | 50WG00000001794A | Svean | Svean G1 Hydro | 42 | 14 | Hydro Water Reservoir | 63.279 | 10.473 | Norway | NO06 | COMMISSIONED |  |  | Freshwater
50WP000000006993 | 50WG000000017958 | Svean | Svean G2 Hydro | 42 | 14 | Hydro Water Reservoir | 63.279 | 10.473 | Norway | NO06 | COMMISSIONED |  |  | Freshwater
50WP000000006993 | 50WG000000017966 | Svean | Svean G3 Hydro | 42 | 14 | Hydro Water Reservoir | 63.279 | 10.473 | Norway | NO06 | COMMISSIONED |  |  | Freshwater
50WP000000004334 | 50WG00000000999Y | Lya | Lya G1 Hydro | 6 | 3 | Hydro Water Reservoir | 60.664 | 8.681 | Norway | NO03 | COMMISSIONED |  |  | Freshwater
50WP000000004334 | 50WGI00000009985 | Lya | Lya G2 Hydro | 6 | 3 | Hydro Water Reservoir | 60.664 | 8.681 | Norway | NO03 | COMMISSIONED |  |  | Freshwater
50WP00000000565O | 50WG00000001330F | Rendal 2 | Rendal_2g1 Hydro | 114 | 114 | Hydro Water Reservoir | 61.812 | 11.121 | Norway | NO02 | COMMISSIONED |  |  | Freshwater
50WP000000006985 | 50WG00000001793C | Svartkulp | Svartkulg1 Hydro | 4.3 | 4.3 | Hydro Water Reservoir | 60.028 | 10.672 | Norway | NO01 | COMMISSIONED |  |  | Freshwater
50WP000000001297 | 50WG00000000303N | Eidsfossen_SFE | Eids_Sfeg1 Hydro | 8.2 | 0.5 | Hydro Water Reservoir | 61.804 | 9.304 | Norway | NO02 | COMMISSIONED |  |  | Freshwater
50WP000000001297 | 50WG00000000306H | Eidsfossen_SFE | Eids_Sfeg2 Hydro | 8.2 | 0.9 | Hydro Water Reservoir | 61.804 | 9.304 | Norway | NO02 | COMMISSIONED |  |  | Freshwater
50WP000000001297 | 50WG00000000305J | Eidsfossen_SFE | Eids_Sfeg4 Hydro | 8.2 | 5.3 | Hydro Water Reservoir | 61.804 | 9.304 | Norway | NO02 | COMMISSIONED |  |  | Freshwater
50WP000000001297 | 50WG00000000304L | Eidsfossen_SFE | Eids_Sfeg3 Hydro | 8.2 | 1.5 | Hydro Water Reservoir | 61.804 | 9.304 | Norway | NO02 | COMMISSIONED |  |  | Freshwater
50WP000000004326 | 50WG000000009971 | Lutufallet | Lutufallg1 Hydro | 15 | 15 | Hydro Water Reservoir | 61.066 | 12.582 | Norway | NO02 | COMMISSIONED |  |  | Freshwater
50WP000000004318 | 50WG000000009963 | Luostejok | Luostejog1 Hydro | 1.8 | 1.8 | Hydro Water Reservoir | 69.829 | 25.167 | Norway | NO07 | COMMISSIONED |  |  | Freshwater
50WP00000000563S | 50WG000000013290 | Rekvatn | Rekvatn G2 Hydro | 27.1 | 10 | Hydro Water Reservoir |  |  | Norway |  | COMMISSIONED |  |  | Freshwater
50WP00000000563S | 50WG000000013282 | Rekvatn | Rekvatn G3 Hydro | 27.1 | 10 | Hydro Water Reservoir |  |  | Norway |  | COMMISSIONED |  |  | Freshwater
50WP00000000563S | 50WG000000013274 | Rekvatn | Rekvatn G1 Hydro | 27.1 | 7.1 | Hydro Water Reservoir |  |  | Norway |  | COMMISSIONED |  |  | Freshwater
50WP000000001289 | 50WG00000000302P | Eidsfoss | Eidsfossg1 Hydro | 18 | 18 | Hydro Water Reservoir | 59.297 | 9.22 | Norway | NO03 | COMMISSIONED |  |  | Freshwater
50WP00000000127B | 50WG00000000301R | Eidsfo 2 | Eidsfo_2g2 Hydro | 4.6 | 1.8 | Hydro Water Reservoir | 59.297 | 9.22 | Norway | NO03 | COMMISSIONED |  |  | Freshwater
50WP00000000127B | 50WG00000000300T | Eidsfo 2 | Eidsfo_2g1 Hydro | 4.6 | 2.8 | Hydro Water Reservoir | 59.297 | 9.22 | Norway | NO03 | COMMISSIONED |  |  | Freshwater
50WP00000000430A | 50WG000000009955 | Lundsater | Lundsateg1 Hydro | 0.8 | 0.8 | Hydro Water Reservoir | 67.783 | 14.817 | Norway | NO07 | COMMISSIONED |  |  | Freshwater
50WP00000000740W | 50WG000000018873 | Tjeldbergodden | Tjeldberdg1 Therm | 37.5 | 37.5 | Fossil Gas | 63.409 | 8.686 | Norway | NO05 | DECOMMISSIONED |  | 2016 | Freshwater | Air Cooling | 0.01 | 0.01
50WP00000000437X | 50WG00000001009I | Lysebotn | Lysebotng101 Hydro | 228 | 0 | Hydro Water Reservoir | 59.055 | 6.649 | Norway | NO04 | DECOMMISSIONED |  |  | Freshwater
50WP00000000437X | 50WG00000001008K | Lysebotn | Lysebotng5 Hydro | 228 | 43 | Hydro Water Reservoir | 59.054 | 6.626 | Norway | NO04 | COMMISSIONED |  |  | Freshwater
50WP00000000437X | 50WG00000001007M | Lysebotn | Lysebotng1 Hydro | 228 | 33 | Hydro Water Reservoir | 59.054 | 6.626 | Norway | NO04 | COMMISSIONED |  |  | Freshwater
50WP00000000437X | 50WG00000001006O | Lysebotn | Lysebotng2 Hydro | 228 | 33 | Hydro Water Reservoir | 59.054 | 6.626 | Norway | NO04 | COMMISSIONED |  |  | Freshwater
50WP00000000437X | 50WG00000001005Q | Lysebotn | Lysebotng6 Hydro | 228 | 43 | Hydro Water Reservoir | 59.054 | 6.626 | Norway | NO04 | COMMISSIONED |  |  | Freshwater
50WP00000000437X | 50WG00000001004S | Lysebotn | Lysebotng4 Hydro | 228 | 43 | Hydro Water Reservoir | 59.054 | 6.626 | Norway | NO04 | COMMISSIONED |  |  | Freshwater
50WP00000000437X | 50WG00000001003U | Lysebotn | Lysebotng3 Hydro | 228 | 33 | Hydro Water Reservoir | 59.054 | 6.626 | Norway | NO04 | COMMISSIONED |  |  | Freshwater
50WP00000000304F | 50WGI00000007415 | Honefo.2 | Honefos2g1 Hydro | 26 | 26 | Hydro Water Reservoir | 58.419 | 6.109 | Norway | NO04 | COMMISSIONED |  |  | Freshwater
50WP00000000872F | 50WG00000002200N | Askara | Askara G101 Hydro | 133 | 1 | Hydro Water Reservoir | 61.812 | 5.662 | Norway | NO05 | DECOMMISSIONED |  |  | Freshwater
50WP00000000872F | 50WG00000002201L | Askara | Askara G1 Hydro | 133 | 90 | Hydro Water Reservoir | 61.812 | 5.662 | Norway | NO05 | COMMISSIONED |  |  | Freshwater
50WP00000000872F | 50WG00000002192X | Askara | Askara G102 Hydro | 133 | 0.4 | Hydro Water Reservoir | 61.812 | 5.662 | Norway | NO05 | DECOMMISSIONED |  |  | Freshwater
50WP00000000872F | 50WG00000002193V | Askara | Askara G2 Hydro | 133 | 43 | Hydro Water Reservoir | 61.812 | 5.662 | Norway | NO05 | COMMISSIONED |  |  | Freshwater
50WP00000000872F | 50WG00000002191Z | Askara | Askara G108 Hydro | 133 | 0.5 | Hydro Water Reservoir | 61.812 | 5.662 | Norway | NO05 | DECOMMISSIONED |  |  | Freshwater
50WP00000000872F | 50WG00000002196P | Askara | Askara G105 Hydro | 133 | 1.7 | Hydro Water Reservoir | 61.812 | 5.662 | Norway | NO05 | DECOMMISSIONED |  |  | Freshwater
50WP00000000872F | 50WG00000002197N | Askara | Askara G104 Hydro | 133 | 2.2 | Hydro Water Reservoir | 61.812 | 5.662 | Norway | NO05 | DECOMMISSIONED |  |  | Freshwater
50WP00000000872F | 50WG00000002198L | Askara | Askara G109 Hydro | 133 | 1.3 | Hydro Water Reservoir | 61.812 | 5.662 | Norway | NO05 | DECOMMISSIONED |  |  | Freshwater
50WP00000000872F | 50WG00000002194T | Askara | Askara G103 Hydro | 133 | 0.2 | Hydro Water Reservoir | 61.812 | 5.662 | Norway | NO05 | DECOMMISSIONED |  |  | Freshwater
50WP00000000872F | 50WG00000002195R | Askara | Askara G107 Hydro | 133 | 0.6 | Hydro Water Reservoir | 61.812 | 5.662 | Norway | NO05 | DECOMMISSIONED |  |  | Freshwater
50WP00000000872F | 50WG00000002199J | Askara | Askara G106 Hydro | 133 | 1.4 | Hydro Water Reservoir | 61.812 | 5.662 | Norway | NO05 | DECOMMISSIONED |  |  | Freshwater
50WP00000000303H | 50WG00000000739N | Honefo.1 | Honefos1g2 Hydro | 8.3 | 3.7 | Hydro Water Reservoir | 58.419 | 6.109 | Norway | NO04 | COMMISSIONED |  |  | Freshwater
50WP00000000303H | 50WG000000007401 | Honefo.1 | Honefos1g1 Hydro | 8.3 | 4.6 | Hydro Water Reservoir | 58.419 | 6.109 | Norway | NO04 | COMMISSIONED |  |  | Freshwater
50WP00000000302J | 50WG00000000737R | Hogefoss | Hogefossg7 Hydro | 27 | 22.5 | Hydro Water Reservoir | 60.168 | 10.256 | Norway | NO03 | COMMISSIONED |  |  | Freshwater
50WP00000000302J | 50WG00000000738P | Hogefoss | Hogefossg6 Hydro | 27 | 4.5 | Hydro Water Reservoir | 60.168 | 10.256 | Norway | NO03 | COMMISSIONED |  |  | Freshwater
50WP00000000871H | 50WGI00000021825 | Asen | Asen G106 Hydro | 10.4 | 0.7 | Hydro Water Reservoir | 63.608 | 11.052 | Norway | NO06 | COMMISSIONED |  |  | Freshwater
50WP00000000871H | 50WG00000002189M | Asen | Asen G105 Hydro | 10.4 | 0.4 | Hydro Water Reservoir | 63.608 | 11.052 | Norway | NO06 | COMMISSIONED |  |  | Freshwater
50WP00000000871H | 50WG00000002186S | Asen | Asen G107 Hydro | 10.4 | 0.1 | Hydro Water Reservoir | 63.608 | 11.052 | Norway | NO06 | COMMISSIONED |  |  | Freshwater
50WP00000000871H | 50WG00000002187Q | Asen | Asen G104 Hydro | 10.4 | 1.5 | Hydro Water Reservoir | 63.608 | 11.052 | Norway | NO06 | COMMISSIONED |  |  | Freshwater
50WP00000000871H | 50WG000000021900 | Asen | Asen G109 Hydro | 10.4 | 0.1 | Hydro Water Reservoir | 63.608 | 11.052 | Norway | NO06 | COMMISSIONED |  |  | Freshwater
50WP00000000871H | 50WG00000002184W | Asen | Asen G111 Hydro | 10.4 | 5 | Hydro Water Reservoir | 63.608 | 11.052 | Norway | NO06 | COMMISSIONED |  |  | Freshwater
50WP00000000871H | 50WG00000002185U | Asen | Asen G110 Hydro | 10.4 | 1.2 | Hydro Water Reservoir | 63.608 | 11.052 | Norway | NO06 | COMMISSIONED |  |  | Freshwater
50WP00000000871H | 50WG00000002183Y | Asen | Asen G102 Hydro | 10.4 | 0.1 | Hydro Water Reservoir | 63.608 | 11.052 | Norway | NO06 | COMMISSIONED |  |  | Freshwater
50WP00000000871H | 50WG000000021811 | Asen | Asen G103 Hydro | 10.4 | 0.1 | Hydro Water Reservoir | 63.608 | 11.052 | Norway | NO06 | COMMISSIONED |  |  | Freshwater
50WP00000000871H | 50WG000000021803 | Asen | Asen G108 Hydro | 10.4 | 1.2 | Hydro Water Reservoir | 63.608 | 11.052 | Norway | NO06 | COMMISSIONED |  |  | Freshwater
50WP00000000568I | 50WG000000013347 | Reppa | Reppa G1 Hydro | 11.5 | 11.1 | Hydro Water Reservoir | 66.65 | 13.547 | Norway | NO07 | COMMISSIONED |  |  | Freshwater
50WP00000000568I | 50WG000000013355 | Reppa | Reppa G101 Hydro | 11.5 | 0.4 | Hydro Water Reservoir | 66.65 | 13.547 | Norway | NO07 | COMMISSIONED |  |  | Freshwater
50WP00000000870J | 50WG00000002179P | Aselva | Aselva G1 Hydro | 3.5 | 3.5 | Hydro Water Reservoir | 63.615 | 9.713 | Norway | NO06 | COMMISSIONED |  |  | Freshwater
50WP000000004350 | 50WG00000001001Y | Lysbotn | Lysbotn G1 Hydro | 6.3 | 6.3 | Hydro Run-of-river and poundage | 59.054 | 6.626 | Norway | NO04 | COMMISSIONED |  |  | Freshwater
50WP00000000301L | 50WG00000000736T | Hog Jare | Hog_Jareg1 Wind | 73.6 | 73.6 | Wind Onshore | 58.646 | 5.748 | Norway | NO04 | COMMISSIONED |  |  | None |  | 0 | 0
50WP000000006124 | 50WG00000001471Y | Selbu | Selbu G101 Hydro | 1.3 | 1.3 | Hydro Water Reservoir | 63.219 | 11.041 | Norway | NO06 | COMMISSIONED |  |  | Freshwater
50WP00000000744O | 50WG000000018938 | 50WP00000000744O | Tofte_Vkg1 Therm | 67.6 | 17.6 | Fossil Gas |  |  | Norway |  | DECOMMISSIONED |  | 2015 | Freshwater | Air Cooling | 0.01 | 0.01
50WP00000000744O | 50WG00000001892A | 50WP00000000744O | Tofte_Vkg2 Therm | 67.6 | 50 | Fossil Gas |  |  | Norway |  | DECOMMISSIONED |  | 2015 | Freshwater | Air Cooling | 0.01 | 0.01
50WP000000008783 | 50WG00000001475Q | Lang Sima | Sima G3 Hydro | 580 | 290 | Hydro Water Reservoir | 60.499 | 7.145 | Norway | NO05 | COMMISSIONED |  |  | Freshwater
50WP000000008783 | 50WG00000001477M | Lang Sima | Sima G4 Hydro | 580 | 290 | Hydro Water Reservoir | 60.499 | 7.145 | Norway | NO05 | COMMISSIONED |  |  | Freshwater
50WP000000003095 | 50WG00000000749K | Hoya.kr5 | Hoya_Kr5g4 Hydro | 111 | 75 | Hydro Water Reservoir |  |  | Norway |  | COMMISSIONED |  |  | Freshwater
50WP000000003095 | 50WG00000000748M | Hoya.kr5 | Hoya_Kr5g2 Hydro | 111 | 18 | Hydro Water Reservoir |  |  | Norway |  | COMMISSIONED |  |  | Freshwater
50WP000000003095 | 50WG00000000750Z | Hoya.kr5 | Hoya_Kr5g1 Hydro | 111 | 18 | Hydro Water Reservoir |  |  | Norway |  | COMMISSIONED |  |  | Freshwater
50WP000000000819 | 50WG00000000217G | Brekkefoss | Brekkefog1 Hydro | 2 | 2 | Hydro Water Reservoir | 60.888 | 8.46 | Norway | NO03 | COMMISSIONED |  |  | Freshwater
50WP000000003087 | 50WG00000000747O | Hoya.kr4 | Hoya_Kr4g1 Hydro | 2.2 | 2.2 | Hydro Water Reservoir |  |  | Norway |  | COMMISSIONED |  |  | Freshwater
50WP00000000743Q | 50WG00000001891C | Tjorhom | Tjorhom G2 Hydro | 120 | 60 | Hydro Water Reservoir | 58.879 | 6.821 | Norway | NO04 | COMMISSIONED |  |  | Freshwater
50WP00000000743Q | 50WG00000001890E | Tjorhom | Tjorhom G1 Hydro | 120 | 60 | Hydro Water Reservoir | 58.879 | 6.821 | Norway | NO04 | COMMISSIONED |  |  | Freshwater
50WP00000000080B | 50WG00000000216I | Brekke | Brekke G2 Hydro | 9 | 4.5 | Hydro Run-of-river and poundage | 61.019 | 5.462 | Norway | NO05 | COMMISSIONED |  |  | Freshwater
50WP00000000080B | 50WG00000000215K | Brekke | Brekke G1 Hydro | 9 | 4.5 | Hydro Run-of-river and poundage | 61.019 | 5.462 | Norway | NO05 | COMMISSIONED |  |  | Freshwater
50WP000000003079 | 50WG00000000746Q | Hoya.kr3 | Hoya_Kr3g1 Hydro | 4.1 | 4.1 | Hydro Water Reservoir |  |  | Norway |  | COMMISSIONED |  |  | Freshwater
50WP000000008767 | 50WG00000002205D | Asnes | Asnes G104 Hydro | 3.2 | 0.1 | Hydro Water Reservoir | 60.613 | 12.011 | Norway | NO02 | COMMISSIONED |  |  | Freshwater
50WP000000008767 | 50WG00000002206B | Asnes | Asnes G102 Hydro | 3.2 | 1 | Hydro Water Reservoir | 60.613 | 12.011 | Norway | NO02 | COMMISSIONED |  |  | Freshwater
50WP000000008767 | 50WG00000002204F | Asnes | Asnes G103 Hydro | 3.2 | 2 | Hydro Water Reservoir | 60.613 | 12.011 | Norway | NO02 | COMMISSIONED |  |  | Freshwater
50WP000000008767 | 50WG00000002203H | Asnes | Asnes G101 Hydro | 3.2 | 0.1 | Hydro Water Reservoir | 60.613 | 12.011 | Norway | NO02 | COMMISSIONED |  |  | Freshwater
50WP000000006108 | 50WG00000001469L | Savalen | Savalen G101 Hydro | 77.8 | 1.4 | Hydro Water Reservoir | 62.187 | 10.617 | Norway | NO02 | COMMISSIONED |  |  | Freshwater
50WP000000006108 | 50WG00000001468N | Savalen | Savalen G102 Hydro | 77.8 | 1.3 | Hydro Water Reservoir | 62.187 | 10.617 | Norway | NO02 | COMMISSIONED |  |  | Freshwater
50WP000000006108 | 50WG00000001467P | Savalen | Savalen G104 Hydro | 77.8 | 1 | Hydro Water Reservoir | 62.187 | 10.617 | Norway | NO02 | COMMISSIONED |  |  | Freshwater
50WP000000006108 | 50WG00000001466R | Savalen | Savalen G103 Hydro | 77.8 | 0.9 | Hydro Water Reservoir | 62.187 | 10.617 | Norway | NO02 | COMMISSIONED |  |  | Freshwater
50WP000000006108 | 50WG00000001465T | Savalen | Savalen G1 Hydro | 77.8 | 70 | Hydro Water Reservoir | 62.187 | 10.617 | Norway | NO02 | COMMISSIONED |  |  | Freshwater
50WP000000006108 | 50WGI00000014705 | Savalen | Savalen G105 Hydro | 77.8 | 3.2 | Hydro Water Reservoir | 62.187 | 10.617 | Norway | NO02 | COMMISSIONED |  |  | Freshwater
50WP00000000742S | 50WGI00000018895 | Tjonnefoss | Tjonnefog1 Hydro | 7.5 | 7.5 | Hydro Water Reservoir | 58.96 | 8.52 | Norway | NO03 | COMMISSIONED |  |  | Freshwater
50WP00000000306B | 50WG00000000744U | Hoya.kr2 | Hoya_Kr2g3 Hydro | 28.6 | 14.2 | Hydro Water Reservoir |  |  | Norway |  | COMMISSIONED |  |  | Freshwater
50WP00000000306B | 50WG00000000743W | Hoya.kr2 | Hoya_Kr2g1 Hydro | 28.6 | 7.2 | Hydro Water Reservoir |  |  | Norway |  | COMMISSIONED |  |  | Freshwater
50WP00000000306B | 50WG00000000745S | Hoya.kr2 | Hoya_Kr2g2 Hydro | 28.6 | 7.2 | Hydro Water Reservoir |  |  | Norway |  | COMMISSIONED |  |  | Freshwater
50WP00000000741U | 50WG000000018881 | Tjodan | Tjodan G1 Hydro | 113 | 113 | Hydro Water Reservoir | 59.052 | 6.652 | Norway | NO04 | COMMISSIONED |  |  | Freshwater
50WP000000008759 | 50WG00000002202J | Asmulfoss | Asmulfosg1 Hydro | 13.5 | 13.5 | Hydro Water Reservoir |  |  | Norway |  | COMMISSIONED |  |  | Freshwater
50WP00000000305D | 50WG00000000742Y | Hoya.k5B | Hoya_K5bg3 Hydro | 17.6 | 17.6 | Hydro Water Reservoir |  |  | Norway |  | COMMISSIONED |  |  | Freshwater
50WP00000000749E | 50WG00000001905R | Torpa | Torpa G1 Hydro | 164 | 82 | Hydro Water Reservoir | 60.996 | 10.058 | Norway | NO02 | COMMISSIONED |  |  | Freshwater
50WP00000000749E | 50WG00000001906P | Torpa | Torpa G2 Hydro | 164 | 82 | Hydro Water Reservoir | 60.996 | 10.058 | Norway | NO02 | COMMISSIONED |  |  | Freshwater
50WP000000000851 | 50WG00000000226F | Brunstad | Brunstadg1 Hydro | 4 | 4 | Hydro Water Reservoir | 62.382 | 6.574 | Norway | NO05 | COMMISSIONED |  |  | Freshwater
50WP00000000747I | 50WG00000001901Z | Tonstad | Tonstad G4 Hydro | 960 | 160 | Hydro Water Reservoir | 58.665 | 6.708 | Norway | NO04 | COMMISSIONED |  |  | Freshwater
50WP00000000747I | 50WG000000019000 | Tonstad | Tonstad G1 Hydro | 960 | 160 | Hydro Water Reservoir | 58.665 | 6.708 | Norway | NO04 | COMMISSIONED |  |  | Freshwater
50WP00000000747I | 50WG00000001902X | Tonstad | Tonstad G5 Hydro | 960 | 320 | Hydro Water Reservoir | 58.665 | 6.708 | Norway | NO04 | COMMISSIONED |  |  | Freshwater
50WP00000000747I | 50WG00000001903V | Tonstad | Tonstad G2 Hydro | 960 | 160 | Hydro Water Reservoir | 58.665 | 6.708 | Norway | NO04 | COMMISSIONED |  |  | Freshwater
50WP00000000747I | 50WG00000001904T | Tonstad | Tonstad G3 Hydro | 960 | 160 | Hydro Water Reservoir | 58.665 | 6.708 | Norway | NO04 | COMMISSIONED |  |  | Freshwater
50WP000000000843 | 50WG00000000224J | Brulandsfoss | Brulandsg2 Hydro | 15.2 | 14 | Hydro Water Reservoir | 61.436 | 5.915 | Norway | NO05 | COMMISSIONED |  |  | Freshwater
50WP000000000843 | 50WG00000000225H | Brulandsfoss | Brulandsg1 Hydro | 15.2 | 1.2 | Hydro Water Reservoir | 61.436 | 5.915 | Norway | NO05 | COMMISSIONED |  |  | Freshwater
50WP000000006140 | 50WG00000001473U | Sildvik | Sildvik G1 Hydro | 75 | 75 | Hydro Water Reservoir | 68.409 | 17.801 | Norway | NO07 | COMMISSIONED |  |  | Freshwater
50WP00000000746K | 50WG00000001899X | Toklev | Toklev G1 Hydro | 5.4 | 2.7 | Hydro Run-of-river and poundage | 59.288 | 9.71 | Norway | NO03 | COMMISSIONED |  |  | Freshwater
50WP00000000746K | 50WG00000001898Z | Toklev | Toklev G2 Hydro | 5.4 | 2.7 | Hydro Run-of-river and poundage | 59.288 | 9.71 | Norway | NO03 | COMMISSIONED |  |  | Freshwater
50WPI00000002485 | 50WG00000000601F | Harpefossen | Harpefosg2 Hydro | 100 | 54 | Hydro Water Reservoir | 61.581 | 9.842 | Norway | NO02 | COMMISSIONED |  |  | Freshwater
50WPI00000002485 | 50WG00000000600H | Harpefossen | Harpefosg1 Hydro | 100 | 46 | Hydro Water Reservoir | 61.581 | 9.842 | Norway | NO02 | COMMISSIONED |  |  | Freshwater
50WP000000006132 | 50WG00000001472W | Seterkraft | Seterkrag1 Hydro | 5.2 | 5.2 | Hydro Water Reservoir | 59.915 | 10.634 | Norway | NO01 | COMMISSIONED |  |  | Freshwater
50WP00000000745M | 50WG000000018962 | Tokke | Tokke G4 Hydro | 433 | 110 | Hydro Water Reservoir | 59.448 | 8.035 | Norway | NO03 | COMMISSIONED |  |  | Freshwater
50WP00000000745M | 50WG000000018954 | Tokke | Tokke G2 Hydro | 433 | 110 | Hydro Water Reservoir | 59.448 | 8.035 | Norway | NO03 | COMMISSIONED |  |  | Freshwater
50WP00000000745M | 50WG000000018946 | Tokke | Tokke G1 Hydro | 433 | 103 | Hydro Water Reservoir | 59.448 | 8.035 | Norway | NO03 | COMMISSIONED |  |  | Freshwater
50WP00000000745M | 50WG000000018970 | Tokke | Tokke G3 Hydro | 433 | 110 | Hydro Water Reservoir | 59.448 | 8.035 | Norway | NO03 | COMMISSIONED |  |  | Freshwater
50WP000000008791 | 50WG00000001476O | Sy-Sima | Sima G1 Hydro | 720 | 360 | Hydro Water Reservoir | 60.499 | 7.145 | Norway | NO05 | COMMISSIONED |  |  | Freshwater
50WP000000008791 | 50WG00000001474S | Sy-Sima | Sima G2 Hydro | 720 | 360 | Hydro Water Reservoir | 60.499 | 7.145 | Norway | NO05 | COMMISSIONED |  |  | Freshwater
50WP000000000827 | 50WG00000000219C | Brokke | Brokke G2 Hydro | 379 | 88 | Hydro Water Reservoir | 59.123 | 7.511 | Norway | NO04 | COMMISSIONED |  |  | Freshwater
50WP000000000827 | 50WG00000000218E | Brokke | Brokke G4 Hydro | 379 | 115 | Hydro Water Reservoir | 59.123 | 7.511 | Norway | NO04 | COMMISSIONED |  |  | Freshwater
50WP000000000827 | 50WG00000000223L | Brokke | Brokke G101 Hydro | 379 | 0.9 | Hydro Water Reservoir | 59.123 | 7.511 | Norway | NO04 | DECOMMISSIONED |  |  | Freshwater
50WP000000000827 | 50WG00000000222N | Brokke | Brokke G102 Hydro | 379 | 2.4 | Hydro Water Reservoir | 59.123 | 7.511 | Norway | NO04 | DECOMMISSIONED |  |  | Freshwater
50WP000000000827 | 50WG00000000221P | Brokke | Brokke G3 Hydro | 379 | 88 | Hydro Water Reservoir | 59.123 | 7.511 | Norway | NO04 | COMMISSIONED |  |  | Freshwater
50WP000000000827 | 50WG00000000220R | Brokke | Brokke G1 Hydro | 379 | 88 | Hydro Water Reservoir | 59.123 | 7.511 | Norway | NO04 | COMMISSIONED |  |  | Freshwater
50WP00000000089U | 50WG00000000233I | Byrkjelo | Byrkjelog3 Hydro | 25.2 | 5.5 | Hydro Water Reservoir | 61.734 | 6.509 | Norway | NO05 | COMMISSIONED |  |  | Freshwater
50WP00000000089U | 50WG00000000232K | Byrkjelo | Byrkjelog1 Hydro | 25.2 | 14.2 | Hydro Water Reservoir | 61.734 | 6.509 | Norway | NO05 | COMMISSIONED |  |  | Freshwater
50WP00000000089U | 50WG00000000234G | Byrkjelo | Byrkjelog2 Hydro | 25.2 | 5.5 | Hydro Water Reservoir | 61.734 | 6.509 | Norway | NO05 | COMMISSIONED |  |  | Freshwater
50WP00000000392T | 50WG000000009102 | Kvitfossen | Kvitfossg101 Hydro | 7.8 | 3.3 | Hydro Run-of-river and poundage | 68.327 | 14.652 | Norway | NO07 | COMMISSIONED |  |  | Freshwater
50WP00000000392T | 50WG00000000909O | Kvitfossen | Kvitfossg102 Hydro | 7.8 | 2 | Hydro Run-of-river and poundage | 68.327 | 14.652 | Norway | NO07 | COMMISSIONED |  |  | Freshwater
50WP00000000392T | 50WG00000000908Q | Kvitfossen | Kvitfossg103 Hydro | 7.8 | 2.5 | Hydro Run-of-river and poundage | 68.327 | 14.652 | Norway | NO07 | COMMISSIONED |  |  | Freshwater
50WP00000000619R | 50WG00000001481V | Sjona | Sjona G1 Hydro | 60.3 | 60 | Hydro Water Reservoir | 66.311 | 13.563 | Norway | NO07 | COMMISSIONED |  |  | Freshwater
50WP00000000619R | 50WG00000001480X | Sjona | Sjona G101 Hydro | 60.3 | 0.3 | Hydro Water Reservoir | 66.311 | 13.563 | Norway | NO07 | COMMISSIONED |  |  | Freshwater
50WP00000000088W | 50WG00000000231M | Byafossen | Byafosseg3 Hydro | 4.1 | 1.5 | Hydro Water Reservoir | 64.032 | 11.548 | Norway | NO06 | COMMISSIONED |  |  | Freshwater
50WP00000000088W | 50WG00000000230O | Byafossen | Byafosseg2 Hydro | 4.1 | 1.6 | Hydro Water Reservoir | 64.038 | 11.553 | Norway | NO06 | COMMISSIONED |  |  | Freshwater
50WP00000000088W | 50WG000000002299 | Byafossen | Byafosseg1 Hydro | 4.1 | 1 | Hydro Water Reservoir | 64.038 | 11.553 | Norway | NO06 | COMMISSIONED |  |  | Freshwater
50WP00000000391V | 50WG00000000907S | Kvinen | Kvinen G1 Hydro | 90 | 90 | Hydro Water Reservoir | 58.928 | 7.084 | Norway | NO04 | COMMISSIONED |  |  | Freshwater
50WP00000000087Y | 50WG00000000228B | Bryggja | Bryggja G101 Hydro | 0.3 | 0.3 | Hydro Run-of-river and poundage | 61.941 | 5.449 | Norway | NO05 | COMMISSIONED |  |  | Freshwater
50WP00000000617V | 50WG00000001479I | Siso | Siso G2 Hydro | 180 | 100 | Hydro Water Reservoir | 67.325 | 15.707 | Norway | NO07 | COMMISSIONED |  |  | Freshwater
50WP00000000617V | 50WG00000001478K | Siso | Siso G1 Hydro | 180 | 80 | Hydro Water Reservoir | 67.325 | 15.707 | Norway | NO07 | COMMISSIONED |  |  | Freshwater
50WPI00000004275 | 50WG00000000991D | Logna | Logna G1 Hydro | 22 | 22 | Hydro Water Reservoir | 58.764 | 7.51 | Norway | NO04 | COMMISSIONED |  |  | Freshwater
50WP00000000130M | 50WG00000000308D | Eidum | Eidum G108 Hydro | 4.8 | 0.1 | Hydro Water Reservoir | 63.444 | 10.982 | Norway | NO06 | COMMISSIONED |  |  | Freshwater
50WP00000000130M | 50WG00000000307F | Eidum | Eidum G104 Hydro | 4.8 | 2.5 | Hydro Water Reservoir | 63.444 | 10.982 | Norway | NO06 | COMMISSIONED |  |  | Freshwater
50WP00000000130M | 50WG00000000309B | Eidum | Eidum G101 Hydro | 4.8 | 0.1 | Hydro Water Reservoir | 63.444 | 10.982 | Norway | NO06 | COMMISSIONED |  |  | Freshwater
50WP00000000130M | 50WG00000000310Q | Eidum | Eidum G110 Hydro | 4.8 | 0.1 | Hydro Water Reservoir | 63.444 | 10.982 | Norway | NO06 | COMMISSIONED |  |  | Freshwater
50WP00000000130M | 50WG00000000311O | Eidum | Eidum Na1 Therm | 4.8 | 0 | Hydro Water Reservoir | 63.444 | 10.982 | Norway | NO06 | COMMISSIONED |  |  | Freshwater
50WP00000000130M | 50WG00000000312M | Eidum | Eidum G107 Hydro | 4.8 | 0.9 | Hydro Water Reservoir | 63.444 | 10.982 | Norway | NO06 | COMMISSIONED |  |  | Freshwater
50WP00000000130M | 50WG00000000313K | Eidum | Eidum G109 Hydro | 4.8 | 0.1 | Hydro Water Reservoir | 63.444 | 10.982 | Norway | NO06 | COMMISSIONED |  |  | Freshwater
50WP00000000130M | 50WG00000000314I | Eidum | Eidum G105 Hydro | 4.8 | 0.1 | Hydro Water Reservoir | 63.444 | 10.982 | Norway | NO06 | COMMISSIONED |  |  | Freshwater
50WP00000000130M | 50WG00000000315G | Eidum | Eidum G102 Hydro | 4.8 | 0.2 | Hydro Water Reservoir | 63.444 | 10.982 | Norway | NO06 | COMMISSIONED |  |  | Freshwater
50WP00000000130M | 50WG00000000317C | Eidum | Eidum G103 Hydro | 4.8 | 0.1 | Hydro Water Reservoir | 63.444 | 10.982 | Norway | NO06 | COMMISSIONED |  |  | Freshwater
50WP00000000130M | 50WG00000000316E | Eidum | Eidum G106 Hydro | 4.8 | 0.6 | Hydro Water Reservoir | 63.444 | 10.982 | Norway | NO06 | COMMISSIONED |  |  | Freshwater
50WP000000002641 | 50WG00000000653X | Hensfoss | Hensfossg1 Hydro | 20 | 10 | Hydro Water Reservoir | 60.211 | 10.237 | Norway | NO03 | COMMISSIONED |  |  | Freshwater
50WP000000002641 | 50WG00000000654V | Hensfoss | Hensfossg2 Hydro | 20 | 10 | Hydro Water Reservoir | 60.211 | 10.237 | Norway | NO03 | COMMISSIONED |  |  | Freshwater
50WP000000002633 | 50WG00000000652Z | Hemsil 2 | Hemsil_2g1 Hydro | 98 | 49 | Hydro Water Reservoir | 60.705 | 8.972 | Norway | NO03 | COMMISSIONED |  |  | Freshwater
50WP000000002633 | 50WG000000006510 | Hemsil 2 | Hemsil_2g2 Hydro | 98 | 49 | Hydro Water Reservoir | 60.705 | 8.972 | Norway | NO03 | COMMISSIONED |  |  | Freshwater
50WP00000000395N | 50WG00000000916R | Kvanangen | Kvanangeg1 Hydro | 63.8 | 28 | Hydro Water Reservoir | 69.714 | 22.169 | Norway | NO07 | COMMISSIONED |  |  | Freshwater
50WP00000000395N | 50WG00000000917P | Kvanangen | Kvanangeg103 Hydro | 63.8 | 1.7 | Hydro Water Reservoir | 69.714 | 22.169 | Norway | NO07 | COMMISSIONED |  |  | Freshwater
50WP00000000395N | 50WG00000000918N | Kvanangen | Kvanangeg2 Hydro | 63.8 | 28 | Hydro Water Reservoir | 69.714 | 22.169 | Norway | NO07 | COMMISSIONED |  |  | Freshwater
50WP00000000395N | 50WG00000000919L | Kvanangen | Kvanangeg101 Hydro | 63.8 | 4.9 | Hydro Water Reservoir | 69.714 | 22.169 | Norway | NO07 | COMMISSIONED |  |  | Freshwater
50WP00000000395N | 50WGI00000009205 | Kvanangen | Kvanangeg102 Hydro | 63.8 | 1.2 | Hydro Water Reservoir | 69.714 | 22.169 | Norway | NO07 | COMMISSIONED |  |  | Freshwater
50WP000000002625 | 50WG000000006502 | Hemsil 1 | Hemsil_1g1 Hydro | 78 | 39 | Hydro Water Reservoir | 60.705 | 8.972 | Norway | NO03 | COMMISSIONED |  |  | Freshwater
50WP000000002625 | 50WG00000000649O | Hemsil 1 | Hemsil_1g2 Hydro | 78 | 39 | Hydro Water Reservoir | 60.705 | 8.972 | Norway | NO03 | COMMISSIONED |  |  | Freshwater
50WP00000000394P | 50WG00000000915T | Kvittingen | Kvittingg1 Hydro | 56 | 56 | Hydro Water Reservoir | 60.465 | 5.909 | Norway | NO05 | COMMISSIONED |  |  | Freshwater
50WP00000000393R | 50WG000000009110 | Kvitnes | Kvitnes G103 Hydro | 5.9 | 1.3 | Hydro Run-of-river and poundage | 68.572 | 15.226 | Norway | NO07 | COMMISSIONED |  |  | Freshwater
50WP00000000393R | 50WG00000000914V | Kvitnes | Kvitnes G102 Hydro | 5.9 | 0.5 | Hydro Run-of-river and poundage | 68.572 | 15.226 | Norway | NO07 | COMMISSIONED |  |  | Freshwater
50WP00000000393R | 50WG00000000913X | Kvitnes | Kvitnes G101 Hydro | 5.9 | 2.8 | Hydro Run-of-river and poundage | 68.572 | 15.226 | Norway | NO07 | COMMISSIONED |  |  | Freshwater
50WP00000000393R | 50WG00000000912Z | Kvitnes | Kvitnes G104 Hydro | 5.9 | 1.3 | Hydro Run-of-river and poundage | 68.572 | 15.226 | Norway | NO07 | COMMISSIONED |  |  | Freshwater
50WP000000002617 | 50WG00000000648Q | Hellandsfoss | Hellandsg1 Hydro | 35 | 35 | Hydro Water Reservoir | 60.832 | 5.883 | Norway | NO05 | COMMISSIONED |  |  | Freshwater
50WP000000002609 | 50WG00000000646U | Hekni | Hekni G2 Hydro | 60 | 30 | Hydro Water Reservoir | 58.995 | 7.547 | Norway | NO04 | COMMISSIONED |  |  | Freshwater
50WP000000002609 | 50WG00000000647S | Hekni | Hekni G1 Hydro | 60 | 30 | Hydro Water Reservoir | 58.995 | 7.547 | Norway | NO04 | COMMISSIONED |  |  | Freshwater
50WP00000000570V | 50WG000000013371 | Repvag | Repvag G1 Hydro | 5.8 | 2.9 | Hydro Water Reservoir | 70.747 | 25.672 | Norway | NO07 | COMMISSIONED |  |  | Freshwater
50WP00000000570V | 50WG000000013363 | Repvag | Repvag G2 Hydro | 5.8 | 2.9 | Hydro Water Reservoir | 70.747 | 25.672 | Norway | NO07 | COMMISSIONED |  |  | Freshwater
50WP00000000001X | 50WG00000000003Z | Aall-Ulefoss | Ulefos_Ag2 Hydro | 7.7 | 0.9 | Hydro Run-of-river and poundage | 59.284 | 9.265 | Norway | NO03 | COMMISSIONED |  |  | Freshwater
50WP00000000001X | 50WG00000000004X | Aall-Ulefoss | Ulefos_Ag3 Hydro | 7.7 | 0.9 | Hydro Run-of-river and poundage | 59.284 | 9.265 | Norway | NO03 | COMMISSIONED |  |  | Freshwater
50WP00000000001X | 50WG00000000005V | Aall-Ulefoss | Ulefos_Ag6 Hydro | 7.7 | 0.2 | Hydro Run-of-river and poundage | 59.284 | 9.265 | Norway | NO03 | COMMISSIONED |  |  | Freshwater
50WP00000000001X | 50WG00000000006T | Aall-Ulefoss | Ulefos_Ag4 Hydro | 7.7 | 4.4 | Hydro Run-of-river and poundage | 59.284 | 9.265 | Norway | NO03 | COMMISSIONED |  |  | Freshwater
50WP00000000001X | 50WG000000000012 | Aall-Ulefoss | Ulefos_Ag5 Hydro | 7.7 | 0.4 | Hydro Run-of-river and poundage | 59.284 | 9.265 | Norway | NO03 | COMMISSIONED |  |  | Freshwater
50WP00000000001X | 50WG000000000020 | Aall-Ulefoss | Ulefos_Ag1 Hydro | 7.7 | 0.9 | Hydro Run-of-river and poundage | 59.284 | 9.265 | Norway | NO03 | COMMISSIONED |  |  | Freshwater
50WP00000000267W | 50WGI00000006605 | Hinnoy | Hinnoy Na1 Therm | 9.5 | 0 | Hydro Water Reservoir | 68.528 | 15.866 | Norway | NO07 | COMMISSIONED |  |  | Freshwater
50WP00000000267W | 50WG00000000659L | Hinnoy | Hinnoy G102 Hydro | 9.5 | 1.8 | Hydro Water Reservoir | 68.528 | 15.866 | Norway | NO07 | COMMISSIONED |  |  | Freshwater
50WP00000000267W | 50WG00000000658N | Hinnoy | Hinnoy G104 Hydro | 9.5 | 3.4 | Hydro Water Reservoir | 68.528 | 15.866 | Norway | NO07 | COMMISSIONED |  |  | Freshwater
50WP00000000267W | 50WG00000000657P | Hinnoy | Hinnoy G103 Wind | 9.5 | 1.4 | Hydro Water Reservoir | 68.528 | 15.866 | Norway | NO07 | COMMISSIONED |  |  | Freshwater
50WP00000000267W | 50WG00000000663U | Hinnoy | Hinnoy G105 Hydro | 9.5 | 1.4 | Hydro Water Reservoir | 68.528 | 15.866 | Norway | NO07 | COMMISSIONED |  |  | Freshwater
50WP00000000267W | 50WG00000000662W | Hinnoy | Hinnoy G106 Hydro | 9.5 | 0.4 | Hydro Water Reservoir | 68.528 | 15.866 | Norway | NO07 | COMMISSIONED |  |  | Freshwater
50WP00000000267W | 50WG00000000661Y | Hinnoy | Hinnoy G101 Hydro | 9.5 | 1.1 | Hydro Water Reservoir | 68.528 | 15.866 | Norway | NO07 | COMMISSIONED |  |  | Freshwater
50WP00000000134E | 50WG00000000321L | Eiriksdal | Eiriksdag1 Hydro | 100 | 37 | Hydro Water Reservoir | 61.236 | 6.198 | Norway | NO05 | COMMISSIONED |  |  | Freshwater
50WP00000000134E | 50WG00000000322J | Eiriksdal | Eiriksdag2 Hydro | 100 | 63 | Hydro Water Reservoir | 61.236 | 6.198 | Norway | NO05 | COMMISSIONED |  |  | Freshwater
50WP00000000266Y | 50WG00000000656R | Herva | Herva G1 Hydro | 45 | 45 | Hydro Water Reservoir | 61.566 | 7.862 | Norway | NO05 | COMMISSIONED |  |  | Freshwater
50WP00000000133G | 50WG000000003198 | Einunna | Einunna G2 Hydro | 12.2 | 7.9 | Hydro Water Reservoir | 62.231 | 10.342 | Norway | NO02 | COMMISSIONED |  |  | Freshwater
50WP00000000133G | 50WG00000000320N | Einunna | Einunna G1 Hydro | 12.2 | 4.3 | Hydro Water Reservoir | 62.231 | 10.342 | Norway | NO02 | COMMISSIONED |  |  | Freshwater
50WP00000000399F | 50WG00000000923U | Kaven | Kaven G1 Hydro | 5.3 | 5.3 | Hydro Water Reservoir | 59.032 | 11.09 | Norway | NO03 | COMMISSIONED |  |  | Freshwater
50WP00000000398H | 50WG00000000922W | Karsto | Karsto G1 Hydro | 43.8 | 43.8 | Hydro Water Reservoir | 59.279 | 5.524 | Norway | NO04 | COMMISSIONED |  |  | Freshwater
50WP00000000132I | 50WG00000000318A | Eikelandsosen | Eikelandg1 Hydro | 35 | 35 | Hydro Water Reservoir | 60.242 | 5.744 | Norway | NO05 | COMMISSIONED |  |  | Freshwater
50WP00000000397J | 50WG00000000921Y | 50WP00000000397J | Kvale G1 Hydro | 5.5 | 5.5 | Hydro Run-of-river and poundage |  |  | Norway |  | COMMISSIONED |  |  | Freshwater
50WP000000001394 | 50WG00000000326B | Ellenelva | Ellenelvg1 Hydro | 5.5 | 5.5 | Hydro Run-of-river and poundage | 69.169 | 29 | Norway | NO07 | COMMISSIONED |  |  | Freshwater
50WP000000004423 | 50WG00000001012T | Lopet | Lopet G1 Hydro | 28 | 28 | Hydro Water Reservoir | 61.133 | 11.383 | Norway | NO02 | COMMISSIONED |  |  | Freshwater
50WP00000000005P | 50WG00000000014U | Akland | Akland G103 Hydro | 4.7 | 1.7 | Hydro Run-of-river and poundage | 58.731 | 9.045 | Norway | NO04 | COMMISSIONED |  |  | Freshwater
50WP00000000005P | 50WG00000000012Y | Akland | Akland G101 Hydro | 4.7 | 1.5 | Hydro Run-of-river and poundage | 58.731 | 9.045 | Norway | NO04 | COMMISSIONED |  |  | Freshwater
50WP00000000005P | 50WG00000000013W | Akland | Akland G102 Hydro | 4.7 | 1.5 | Hydro Run-of-river and poundage | 58.731 | 9.045 | Norway | NO04 | COMMISSIONED |  |  | Freshwater
50WPI00000006065 | 50WG00000001429X | Saudebotn | Saudebotg2 Hydro | 3.7 | 2.5 | Hydro Water Reservoir | 59.055 | 6.649 | Norway | NO04 | COMMISSIONED |  |  | Freshwater
50WPI00000006065 | 50WG00000001430B | Saudebotn | Saudebotg1 Hydro | 3.7 | 1.2 | Hydro Water Reservoir | 59.055 | 6.649 | Norway | NO04 | COMMISSIONED |  |  | Freshwater
50WP000000004415 | 50WG00000001011V | Lokaunet | Lokaunetg1 Hydro | 11.5 | 11.5 | Hydro Water Reservoir | 63.268 | 10.458 | Norway | NO06 | COMMISSIONED |  |  | Freshwater
50WP00000000004R | 50WG000000000101 | Agdenes | Agdenes G101 Hydro | 1.5 | 1.2 | Hydro Water Reservoir | 63.514 | 9.681 | Norway | NO06 | COMMISSIONED |  |  | Freshwater
50WP00000000004R | 50WGI00000000115 | Agdenes | Agdenes G102 Hydro | 1.5 | 0.3 | Hydro Water Reservoir | 63.514 | 9.681 | Norway | NO06 | COMMISSIONED |  |  | Freshwater
50WP000000001386 | 50WG00000000325D | Eldrevatn | Eldrevatg1 Hydro | 5.6 | 5.6 | Hydro Water Reservoir | 61.019 | 8.131 | Norway | NO05 | COMMISSIONED |  |  | Freshwater
50WP00000000573P | 50WG00000001340C | Rivedal | Rivedal G1 Hydro | 3.3 | 3.3 | Hydro Water Reservoir | 61.367 | 5.265 | Norway | NO05 | COMMISSIONED |  |  | Freshwater
50WP000000004407 | 50WG00000001010X | Lysvatn | Lysvatn G1 Hydro | 5 | 5 | Hydro Water Reservoir | 69.387 | 17.798 | Norway | NO07 | COMMISSIONED |  |  | Freshwater
50WP00000000269S | 50WG00000000664S | Hitra | Hitra K1 Wind | 55.2 | 13.8 | Wind Onshore | 63.526 | 8.779 | Norway | NO06 | COMMISSIONED |  |  | None |  | 0 | 0
50WP00000000269S | 50WG00000000665Q | Hitra | Hitra K4 Wind | 55.2 | 16.1 | Wind Onshore | 63.518 | 8.79 | Norway | NO06 | COMMISSIONED |  |  | None |  | 0 | 0
50WP00000000269S | 50WG00000000666O | Hitra | Hitra K2 Wind | 55.2 | 16.1 | Wind Onshore | 63.526 | 8.779 | Norway | NO06 | COMMISSIONED |  |  | None |  | 0 | 0
50WP00000000269S | 50WG00000000667M | Hitra | Hitra K3 Wind | 55.2 | 9.2 | Wind Onshore | 63.518 | 8.79 | Norway | NO06 | COMMISSIONED |  |  | None |  | 0 | 0
50WP00000000572R | 50WG00000001339Y | Riksheimdal | Riks_Dalg1 Hydro | 4 | 4 | Hydro Water Reservoir | 62.358 | 6.572 | Norway | NO05 | COMMISSIONED |  |  | Freshwater
50WP000000001378 | 50WG00000000324F | Ekkjestolen | Ekkjestog1 Hydro | 4.8 | 4.8 | Hydro Run-of-river and poundage | 58.986 | 6.19 | Norway | NO04 | COMMISSIONED |  |  | Freshwater
50WP00000000136A | 50WG00000000323H | Eitro | Eitro G1 Hydro | 4.8 | 4.8 | Hydro Water Reservoir | 60.294 | 5.924 | Norway | NO05 | COMMISSIONED |  |  | Freshwater
50WP00000000002V | 50WG00000000007R | Adamselv | Adamselvg2 Hydro | 60 | 30 | Hydro Water Reservoir | 70.372 | 26.788 | Norway | NO07 | COMMISSIONED |  |  | Freshwater
50WP00000000002V | 50WG00000000008P | Adamselv | Adamselvng1 Therm | 60 | 0 | Hydro Water Reservoir | 70.328 | 26.712 | Norway | NO07 | COMMISSIONED |  |  | Freshwater
50WP00000000002V | 50WG00000000009N | Adamselv | Adamselvg1 Hydro | 60 | 30 | Hydro Water Reservoir | 70.372 | 26.788 | Norway | NO07 | COMMISSIONED |  |  | Freshwater
50WP00000000571T | 50WGI00000013385 | Riksheim | Riksheimg1 Hydro | 5.5 | 5.5 | Hydro Water Reservoir | 62.358 | 6.572 | Norway | NO05 | COMMISSIONED |  |  | Freshwater
50WP00000000445Y | 50WG00000001016L | Marka | Marka Na1 Therm | 2.2 | 0 | Hydro Run-of-river and poundage | 68.6 | 15.038 | Norway | NO07 | COMMISSIONED |  |  | Freshwater
50WP00000000445Y | 50WG00000001015N | Marka | Marka G101 Hydro | 2.2 | 2.2 | Hydro Run-of-river and poundage | 68.6 | 15.038 | Norway | NO07 | COMMISSIONED |  |  | Freshwater
50WP00000000578F | 50WG00000001347Z | Roskrepp | Roskreppg1 Hydro | 56 | 56 | Hydro Water Reservoir | 59.026 | 7.085 | Norway | NO04 | COMMISSIONED |  |  | Freshwater
50WP00000000312G | 50WG00000000755P | Haen | Haen G1 Hydro | 30 | 30 | Hydro Water Reservoir | 67.662 | 12.631 | Norway | NO07 | COMMISSIONED |  |  | Freshwater
50WP00000000311I | 50WG00000000754R | Hoylandsfoss | Hoylandsg3 Hydro | 8.5 | 5 | Hydro Water Reservoir | 58.267 | 6.833 | Norway | NO04 | COMMISSIONED |  |  | Freshwater
50WP00000000311I | 50WG00000000753T | Hoylandsfoss | Hoylandsg2 Hydro | 8.5 | 3.5 | Hydro Water Reservoir | 58.267 | 6.833 | Norway | NO04 | COMMISSIONED |  |  | Freshwater
50WP00000000880G | 50WG000000022095 | Lysebotn 2 | Lysebotn 2 G2 | 370 | 185 | Hydro Water Reservoir |  |  | Norway |  | COMMISSIONED |  |  | Freshwater
50WP00000000880G | 50WG000000022087 | Lysebotn 2 | Lysebotn 2 G1 | 370 | 185 | Hydro Water Reservoir |  |  | Norway |  | COMMISSIONED |  |  | Freshwater
50WP00000000577H | 50WG000000013460 | Roppa | Roppa G1 Hydro | 6.1 | 6.1 | Hydro Water Reservoir | 61.214 | 10.042 | Norway | NO02 | COMMISSIONED |  |  | Freshwater
50WP00000000008J | 50WG00000000018M | Alta tra | Altatra G101 Hydro | 5 | 0.4 | Hydro Water Reservoir | 69.955 | 23.328 | Norway | NO07 | COMMISSIONED |  |  | Freshwater
50WP00000000008J | 50WG00000000017O | Alta tra | Altatra G103 Hydro | 5 | 0.8 | Hydro Water Reservoir | 69.955 | 23.328 | Norway | NO07 | COMMISSIONED |  |  | Freshwater
50WP00000000008J | 50WG00000000019K | Alta tra | Altatra Na Therm | 5 | 0 | Hydro Water Reservoir | 69.955 | 23.328 | Norway | NO07 | COMMISSIONED |  |  | Freshwater
50WP00000000008J | 50WG00000000021X | Alta tra | Altatra G104 Hydro | 5 | 2.3 | Hydro Water Reservoir | 69.955 | 23.328 | Norway | NO07 | COMMISSIONED |  |  | Freshwater
50WP00000000008J | 50WG00000000020Z | Alta tra | Altatra G102 Hydro | 5 | 1.5 | Hydro Water Reservoir | 69.955 | 23.328 | Norway | NO07 | COMMISSIONED |  |  | Freshwater
50WP00000000576J | 50WG000000013452 | Rognfossen-Evang | Rognsfosg1 Hydro | 7 | 7 | Hydro Run-of-river and poundage | 60.657 | 6.112 | Norway | NO05 | COMMISSIONED |  |  | Freshwater
50WP000000004431 | 50WG00000001013R | Lovenskjold | Lovenskjg1 Hydro | 5 | 5 | Hydro Run-of-river and poundage |  |  | Norway |  | COMMISSIONED |  |  | Freshwater
50WP00000000575L | 50WG000000013444 | RKA Nyhamna | Rka_Nyhag3 Therm | 215.1 | 71.7 | Fossil Gas | 62.839 | 6.924 | Norway | NO05 | COMMISSIONED |  |  | Freshwater | Air Cooling | 0.01 | 0.01
50WP00000000575L | 50WG000000013436 | RKA Nyhamna | Rka_Nyhag1 Therm | 215.1 | 71.7 | Fossil Gas | 62.839 | 6.924 | Norway | NO05 | COMMISSIONED |  |  | Freshwater | Air Cooling | 0.01 | 0.01
50WP00000000575L | 50WG000000013428 | RKA Nyhamna | Rka_Nyhag2 Therm | 215.1 | 71.7 | Fossil Gas | 62.839 | 6.924 | Norway | NO05 | COMMISSIONED |  |  | Freshwater | Air Cooling | 0.01 | 0.01
50WP00000000006N | 50WG00000000016Q | Alta krv | Alta Krvg1 Hydro | 165 | 55 | Hydro Water Reservoir | 69.705 | 23.819 | Norway | NO07 | COMMISSIONED | 1987 |  | Freshwater
50WP00000000006N | 50WG00000000015S | Alta krv | Alta Krvg2 Hydro | 165 | 110 | Hydro Water Reservoir | 69.705 | 23.819 | Norway | NO07 | COMMISSIONED | 1987 |  | Freshwater
50WP000000003176 | 50WG00000000762S | Havardsvatn | Havardsvg1 Hydro | 5.5 | 5.5 | Hydro Water Reservoir |  |  | Norway |  | COMMISSIONED |  |  | Freshwater
50WP00000000752P | 50WG00000001909J | Trandal | Trandal G1 Hydro | 5.6 | 5.6 | Hydro Water Reservoir | 62.261 | 6.501 | Norway | NO05 | COMMISSIONED |  |  | Freshwater
50WP00000000751R | 50WG00000001908L | Toverud | Toverud G1 Hydro | 7.5 | 7.5 | Hydro Water Reservoir | 60.611 | 12.034 | Norway | NO02 | COMMISSIONED |  |  | Freshwater
50WP00000000315A | 50WG00000000760W | Halandsfossen | Halandsfg2 Hydro | 5.8 | 3.8 | Hydro Water Reservoir | 61.33 | 5.422 | Norway | NO05 | COMMISSIONED |  |  | Freshwater
50WP00000000315A | 50WG00000000759H | Halandsfossen | Halandsfg1 Hydro | 5.8 | 2 | Hydro Water Reservoir | 61.33 | 5.422 | Norway | NO05 | COMMISSIONED |  |  | Freshwater
50WP00000000447U | 50WG00000001018H | Matre | Matre G3 Hydro | 214.8 | 40 | Hydro Water Reservoir | 60.874 | 5.59 | Norway | NO05 | DECOMMISSIONED |  |  | Freshwater
50WP00000000447U | 50WG00000001019F | Matre | Matre G4 Hydro | 214.8 | 75 | Hydro Water Reservoir | 60.874 | 5.59 | Norway | NO05 | COMMISSIONED |  |  | Freshwater
50WP00000000447U | 50WG00000001017J | Matre | Matre G1 Hydro | 214.8 | 32.4 | Hydro Water Reservoir | 60.874 | 5.59 | Norway | NO05 | COMMISSIONED |  |  | Freshwater
50WP00000000447U | 50WG00000001020U | Matre | Matre G101 Hydro | 214.8 | 1.6 | Hydro Water Reservoir | 60.874 | 5.59 | Norway | NO05 | DECOMMISSIONED |  |  | Freshwater
50WP00000000447U | 50WG00000001021S | Matre | Matre G5 Hydro | 214.8 | 75 | Hydro Water Reservoir | 60.874 | 5.59 | Norway | NO05 | COMMISSIONED |  |  | Freshwater
50WP00000000447U | 50WG00000001024M | Matre | Matre G2 Hydro | 214.8 | 32.4 | Hydro Water Reservoir | 60.874 | 5.59 | Norway | NO05 | COMMISSIONED |  |  | Freshwater
50WP00000000447U | 50WG00000001022Q | Matre | Matre G102 Hydro | 214.8 | 1.6 | Hydro Water Reservoir | 60.874 | 5.59 | Norway | NO05 | DECOMMISSIONED |  |  | Freshwater
50WP00000000447U | 50WG00000001023O | Matre | Matre G103 Hydro | 214.8 | 1.7 | Hydro Water Reservoir | 60.874 | 5.59 | Norway | NO05 | DECOMMISSIONED |  |  | Freshwater
50WP00000000750T | 50WG00000001907N | Torsnes | Torsnes G1 Hydro | 5.5 | 5.5 | Hydro Water Reservoir |  |  | Norway |  | COMMISSIONED |  |  | Freshwater
50WP00000000314C | 50WG00000000758J | Hakvik | Hakvik G2 Hydro | 11.4 | 5.7 | Hydro Water Reservoir | 68.405 | 17.309 | Norway | NO07 | COMMISSIONED |  |  | Freshwater
50WP00000000314C | 50WG00000000757L | Hakvik | Hakvik G1 Hydro | 11.4 | 5.7 | Hydro Water Reservoir | 68.405 | 17.309 | Norway | NO07 | COMMISSIONED |  |  | Freshwater
50WP00000000579D | 50WG00000001348X | Rottenvik | Rottenvig1 Hydro | 6.6 | 6.6 | Hydro Run-of-river and poundage | 69.591 | 20.277 | Norway | NO07 | COMMISSIONED |  |  | Freshwater
50WP00000000313E | 50WG00000000756N | Haheim | Haheim G101 Hydro | 1.4 | 1.4 | Hydro Run-of-river and poundage | 60.017 | 5.536 | Norway | NO05 | COMMISSIONED |  |  | Freshwater
50WP000000000940 | 50WG000000002396 | Boylefoss | Boylefosg5 Hydro | 102 | 5.8 | Hydro Run-of-river and poundage | 58.598 | 8.717 | Norway | NO04 | COMMISSIONED |  |  | Freshwater
50WP000000000940 | 50WG000000002469 | Boylefoss | Boylefosg6 Hydro | 102 | 5.8 | Hydro Run-of-river and poundage | 58.598 | 8.717 | Norway | NO04 | COMMISSIONED |  |  | Freshwater
50WP000000000940 | 50WG00000000245B | Boylefoss | Boylefosg4 Hydro | 102 | 5.8 | Hydro Run-of-river and poundage | 58.598 | 8.717 | Norway | NO04 | COMMISSIONED |  |  | Freshwater
50WP000000000940 | 50WG00000000244D | Boylefoss | Boylefosg1 Hydro | 102 | 14 | Hydro Run-of-river and poundage | 58.596 | 8.716 | Norway | NO04 | COMMISSIONED |  |  | Freshwater
50WP000000000940 | 50WG00000000243F | Boylefoss | Boylefosg8 Hydro | 102 | 15.8 | Hydro Run-of-river and poundage | 58.598 | 8.717 | Norway | NO04 | COMMISSIONED |  |  | Freshwater
50WP000000000940 | 50WG00000000242H | Boylefoss | Boylefosg7 Hydro | 102 | 15.8 | Hydro Run-of-river and poundage | 58.598 | 8.717 | Norway | NO04 | COMMISSIONED |  |  | Freshwater
50WP000000000940 | 50WG00000000241J | Boylefoss | Boylefosg2 Hydro | 102 | 14 | Hydro Run-of-river and poundage | 58.596 | 8.716 | Norway | NO04 | COMMISSIONED |  |  | Freshwater
50WP000000000940 | 50WG00000000240L | Boylefoss | Boylefosg3 Hydro | 102 | 25 | Hydro Run-of-river and poundage | 58.596 | 8.716 | Norway | NO04 | COMMISSIONED |  |  | Freshwater
50WP000000000932 | 50WG000000002388 | Bortveit | Bortveitg1 Hydro | 2.7 | 2.7 | Hydro Water Reservoir | 59.893 | 5.514 | Norway | NO05 | COMMISSIONED |  |  | Freshwater
50WP00000000755J | 50WG00000001924N | Trollheim | Trolheimg101 Hydro | 130 | 2.9 | Hydro Water Reservoir | 63.002 | 9.019 | Norway | NO05 | DECOMMISSIONED |  |  | Freshwater
50WP00000000755J | 50WG00000001923P | Trollheim | Trolheimg111 Hydro | 130 | 0.1 | Hydro Water Reservoir | 63.002 | 9.019 | Norway | NO05 | DECOMMISSIONED |  |  | Freshwater
50WP00000000755J | 50WG00000001926J | Trollheim | Trolheimg117 Hydro | 130 | 2.8 | Hydro Water Reservoir | 63.002 | 9.019 | Norway | NO05 | DECOMMISSIONED |  |  | Freshwater
50WP00000000755J | 50WG00000001925L | Trollheim | Trolheimg112 Hydro | 130 | 0.1 | Hydro Water Reservoir | 63.002 | 9.019 | Norway | NO05 | DECOMMISSIONED |  |  | Freshwater
50WP00000000755J | 50WG00000001922R | Trollheim | Trolheimg114 Hydro | 130 | 1.8 | Hydro Water Reservoir | 63.002 | 9.019 | Norway | NO05 | DECOMMISSIONED |  |  | Freshwater
50WP00000000755J | 50WG00000001920V | Trollheim | Trolheimg116 Hydro | 130 | 0.3 | Hydro Water Reservoir | 63.002 | 9.019 | Norway | NO05 | DECOMMISSIONED |  |  | Freshwater
50WP00000000755J | 50WG00000001921T | Trollheim | Trollheig1 Hydro | 130 | 130 | Hydro Water Reservoir | 63.002 | 9.019 | Norway | NO05 | COMMISSIONED |  |  | Freshwater
50WP00000000755J | 50WG00000001928F | Trollheim | Trolheimg109 Hydro | 130 | 0.1 | Hydro Water Reservoir | 63.002 | 9.019 | Norway | NO05 | DECOMMISSIONED |  |  | Freshwater
50WP00000000755J | 50WG00000001927H | Trollheim | Trolheimg104 Hydro | 130 | 3.3 | Hydro Water Reservoir | 63.002 | 9.019 | Norway | NO05 | DECOMMISSIONED |  |  | Freshwater
50WP00000000755J | 50WG00000001929D | Trollheim | Trolheimg113 Hydro | 130 | 0.3 | Hydro Water Reservoir | 63.002 | 9.019 | Norway | NO05 | DECOMMISSIONED |  |  | Freshwater
50WP00000000755J | 50WG00000001932O | Trollheim | Trolheimg115 Hydro | 130 | 0.8 | Hydro Water Reservoir | 63.002 | 9.019 | Norway | NO05 | DECOMMISSIONED |  |  | Freshwater
50WP00000000755J | 50WG00000001931Q | Trollheim | Trolheimg118 Hydro | 130 | 0.8 | Hydro Water Reservoir | 63.002 | 9.019 | Norway | NO05 | DECOMMISSIONED |  |  | Freshwater
50WP00000000755J | 50WG00000001930S | Trollheim | Trolheimg108 Hydro | 130 | 0.1 | Hydro Water Reservoir | 63.002 | 9.019 | Norway | NO05 | DECOMMISSIONED |  |  | Freshwater
50WP00000000755J | 50WG00000001914Q | Trollheim | Trolheimg106 Hydro | 130 | 0.1 | Hydro Water Reservoir | 63.002 | 9.019 | Norway | NO05 | DECOMMISSIONED |  |  | Freshwater
50WP00000000755J | 50WG00000001919G | Trollheim | Trolheimg102 Hydro | 130 | 0.3 | Hydro Water Reservoir | 63.002 | 9.019 | Norway | NO05 | DECOMMISSIONED |  |  | Freshwater
50WP00000000755J | 50WG00000001916M | Trollheim | Trolheimg107 Hydro | 130 | 0.1 | Hydro Water Reservoir | 63.002 | 9.019 | Norway | NO05 | DECOMMISSIONED |  |  | Freshwater
50WP00000000755J | 50WG00000001915O | Trollheim | Trolheimg105 Hydro | 130 | 0.1 | Hydro Water Reservoir | 63.002 | 9.019 | Norway | NO05 | DECOMMISSIONED |  |  | Freshwater
50WP00000000755J | 50WG00000001918I | Trollheim | Trolheimg110 Hydro | 130 | 0.1 | Hydro Water Reservoir | 63.002 | 9.019 | Norway | NO05 | DECOMMISSIONED |  |  | Freshwater
50WP00000000755J | 50WG00000001917K | Trollheim | Trolheimg103 Hydro | 130 | 0.1 | Hydro Water Reservoir | 63.002 | 9.019 | Norway | NO05 | DECOMMISSIONED |  |  | Freshwater
50WP000000003192 | 50WG00000000765M | Havik | Havik G102 Wind | 1.2 | 0.6 | Hydro Run-of-river and poundage | 59.324 | 5.298 | Norway | NO04 | COMMISSIONED |  |  | Freshwater
50WP000000003192 | 50WG00000000766K | Havik | Havik G101 Wind | 1.2 | 0.6 | Hydro Run-of-river and poundage | 59.324 | 5.298 | Norway | NO04 | COMMISSIONED |  |  | Freshwater
50WP000000006221 | 50WG00000001485N | Sjonsta | Sjonsta G1 Hydro | 88 | 44 | Hydro Water Reservoir | 67.194 | 15.709 | Norway | NO07 | COMMISSIONED |  |  | Freshwater
50WP000000006221 | 50WG00000001484P | Sjonsta | Sjonsta G2 Hydro | 88 | 44 | Hydro Water Reservoir | 67.194 | 15.709 | Norway | NO07 | COMMISSIONED |  |  | Freshwater
50WP00000000754L | 50WG00000001912U | Trofors | Trofors G103 Hydro | 1.3 | 0.9 | Hydro Run-of-river and poundage | 65.535 | 13.407 | Norway | NO07 | COMMISSIONED |  |  | Freshwater
50WP00000000754L | 50WG00000001911W | Trofors | Trofors G102 Hydro | 1.3 | 0.2 | Hydro Run-of-river and poundage | 65.535 | 13.407 | Norway | NO07 | COMMISSIONED |  |  | Freshwater
50WP00000000754L | 50WG00000001913S | Trofors | Trofors G101 Hydro | 1.3 | 0.2 | Hydro Run-of-river and poundage | 65.535 | 13.407 | Norway | NO07 | COMMISSIONED |  |  | Freshwater
50WP000000000916 | 50WG00000000236C | Bagna | Bagna G1 Hydro | 7 | 7 | Hydro Water Reservoir | 60.822 | 9.552 | Norway | NO02 | COMMISSIONED |  |  | Freshwater
50WP000000006213 | 50WG00000001483R | Sjofossen | Sjofosseg2 Hydro | 11.5 | 5.6 | Hydro Water Reservoir | 67.067 | 14.05 | Norway | NO07 | COMMISSIONED |  |  | Freshwater
50WP000000006213 | 50WG00000001482T | Sjofossen | Sjofosseg1 Hydro | 11.5 | 5.9 | Hydro Water Reservoir | 67.067 | 14.05 | Norway | NO07 | COMMISSIONED |  |  | Freshwater
50WP00000000753N | 50WG00000001910Y | Trengereid | Trengereg1 Hydro | 4 | 4 | Hydro Water Reservoir | 60.429 | 5.629 | Norway | NO05 | COMMISSIONED |  |  | Freshwater
50WPI00000003805 | 50WG000000008894 | Krogstadelva NKR | Krog_Nkrg1 Hydro | 5.5 | 5.5 | Hydro Run-of-river and poundage | 59.759 | 10.01 | Norway | NO03 | COMMISSIONED |  |  | Freshwater
50WP000000003184 | 50WG00000000763Q | Haverstad | Haverstag2 Hydro | 62 | 31 | Hydro Water Reservoir | 58.507 | 7.42 | Norway | NO04 | COMMISSIONED |  |  | Freshwater
50WP000000003184 | 50WG00000000764O | Haverstad | Haverstag1 Hydro | 62 | 31 | Hydro Water Reservoir | 58.507 | 7.42 | Norway | NO04 | COMMISSIONED |  |  | Freshwater
50WP000000000908 | 50WG00000000235E | Byrte | Byrte G1 Hydro | 25 | 25 | Hydro Water Reservoir | 59.558 | 7.811 | Norway | NO03 | COMMISSIONED |  |  | Freshwater
50WP00000000096X | 50WG000000002477 | Batsvann | Batsvanng1 Hydro | 38 | 38 | Hydro Water Reservoir | 68.066 | 17.775 | Norway | NO07 | COMMISSIONED |  |  | Freshwater
50WP00000000626U | 50WG00000001492Q | Skibotn | Skibotn G101 Hydro | 83 | 3 | Hydro Water Reservoir | 69.315 | 20.358 | Norway | NO07 | COMMISSIONED |  |  | Freshwater
50WP00000000626U | 50WG00000001491S | Skibotn | Skibotn G1 Hydro | 83 | 80 | Hydro Water Reservoir | 69.315 | 20.358 | Norway | NO07 | COMMISSIONED |  |  | Freshwater
50WP00000000759B | 50WG00000001937E | Trysil | Trysil G101 Hydro | 3.3 | 3.3 | Hydro Water Reservoir | 61.317 | 12.26 | Norway | NO02 | COMMISSIONED |  |  | Freshwater
50WP00000000625W | 50WG00000001490U | Skarsfjord | Skarsfjog1 Hydro | 5 | 5 | Hydro Run-of-river and poundage | 69.967 | 18.848 | Norway | NO07 | COMMISSIONED |  |  | Freshwater
50WP00000000758D | 50WG00000001936G | Tryland | Tryland G2 Hydro | 4.5 | 2.7 | Hydro Water Reservoir | 58.156 | 8.063 | Norway | NO04 | COMMISSIONED |  |  | Freshwater
50WP00000000758D | 50WG00000001935I | Tryland | Tryland G1 Hydro | 4.5 | 1.8 | Hydro Water Reservoir | 58.156 | 8.063 | Norway | NO04 | COMMISSIONED |  |  | Freshwater
50WP00000000624Y | 50WG00000001487J | Skarje | Skarje P2 Hydro | 8.4 | 2.8 | Hydro Water Reservoir |  |  | Norway |  | COMMISSIONED |  |  | Freshwater
50WP00000000624Y | 50WG00000001488H | Skarje | Skarje P1 Hydro | 8.4 | 2.8 | Hydro Water Reservoir |  |  | Norway |  | COMMISSIONED |  |  | Freshwater
50WP00000000624Y | 50WG00000001489F | Skarje | Skarje P3 Hydro | 8.4 | 2.8 | Hydro Water Reservoir |  |  | Norway |  | COMMISSIONED |  |  | Freshwater
50WP00000000757F | 50WG00000001934K | Tronsholen | Tronsholg102 Hydro | 4.9 | 2.4 | Hydro Water Reservoir | 58.831 | 5.742 | Norway | NO04 | COMMISSIONED |  |  | Freshwater
50WP00000000757F | 50WG00000001933M | Tronsholen | Tronsholg101 Hydro | 4.9 | 2.5 | Hydro Water Reservoir | 58.831 | 5.742 | Norway | NO04 | COMMISSIONED |  |  | Freshwater
50WP000000002722 | 50WG00000000672T | Hjorteland | Hjortelag3 Hydro | 9 | 3 | Hydro Water Reservoir | 58.044 | 7.473 | Norway | NO04 | COMMISSIONED |  |  | Freshwater
50WP000000002722 | 50WG00000000674P | Hjorteland | Hjortelag1 Hydro | 9 | 3 | Hydro Water Reservoir | 58.044 | 7.473 | Norway | NO04 | COMMISSIONED |  |  | Freshwater
50WP000000002722 | 50WG00000000673R | Hjorteland | Hjortelag2 Hydro | 9 | 3 | Hydro Water Reservoir | 58.044 | 7.473 | Norway | NO04 | COMMISSIONED |  |  | Freshwater
50WP000000002714 | 50WG00000000670X | Hjelmeland | Hjelmelag2 Hydro | 6 | 3 | Hydro Run-of-river and poundage | 59.224 | 6.219 | Norway | NO04 | COMMISSIONED |  |  | Freshwater
50WP000000002714 | 50WG00000000671V | Hjelmeland | Hjelmelag1 Hydro | 6 | 3 | Hydro Run-of-river and poundage | 59.224 | 6.219 | Norway | NO04 | COMMISSIONED |  |  | Freshwater
50WP000000002706 | 50WG00000000669I | Hjartdola | Hjartdolg1 Hydro | 120 | 60 | Hydro Water Reservoir | 59.604 | 8.712 | Norway | NO03 | COMMISSIONED |  |  | Freshwater
50WP000000002706 | 50WG00000000668K | Hjartdola | Hjartdolg2 Hydro | 120 | 60 | Hydro Water Reservoir | 59.604 | 8.712 | Norway | NO03 | COMMISSIONED |  |  | Freshwater
50WP00000000099R | 50WG00000000251G | Daja | Daja G1 Hydro | 31 | 15.5 | Hydro Water Reservoir | 67.088 | 16.057 | Norway | NO07 | COMMISSIONED |  |  | Freshwater
50WP00000000099R | 50WG00000000250I | Daja | Daja G2 Hydro | 31 | 15.5 | Hydro Water Reservoir | 67.088 | 16.057 | Norway | NO07 | COMMISSIONED |  |  | Freshwater
50WP000000008003 | 50WG00000002030M | Vanndola | Vanndolag1 Hydro | 3.7 | 3.7 | Hydro Run-of-river and poundage | 61.591 | 7.351 | Norway | NO05 | COMMISSIONED |  |  | Freshwater
50WP00000000629O | 50WG00000001498E | Skjefst2 | Skjefst2g1 Hydro | 22 | 22 | Hydro Water Reservoir | 67.233 | 15.021 | Norway | NO07 | COMMISSIONED |  |  | Freshwater
50WP00000000628Q | 50WG00000001495K | Skjefst1 | Skjefst1g2 Hydro | 5 | 1 | Hydro Water Reservoir | 67.233 | 15.021 | Norway | NO07 | COMMISSIONED |  |  | Freshwater
50WP00000000628Q | 50WG00000001493O | Skjefst1 | Skjefst1g5 Hydro | 5 | 1 | Hydro Water Reservoir | 67.233 | 15.021 | Norway | NO07 | COMMISSIONED |  |  | Freshwater
50WP00000000628Q | 50WG00000001494M | Skjefst1 | Skjefst1g4 Hydro | 5 | 1 | Hydro Water Reservoir | 67.233 | 15.021 | Norway | NO07 | COMMISSIONED |  |  | Freshwater
50WP00000000628Q | 50WG00000001497G | Skjefst1 | Skjefst1g1 Hydro | 5 | 1 | Hydro Water Reservoir | 67.233 | 15.021 | Norway | NO07 | COMMISSIONED |  |  | Freshwater
50WP00000000628Q | 50WG00000001496I | Skjefst1 | Skjefst1g3 Hydro | 5 | 1 | Hydro Water Reservoir | 67.233 | 15.021 | Norway | NO07 | COMMISSIONED |  |  | Freshwater
50WP000000003613 | 50WG00000000840Y | Klosterfoss | Klosterfg2 Hydro | 12 | 6 | Hydro Run-of-river and poundage | 59.198 | 9.61 | Norway | NO03 | COMMISSIONED |  |  | Freshwater
50WP000000003613 | 50WG00000000841W | Klosterfoss | Klosterfg1 Hydro | 12 | 6 | Hydro Run-of-river and poundage | 59.198 | 9.61 | Norway | NO03 | COMMISSIONED |  |  | Freshwater
50WP00000000493N | 50WG00000001118D | Naturkraft CCPP | Naturkrag1 Therm | 420 | 420 | Fossil Gas | 59.275 | 5.506 | Norway | NO04 | COMMISSIONED |  |  | Seawater | Once-through | 43.07 | 0.38
50WP000000000584 | 50WG00000000126J | Bjorndalselva | Bjor_Elvg1 Hydro | 5.7 | 5.7 | Hydro Water Reservoir | 67.35 | 15.515 | Norway | NO07 | COMMISSIONED |  |  | Freshwater
50WP000000000576 | 50WG00000000125L | Bjorndalen | Bjorndalg1 Hydro | 5 | 5 | Hydro Water Reservoir | 59.539 | 5.595 | Norway | NO04 | COMMISSIONED |  |  | Freshwater
50WP000000003605 | 50WG00000000837N | Klemetsrud | Klemetsrg2 Therm | 31 | 15 | Fossil Gas | 59.839 | 10.857 | Norway | NO01 | DECOMMISSIONED |  | 2016 | Freshwater | Air Cooling | 0.01 | 0.01
50WP000000003605 | 50WG00000000838L | Klemetsrud | Klemetsrg3 Therm | 31 | 4 | Fossil Gas | 59.839 | 10.857 | Norway | NO01 | DECOMMISSIONED |  | 2016 | Freshwater | Air Cooling | 0.01 | 0.01
50WP000000003605 | 50WG00000000839J | Klemetsrud | Klemetsrg1 Therm | 31 | 12 | Fossil Gas | 59.839 | 10.857 | Norway | NO01 | DECOMMISSIONED |  | 2016 | Freshwater | Air Cooling | 0.01 | 0.01
50WP00000000189Q | 50WG00000000469Q | Fossmark | Fossmarkg1 Hydro | 11.3 | 11.3 | Hydro Water Reservoir | 60.512 | 5.726 | Norway | NO05 | COMMISSIONED |  |  | Freshwater
50WPI00000005255 | 50WG00000001209A | Nygardsfjellet | Nygardsfag1 Wind | 36.4 | 2.6 | Wind Onshore | 68.508 | 17.876 | Norway | NO07 | COMMISSIONED |  |  | None |  | 0 | 0
50WPI00000005255 | 50WG00000001208C | Nygardsfjellet | Nygardsfag3 Wind | 36.4 | 2.6 | Wind Onshore | 68.508 | 17.876 | Norway | NO07 | COMMISSIONED |  |  | None |  | 0 | 0
50WPI00000005255 | 50WG00000001207E | Nygardsfjellet | Nygardsfag2 Wind | 36.4 | 2.6 | Wind Onshore | 68.508 | 17.876 | Norway | NO07 | COMMISSIONED |  |  | None |  | 0 | 0
50WPI00000005255 | 50WG00000001206G | Nygardsfjellet | Nygardsfsg1 Wind | 36.4 | 28.6 | Wind Onshore | 68.508 | 17.876 | Norway | NO07 | COMMISSIONED |  |  | None |  | 0 | 0
50WP00000000719N | 50WG00000001833Q | Sorbrandal | Sorbrandg1 Hydro | 8 | 8 | Hydro Water Reservoir | 62.167 | 5.561 | Norway | NO05 | COMMISSIONED |  |  | Freshwater
50WP000000000568 | 50WG00000000124N | Bjorkasen | Bjorkaseg1 Hydro | 4.6 | 4.6 | Hydro Water Reservoir | 68.331 | 16.79 | Norway | NO07 | COMMISSIONED |  |  | Freshwater
50WP00000000491R | 50WG00000001114L | Narvik | Narvik G105 Hydro | 5.7 | 3 | Hydro Run-of-river and poundage | 68.438 | 17.427 | Norway | NO07 | COMMISSIONED |  |  | Freshwater
50WP00000000491R | 50WG00000001115J | Narvik | Narvik G103 Hydro | 5.7 | 1.5 | Hydro Run-of-river and poundage | 68.438 | 17.427 | Norway | NO07 | COMMISSIONED |  |  | Freshwater
50WP00000000491R | 50WG00000001116H | Narvik | Narvik G104 Hydro | 5.7 | 1.2 | Hydro Run-of-river and poundage | 68.438 | 17.427 | Norway | NO07 | COMMISSIONED |  |  | Freshwater
50WP00000000491R | 50WG00000001117F | Narvik | Narvik Ng1 Therm | 5.7 | 0 | Hydro Run-of-river and poundage | 68.438 | 17.427 | Norway | NO07 | COMMISSIONED |  |  | Freshwater
50WP00000000188S | 50WG00000000468S | Fossheim | Fossheimg1 Hydro | 9 | 9 | Hydro Water Reservoir | 61.58 | 6.5 | Norway | NO05 | COMMISSIONED |  |  | Freshwater
50WP00000000718P | 50WG00000001830W | Sonna | Sonna G2 Hydro | 275 | 106 | Hydro Water Reservoir | 59.647 | 6.354 | Norway | NO04 | COMMISSIONED |  |  | Freshwater
50WP00000000718P | 50WG00000001831U | Sonna | Sonna G3 Hydro | 275 | 63 | Hydro Water Reservoir | 59.647 | 6.354 | Norway | NO04 | COMMISSIONED |  |  | Freshwater
50WP00000000718P | 50WG00000001832S | Sonna | Sonna G1 Hydro | 275 | 106 | Hydro Water Reservoir | 59.647 | 6.354 | Norway | NO04 | COMMISSIONED |  |  | Freshwater
50WP00000000055A | 50WG00000000123P | Bjorgum | Bjorgum G1 Hydro | 5.5 | 5.5 | Hydro Run-of-river and poundage |  |  | Norway |  | COMMISSIONED |  |  | Freshwater
50WP00000000490T | 50WG00000001112P | Namsos | Namsos G107 Hydro | 12.7 | 0.4 | Hydro Water Reservoir | 64.504 | 11.51 | Norway | NO06 | COMMISSIONED |  |  | Freshwater
50WP00000000490T | 50WG00000001111R | Namsos | Namsos G102 Hydro | 12.7 | 1.8 | Hydro Water Reservoir | 64.504 | 11.51 | Norway | NO06 | COMMISSIONED |  |  | Freshwater
50WP00000000490T | 50WG00000001113N | Namsos | Namsos G101 Hydro | 12.7 | 0.4 | Hydro Water Reservoir | 64.504 | 11.51 | Norway | NO06 | COMMISSIONED |  |  | Freshwater
50WP00000000490T | 50WG00000001110T | Namsos | Namsos G111 Hydro | 12.7 | 1.1 | Hydro Water Reservoir | 64.504 | 11.51 | Norway | NO06 | COMMISSIONED |  |  | Freshwater
50WP00000000490T | 50WG00000001109E | Namsos | Namsos G105 Hydro | 12.7 | 0.2 | Hydro Water Reservoir | 64.504 | 11.51 | Norway | NO06 | COMMISSIONED |  |  | Freshwater
50WP00000000490T | 50WG00000001108G | Namsos | Namsos G109 Hydro | 12.7 | 0.9 | Hydro Water Reservoir | 64.504 | 11.51 | Norway | NO06 | COMMISSIONED |  |  | Freshwater
50WP00000000490T | 50WG00000001104O | Namsos | Namsos G112 Hydro | 12.7 | 1.7 | Hydro Water Reservoir | 64.504 | 11.51 | Norway | NO06 | COMMISSIONED |  |  | Freshwater
50WP00000000490T | 50WG00000001103Q | Namsos | Namsos G104 Hydro | 12.7 | 0.6 | Hydro Water Reservoir | 64.504 | 11.51 | Norway | NO06 | COMMISSIONED |  |  | Freshwater
50WP00000000490T | 50WG00000001107I | Namsos | Namsos G106 Hydro | 12.7 | 0.5 | Hydro Water Reservoir | 64.504 | 11.51 | Norway | NO06 | COMMISSIONED |  |  | Freshwater
50WP00000000490T | 50WG00000001106K | Namsos | Namsos G108 Hydro | 12.7 | 1.3 | Hydro Water Reservoir | 64.504 | 11.51 | Norway | NO06 | COMMISSIONED |  |  | Freshwater
50WP00000000490T | 50WG00000001105M | Namsos | Namsos G110 Hydro | 12.7 | 2.2 | Hydro Water Reservoir | 64.504 | 11.51 | Norway | NO06 | COMMISSIONED |  |  | Freshwater
50WP00000000490T | 50WG00000001102S | Namsos | Namsos G103 Hydro | 12.7 | 1.6 | Hydro Water Reservoir | 64.504 | 11.51 | Norway | NO06 | COMMISSIONED |  |  | Freshwater
50WP00000000187U | 50WG00000000467U | Fosse | Fosse G1 Hydro | 25 | 25 | Hydro Water Reservoir | 60.397 | 5.324 | Norway | NO05 | COMMISSIONED |  |  | Freshwater
50WP00000000054C | 50WG00000000122R | Bjordal | Bjordal G2 Hydro | 5.6 | 1.7 | Hydro Water Reservoir | 59.539 | 5.595 | Norway | NO04 | COMMISSIONED |  |  | Freshwater
50WP00000000054C | 50WG00000000121T | Bjordal | Bjordal G1 Hydro | 5.6 | 3.9 | Hydro Water Reservoir | 59.539 | 5.595 | Norway | NO04 | COMMISSIONED |  |  | Freshwater
50WP00000000717R | 50WG00000001828J | Solna | Solna G2 Hydro | 0.5 | 0.2 | Hydro Water Reservoir | 62.108 | 10.631 | Norway | NO02 | COMMISSIONED |  |  | Freshwater
50WP00000000717R | 50WG00000001829H | Solna | Solna G1 Hydro | 0.5 | 0.3 | Hydro Water Reservoir | 62.108 | 10.631 | Norway | NO02 | COMMISSIONED |  |  | Freshwater
50WP00000000364Y | 50WG00000000848I | Knardalstrand | Knardalsg102 Hydro | 2.7 | 1.4 | Hydro Water Reservoir | 59.13 | 9.617 | Norway | NO03 | COMMISSIONED |  |  | Freshwater
50WP00000000364Y | 50WG00000000847K | Knardalstrand | Knardalsg105 Hydro | 2.7 | 0.6 | Hydro Water Reservoir | 59.13 | 9.617 | Norway | NO03 | COMMISSIONED |  |  | Freshwater
50WP00000000364Y | 50WG00000000846M | Knardalstrand | Knardalsg103 Hydro | 2.7 | 0.1 | Hydro Water Reservoir | 59.13 | 9.617 | Norway | NO03 | COMMISSIONED |  |  | Freshwater
50WP00000000364Y | 50WG00000000845O | Knardalstrand | Knardalsg101 Hydro | 2.7 | 0.1 | Hydro Water Reservoir | 59.13 | 9.617 | Norway | NO03 | COMMISSIONED |  |  | Freshwater
50WP00000000364Y | 50WG00000000844Q | Knardalstrand | Knardalsg104 Hydro | 2.7 | 0.5 | Hydro Water Reservoir | 59.13 | 9.617 | Norway | NO03 | COMMISSIONED |  |  | Freshwater
50WP00000000497F | 50WG00000001127C | Nedalsfoss | Nedalsfog1 Hydro | 28 | 28 | Hydro Water Reservoir | 59.594 | 10.042 | Norway | NO03 | COMMISSIONED |  |  | Freshwater
50WP00000000230I | 50WG00000000567Q | Grytaga | Grytaga G1 Hydro | 61.3 | 60 | Hydro Water Reservoir | 67.351 | 15.188 | Norway | NO07 | COMMISSIONED |  |  | Freshwater
50WP00000000230I | 50WG00000000566S | Grytaga | Grytaga G101 Hydro | 61.3 | 1.3 | Hydro Water Reservoir | 67.351 | 15.188 | Norway | NO07 | COMMISSIONED |  |  | Freshwater
50WP000000000592 | 50WG00000000129D | Blafal.3 | Blafall3g3 Hydro | 113 | 6 | Hydro Water Reservoir | 59.983 | 6.017 | Norway | NO05 | COMMISSIONED |  |  | Freshwater
50WP000000000592 | 50WG00000000128F | Blafal.3 | Blafall3g2 Hydro | 113 | 54 | Hydro Water Reservoir | 59.983 | 6.017 | Norway | NO05 | COMMISSIONED |  |  | Freshwater
50WP000000000592 | 50WG00000000127H | Blafal.3 | Blafall3g1 Hydro | 113 | 53 | Hydro Water Reservoir | 59.983 | 6.017 | Norway | NO05 | COMMISSIONED |  |  | Freshwater
50WP00000000494L | 50WG00000001121O | Nea | Nea Ng1 Therm | 222 | 0 | Hydro Water Reservoir | 63.162 | 11.19 | Norway | NO06 | DECOMMISSIONED |  |  | Freshwater
50WP00000000494L | 50WG00000001122M | Nea | Nea G4 Hydro | 222 | 42 | Hydro Water Reservoir | 63.029 | 11.687 | Norway | NO06 | COMMISSIONED |  |  | Freshwater
50WP00000000494L | 50WG00000001120Q | Nea | Nea G1 Hydro | 222 | 60 | Hydro Water Reservoir | 63.029 | 11.687 | Norway | NO06 | COMMISSIONED |  |  | Freshwater
50WP00000000494L | 50WG00000001125G | Nea | Nea G104 Hydro | 222 | 1.1 | Hydro Water Reservoir | 63.029 | 11.687 | Norway | NO06 | DECOMMISSIONED |  |  | Freshwater
50WP00000000494L | 50WG00000001126E | Nea | Nea G2 Hydro | 222 | 60 | Hydro Water Reservoir | 63.029 | 11.687 | Norway | NO06 | COMMISSIONED |  |  | Freshwater
50WP00000000494L | 50WG00000001123K | Nea | Nea G103 Hydro | 222 | 2.5 | Hydro Water Reservoir | 63.029 | 11.687 | Norway | NO06 | DECOMMISSIONED |  |  | Freshwater
50WP00000000494L | 50WG00000001124I | Nea | Nea G102 Hydro | 222 | 1.2 | Hydro Water Reservoir | 63.029 | 11.687 | Norway | NO06 | DECOMMISSIONED |  |  | Freshwater
50WP00000000494L | 50WG00000001119B | Nea | Nea G3 Hydro | 222 | 60 | Hydro Water Reservoir | 63.029 | 11.687 | Norway | NO06 | COMMISSIONED |  |  | Freshwater
50WP00000000671P | 50WG00000001726R | Stokkelandsana | Stok_Anag1 Hydro | 3.5 | 3.5 | Hydro Run-of-river and poundage | 58.362 | 7.057 | Norway | NO04 | COMMISSIONED |  |  | Freshwater
50WP00000000368Q | 50WG00000000859D | Kolsvik | Kolsvik G104 Hydro | 128 | 0.4 | Hydro Water Reservoir | 65.204 | 12.794 | Norway | NO07 | DECOMMISSIONED |  |  | Freshwater
50WP00000000368Q | 50WG00000000858F | Kolsvik | Kolsvik G101 Hydro | 128 | 0.1 | Hydro Water Reservoir | 65.204 | 12.794 | Norway | NO07 | DECOMMISSIONED |  |  | Freshwater
50WP00000000368Q | 50WG00000000856J | Kolsvik | Kolsvik G2 Hydro | 128 | 64 | Hydro Water Reservoir | 65.204 | 12.794 | Norway | NO07 | COMMISSIONED |  |  | Freshwater
50WP00000000368Q | 50WG00000000857H | Kolsvik | Kolsvik G102 Hydro | 128 | 0.1 | Hydro Water Reservoir | 65.204 | 12.794 | Norway | NO07 | DECOMMISSIONED |  |  | Freshwater
50WP00000000368Q | 50WG00000000855L | Kolsvik | Kolsvik G103 Hydro | 128 | 2.3 | Hydro Water Reservoir | 65.204 | 12.794 | Norway | NO07 | DECOMMISSIONED |  |  | Freshwater
50WP00000000368Q | 50WG00000000860S | Kolsvik | Kolsvik G1 Hydro | 128 | 64 | Hydro Water Reservoir | 65.204 | 12.794 | Norway | NO07 | COMMISSIONED |  |  | Freshwater
50WP000000002358 | 50WG00000000574T | Gronvollfoss | Gronvollg1 Hydro | 40.1 | 18.4 | Hydro Water Reservoir | 59.658 | 9.208 | Norway | NO03 | COMMISSIONED |  |  | Freshwater
50WP000000002358 | 50WG00000000575R | Gronvollfoss | Gronvollg101 Hydro | 40.1 | 3.3 | Hydro Water Reservoir | 59.658 | 9.208 | Norway | NO03 | COMMISSIONED |  |  | Freshwater
50WP000000002358 | 50WG00000000576P | Gronvollfoss | Gronvollg2 Hydro | 40.1 | 18.4 | Hydro Water Reservoir | 59.658 | 9.208 | Norway | NO03 | COMMISSIONED |  |  | Freshwater
50WP00000000670R | 50WG00000001714Y | Stokkeland | Stokkelag115 Hydro | 28.5 | 0.1 | Hydro Water Reservoir | 58.362 | 7.057 | Norway | NO04 | COMMISSIONED |  |  | Freshwater
50WP00000000670R | 50WG00000001715W | Stokkeland | Stokkelag109 Hydro | 28.5 | 0.6 | Hydro Water Reservoir | 58.362 | 7.057 | Norway | NO04 | COMMISSIONED |  |  | Freshwater
50WP00000000670R | 50WG00000001716U | Stokkeland | Stokkelag119 Hydro | 28.5 | 0.9 | Hydro Water Reservoir | 58.362 | 7.057 | Norway | NO04 | COMMISSIONED |  |  | Freshwater
50WP00000000670R | 50WG000000017105 | Stokkeland | Stokkelag135 Therm | 28.5 | 2.5 | Hydro Water Reservoir | 58.362 | 7.057 | Norway | NO04 | COMMISSIONED |  |  | Freshwater
50WP00000000670R | 50WG000000017113 | Stokkeland | Stokkelag131 Hydro | 28.5 | 0.4 | Hydro Water Reservoir | 58.362 | 7.057 | Norway | NO04 | COMMISSIONED |  |  | Freshwater
50WP00000000670R | 50WG00000001717S | Stokkeland | Stokkelag145 Hydro | 28.5 | 0.9 | Hydro Water Reservoir | 58.362 | 7.057 | Norway | NO04 | COMMISSIONED |  |  | Freshwater
50WP00000000670R | 50WG00000001718Q | Stokkeland | Stokkelag130 Hydro | 28.5 | 0.1 | Hydro Water Reservoir | 58.362 | 7.057 | Norway | NO04 | COMMISSIONED |  |  | Freshwater
50WP00000000670R | 50WG00000001719O | Stokkeland | Stokkelag103 Hydro | 28.5 | 0.3 | Hydro Water Reservoir | 58.362 | 7.057 | Norway | NO04 | COMMISSIONED |  |  | Freshwater
50WP00000000670R | 50WG000000017202 | Stokkeland | Stokkelag125 Hydro | 28.5 | 0.1 | Hydro Water Reservoir | 58.362 | 7.057 | Norway | NO04 | COMMISSIONED |  |  | Freshwater
50WP00000000670R | 50WG000000017210 | Stokkeland | Stokkelag118 Hydro | 28.5 | 0.2 | Hydro Water Reservoir | 58.362 | 7.057 | Norway | NO04 | COMMISSIONED |  |  | Freshwater
50WP00000000670R | 50WG000000017024 | Stokkeland | Stokkelag107 Hydro | 28.5 | 0.1 | Hydro Water Reservoir | 58.362 | 7.057 | Norway | NO04 | COMMISSIONED |  |  | Freshwater
50WP00000000670R | 50WG000000017032 | Stokkeland | Stokkelag143 Hydro | 28.5 | 2.5 | Hydro Water Reservoir | 58.362 | 7.057 | Norway | NO04 | COMMISSIONED |  |  | Freshwater
50WP00000000670R | 50WG000000017040 | Stokkeland | Stokkelag102 Hydro | 28.5 | 0.8 | Hydro Water Reservoir | 58.362 | 7.057 | Norway | NO04 | COMMISSIONED |  |  | Freshwater
50WP00000000670R | 50WG000000017008 | Stokkeland | Stokkelag116 Hydro | 28.5 | 0.1 | Hydro Water Reservoir | 58.362 | 7.057 | Norway | NO04 | COMMISSIONED |  |  | Freshwater
50WP00000000670R | 50WG000000017016 | Stokkeland | Stokkelag105 Hydro | 28.5 | 0.1 | Hydro Water Reservoir | 58.362 | 7.057 | Norway | NO04 | COMMISSIONED |  |  | Freshwater
50WP00000000670R | 50WG00000001709R | Stokkeland | Stokkelag106 Hydro | 28.5 | 0.1 | Hydro Water Reservoir | 58.362 | 7.057 | Norway | NO04 | COMMISSIONED |  |  | Freshwater
50WP00000000670R | 50WG00000001705Z | Stokkeland | Stokkelag121 Hydro | 28.5 | 0.6 | Hydro Water Reservoir | 58.362 | 7.057 | Norway | NO04 | COMMISSIONED |  |  | Freshwater
50WP00000000670R | 50WG00000001706X | Stokkeland | Stokkelag140 Wind | 28.5 | 0.8 | Hydro Water Reservoir | 58.362 | 7.057 | Norway | NO04 | COMMISSIONED |  |  | Freshwater
50WP00000000670R | 50WG00000001707V | Stokkeland | Stokkelag114 Hydro | 28.5 | 0.4 | Hydro Water Reservoir | 58.362 | 7.057 | Norway | NO04 | COMMISSIONED |  |  | Freshwater
50WP00000000670R | 50WG00000001708T | Stokkeland | Stokkelag127 Hydro | 28.5 | 0.5 | Hydro Water Reservoir | 58.362 | 7.057 | Norway | NO04 | COMMISSIONED |  |  | Freshwater
50WP00000000670R | 50WG00000001690M | Stokkeland | Stokkelag110 Hydro | 28.5 | 0.1 | Hydro Water Reservoir | 58.362 | 7.057 | Norway | NO04 | COMMISSIONED |  |  | Freshwater
50WP00000000670R | 50WG00000001691K | Stokkeland | Stokkelag141 Hydro | 28.5 | 1.7 | Hydro Water Reservoir | 58.362 | 7.057 | Norway | NO04 | COMMISSIONED |  |  | Freshwater
50WP00000000670R | 50WG000000016978 | Stokkeland | Stokkelag122 Hydro | 28.5 | 0.1 | Hydro Water Reservoir | 58.362 | 7.057 | Norway | NO04 | COMMISSIONED |  |  | Freshwater
50WP00000000670R | 50WG000000016986 | Stokkeland | Stokkelag139 Wind | 28.5 | 0.8 | Hydro Water Reservoir | 58.362 | 7.057 | Norway | NO04 | COMMISSIONED |  |  | Freshwater
50WP00000000670R | 50WG000000016994 | Stokkeland | Stokkelag111 Hydro | 28.5 | 1.8 | Hydro Water Reservoir | 58.362 | 7.057 | Norway | NO04 | COMMISSIONED |  |  | Freshwater
50WP00000000670R | 50WG00000001692I | Stokkeland | Stokkelag124 Hydro | 28.5 | 0.1 | Hydro Water Reservoir | 58.362 | 7.057 | Norway | NO04 | COMMISSIONED |  |  | Freshwater
50WP00000000670R | 50WG00000001693G | Stokkeland | Stokkelag144 Hydro | 28.5 | 0.1 | Hydro Water Reservoir | 58.362 | 7.057 | Norway | NO04 | COMMISSIONED |  |  | Freshwater
50WP00000000670R | 50WG00000001694E | Stokkeland | Stokkelag123 Hydro | 28.5 | 0.1 | Hydro Water Reservoir | 58.362 | 7.057 | Norway | NO04 | COMMISSIONED |  |  | Freshwater
50WP00000000670R | 50WG00000001695C | Stokkeland | Stokkelag142 Hydro | 28.5 | 1 | Hydro Water Reservoir | 58.362 | 7.057 | Norway | NO04 | COMMISSIONED |  |  | Freshwater
50WP00000000670R | 50WG00000001696A | Stokkeland | Stokkelag117 Hydro | 28.5 | 0.1 | Hydro Water Reservoir | 58.362 | 7.057 | Norway | NO04 | COMMISSIONED |  |  | Freshwater
50WP00000000670R | 50WG00000001725T | Stokkeland | Stokkelag112 Hydro | 28.5 | 0.1 | Hydro Water Reservoir | 58.362 | 7.057 | Norway | NO04 | COMMISSIONED |  |  | Freshwater
50WP00000000670R | 50WG00000001722Z | Stokkeland | Stokkelag133 Hydro | 28.5 | 0.1 | Hydro Water Reservoir | 58.362 | 7.057 | Norway | NO04 | COMMISSIONED |  |  | Freshwater
50WP00000000670R | 50WG00000001723X | Stokkeland | Stokkelag113 Hydro | 28.5 | 0.7 | Hydro Water Reservoir | 58.362 | 7.057 | Norway | NO04 | COMMISSIONED |  |  | Freshwater
50WP00000000670R | 50WG00000001724V | Stokkeland | Stokkelag132 Wind | 28.5 | 0.2 | Hydro Water Reservoir | 58.362 | 7.057 | Norway | NO04 | COMMISSIONED |  |  | Freshwater
50WP00000000670R | 50WG00000001684H | Stokkeland | Stokkelag101 Hydro | 28.5 | 1.4 | Hydro Water Reservoir | 58.362 | 7.057 | Norway | NO04 | COMMISSIONED |  |  | Freshwater
50WP00000000670R | 50WG00000001685F | Stokkeland | Stokkelag126 Hydro | 28.5 | 0.1 | Hydro Water Reservoir | 58.362 | 7.057 | Norway | NO04 | COMMISSIONED |  |  | Freshwater
50WP00000000670R | 50WG00000001686D | Stokkeland | Stokkelag136 Hydro | 28.5 | 0.8 | Hydro Water Reservoir | 58.362 | 7.057 | Norway | NO04 | COMMISSIONED |  |  | Freshwater
50WP00000000670R | 50WGI00000017135 | Stokkeland | Stokkelag129 Hydro | 28.5 | 0.5 | Hydro Water Reservoir | 58.362 | 7.057 | Norway | NO04 | COMMISSIONED |  |  | Freshwater
50WP00000000670R | 50WG00000001687B | Stokkeland | Stokkelag128 Hydro | 28.5 | 1.7 | Hydro Water Reservoir | 58.362 | 7.057 | Norway | NO04 | COMMISSIONED |  |  | Freshwater
50WP00000000670R | 50WG000000016889 | Stokkeland | Stokkelag120 Hydro | 28.5 | 2.1 | Hydro Water Reservoir | 58.362 | 7.057 | Norway | NO04 | COMMISSIONED |  |  | Freshwater
50WP00000000670R | 50WG00000001681N | Stokkeland | Stokkelag137 Hydro | 28.5 | 1.7 | Hydro Water Reservoir | 58.362 | 7.057 | Norway | NO04 | COMMISSIONED |  |  | Freshwater
50WP00000000670R | 50WG00000001682L | Stokkeland | Stokkelag134 Hydro | 28.5 | 0.2 | Hydro Water Reservoir | 58.362 | 7.057 | Norway | NO04 | COMMISSIONED |  |  | Freshwater
50WP00000000670R | 50WG00000001683J | Stokkeland | Stokkelag108 Hydro | 28.5 | 0.1 | Hydro Water Reservoir | 58.362 | 7.057 | Norway | NO04 | COMMISSIONED |  |  | Freshwater
50WP00000000670R | 50WG000000016897 | Stokkeland | Stokkelag138 Hydro | 28.5 | 0.7 | Hydro Water Reservoir | 58.362 | 7.057 | Norway | NO04 | COMMISSIONED |  |  | Freshwater
50WP00000000234A | 50WG00000000572X | Gronsdal | Gronsdalg2 Hydro | 35 | 17.5 | Hydro Water Reservoir | 59.968 | 6.572 | Norway | NO05 | COMMISSIONED |  |  | Freshwater
50WP00000000234A | 50WG00000000573V | Gronsdal | Gronsdalg1 Hydro | 35 | 17.5 | Hydro Water Reservoir | 59.968 | 6.572 | Norway | NO05 | COMMISSIONED |  |  | Freshwater
50WP00000000100V | 50WG00000000252E | Dale | Dale G1 Hydro | 144 | 114 | Hydro Water Reservoir | 62.109 | 6.559 | Norway | NO05 | COMMISSIONED |  |  | Freshwater
50WP00000000100V | 50WG00000000254A | Dale | Dale G101 Hydro | 144 | 2.9 | Hydro Water Reservoir | 61.337 | 5.412 | Norway | NO05 | DECOMMISSIONED |  |  | Freshwater
50WP00000000100V | 50WG00000000253C | Dale | Dale G102 Hydro | 144 | 3.3 | Hydro Water Reservoir | 61.337 | 5.412 | Norway | NO05 | DECOMMISSIONED |  |  | Freshwater
50WP00000000100V | 50WG000000002558 | Dale | Dale G2 Hydro | 144 | 30 | Hydro Water Reservoir | 61.337 | 5.412 | Norway | NO05 | COMMISSIONED |  |  | Freshwater
50WP00000000366U | 50WG00000000854N | Kobbelv | Kobbelv G102 Hydro | 300 | 1.2 | Hydro Water Reservoir | 67.623 | 15.99 | Norway | NO07 | DECOMMISSIONED |  |  | Freshwater
50WP00000000366U | 50WG00000000852R | Kobbelv | Kobbelv G2 Hydro | 300 | 150 | Hydro Water Reservoir | 67.623 | 15.99 | Norway | NO07 | COMMISSIONED |  |  | Freshwater
50WP00000000366U | 50WG00000000853P | Kobbelv | Kobbelv G101 Hydro | 300 | 1.2 | Hydro Water Reservoir | 67.623 | 15.99 | Norway | NO07 | DECOMMISSIONED |  |  | Freshwater
50WP00000000366U | 50WG00000000851T | Kobbelv | Kobbelv G1 Hydro | 300 | 150 | Hydro Water Reservoir | 67.623 | 15.99 | Norway | NO07 | COMMISSIONED |  |  | Freshwater
50WP00000000233C | 50WG000000005700 | Grodemfoss | Grodemfog2 Hydro | 4 | 2.5 | Hydro Water Reservoir | 60.44 | 5.859 | Norway | NO05 | COMMISSIONED |  |  | Freshwater
50WP00000000233C | 50WG00000000571Z | Grodemfoss | Grodemfog1 Hydro | 4 | 1.5 | Hydro Water Reservoir | 60.44 | 5.859 | Norway | NO05 | COMMISSIONED |  |  | Freshwater
50WP00000000365W | 50WG00000000849G | Knutfoss | Knutfossg1 Hydro | 5.4 | 3.6 | Hydro Water Reservoir | 64.523 | 12.426 | Norway | NO06 | COMMISSIONED |  |  | Freshwater
50WP00000000365W | 50WG00000000850V | Knutfoss | Knutfossg2 Hydro | 5.4 | 1.8 | Hydro Water Reservoir | 64.523 | 12.426 | Norway | NO06 | COMMISSIONED |  |  | Freshwater
50WP00000000232E | 50WG00000000569M | Groa | Groa G1 Hydro | 40 | 27 | Hydro Water Reservoir | 62.644 | 8.73 | Norway | NO05 | COMMISSIONED |  |  | Freshwater
50WP00000000232E | 50WG00000000568O | Groa | Groa G2 Hydro | 40 | 13 | Hydro Water Reservoir | 62.644 | 8.73 | Norway | NO05 | COMMISSIONED |  |  | Freshwater
50WP00000000498D | 50WG000000022168 | Nedre Rossaga | Nedrerosg1 Hydro | 260 | 225 | Hydro Water Reservoir | 66.078 | 13.944 | Norway | NO07 | COMMISSIONED |  |  | Freshwater
50WP00000000498D | 50WG00000001135D | Nedre Rossaga | Nedrerosng2 Therm | 260 | 0 | Hydro Water Reservoir | 66.078 | 13.944 | Norway | NO07 | DECOMMISSIONED |  |  | Freshwater
50WP00000000498D | 50WG00000001134F | Nedre Rossaga | Nedrerosg101 Hydro | 260 | 1.6 | Hydro Water Reservoir | 66.052 | 13.782 | Norway | NO07 | DECOMMISSIONED |  |  | Freshwater
50WP00000000498D | 50WG00000001133H | Nedre Rossaga | Nedrerosg5 Hydro | 260 | 45 | Hydro Water Reservoir | 66.052 | 13.782 | Norway | NO07 | COMMISSIONED |  |  | Freshwater
50WP00000000498D | 50WG00000001132J | Nedre Rossaga | Nedrerosg2 Hydro | 260 | 43 | Hydro Water Reservoir | 66.052 | 13.782 | Norway | NO07 | COMMISSIONED |  |  | Freshwater
50WP00000000498D | 50WG00000001131L | Nedre Rossaga | Nedrerosg4 Hydro | 260 | 43 | Hydro Water Reservoir | 66.052 | 13.782 | Norway | NO07 | COMMISSIONED |  |  | Freshwater
50WP00000000498D | 50WG00000001130N | Nedre Rossaga | Nedrerosg3 Hydro | 260 | 43 | Hydro Water Reservoir | 66.052 | 13.782 | Norway | NO07 | COMMISSIONED |  |  | Freshwater
50WP00000000498D | 50WG000000011298 | Nedre Rossaga | Nedrerosg0 Hydro | 260 | 43 | Hydro Water Reservoir | 66.052 | 13.782 | Norway | NO07 | COMMISSIONED |  |  | Freshwater
50WP00000000498D | 50WG00000001128A | Nedre Rossaga | Nedrerosg6 Hydro | 260 | 43 | Hydro Water Reservoir | 66.052 | 13.782 | Norway | NO07 | COMMISSIONED |  |  | Freshwater
50WP00000000106J | 50WG000000002655 | Dalsfoss | Dalsfossg3 Hydro | 7.6 | 2.2 | Hydro Run-of-river and poundage | 58.967 | 9.314 | Norway | NO03 | COMMISSIONED |  |  | Freshwater
50WP00000000106J | 50WG000000002639 | Dalsfoss | Dalsfossg2 Hydro | 7.6 | 2.7 | Hydro Run-of-river and poundage | 58.967 | 9.314 | Norway | NO03 | COMMISSIONED |  |  | Freshwater
50WP00000000106J | 50WG000000002647 | Dalsfoss | Dalsfossg1 Hydro | 7.6 | 2.7 | Hydro Run-of-river and poundage | 58.967 | 9.314 | Norway | NO03 | COMMISSIONED |  |  | Freshwater
50WP00000000105L | 50WG00000000262B | Dalen | Dalen G2 Hydro | 5.5 | 2.3 | Hydro Run-of-river and poundage | 59.445 | 8.005 | Norway | NO03 | COMMISSIONED |  |  | Freshwater
50WP00000000105L | 50WG00000000261D | Dalen | Dalen G1 Hydro | 5.5 | 3.2 | Hydro Run-of-river and poundage | 59.445 | 8.005 | Norway | NO03 | COMMISSIONED |  |  | Freshwater
50WP000000002390 | 50WG00000000580Y | H. Hoyanger | H_Hoyangg101 Hydro | 2.8 | 0.7 | Hydro Water Reservoir | 61.22 | 6.076 | Norway | NO05 | COMMISSIONED |  |  | Freshwater
50WP000000002390 | 50WG00000000581W | H. Hoyanger | H_Hoyangg102 Hydro | 2.8 | 2.1 | Hydro Water Reservoir | 61.22 | 6.076 | Norway | NO05 | COMMISSIONED |  |  | Freshwater
50WP00000000674J | 50WG00000001734S | Stordal | Stordal G1 Hydro | 36.6 | 35 | Hydro Water Reservoir | 62.382 | 6.992 | Norway | NO05 | COMMISSIONED |  |  | Freshwater
50WP00000000674J | 50WG00000001733U | Stordal | Stordal G101 Hydro | 36.6 | 0.7 | Hydro Water Reservoir | 62.382 | 6.992 | Norway | NO05 | COMMISSIONED |  |  | Freshwater
50WP00000000674J | 50WG00000001732W | Stordal | Stordal G102 Hydro | 36.6 | 0.9 | Hydro Water Reservoir | 62.382 | 6.992 | Norway | NO05 | COMMISSIONED |  |  | Freshwater
50WP00000000673L | 50WGI00000017305 | Stord | Stord G103 Hydro | 1.8 | 0.1 | Hydro Run-of-river and poundage | 59.779 | 5.5 | Norway | NO05 | COMMISSIONED |  |  | Freshwater
50WP00000000673L | 50WG00000001728N | Stord | Stord G101 Hydro | 1.8 | 0.5 | Hydro Run-of-river and poundage | 59.779 | 5.5 | Norway | NO05 | COMMISSIONED |  |  | Freshwater
50WP00000000673L | 50WG00000001729L | Stord | Stord G104 Hydro | 1.8 | 0.9 | Hydro Run-of-river and poundage | 59.779 | 5.5 | Norway | NO05 | COMMISSIONED |  |  | Freshwater
50WP00000000673L | 50WG00000001731Y | Stord | Stord G102 Hydro | 1.8 | 0.3 | Hydro Run-of-river and poundage | 59.779 | 5.5 | Norway | NO05 | COMMISSIONED |  |  | Freshwater
50WP000000002382 | 50WG00000000579J | Guolas | Guolas G1 Hydro | 90 | 45 | Hydro Water Reservoir | 69.35 | 21.1 | Norway | NO07 | COMMISSIONED |  |  | Freshwater
50WP000000002382 | 50WG00000000578L | Guolas | Guolas G2 Hydro | 90 | 45 | Hydro Water Reservoir | 69.35 | 21.1 | Norway | NO07 | COMMISSIONED |  |  | Freshwater
50WP00000000104N | 50WG00000000260F | Dale TUE | Dale_Tueg1 Hydro | 6.5 | 6.5 | Hydro Water Reservoir | 61.337 | 5.412 | Norway | NO05 | COMMISSIONED |  |  | Freshwater
50WP000000002374 | 50WG00000000577N | Grasjo | Grasjo G1 Hydro | 18 | 18 | Hydro Water Reservoir |  |  | Norway |  | COMMISSIONED |  |  | Freshwater
50WP000000005403 | 50WG00000001286T | Osa | Osa G101 Hydro | 95.5 | 1.5 | Hydro Water Reservoir | 61.235 | 11.509 | Norway | NO02 | COMMISSIONED |  |  | Freshwater
50WP000000005403 | 50WG00000001285V | Osa | Osa G2 Hydro | 95.5 | 47 | Hydro Water Reservoir | 61.235 | 11.509 | Norway | NO02 | COMMISSIONED |  |  | Freshwater
50WP000000005403 | 50WG00000001284X | Osa | Osa G1 Hydro | 95.5 | 47 | Hydro Water Reservoir | 61.235 | 11.509 | Norway | NO02 | COMMISSIONED |  |  | Freshwater
50WP00000000103P | 50WG000000002590 | Dale NTE | Dale_Ntek1 Wind | 67.1 | 8 | Wind Onshore | 60.596 | 5.765 | Norway | NO05 | COMMISSIONED |  |  | None |  | 0 | 0
50WP00000000103P | 50WG000000002582 | Dale NTE | Dale_Ntek4 Wind | 67.1 | 24.9 | Wind Onshore | 60.596 | 5.765 | Norway | NO05 | COMMISSIONED |  |  | None |  | 0 | 0
50WP00000000103P | 50WG000000002574 | Dale NTE | Dale_Ntek2 Wind | 67.1 | 8 | Wind Onshore | 60.596 | 5.765 | Norway | NO05 | COMMISSIONED |  |  | None |  | 0 | 0
50WP00000000103P | 50WG000000002566 | Dale NTE | Dale_Ntek5 Wind | 67.1 | 26.2 | Wind Onshore | 60.596 | 5.765 | Norway | NO05 | COMMISSIONED |  |  | None |  | 0 | 0
50WP00000000672N | 50WG00000001727P | Stokmarknes | Stokmarkg101 Hydro | 1.9 | 1.9 | Hydro Run-of-river and poundage | 68.565 | 14.91 | Norway | NO07 | COMMISSIONED |  |  | Freshwater
50WP00000000546S | 50WG00000001292Y | Osvatn | Osvatn G1 Hydro | 2.5 | 2.5 | Hydro Water Reservoir | 59.862 | 8.128 | Norway | NO03 | COMMISSIONED |  |  | Freshwater
50WP000000004148 | 50WG00000000954J | Leirfossene | Leirfossg1 Hydro | 52.5 | 34 | Hydro Water Reservoir | 68.239 | 14.533 | Norway | NO07 | COMMISSIONED |  |  | Freshwater
50WP000000004148 | 50WG00000000955H | Leirfossene | Leirfossg2 Hydro | 52.5 | 18.5 | Hydro Water Reservoir | 68.239 | 14.533 | Norway | NO07 | COMMISSIONED |  |  | Freshwater
50WP00000000545U | 50WGI00000012915 | Osteroy | Osteroy G101 Hydro | 1.1 | 1.1 | Hydro Water Reservoir | 60.537 | 5.533 | Norway | SI04 | COMMISSIONED | 1899 |  | Freshwater
50WP00000000678B | 50WG00000001739I | Strandfossen | Strandfog1 Hydro | 26 | 26 | Hydro Water Reservoir | 60.882 | 11.562 | Norway | NO02 | COMMISSIONED |  |  | Freshwater
50WP00000000109D | 50WG00000000269Y | Dittielva | Dittielvg1 Hydro | 5.5 | 5.5 | Hydro Run-of-river and poundage | 68.643 | 18.771 | Norway | NO07 | COMMISSIONED |  |  | Freshwater
50WP00000000544W | 50WG000000012901 | Osfallet | Osfalletg1 Hydro | 6.4 | 1.9 | Hydro Water Reservoir | 61.133 | 11.383 | Norway | NO02 | COMMISSIONED |  |  | Freshwater
50WP00000000544W | 50WG00000001289N | Osfallet | Osfalletg3 Hydro | 6.4 | 4.5 | Hydro Water Reservoir | 61.133 | 11.383 | Norway | NO02 | COMMISSIONED |  |  | Freshwater
50WP00000000108F | 50WGI00000002685 | Dauremal | Dauremalg1 Hydro | 5 | 5 | Hydro Water Reservoir |  |  | Norway |  | COMMISSIONED |  |  | Freshwater
50WP00000000411E | 50WG00000000948E | Leirdola | Leirdolag101 Hydro | 115 | 2.5 | Hydro Water Reservoir | 61.439 | 7.244 | Norway | NO05 | DECOMMISSIONED |  |  | Freshwater
50WP00000000411E | 50WG00000000949C | Leirdola | Leirdolag108 Hydro | 115 | 0.1 | Hydro Water Reservoir | 61.439 | 7.244 | Norway | NO05 | DECOMMISSIONED |  |  | Freshwater
50WP00000000411E | 50WG00000000946I | Leirdola | Leirdolag103 Hydro | 115 | 0.2 | Hydro Water Reservoir | 61.439 | 7.244 | Norway | NO05 | DECOMMISSIONED |  |  | Freshwater
50WP00000000411E | 50WG00000000947G | Leirdola | Leirdolag102 Hydro | 115 | 0.8 | Hydro Water Reservoir | 61.439 | 7.244 | Norway | NO05 | DECOMMISSIONED |  |  | Freshwater
50WP00000000411E | 50WG00000000944M | Leirdola | Leirdolag106 Hydro | 115 | 1.4 | Hydro Water Reservoir | 61.439 | 7.244 | Norway | NO05 | DECOMMISSIONED |  |  | Freshwater
50WP00000000411E | 50WG00000000945K | Leirdola | Leirdolag109 Hydro | 115 | 0.1 | Hydro Water Reservoir | 61.439 | 7.244 | Norway | NO05 | DECOMMISSIONED |  |  | Freshwater
50WP00000000411E | 50WG00000000942Q | Leirdola | Leirdolag105 Hydro | 115 | 1 | Hydro Water Reservoir | 61.439 | 7.244 | Norway | NO05 | DECOMMISSIONED |  |  | Freshwater
50WP00000000411E | 50WG00000000943O | Leirdola | Leirdolag107 Hydro | 115 | 0.1 | Hydro Water Reservoir | 61.439 | 7.244 | Norway | NO05 | DECOMMISSIONED |  |  | Freshwater
50WP00000000411E | 50WG00000000952N | Leirdola | Leirdolag1 Hydro | 115 | 115 | Hydro Water Reservoir | 61.439 | 7.244 | Norway | NO05 | COMMISSIONED |  |  | Freshwater
50WP00000000411E | 50WG00000000953L | Leirdola | Leirdolag110 Hydro | 115 | 2.2 | Hydro Water Reservoir | 61.439 | 7.244 | Norway | NO05 | DECOMMISSIONED |  |  | Freshwater
50WP00000000411E | 50WG00000000950R | Leirdola | Leirdolang1 Therm | 115 | 0 | Hydro Water Reservoir | 61.439 | 7.244 | Norway | NO05 | DECOMMISSIONED |  |  | Freshwater
50WP00000000411E | 50WG00000000951P | Leirdola | Leirdolag104 Hydro | 115 | 1.4 | Hydro Water Reservoir | 61.439 | 7.244 | Norway | NO05 | DECOMMISSIONED |  |  | Freshwater
50WP00000000677D | 50WG00000001738K | 50WP00000000677D | Stranda G102 Hydro | 5.6 | 2.8 | Hydro Water Reservoir |  |  | Norway |  | COMMISSIONED |  |  | Freshwater
50WP00000000677D | 50WG00000001737M | 50WP00000000677D | Stranda G101 Hydro | 5.6 | 2.8 | Hydro Water Reservoir |  |  | Norway |  | COMMISSIONED |  |  | Freshwater
50WP00000000543Y | 50WG00000001288P | Osen | Osen G1 Hydro | 5 | 5 | Hydro Water Reservoir | 64.421 | 10.038 | Norway | NO06 | COMMISSIONED |  |  | Freshwater
50WP00000000410G | 50WG00000000941S | Leinafoss | Leinafosg1 Hydro | 5.4 | 5.4 | Hydro Water Reservoir | 60.832 | 7.119 | Norway | NO05 | COMMISSIONED |  |  | Freshwater
50WP00000000676F | 50WG00000001736O | Storlivatn | Storlivag2 Hydro | 66 | 33 | Hydro Water Reservoir | 59.67 | 6.502 | Norway | NO04 | COMMISSIONED |  |  | Freshwater
50WP00000000676F | 50WG00000001735Q | Storlivatn | Storlivag1 Hydro | 66 | 33 | Hydro Water Reservoir | 59.67 | 6.502 | Norway | NO04 | COMMISSIONED |  |  | Freshwater
50WP00000000107H | 50WG000000002663 | Dalvatn | Dalvatn G2 Hydro | 36.5 | 11.5 | Hydro Water Reservoir | 69.609 | 30.024 | Norway | NO07 | COMMISSIONED |  |  | Freshwater
50WP00000000107H | 50WG000000002671 | Dalvatn | Dalvatn G1 Hydro | 36.5 | 25 | Hydro Water Reservoir | 59.691 | 6.57 | Norway | NO04 | COMMISSIONED |  |  | Freshwater
50WP000000001912 | 50WG000000004712 | Fr.stad Bioel | Fr_Bioelg1 Hydro | 5.5 | 5.5 | Hydro Water Reservoir | 59.184 | 10.97 | Norway | NO05 | COMMISSIONED |  |  | Freshwater
50WP000000004180 | 50WG000000009785 | Lindland | Lindlandg1 Hydro | 23.8 | 8.9 | Hydro Water Reservoir | 58.073 | 7.52 | Norway | NO04 | COMMISSIONED |  |  | Freshwater
50WP000000004180 | 50WG000000009793 | Lindland | Lindlandg2 Hydro | 23.8 | 14.9 | Hydro Water Reservoir | 58.073 | 7.52 | Norway | NO04 | COMMISSIONED |  |  | Freshwater
50WP000000001904 | 50WG000000004704 | Fossum | Fossum G1 Hydro | 0.8 | 0.8 | Hydro Run-of-river and poundage | 59.241 | 9.561 | Norway | NO03 | COMMISSIONED |  |  | Freshwater
50WP000000007201 | 50WG00000001834O | Sorfjord | Sorfjordg1 Hydro | 82.9 | 82 | Hydro Water Reservoir | 68.064 | 16.664 | Norway | NO07 | COMMISSIONED |  |  | Freshwater
50WP000000007201 | 50WG00000001835M | Sorfjord | Sorfjordg101 Hydro | 82.9 | 0.9 | Hydro Water Reservoir | 68.064 | 16.664 | Norway | NO07 | COMMISSIONED |  |  | Freshwater
50WP00000000852L | 50WG000000021455 | Ovre Vinstra | Ovre_Vinng1 Therm | 140 | 0 | Hydro Water Reservoir | 61.592 | 9.757 | Norway | NO02 | DECOMMISSIONED |  | 2015 | Freshwater
50WP00000000852L | 50WG000000021463 | Ovre Vinstra | Ovre_Ving2 Hydro | 140 | 70 | Hydro Water Reservoir | 61.483 | 9.312 | Norway | NO02 | COMMISSIONED |  |  | Freshwater
50WP00000000852L | 50WG000000021447 | Ovre Vinstra | Ovre_Ving1 Hydro | 140 | 70 | Hydro Water Reservoir | 61.483 | 9.312 | Norway | NO02 | COMMISSIONED |  |  | Freshwater
50WP000000004172 | 50WG000000009777 | Liarelva | Liarelvag1 Hydro | 2.1 | 2.1 | Hydro Water Reservoir | 59.805 | 5.987 | Norway | NO05 | COMMISSIONED |  |  | Freshwater
50WPI00000007045 | 50WG000000018101 | Svelgfoss | Svelgfosg102 Hydro | 110.8 | 0.2 | Hydro Run-of-river and poundage | 59.581 | 9.257 | Norway | NO03 | COMMISSIONED |  |  | Freshwater
50WPI00000007045 | 50WG00000001807R | Svelgfoss | Svelgfosg2 Hydro | 110.8 | 55 | Hydro Run-of-river and poundage | 59.581 | 9.257 | Norway | NO03 | COMMISSIONED |  |  | Freshwater
50WPI00000007045 | 50WG00000001806T | Svelgfoss | Svelgfosg101 Hydro | 110.8 | 0.2 | Hydro Run-of-river and poundage | 59.581 | 9.257 | Norway | NO03 | COMMISSIONED |  |  | Freshwater
50WPI00000007045 | 50WG00000001809N | Svelgfoss | Svelgfosg103 Hydro | 110.8 | 0.4 | Hydro Run-of-river and poundage | 59.581 | 9.257 | Norway | NO03 | COMMISSIONED |  |  | Freshwater
50WPI00000007045 | 50WG00000001808P | Svelgfoss | Svelgfosg1 Hydro | 110.8 | 55 | Hydro Run-of-river and poundage | 59.581 | 9.257 | Norway | NO03 | COMMISSIONED |  |  | Freshwater
50WP00000000851N | 50WG000000021439 | Ovre Tessa | Ov_Tessag5 Hydro | 20 | 10 | Hydro Water Reservoir |  |  | Norway |  | COMMISSIONED |  |  | Freshwater
50WP00000000851N | 50WG00000002142B | Ovre Tessa | Ov_Tessag6 Hydro | 20 | 10 | Hydro Water Reservoir |  |  | Norway |  | COMMISSIONED |  |  | Freshwater
50WP000000004164 | 50WG00000000975B | Leivdal | Leivdal G118 Hydro | 26.4 | 1.8 | Hydro Run-of-river and poundage |  |  | Norway |  | COMMISSIONED |  |  | Freshwater
50WP000000004164 | 50WG000000009769 | Leivdal | Leivdal G117 Hydro | 26.4 | 1.5 | Hydro Run-of-river and poundage |  |  | Norway |  | COMMISSIONED |  |  | Freshwater
50WP000000004164 | 50WG00000000974D | Leivdal | Leivdal G119 Hydro | 26.4 | 0.5 | Hydro Run-of-river and poundage |  |  | Norway |  | COMMISSIONED |  |  | Freshwater
50WP000000004164 | 50WG00000000973F | Leivdal | Leivdal G114 Hydro | 26.4 | 0.2 | Hydro Run-of-river and poundage |  |  | Norway |  | COMMISSIONED |  |  | Freshwater
50WP000000004164 | 50WG00000000972H | Leivdal | Leivdal G103 Hydro | 26.4 | 0.1 | Hydro Run-of-river and poundage |  |  | Norway |  | COMMISSIONED |  |  | Freshwater
50WP000000004164 | 50WG00000000971J | Leivdal | Leivdal G106 Hydro | 26.4 | 0.1 | Hydro Run-of-river and poundage |  |  | Norway |  | COMMISSIONED |  |  | Freshwater
50WP000000004164 | 50WG00000000970L | Leivdal | Leivdal G105 Hydro | 26.4 | 0.1 | Hydro Run-of-river and poundage |  |  | Norway |  | COMMISSIONED |  |  | Freshwater
50WP000000004164 | 50WG00000000965E | Leivdal | Leivdal G115 Hydro | 26.4 | 0.8 | Hydro Run-of-river and poundage |  |  | Norway |  | COMMISSIONED |  |  | Freshwater
50WP000000004164 | 50WG00000000964G | Leivdal | Leivdal G102 Wind | 26.4 | 4.3 | Hydro Run-of-river and poundage |  |  | Norway |  | COMMISSIONED |  |  | Freshwater
50WP000000004164 | 50WG00000000963I | Leivdal | Leivdal G122 Hydro | 26.4 | 1.5 | Hydro Run-of-river and poundage |  |  | Norway |  | COMMISSIONED |  |  | Freshwater
50WP000000004164 | 50WG00000000962K | Leivdal | Leivdal G111 Hydro | 26.4 | 1.7 | Hydro Run-of-river and poundage |  |  | Norway |  | COMMISSIONED |  |  | Freshwater
50WP000000004164 | 50WG000000009696 | Leivdal | Leivdal G113 Hydro | 26.4 | 0.1 | Hydro Run-of-river and poundage |  |  | Norway |  | COMMISSIONED |  |  | Freshwater
50WP000000004164 | 50WG000000009688 | Leivdal | Leivdal G110 Hydro | 26.4 | 3.8 | Hydro Run-of-river and poundage |  |  | Norway |  | COMMISSIONED |  |  | Freshwater
50WP000000004164 | 50WG00000000966C | Leivdal | Leivdal G108 Hydro | 26.4 | 0.3 | Hydro Run-of-river and poundage |  |  | Norway |  | COMMISSIONED |  |  | Freshwater
50WP000000004164 | 50WG00000000967A | Leivdal | Leivdal G116 Hydro | 26.4 | 0.5 | Hydro Run-of-river and poundage |  |  | Norway |  | COMMISSIONED |  |  | Freshwater
50WP000000004164 | 50WG00000000961M | Leivdal | Leivdal G101 Hydro | 26.4 | 1.4 | Hydro Run-of-river and poundage |  |  | Norway |  | COMMISSIONED |  |  | Freshwater
50WP000000004164 | 50WG00000000960O | Leivdal | Leivdal G107 Hydro | 26.4 | 0.7 | Hydro Run-of-river and poundage |  |  | Norway |  | COMMISSIONED |  |  | Freshwater
50WP000000004164 | 50WG00000000957D | Leivdal | Leivdal G104 Hydro | 26.4 | 2.9 | Hydro Run-of-river and poundage |  |  | Norway |  | COMMISSIONED |  |  | Freshwater
50WP000000004164 | 50WG00000000958B | Leivdal | Leivdal G112 Hydro | 26.4 | 2 | Hydro Run-of-river and poundage |  |  | Norway |  | COMMISSIONED |  |  | Freshwater
50WP000000004164 | 50WG00000000956F | Leivdal | Leivdal G120 Hydro | 26.4 | 0.3 | Hydro Run-of-river and poundage |  |  | Norway |  | COMMISSIONED |  |  | Freshwater
50WP000000004164 | 50WG000000009599 | Leivdal | Leivdal G121 Hydro | 26.4 | 1.5 | Hydro Run-of-river and poundage |  |  | Norway |  | COMMISSIONED |  |  | Freshwater
50WP000000004164 | 50WG00000001628R | Leivdal | Leivdal G109 Hydro | 26.4 | 0.3 | Hydro Run-of-river and poundage |  |  | Norway |  | COMMISSIONED |  |  | Freshwater
50WP00000000548O | 50WG00000001294U | Porsa | Porsa G3 Hydro | 19.3 | 3.3 | Hydro Water Reservoir | 70.403 | 23.63 | Norway | NO07 | COMMISSIONED |  |  | Freshwater
50WP00000000548O | 50WG00000001296Q | Porsa | Porsa G1 Hydro | 19.3 | 8 | Hydro Water Reservoir | 70.403 | 23.63 | Norway | NO07 | COMMISSIONED |  |  | Freshwater
50WP00000000548O | 50WG00000001295S | Porsa | Porsa G2 Hydro | 19.3 | 8 | Hydro Water Reservoir | 70.403 | 23.63 | Norway | NO07 | COMMISSIONED |  |  | Freshwater
50WP00000000850P | 50WG00000002141D | Ovre Svultingen | Ovre_Svug1 Hydro | 4.5 | 4.5 | Hydro Water Reservoir | 61.22 | 6.075 | Norway | NO05 | COMMISSIONED |  |  | Freshwater
50WP00000000547Q | 50WG00000001293W | Pikerfoss | Pikerfosg1 Hydro | 18 | 18 | Hydro Run-of-river and poundage | 59.716 | 9.61 | Norway | NO03 | COMMISSIONED |  |  | Freshwater
50WP00000000724U | 50WG00000001840T | Saheim | Saheim G2 Hydro | 187 | 61 | Hydro Water Reservoir | 59.877 | 8.593 | Norway | NO03 | COMMISSIONED |  |  | Freshwater
50WP00000000724U | 50WG00000001839E | Saheim | Saheim G1 Hydro | 187 | 62 | Hydro Water Reservoir | 59.877 | 8.593 | Norway | NO03 | COMMISSIONED |  |  | Freshwater
50WP00000000724U | 50WG00000001838G | Saheim | Saheim G3 Hydro | 187 | 64 | Hydro Water Reservoir | 59.877 | 8.593 | Norway | NO03 | COMMISSIONED |  |  | Freshwater
50WP000000008589 | 50WG000000021544 | Al | Al G1 Hydro | 3.5 | 1.3 | Hydro Water Reservoir | 60.63 | 8.561 | Norway | NO03 | COMMISSIONED |  |  | Freshwater
50WP000000008589 | 50WG000000021552 | Al | Al G3 Hydro | 3.5 | 1.1 | Hydro Water Reservoir | 60.63 | 8.561 | Norway | NO03 | COMMISSIONED |  |  | Freshwater
50WP000000008589 | 50WG000000021536 | Al | Al G2 Hydro | 3.5 | 1.1 | Hydro Water Reservoir | 60.63 | 8.561 | Norway | NO03 | COMMISSIONED |  |  | Freshwater
50WP00000000061F | 50WG00000000130S | Blafal.4 | Blafall4g1 Hydro | 16 | 16 | Hydro Water Reservoir | 59.983 | 6.017 | Norway | NO05 | COMMISSIONED |  |  | Freshwater
50WP00000000193Z | 50WG00000000474X | Fritzoe | Fritzoe G1 Hydro | 5 | 2.8 | Hydro Run-of-river and poundage | 59.051 | 10.023 | Norway | NO03 | COMMISSIONED |  |  | Freshwater
50WP00000000193Z | 50WG00000000473Z | Fritzoe | Fritzoe G2 Hydro | 5 | 2.2 | Hydro Run-of-river and poundage | 59.051 | 10.023 | Norway | NO03 | COMMISSIONED |  |  | Freshwater
50WP00000000857B | 50WG000000021528 | Akraelva | Akraelvag1 Hydro | 5.5 | 5.5 | Hydro Water Reservoir | 59.804 | 6.099 | Norway | NO05 | COMMISSIONED |  |  | Freshwater
50WP00000000723W | 50WG00000001837I | Sortveit | Sortveitg101 Hydro | 1 | 1 | Hydro Run-of-river and poundage | 59.583 | 6.8 | Norway | NO04 | COMMISSIONED |  |  | Freshwater
50WP00000000419Z | 50WG00000000980I | Linnvasselv | Linnvassg1 Hydro | 31.3 | 31.3 | Hydro Water Reservoir |  |  | Norway |  | COMMISSIONED |  |  | Freshwater
50WP00000000722Y | 50WG00000001836K | Sorfjord2 | Sorfjor2g1 Hydro | 5 | 5 | Hydro Water Reservoir | 68.064 | 16.664 | Norway | NO07 | COMMISSIONED |  |  | Freshwater
50WP00000000855F | 50WG00000002150C | Abjora | Abjora G1 Hydro | 103 | 103 | Hydro Water Reservoir | 60.865 | 9.279 | Norway | NO02 | COMMISSIONED |  |  | Freshwater
50WP000000001920 | 50WG000000004720 | Framruste | Framrustg1 Hydro | 85 | 85 | Hydro Water Reservoir | 61.941 | 7.881 | Norway | NO02 | COMMISSIONED |  |  | Freshwater
50WP00000000854H | 50WGI00000021485 | Oyberget | Oybergetg1 Hydro | 104 | 66 | Hydro Water Reservoir | 61.934 | 8.031 | Norway | NO02 | COMMISSIONED |  |  | Freshwater
50WP00000000854H | 50WG00000002149Y | Oyberget | Oybergetg3 Hydro | 104 | 9 | Hydro Water Reservoir | 61.934 | 8.031 | Norway | NO02 | COMMISSIONED |  |  | Freshwater
50WP00000000854H | 50WG000000021471 | Oyberget | Oybergetg2 Hydro | 104 | 29 | Hydro Water Reservoir | 61.934 | 8.031 | Norway | NO02 | COMMISSIONED |  |  | Freshwater
50WP000000000665 | 50WG00000000170G | Bogna | Bogna G1 Hydro | 60 | 60 | Hydro Water Reservoir | 64.222 | 12.037 | Norway | NO06 | COMMISSIONED |  |  | Freshwater
50WP00000000198P | 50WG00000000488M | Froystul | Froystulg1 Hydro | 50 | 50 | Hydro Water Reservoir | 59.847 | 8.427 | Norway | NO03 | COMMISSIONED |  |  | Freshwater
50WP00000000728M | 50WG00000001848D | Tafjord3 | Tafjord3g1 Hydro | 25 | 25 | Hydro Water Reservoir | 62.231 | 7.415 | Norway | NO05 | COMMISSIONED |  |  | Freshwater
50WP00000000197R | 50WG00000000485S | Froland | Froland G1 Hydro | 29 | 11.5 | Hydro Water Reservoir | 58.51 | 8.634 | Norway | NO04 | COMMISSIONED |  |  | Freshwater
50WP00000000197R | 50WG00000000487O | Froland | Froland G2 Hydro | 29 | 11.5 | Hydro Water Reservoir | 58.51 | 8.634 | Norway | NO04 | COMMISSIONED |  |  | Freshwater
50WP00000000197R | 50WG00000000486Q | Froland | Froland G3 Hydro | 29 | 6 | Hydro Water Reservoir | 58.51 | 8.634 | Norway | NO04 | COMMISSIONED |  |  | Freshwater
50WP00000000727O | 50WG00000001847F | Tafjord2 | Tafjord2g2 Hydro | 32 | 16 | Hydro Water Reservoir | 62.231 | 7.415 | Norway | NO05 | COMMISSIONED |  |  | Freshwater
50WP00000000727O | 50WG00000001846H | Tafjord2 | Tafjord2g1 Hydro | 32 | 16 | Hydro Water Reservoir | 62.231 | 7.415 | Norway | NO05 | COMMISSIONED |  |  | Freshwater
50WP000000000649 | 50WG00000000139A | Blafalli | Blafallig114 Hydro | 38.6 | 3.9 | Hydro Run-of-river and poundage | 59.858 | 6.017 | Norway | NO05 | COMMISSIONED |  |  | Freshwater
50WP000000000649 | 50WG00000000136G | Blafalli | Blafallig129 Hydro | 38.6 | 0.5 | Hydro Run-of-river and poundage | 59.858 | 6.017 | Norway | NO05 | COMMISSIONED |  |  | Freshwater
50WP000000000649 | 50WG00000000134K | Blafalli | Blafallig115 Hydro | 38.6 | 4 | Hydro Run-of-river and poundage | 59.858 | 6.017 | Norway | NO05 | COMMISSIONED |  |  | Freshwater
50WP000000000649 | 50WG00000000135I | Blafalli | Blafallig130 Hydro | 38.6 | 0.2 | Hydro Run-of-river and poundage | 59.858 | 6.017 | Norway | NO05 | COMMISSIONED |  |  | Freshwater
50WP000000000649 | 50WG00000000138C | Blafalli | Blafallig134 Hydro | 38.6 | 0.1 | Hydro Run-of-river and poundage | 59.858 | 6.017 | Norway | NO05 | COMMISSIONED |  |  | Freshwater
50WP000000000649 | 50WG00000000137E | Blafalli | Blafallig125 Hydro | 38.6 | 0.1 | Hydro Run-of-river and poundage | 59.858 | 6.017 | Norway | NO05 | COMMISSIONED |  |  | Freshwater
50WP000000000649 | 50WG00000000133M | Blafalli | Blafallig101 Hydro | 38.6 | 1.8 | Hydro Run-of-river and poundage | 59.858 | 6.017 | Norway | NO05 | COMMISSIONED |  |  | Freshwater
50WP000000000649 | 50WG000000001683 | Blafalli | Blafallig123 Hydro | 38.6 | 2.1 | Hydro Run-of-river and poundage | 59.858 | 6.017 | Norway | NO05 | COMMISSIONED |  |  | Freshwater
50WP000000000649 | 50WG000000001675 | Blafalli | Blafallig103 Hydro | 38.6 | 2 | Hydro Run-of-river and poundage | 59.858 | 6.017 | Norway | NO05 | COMMISSIONED |  |  | Freshwater
50WP000000000649 | 50WG000000001691 | Blafalli | Blafallig122 Hydro | 38.6 | 1.2 | Hydro Run-of-river and poundage | 59.858 | 6.017 | Norway | NO05 | COMMISSIONED |  |  | Freshwater
50WP000000000649 | 50WG00000000164B | Blafalli | Blafallig121 Hydro | 38.6 | 0.1 | Hydro Run-of-river and poundage | 59.858 | 6.017 | Norway | NO05 | COMMISSIONED |  |  | Freshwater
50WP000000000649 | 50WG00000000162F | Blafalli | Blafallig116 Hydro | 38.6 | 3.2 | Hydro Run-of-river and poundage | 59.858 | 6.017 | Norway | NO05 | COMMISSIONED |  |  | Freshwater
50WP000000000649 | 50WG00000000163D | Blafalli | Blafallig136 Hydro | 38.6 | 1.3 | Hydro Run-of-river and poundage | 59.858 | 6.017 | Norway | NO05 | COMMISSIONED |  |  | Freshwater
50WP000000000649 | 50WG000000001667 | Blafalli | Blafallig106 Hydro | 38.6 | 0.2 | Hydro Run-of-river and poundage | 59.858 | 6.017 | Norway | NO05 | COMMISSIONED |  |  | Freshwater
50WP000000000649 | 50WG000000001659 | Blafalli | Blafallig126 Hydro | 38.6 | 0.1 | Hydro Run-of-river and poundage | 59.858 | 6.017 | Norway | NO05 | COMMISSIONED |  |  | Freshwater
50WP000000000649 | 50WG000000001594 | Blafalli | Blafallig133 Hydro | 38.6 | 0.8 | Hydro Run-of-river and poundage | 59.858 | 6.017 | Norway | NO05 | COMMISSIONED |  |  | Freshwater
50WP000000000649 | 50WG00000000156A | Blafalli | Blafallig113 Hydro | 38.6 | 1.4 | Hydro Run-of-river and poundage | 59.858 | 6.017 | Norway | NO05 | COMMISSIONED |  |  | Freshwater
50WP000000000649 | 50WG00000000155C | Blafalli | Blafallig124 Hydro | 38.6 | 1 | Hydro Run-of-river and poundage | 59.858 | 6.017 | Norway | NO05 | COMMISSIONED |  |  | Freshwater
50WP000000000649 | 50WG000000001586 | Blafalli | Blafallig120 Hydro | 38.6 | 0.2 | Hydro Run-of-river and poundage | 59.858 | 6.017 | Norway | NO05 | COMMISSIONED |  |  | Freshwater
50WP000000000649 | 50WG000000001578 | Blafalli | Blafallig107 Hydro | 38.6 | 1 | Hydro Run-of-river and poundage | 59.858 | 6.017 | Norway | NO05 | COMMISSIONED |  |  | Freshwater
50WP000000000649 | 50WG00000000151K | Blafalli | Blafallig120 Hydro | 38.6 | 0 | Hydro Run-of-river and poundage | 59.858 | 6.017 | Norway | NO05 | COMMISSIONED |  |  | Freshwater
50WP000000000649 | 50WG00000000150M | Blafalli | Blafallig102 Hydro | 38.6 | 0.3 | Hydro Run-of-river and poundage | 59.858 | 6.017 | Norway | NO05 | COMMISSIONED |  |  | Freshwater
50WP000000000649 | 50WG00000000153G | Blafalli | Blafallig131 Hydro | 38.6 | 1 | Hydro Run-of-river and poundage | 59.858 | 6.017 | Norway | NO05 | COMMISSIONED |  |  | Freshwater
50WP000000000649 | 50WG00000000154E | Blafalli | Blafallig105 Hydro | 38.6 | 0.1 | Hydro Run-of-river and poundage | 59.858 | 6.017 | Norway | NO05 | COMMISSIONED |  |  | Freshwater
50WP000000000649 | 50WG00000000152I | Blafalli | Blafallig132 Hydro | 38.6 | 0.1 | Hydro Run-of-river and poundage | 59.858 | 6.017 | Norway | NO05 | COMMISSIONED |  |  | Freshwater
50WP000000000649 | 50WG00000000161H | Blafalli | Blafallig118 Hydro | 38.6 | 0.6 | Hydro Run-of-river and poundage | 59.858 | 6.017 | Norway | NO05 | COMMISSIONED |  |  | Freshwater
50WP000000000649 | 50WG00000000160J | Blafalli | Blafallig109 Hydro | 38.6 | 0.4 | Hydro Run-of-river and poundage | 59.858 | 6.017 | Norway | NO05 | COMMISSIONED |  |  | Freshwater
50WP000000000649 | 50WG000000001489 | Blafalli | Blafallig110 Hydro | 38.6 | 1.4 | Hydro Run-of-river and poundage | 59.858 | 6.017 | Norway | NO05 | COMMISSIONED |  |  | Freshwater
50WP000000000649 | 50WG00000000147B | Blafalli | Blafallig119 Hydro | 38.6 | 1.2 | Hydro Run-of-river and poundage | 59.858 | 6.017 | Norway | NO05 | COMMISSIONED |  |  | Freshwater
50WP000000000649 | 50WG000000001497 | Blafalli | Blafallig135 Hydro | 38.6 | 3.6 | Hydro Run-of-river and poundage | 59.858 | 6.017 | Norway | NO05 | COMMISSIONED |  |  | Freshwater
50WP000000000649 | 50WG00000000143J | Blafalli | Blafalling1 Therm | 38.6 | 0 | Hydro Run-of-river and poundage | 59.858 | 6.017 | Norway | NO05 | COMMISSIONED |  |  | Freshwater
50WP000000000649 | 50WG00000000144H | Blafalli | Blafallig104 Hydro | 38.6 | 0.4 | Hydro Run-of-river and poundage | 59.858 | 6.017 | Norway | NO05 | COMMISSIONED |  |  | Freshwater
50WP000000000649 | 50WG00000000142L | Blafalli | Blafallig128 Hydro | 38.6 | 0.2 | Hydro Run-of-river and poundage | 59.858 | 6.017 | Norway | NO05 | COMMISSIONED |  |  | Freshwater
50WP000000000649 | 50WG00000000146D | Blafalli | Blafallig108 Hydro | 38.6 | 0.9 | Hydro Run-of-river and poundage | 59.858 | 6.017 | Norway | NO05 | COMMISSIONED |  |  | Freshwater
50WP000000000649 | 50WG00000000145F | Blafalli | Blafallig112 Hydro | 38.6 | 2.8 | Hydro Run-of-river and poundage | 59.858 | 6.017 | Norway | NO05 | COMMISSIONED |  |  | Freshwater
50WP000000000649 | 50WG00000000141N | Blafalli | Blafallig127 Hydro | 38.6 | 0.2 | Hydro Run-of-river and poundage | 59.858 | 6.017 | Norway | NO05 | COMMISSIONED |  |  | Freshwater
50WP000000000649 | 50WG00000000140P | Blafalli | Blafallig117 Hydro | 38.6 | 0.2 | Hydro Run-of-river and poundage | 59.858 | 6.017 | Norway | NO05 | COMMISSIONED |  |  | Freshwater
50WP00000000063B | 50WG00000000132O | Blafal.V | Blafallvg1 Hydro | 240 | 240 | Hydro Water Reservoir | 59.983 | 6.017 | Norway | NO05 | COMMISSIONED |  |  | Freshwater
50WP00000000726Q | 50WG00000001845J | Tafjord1 | Tafjord1g2 Hydro | 27.4 | 5.4 | Hydro Water Reservoir | 62.231 | 7.415 | Norway | NO05 | COMMISSIONED |  |  | Freshwater
50WP00000000726Q | 50WG00000001844L | Tafjord1 | Tafjord1g1 Hydro | 27.4 | 22 | Hydro Water Reservoir | 62.231 | 7.415 | Norway | NO05 | COMMISSIONED |  |  | Freshwater
50WP00000000725S | 50WG00000001843N | Tafjord | Tafjord G102 Hydro | 8 | 4 | Hydro Water Reservoir | 62.231 | 7.415 | Norway | NO05 | COMMISSIONED |  |  | Freshwater
50WP00000000725S | 50WG00000001842P | Tafjord | Tafjord G103 Wind | 8 | 4.2 | Hydro Water Reservoir | 62.231 | 7.415 | Norway | NO05 | COMMISSIONED |  |  | Freshwater
50WP00000000725S | 50WG00000001841R | Tafjord | Tafjord G101 Hydro | 8 | 4 | Hydro Water Reservoir | 62.231 | 7.415 | Norway | NO05 | COMMISSIONED |  |  | Freshwater
50WP000000008597 | 50WG000000021560 | Amdal | Amdal G1 Hydro | 23 | 23 | Hydro Water Reservoir | 59.656 | 6.316 | Norway | NO04 | COMMISSIONED |  |  | Freshwater
50WP00000000062D | 50WG00000000131Q | Blafal.5 | Blafall5g1 Hydro | 9 | 9 | Hydro Water Reservoir | 59.983 | 6.017 | Norway | NO05 | COMMISSIONED |  |  | Freshwater
50WP00000000194X | 50WGI00000004815 | Frogner | Frogner G101 Hydro | 5.5 | 3 | Hydro Run-of-river and poundage | 59.917 | 10.707 | Norway | NO01 | COMMISSIONED |  |  | Freshwater
50WP00000000194X | 50WG000000004801 | Frogner | Frogner G103 Hydro | 5.5 | 0.6 | Hydro Run-of-river and poundage | 59.917 | 10.707 | Norway | NO01 | COMMISSIONED |  |  | Freshwater
50WP00000000194X | 50WG00000000482Y | Frogner | Frogner G107 Hydro | 5.5 | 0.3 | Hydro Run-of-river and poundage | 59.917 | 10.707 | Norway | NO01 | COMMISSIONED |  |  | Freshwater
50WP00000000194X | 50WG00000000483W | Frogner | Frogner G108 Hydro | 5.5 | 0.4 | Hydro Run-of-river and poundage | 59.917 | 10.707 | Norway | NO01 | COMMISSIONED |  |  | Freshwater
50WP00000000194X | 50WG00000000479N | Frogner | Frogner G106 Hydro | 5.5 | 0.1 | Hydro Run-of-river and poundage | 59.917 | 10.707 | Norway | NO01 | COMMISSIONED |  |  | Freshwater
50WP00000000194X | 50WG00000000478P | Frogner | Frogner G104 Hydro | 5.5 | 0.3 | Hydro Run-of-river and poundage | 59.917 | 10.707 | Norway | NO01 | COMMISSIONED |  |  | Freshwater
50WP00000000194X | 50WG00000000476T | Frogner | Frogner Ng Therm | 5.5 | 0 | Hydro Run-of-river and poundage | 59.917 | 10.707 | Norway | NO01 | COMMISSIONED |  |  | Freshwater
50WP00000000194X | 50WG00000000477R | Frogner | Frogner G105 Hydro | 5.5 | 0.2 | Hydro Run-of-river and poundage | 59.917 | 10.707 | Norway | NO01 | COMMISSIONED |  |  | Freshwater
50WP00000000194X | 50WG00000000475V | Frogner | Frogner G102 Hydro | 5.5 | 0.6 | Hydro Run-of-river and poundage | 59.917 | 10.707 | Norway | NO01 | COMMISSIONED |  |  | Freshwater
50WP000000003702 | 50WG00000000862O | Kong. Kraftverk | Kong_Krvg1 Hydro | 47.3 | 21.5 | Hydro Water Reservoir |  |  | Norway |  | COMMISSIONED |  |  | Freshwater
50WP000000003702 | 50WG00000000861Q | Kong. Kraftverk | Kong_Krvg2 Hydro | 47.3 | 25.8 | Hydro Water Reservoir |  |  | Norway |  | COMMISSIONED |  |  | Freshwater
50WP00000000199N | 50WG00000000489K | Funna | Funna G1 Hydro | 21.7 | 21.7 | Hydro Water Reservoir | 63.437 | 11.734 | Norway | NO06 | COMMISSIONED |  |  | Freshwater
50WP000000000673 | 50WG00000000172C | Borgund | Borgund G103 Hydro | 212 | 0.2 | Hydro Water Reservoir | 61.059 | 7.819 | Norway | NO05 | DECOMMISSIONED |  |  | Freshwater
50WP000000000673 | 50WG00000000173A | Borgund | Borgund G102 Hydro | 212 | 0.1 | Hydro Water Reservoir | 61.059 | 7.819 | Norway | NO05 | DECOMMISSIONED |  |  | Freshwater
50WP000000000673 | 50WG000000001748 | Borgund | Borgund G2 Hydro | 212 | 106 | Hydro Water Reservoir | 61.059 | 7.819 | Norway | NO05 | COMMISSIONED |  |  | Freshwater
50WP000000000673 | 50WG00000000171E | Borgund | Borgund G101 Hydro | 212 | 0.1 | Hydro Water Reservoir | 61.059 | 7.819 | Norway | NO05 | DECOMMISSIONED |  |  | Freshwater
50WP000000000673 | 50WG000000001756 | Borgund | Borgund G1 Hydro | 212 | 106 | Hydro Water Reservoir | 61.059 | 7.819 | Norway | NO05 | COMMISSIONED |  |  | Freshwater
50WP000000000673 | 50WG000000001764 | Borgund | Borgund Ng1 Therm | 212 | 0 | Hydro Water Reservoir | 61.047 | 7.812 | Norway | NO05 | DECOMMISSIONED |  |  | Freshwater
50WP00000000729K | 50WG00000001850Q | Tafjord4 | Tafjord4g1 Hydro | 113 | 58 | Hydro Water Reservoir | 62.231 | 7.415 | Norway | NO05 | COMMISSIONED |  |  | Freshwater
50WP00000000729K | 50WG00000001849B | Tafjord4 | Tafjord4g2 Hydro | 113 | 55 | Hydro Water Reservoir | 62.231 | 7.415 | Norway | NO05 | COMMISSIONED |  |  | Freshwater
50WP00000000110S | 50WG00000000270C | Dividalen | Dividaleg1 Hydro | 30 | 30 | Hydro Water Reservoir | 68.874 | 19.561 | Norway | NO07 | COMMISSIONED |  |  | Freshwater
50WPI00000007995 | 50WG000000020297 | Vangpollen | Vangpollg1 Hydro | 3.5 | 3.5 | Hydro Water Reservoir | 68.616 | 15.574 | Norway | NO07 | COMMISSIONED |  |  | Freshwater
50WP00000000242B | 50WG00000000590V | Halden | Halden G104 Hydro | 5 | 0.5 | Hydro Run-of-river and poundage | 59.133 | 11.387 | Norway | NO03 | COMMISSIONED |  |  | Freshwater
50WP00000000242B | 50WG00000000592R | Halden | Halden G103 Hydro | 5 | 0.3 | Hydro Run-of-river and poundage | 59.133 | 11.387 | Norway | NO03 | COMMISSIONED |  |  | Freshwater
50WP00000000242B | 50WG00000000591T | Halden | Halden G101 Hydro | 5 | 2.5 | Hydro Run-of-river and poundage | 59.133 | 11.387 | Norway | NO03 | COMMISSIONED |  |  | Freshwater
50WP00000000242B | 50WG00000000589G | Halden | Halden G102 Hydro | 5 | 1.7 | Hydro Run-of-river and poundage | 59.133 | 11.387 | Norway | NO03 | COMMISSIONED |  |  | Freshwater
50WP00000000242B | 50WG00000000588I | Halden | Halden Ng1 Therm | 5 | 0 | Hydro Run-of-river and poundage | 59.133 | 11.387 | Norway | NO03 | COMMISSIONED |  |  | Freshwater
50WP00000000241D | 50WG00000000587K | Hafsl.kr | Hafsl_Krg2 Hydro | 38 | 9 | Hydro Run-of-river and poundage | 61.315 | 7.201 | Norway | NO05 | COMMISSIONED |  |  | Freshwater
50WP00000000241D | 50WG00000000586M | Hafsl.kr | Hafsl_Krg1 Hydro | 38 | 9 | Hydro Run-of-river and poundage | 61.315 | 7.201 | Norway | NO05 | COMMISSIONED |  |  | Freshwater
50WP00000000241D | 50WG00000000585O | Hafsl.kr | Hafsl_Krg4 Hydro | 38 | 10 | Hydro Run-of-river and poundage | 61.315 | 7.201 | Norway | NO05 | COMMISSIONED |  |  | Freshwater
50WP00000000241D | 50WG00000000584Q | Hafsl.kr | Hafsl_Krg3 Hydro | 38 | 10 | Hydro Run-of-river and poundage | 61.315 | 7.201 | Norway | NO05 | COMMISSIONED |  |  | Freshwater
50WP00000000373X | 50WG00000000867E | Kongsvinger | Kongsving103 Hydro | 4.1 | 1.4 | Hydro Run-of-river and poundage | 60.192 | 11.999 | Norway | NO02 | COMMISSIONED |  |  | Freshwater
50WP00000000373X | 50WG00000000868C | Kongsvinger | Kongsving102 Hydro | 4.1 | 0.5 | Hydro Run-of-river and poundage | 60.192 | 11.999 | Norway | NO02 | COMMISSIONED |  |  | Freshwater
50WP00000000373X | 50WG00000000866G | Kongsvinger | Kongsving101 Hydro | 4.1 | 2.2 | Hydro Run-of-river and poundage | 60.192 | 11.999 | Norway | NO02 | COMMISSIONED |  |  | Freshwater
50WP00000000372Z | 50WG00000000864K | Kongsfjord | Kongsfjog1 Hydro | 4.6 | 2.3 | Hydro Water Reservoir | 70.72 | 29.319 | Norway | NO07 | COMMISSIONED |  |  | Freshwater
50WP00000000372Z | 50WG00000000865I | Kongsfjord | Kongsfjog2 Hydro | 4.6 | 2.3 | Hydro Water Reservoir | 70.72 | 29.319 | Norway | NO07 | COMMISSIONED |  |  | Freshwater
50WP00000000683I | 50WG00000001746L | Stolsdal | Stolsdalm2 Hydro | 26 | 3 | Hydro Water Reservoir | 59.233 | 6.183 | Norway | NO04 | COMMISSIONED |  |  | Freshwater
50WP00000000683I | 50WG00000001747J | Stolsdal | Stolsdalg1 Hydro | 26 | 20 | Hydro Water Reservoir | 59.233 | 6.183 | Norway | NO04 | COMMISSIONED |  |  | Freshwater
50WP00000000683I | 50WG00000001748H | Stolsdal | Stolsdalm1 Hydro | 26 | 3 | Hydro Water Reservoir | 59.233 | 6.183 | Norway | NO04 | COMMISSIONED |  |  | Freshwater
50WP00000000114K | 50WG000000002760 | Dokka Tr | Dokka_Trg103 Hydro | 2.9 | 0.9 | Hydro Water Reservoir | 60.84 | 10.062 | Norway | NO02 | COMMISSIONED |  |  | Freshwater
50WP00000000114K | 50WG000000002752 | Dokka Tr | Dokka_Trg102 Hydro | 2.9 | 0.7 | Hydro Water Reservoir | 60.84 | 10.062 | Norway | NO02 | COMMISSIONED |  |  | Freshwater
50WP00000000114K | 50WG00000000277Z | Dokka Tr | Dokka_Trg101 Hydro | 2.9 | 1.3 | Hydro Water Reservoir | 60.84 | 10.062 | Norway | NO02 | COMMISSIONED |  |  | Freshwater
50WP000000005500 | 50WG00000001298M | Palsbu | Palsbu G1 Hydro | 7.2 | 7.2 | Hydro Water Reservoir |  |  | Norway |  | COMMISSIONED |  |  | Freshwater
50WP000000002471 | 50WG00000000598F | Hardeland | Hardelang3 Hydro | 42 | 14 | Hydro Water Reservoir | 60.238 | 10.397 | Norway | NO02 | COMMISSIONED |  |  | Freshwater
50WP000000002471 | 50WG00000000599D | Hardeland | Hardelang2 Hydro | 42 | 14 | Hydro Water Reservoir | 59.658 | 6.097 | Norway | NO05 | COMMISSIONED |  |  | Freshwater
50WP000000002471 | 50WG00000000597H | Hardeland | Hardelang1 Hydro | 42 | 14 | Hydro Water Reservoir | 59.658 | 6.097 | Norway | NO05 | COMMISSIONED |  |  | Freshwater
50WPI00000001845 | 50WGI00000004645 | Forus | Forus G1 Hydro | 5 | 5 | Hydro Run-of-river and poundage | 58.883 | 5.699 | Norway | NO04 | COMMISSIONED |  |  | Freshwater
50WP00000000682K | 50WG00000001745N | Stuvane | Stuvane G1 Hydro | 42 | 21 | Hydro Water Reservoir | 61.051 | 7.642 | Norway | NO05 | COMMISSIONED |  |  | Freshwater
50WP00000000682K | 50WG00000001744P | Stuvane | Stuvane G2 Hydro | 42 | 21 | Hydro Water Reservoir | 61.051 | 7.642 | Norway | NO05 | COMMISSIONED |  |  | Freshwater
50WP00000000113M | 50WG000000002744 | Dokka Kr | Dokka_Krg2 Hydro | 50 | 25 | Hydro Water Reservoir | 60.84 | 10.062 | Norway | NO02 | COMMISSIONED |  |  | Freshwater
50WP00000000113M | 50WG000000002736 | Dokka Kr | Dokka_Krg1 Hydro | 50 | 25 | Hydro Water Reservoir | 60.84 | 10.062 | Norway | NO02 | COMMISSIONED |  |  | Freshwater
50WP000000002463 | 50WG00000000595L | Hanefoss | Hanefossg2 Hydro | 42.1 | 12 | Hydro Water Reservoir | 58.529 | 8.338 | Norway | NO04 | COMMISSIONED |  |  | Freshwater
50WP000000002463 | 50WG00000000596J | Hanefoss | Hanefossg1 Hydro | 42.1 | 30.1 | Hydro Water Reservoir | 58.529 | 8.338 | Norway | NO04 | COMMISSIONED |  |  | Freshwater
50WP00000000112O | 50WG000000002728 | Djupfjord 1 | Djupfjo1g1 Hydro | 5.3 | 5.3 | Hydro Water Reservoir | 68.603 | 15.473 | Norway | NO07 | COMMISSIONED |  |  | Freshwater
50WP00000000680O | 50WG00000001742T | Straumsmo | Straumsmg1 Hydro | 130 | 65 | Hydro Water Reservoir | 68.741 | 18.643 | Norway | NO07 | COMMISSIONED |  |  | Freshwater
50WP00000000680O | 50WG00000001741V | Straumsmo | Straumsmg2 Hydro | 130 | 65 | Hydro Water Reservoir | 68.741 | 18.643 | Norway | NO07 | COMMISSIONED |  |  | Freshwater
50WP000000002455 | 50WG00000000594N | Hammeren | Hammereng1 Hydro | 6 | 6 | Hydro Water Reservoir | 66.31 | 14.206 | Norway | NO07 | COMMISSIONED |  |  | Freshwater
50WP00000000111Q | 50WG00000000271A | Djupdal | Djupdal G1 Hydro | 17 | 17 | Hydro Run-of-river and poundage | 59.94 | 9.339 | Norway | NO03 | COMMISSIONED |  |  | Freshwater
50WP00000000119A | 50WGI00000002855 | Duge | Duge G2 Hydro | 200 | 100 | Hydro Water Reservoir | 58.666 | 6.503 | Norway | NO04 | COMMISSIONED |  |  | Freshwater
50WP00000000119A | 50WG00000000286Y | Duge | Duge G1 Hydro | 200 | 100 | Hydro Water Reservoir | 58.666 | 6.503 | Norway | NO04 | COMMISSIONED |  |  | Freshwater
50WP000000006888 | 50WG00000001756I | Sundsfjord | Sundsfj G3 Hydro | 102 | 34 | Hydro Water Reservoir | 66.971 | 14.152 | Norway | NO07 | COMMISSIONED |  |  | Freshwater
50WP000000006888 | 50WG00000001759C | Sundsfjord | Sundsfj G1 Hydro | 102 | 34 | Hydro Water Reservoir | 66.971 | 14.152 | Norway | NO07 | COMMISSIONED |  |  | Freshwater
50WP000000006888 | 50WG00000001758E | Sundsfjord | Sundsfj G106 Hydro | 102 | 0.6 | Hydro Water Reservoir | 66.971 | 14.152 | Norway | NO07 | DECOMMISSIONED |  |  | Freshwater
50WP000000006888 | 50WG00000001757G | Sundsfjord | Sundsfj G105 Hydro | 102 | 2.5 | Hydro Water Reservoir | 66.971 | 14.152 | Norway | NO07 | DECOMMISSIONED |  |  | Freshwater
50WP000000006888 | 50WG00000001764J | Sundsfjord | Sundsfj G102 Hydro | 102 | 0.6 | Hydro Water Reservoir | 66.971 | 14.152 | Norway | NO07 | DECOMMISSIONED |  |  | Freshwater
50WP000000006888 | 50WG00000001763L | Sundsfjord | Sundsfj G101 Hydro | 102 | 0.4 | Hydro Water Reservoir | 66.971 | 14.152 | Norway | NO07 | DECOMMISSIONED |  |  | Freshwater
50WP000000006888 | 50WG00000001765H | Sundsfjord | Sundsfj G104 Hydro | 102 | 0.6 | Hydro Water Reservoir | 66.971 | 14.152 | Norway | NO07 | DECOMMISSIONED |  |  | Freshwater
50WP000000006888 | 50WG00000001760R | Sundsfjord | Sundsfj G107 Hydro | 102 | 0.5 | Hydro Water Reservoir | 66.971 | 14.152 | Norway | NO07 | DECOMMISSIONED |  |  | Freshwater
50WP000000006888 | 50WG00000001762N | Sundsfjord | Sundsfj G2 Hydro | 102 | 34 | Hydro Water Reservoir | 66.971 | 14.152 | Norway | NO07 | COMMISSIONED |  |  | Freshwater
50WP000000006888 | 50WG00000001761P | Sundsfjord | Sundsfj G103 Hydro | 102 | 2.8 | Hydro Water Reservoir | 66.971 | 14.152 | Norway | NO07 | DECOMMISSIONED |  |  | Freshwater
50WP00000000687A | 50WG00000001755K | Sundsbarm | Sundsbarg1 Hydro | 110 | 110 | Hydro Water Reservoir | 59.498 | 8.634 | Norway | NO03 | COMMISSIONED |  |  | Freshwater
50WP00000000118C | 50WG000000002841 | Driva | Driva G1 Hydro | 144 | 72 | Hydro Water Reservoir | 62.623 | 8.889 | Norway | NO05 | COMMISSIONED |  |  | Freshwater
50WP00000000118C | 50WG000000002833 | Driva | Driva G2 Hydro | 144 | 72 | Hydro Water Reservoir | 62.623 | 8.889 | Norway | NO05 | COMMISSIONED |  |  | Freshwater
50WP00000000420D | 50WG00000000981G | Lio | Lio G1 Hydro | 50.8 | 50 | Hydro Water Reservoir | 59.463 | 7.939 | Norway | NO03 | COMMISSIONED |  |  | Freshwater
50WP00000000420D | 50WG00000000983C | Lio | Lio G101 Hydro | 50.8 | 0.2 | Hydro Water Reservoir | 59.463 | 7.939 | Norway | NO03 | COMMISSIONED |  |  | Freshwater
50WP00000000420D | 50WG00000000982E | Lio | Lio G103 Hydro | 50.8 | 0.4 | Hydro Water Reservoir | 59.463 | 7.939 | Norway | NO03 | COMMISSIONED |  |  | Freshwater
50WP00000000420D | 50WG00000000984A | Lio | Lio G102 Hydro | 50.8 | 0.2 | Hydro Water Reservoir | 59.463 | 7.939 | Norway | NO03 | COMMISSIONED |  |  | Freshwater
50WP00000000686C | 50WG00000001754M | Sundal | Sundal G2 Hydro | 4.6 | 2.3 | Hydro Water Reservoir | 60.108 | 6.288 | Norway | NO05 | COMMISSIONED |  |  | Freshwater
50WP00000000686C | 50WG00000001753O | Sundal | Sundal G1 Hydro | 4.6 | 2.3 | Hydro Water Reservoir | 60.108 | 6.288 | Norway | NO05 | COMMISSIONED |  |  | Freshwater
50WP00000000552X | 50WG00000001305E | Rana | Rana G3 Hydro | 500 | 125 | Hydro Water Reservoir | 66.303 | 14.262 | Norway | NO07 | COMMISSIONED |  |  | Freshwater
50WP00000000552X | 50WG00000001303I | Rana | Rana G103 Hydro | 500 | 0.1 | Hydro Water Reservoir | 66.303 | 14.262 | Norway | NO07 | DECOMMISSIONED |  |  | Freshwater
50WP00000000552X | 50WG00000001304G | Rana | Rana G101 Hydro | 500 | 2.4 | Hydro Water Reservoir | 66.303 | 14.262 | Norway | NO07 | DECOMMISSIONED |  |  | Freshwater
50WP00000000552X | 50WG00000001302K | Rana | Rana G2 Hydro | 500 | 125 | Hydro Water Reservoir | 66.303 | 14.262 | Norway | NO07 | COMMISSIONED |  |  | Freshwater
50WP00000000552X | 50WG000000013096 | Rana | Rana G4 Hydro | 500 | 125 | Hydro Water Reservoir | 66.303 | 14.262 | Norway | NO07 | COMMISSIONED |  |  | Freshwater
50WP00000000552X | 50WG000000013088 | Rana | Rana G102 Hydro | 500 | 2.7 | Hydro Water Reservoir | 66.303 | 14.262 | Norway | NO07 | DECOMMISSIONED |  |  | Freshwater
50WP00000000552X | 50WG00000001307A | Rana | Rana G1 Hydro | 500 | 125 | Hydro Water Reservoir | 66.303 | 14.262 | Norway | NO07 | COMMISSIONED |  |  | Freshwater
50WP00000000552X | 50WG00000001306C | Rana | Rana Ng4 Therm | 500 | 0 | Hydro Water Reservoir | 66.286 | 14.284 | Norway | NO07 | DECOMMISSIONED |  |  | Freshwater
50WP00000000249Y | 50WG00000000602D | Hasle | Hasle G102 Hydro | 2 | 0.3 | Hydro Run-of-river and poundage | 59.925 | 10.784 | Norway | NO01 | COMMISSIONED |  |  | Freshwater
50WP00000000249Y | 50WG000000006049 | Hasle | Hasle G101 Hydro | 2 | 0.4 | Hydro Run-of-river and poundage | 59.925 | 10.784 | Norway | NO01 | COMMISSIONED |  |  | Freshwater
50WP00000000249Y | 50WG00000000603B | Hasle | Hasle G103 Hydro | 2 | 1.3 | Hydro Run-of-river and poundage | 59.925 | 10.784 | Norway | NO01 | COMMISSIONED |  |  | Freshwater
50WP00000000249Y | 50WG000000006057 | Hasle | Hasle Ng1 Therm | 2 | 0 | Hydro Run-of-river and poundage | 59.925 | 10.784 | Norway | NO01 | COMMISSIONED |  |  | Freshwater
50WP00000000685E | 50WG00000001752Q | Suldal 2 | Suldal_2g3 Hydro | 150 | 70 | Hydro Water Reservoir | 59.65 | 6.817 | Norway | NO04 | COMMISSIONED |  |  | Freshwater
50WP00000000685E | 50WG00000001751S | Suldal 2 | Suldal_2g4 Hydro | 150 | 80 | Hydro Water Reservoir | 59.65 | 6.817 | Norway | NO04 | COMMISSIONED |  |  | Freshwater
50WP00000000116G | 50WG000000002809 | Dragefossen | Dragefosg1 Hydro | 4.4 | 4.4 | Hydro Water Reservoir | 67.024 | 15.322 | Norway | NO07 | COMMISSIONED |  |  | Freshwater
50WP00000000551Z | 50WG00000001301M | Ramfoss | Ramfoss G3 Hydro | 39 | 13 | Hydro Water Reservoir | 60.083 | 9.816 | Norway | NO03 | COMMISSIONED |  |  | Freshwater
50WP00000000551Z | 50WG00000001300O | Ramfoss | Ramfoss G2 Hydro | 39 | 13 | Hydro Water Reservoir | 60.083 | 9.816 | Norway | NO03 | COMMISSIONED |  |  | Freshwater
50WP00000000551Z | 50WG00000001299K | Ramfoss | Ramfoss G1 Hydro | 39 | 13 | Hydro Water Reservoir | 60.083 | 9.816 | Norway | NO03 | COMMISSIONED |  |  | Freshwater
50WP00000000115I | 50WG00000000279V | Dokkelva | Dokkelvag1 Hydro | 5.4 | 2.7 | Hydro Run-of-river and poundage | 62.68 | 8.137 | Norway | NO05 | COMMISSIONED |  |  | Freshwater
50WP00000000115I | 50WG00000000278X | Dokkelva | Dokkelvag2 Hydro | 5.4 | 2.7 | Hydro Run-of-river and poundage | 62.68 | 8.137 | Norway | NO05 | COMMISSIONED |  |  | Freshwater
50WP00000000684G | 50WG00000001749F | Suldal 1 | Suldal_1g1 Hydro | 160 | 80 | Hydro Water Reservoir | 59.572 | 6.816 | Norway | NO04 | COMMISSIONED |  |  | Freshwater
50WP00000000684G | 50WG00000001750U | Suldal 1 | Suldal_1g2 Hydro | 160 | 80 | Hydro Water Reservoir | 59.572 | 6.816 | Norway | NO04 | COMMISSIONED |  |  | Freshwater
50WP00000000861K | 50WG00000002159V | Amli | Amli G1 Hydro | 28 | 21 | Hydro Water Reservoir | 58.77 | 8.49 | Norway | NO04 | COMMISSIONED |  |  | Freshwater
50WP00000000861K | 50WG00000002158X | Amli | Amli G2 Hydro | 28 | 7 | Hydro Water Reservoir | 58.77 | 8.49 | Norway | NO04 | COMMISSIONED |  |  | Freshwater
50WP00000000558L | 50WG000000013193 | Refsdal | Refsdal G2 Hydro | 100 | 50 | Hydro Water Reservoir | 61.021 | 6.567 | Norway | NO05 | COMMISSIONED |  |  | Freshwater
50WP00000000558L | 50WG00000001321G | Refsdal | Refsdal Ng1 Therm | 100 | 0 | Hydro Water Reservoir | 61.42 | 5.952 | Norway | NO05 | COMMISSIONED |  |  | Freshwater
50WP00000000558L | 50WG00000001320I | Refsdal | Refsdal G3 Hydro | 100 | 50 | Hydro Water Reservoir | 61.021 | 6.567 | Norway | NO05 | COMMISSIONED |  |  | Freshwater
50WP000000004253 | 50WG000000009890 | Litledalen | Litledalg4 Hydro | 19.5 | 9 | Hydro Water Reservoir | 62.665 | 10.146 | Norway | NO02 | COMMISSIONED |  |  | Freshwater
50WP000000004253 | 50WG000000009882 | Litledalen | Litledalg5 Hydro | 19.5 | 10.5 | Hydro Water Reservoir | 62.667 | 7.533 | Norway | NO05 | COMMISSIONED |  |  | Freshwater
50WP00000000860M | 50WG00000002157Z | Amela | Amela G1 Hydro | 40 | 40 | Hydro Water Reservoir | 62.009 | 5.837 | Norway | NO05 | COMMISSIONED |  |  | Freshwater
50WP00000000557N | 50WG000000013185 | Rasdalen | Rasdaleng1 Hydro | 5.2 | 5.2 | Hydro Run-of-river and poundage | 60.62 | 5.967 | Norway | NO05 | COMMISSIONED |  |  | Freshwater
50WP000000004245 | 50WG000000009874 | Litjfossen | Litjfossg1 Hydro | 83 | 83 | Hydro Water Reservoir | 62.665 | 10.146 | Norway | NO02 | COMMISSIONED |  |  | Freshwater
50WP000000004237 | 50WG000000009866 | Lista VK | Lista_Vksg1 Wind | 71.3 | 71.3 | Wind Onshore | 58.161 | 6.703 | Norway | NO04 | COMMISSIONED |  |  | None |  | 0 | 0
50WP00000000555R | 50WG00000001310L | Ranes | Ranes G104 Hydro | 5.8 | 0.1 | Hydro Run-of-river and poundage | 69.914 | 19.26 | Norway | NO07 | COMMISSIONED |  |  | Freshwater
50WP00000000555R | 50WG00000001311J | Ranes | Ranes G107 Hydro | 5.8 | 0.1 | Hydro Run-of-river and poundage | 69.914 | 19.26 | Norway | NO07 | COMMISSIONED |  |  | Freshwater
50WP00000000555R | 50WG00000001312H | Ranes | Ranes G106 Hydro | 5.8 | 3.2 | Hydro Run-of-river and poundage | 69.914 | 19.26 | Norway | NO07 | COMMISSIONED |  |  | Freshwater
50WP00000000555R | 50WG00000001313F | Ranes | Ranes G102 Hydro | 5.8 | 1.7 | Hydro Run-of-river and poundage | 69.914 | 19.26 | Norway | NO07 | COMMISSIONED |  |  | Freshwater
50WP00000000555R | 50WG00000001314D | Ranes | Ranes Ng1 Therm | 5.8 | 0 | Hydro Run-of-river and poundage | 69.914 | 19.26 | Norway | NO07 | COMMISSIONED |  |  | Freshwater
50WP00000000555R | 50WG00000001315B | Ranes | Ranes G101 Hydro | 5.8 | 0.1 | Hydro Run-of-river and poundage | 69.914 | 19.26 | Norway | NO07 | COMMISSIONED |  |  | Freshwater
50WP00000000555R | 50WG000000013169 | Ranes | Ranes G103 Hydro | 5.8 | 0.5 | Hydro Run-of-river and poundage | 69.914 | 19.26 | Norway | NO07 | COMMISSIONED |  |  | Freshwater
50WP00000000555R | 50WG000000013177 | Ranes | Ranes G105 Hydro | 5.8 | 0.1 | Hydro Run-of-river and poundage | 69.914 | 19.26 | Norway | NO07 | COMMISSIONED |  |  | Freshwater
50WP00000000866A | 50WG00000002174Z | Arvik | Arvik G1 Hydro | 5.2 | 5.2 | Hydro Run-of-river and poundage | 60.126 | 12.456 | Norway | NO02 | COMMISSIONED |  |  | Freshwater
50WP00000000732V | 50WG00000001854I | Tangeland | Tangelang101 Hydro | 1.6 | 1 | Hydro Run-of-river and poundage |  |  | Norway |  | COMMISSIONED |  |  | Freshwater
50WP00000000732V | 50WG00000001853K | Tangeland | Tangelang102 Hydro | 1.6 | 0.6 | Hydro Run-of-river and poundage |  |  | Norway |  | COMMISSIONED |  |  | Freshwater
50WP00000000429W | 50WG000000009947 | Lomi | Lomi G2 Hydro | 120 | 60 | Hydro Water Reservoir | 67.124 | 16.097 | Norway | NO07 | COMMISSIONED |  |  | Freshwater
50WP00000000429W | 50WG000000009939 | Lomi | Lomi G1 Hydro | 120 | 60 | Hydro Water Reservoir | 67.124 | 16.097 | Norway | NO07 | COMMISSIONED |  |  | Freshwater
50WP00000000865C | 50WG000000021730 | Arlifoss | Arlifossg1 Hydro | 27 | 27 | Hydro Water Reservoir | 59.681 | 9.15 | Norway | NO03 | COMMISSIONED |  |  | Freshwater
50WP00000000428Y | 50WG00000000992B | Lomen | Lomen G1 Hydro | 60 | 60 | Hydro Water Reservoir | 61.136 | 8.879 | Norway | NO02 | COMMISSIONED |  |  | Freshwater
50WP00000000731X | 50WG00000001852M | Tafjord6 | Tafjord6g1 Hydro | 1.8 | 1.8 | Hydro Water Reservoir | 62.231 | 7.415 | Norway | NO05 | COMMISSIONED |  |  | Freshwater
50WP00000000730Z | 50WG00000001851O | Tafjord5 | Tafjord5g1 Hydro | 95 | 95 | Hydro Water Reservoir | 62.231 | 7.415 | Norway | NO05 | COMMISSIONED |  |  | Freshwater
50WP00000000863G | 50WG000000021625 | Ana-Sira | Ana-Sirag3 Hydro | 150 | 50 | Hydro Water Reservoir | 58.295 | 6.453 | Norway | NO04 | COMMISSIONED |  |  | Freshwater
50WP00000000863G | 50WG000000021617 | Ana-Sira | Ana-Sirag107 Hydro | 150 | 0.1 | Hydro Water Reservoir | 58.295 | 6.453 | Norway | NO04 | DECOMMISSIONED |  |  | Freshwater
50WP00000000863G | 50WG00000002169S | Ana-Sira | Ana-Sirag1 Hydro | 150 | 50 | Hydro Water Reservoir | 58.295 | 6.453 | Norway | NO04 | COMMISSIONED |  |  | Freshwater
50WP00000000863G | 50WG00000002168U | Ana-Sira | Ana-Sirag110 Hydro | 150 | 0.5 | Hydro Water Reservoir | 58.295 | 6.453 | Norway | NO04 | DECOMMISSIONED |  |  | Freshwater
50WP00000000863G | 50WG00000002167W | Ana-Sira | Ana-Sirag106 Hydro | 150 | 0.3 | Hydro Water Reservoir | 58.295 | 6.453 | Norway | NO04 | DECOMMISSIONED |  |  | Freshwater
50WP00000000863G | 50WG00000002166Y | Ana-Sira | Ana-Sirag108 Hydro | 150 | 0.1 | Hydro Water Reservoir | 58.295 | 6.453 | Norway | NO04 | DECOMMISSIONED |  |  | Freshwater
50WP00000000863G | 50WG000000021641 | Ana-Sira | Ana-Sirag111 Hydro | 150 | 0.1 | Hydro Water Reservoir | 58.295 | 6.453 | Norway | NO04 | DECOMMISSIONED |  |  | Freshwater
50WP00000000863G | 50WG000000021633 | Ana-Sira | Ana-Sirag103 Hydro | 150 | 1.2 | Hydro Water Reservoir | 58.295 | 6.453 | Norway | NO04 | DECOMMISSIONED |  |  | Freshwater
50WP00000000863G | 50WGI00000021655 | Ana-Sira | Ana-Sirag2 Hydro | 150 | 50 | Hydro Water Reservoir | 58.295 | 6.453 | Norway | NO04 | COMMISSIONED |  |  | Freshwater
50WP00000000863G | 50WG000000021722 | Ana-Sira | Ana-Sirag101 Hydro | 150 | 0.2 | Hydro Water Reservoir | 58.295 | 6.453 | Norway | NO04 | DECOMMISSIONED |  |  | Freshwater
50WP00000000863G | 50WG000000021714 | Ana-Sira | Ana-Sirag102 Hydro | 150 | 0.2 | Hydro Water Reservoir | 58.295 | 6.453 | Norway | NO04 | DECOMMISSIONED |  |  | Freshwater
50WP00000000863G | 50WG000000021706 | Ana-Sira | Ana-Sirag109 Hydro | 150 | 0.2 | Hydro Water Reservoir | 58.295 | 6.453 | Norway | NO04 | DECOMMISSIONED |  |  | Freshwater
50WP00000000862I | 50WG000000021609 | 50WP00000000862I | Amot_Eidg1 Hydro | 1.8 | 1.8 | Hydro Water Reservoir |  |  | Norway |  | COMMISSIONED |  |  | Freshwater
50WP000000000746 | 50WG00000000200X | Brandaa | Brandaa G1 Hydro | 4.4 | 4.4 | Hydro Water Reservoir | 63.096 | 9.188 | Norway | NO05 | COMMISSIONED |  |  | Freshwater
50WP000000006043 | 50WG000000014262 | Sauda | Sauda G102 Hydro | 5 | 1.2 | Hydro Run-of-river and poundage | 59.651 | 6.354 | Norway | NO04 | COMMISSIONED |  |  | Freshwater
50WP000000006043 | 50WG000000014270 | Sauda | Sauda Ng1 Therm | 5 | 0 | Hydro Run-of-river and poundage | 59.651 | 6.354 | Norway | NO04 | COMMISSIONED |  |  | Freshwater
50WP000000006043 | 50WG00000001428Z | Sauda | Sauda G101 Hydro | 5 | 3.8 | Hydro Run-of-river and poundage | 59.651 | 6.354 | Norway | NO04 | COMMISSIONED |  |  | Freshwater
50WP00000000736N | 50WG000000018792 | Tevla | Tevla Mg2 Hydro | 60 | 30 | Hydro Water Reservoir | 63.39 | 11.911 | Norway | NO06 | COMMISSIONED |  |  | Freshwater
50WP00000000736N | 50WG000000018784 | Tevla | Tevla Mg1 Hydro | 60 | 30 | Hydro Water Reservoir | 63.39 | 11.911 | Norway | NO06 | COMMISSIONED |  |  | Freshwater
50WP000000006035 | 50WG000000014254 | Sarp | Sarp G1 Hydro | 90 | 90 | Hydro Run-of-river and poundage | 59.276 | 11.134 | Norway | NO03 | COMMISSIONED |  |  | Freshwater
50WP000000008694 | 50WG00000002178R | Asebotn | Asebotn G1 Hydro | 17 | 17 | Hydro Water Reservoir | 59.057 | 6.659 | Norway | NO04 | COMMISSIONED |  |  | Freshwater
50WP00000000072A | 50WGI00000001875 | Brandhol | Brandholg110 Hydro | 17.7 | 3.2 | Hydro Run-of-river and poundage |  |  | Norway |  | COMMISSIONED |  |  | Freshwater
50WP00000000072A | 50WG00000000199T | Brandhol | Brandholg105 Hydro | 17.7 | 0.7 | Hydro Run-of-river and poundage |  |  | Norway |  | COMMISSIONED |  |  | Freshwater
50WP00000000072A | 50WG00000000190A | Brandhol | Brandholg111 Hydro | 17.7 | 0.2 | Hydro Run-of-river and poundage |  |  | Norway |  | COMMISSIONED |  |  | Freshwater
50WP00000000072A | 50WG000000001918 | Brandhol | Brandholg107 Hydro | 17.7 | 0.4 | Hydro Run-of-river and poundage |  |  | Norway |  | COMMISSIONED |  |  | Freshwater
50WP00000000072A | 50WG00000000196Z | Brandhol | Brandholg109 Hydro | 17.7 | 0.1 | Hydro Run-of-river and poundage |  |  | Norway |  | COMMISSIONED |  |  | Freshwater
50WP00000000072A | 50WG00000000197X | Brandhol | Brandholg103 Hydro | 17.7 | 0.5 | Hydro Run-of-river and poundage |  |  | Norway |  | COMMISSIONED |  |  | Freshwater
50WP00000000072A | 50WG00000000198V | Brandhol | Brandholg101 Hydro | 17.7 | 0.7 | Hydro Run-of-river and poundage |  |  | Norway |  | COMMISSIONED |  |  | Freshwater
50WP00000000072A | 50WG000000001926 | Brandhol | Brandholg114 Hydro | 17.7 | 4.1 | Hydro Run-of-river and poundage |  |  | Norway |  | COMMISSIONED |  |  | Freshwater
50WP00000000072A | 50WG000000001934 | Brandhol | Brandholg104 Hydro | 17.7 | 1.5 | Hydro Run-of-river and poundage |  |  | Norway |  | COMMISSIONED |  |  | Freshwater
50WP00000000072A | 50WG000000001942 | Brandhol | Brandholg108 Hydro | 17.7 | 1.1 | Hydro Run-of-river and poundage |  |  | Norway |  | COMMISSIONED |  |  | Freshwater
50WP00000000072A | 50WG000000001950 | Brandhol | Brandholna Therm | 17.7 | 0 | Hydro Run-of-river and poundage |  |  | Norway |  | COMMISSIONED |  |  | Freshwater
50WP00000000072A | 50WG00000000188Y | Brandhol | Brandholg113 Hydro | 17.7 | 0.3 | Hydro Run-of-river and poundage |  |  | Norway |  | COMMISSIONED |  |  | Freshwater
50WP00000000072A | 50WG00000000189W | Brandhol | Brandholg102 Hydro | 17.7 | 1.8 | Hydro Run-of-river and poundage |  |  | Norway |  | COMMISSIONED |  |  | Freshwater
50WP00000000072A | 50WG000000001853 | Brandhol | Brandholg106 Hydro | 17.7 | 0.1 | Hydro Run-of-river and poundage |  |  | Norway |  | COMMISSIONED |  |  | Freshwater
50WP00000000072A | 50WG000000001861 | Brandhol | Brandholg112 Hydro | 17.7 | 3 | Hydro Run-of-river and poundage |  |  | Norway |  | COMMISSIONED |  |  | Freshwater
50WP000000006027 | 50WG00000001421C | Samnanger | Samnangeg101 Hydro | 3.5 | 1.4 | Hydro Run-of-river and poundage | 60.405 | 5.723 | Norway | NO05 | COMMISSIONED |  |  | Freshwater
50WP000000006027 | 50WG000000014238 | Samnanger | Samnangeg101 Hydro | 3.5 | 0 | Hydro Run-of-river and poundage | 60.405 | 5.723 | Norway | NO05 | COMMISSIONED |  |  | Freshwater
50WP000000006027 | 50WG00000001422A | Samnanger | Samnangeg104 Hydro | 3.5 | 0 | Hydro Run-of-river and poundage | 60.405 | 5.723 | Norway | NO05 | COMMISSIONED |  |  | Freshwater
50WP000000006027 | 50WG000000014246 | Samnanger | Samnangeg102 Hydro | 3.5 | 2.1 | Hydro Run-of-river and poundage | 60.405 | 5.723 | Norway | NO05 | COMMISSIONED |  |  | Freshwater
50WP00000000734R | 50WG000000018695 | Tegneby | Tegneby G108 Hydro | 10.7 | 0.2 | Hydro Run-of-river and poundage |  |  | Norway |  | COMMISSIONED |  |  | Freshwater
50WP00000000734R | 50WG00000001866B | Tegneby | Tegneby G111 Hydro | 10.7 | 3.2 | Hydro Run-of-river and poundage |  |  | Norway |  | COMMISSIONED |  |  | Freshwater
50WP00000000734R | 50WG000000018679 | Tegneby | Tegneby G103 Hydro | 10.7 | 0.5 | Hydro Run-of-river and poundage |  |  | Norway |  | COMMISSIONED |  |  | Freshwater
50WP00000000734R | 50WG000000018687 | Tegneby | Tegneby G107 Hydro | 10.7 | 0.2 | Hydro Run-of-river and poundage |  |  | Norway |  | COMMISSIONED |  |  | Freshwater
50WP00000000734R | 50WG00000001864F | Tegneby | Tegneby G104 Hydro | 10.7 | 0.5 | Hydro Run-of-river and poundage |  |  | Norway |  | COMMISSIONED |  |  | Freshwater
50WP00000000734R | 50WG00000001865D | Tegneby | Tegneby G101 Hydro | 10.7 | 0.5 | Hydro Run-of-river and poundage |  |  | Norway |  | COMMISSIONED |  |  | Freshwater
50WP00000000734R | 50WG00000001862J | Tegneby | Tegneby G105 Hydro | 10.7 | 0.5 | Hydro Run-of-river and poundage |  |  | Norway |  | COMMISSIONED |  |  | Freshwater
50WP00000000734R | 50WG00000001863H | Tegneby | Tegneby G113 Hydro | 10.7 | 0.5 | Hydro Run-of-river and poundage |  |  | Norway |  | COMMISSIONED |  |  | Freshwater
50WP00000000734R | 50WG00000001872G | Tegneby | Tegneby G115 Hydro | 10.7 | 0.5 | Hydro Run-of-river and poundage |  |  | Norway |  | COMMISSIONED |  |  | Freshwater
50WP00000000734R | 50WG00000001873E | Tegneby | Tegneby G112 Hydro | 10.7 | 0.2 | Hydro Run-of-river and poundage |  |  | Norway |  | COMMISSIONED |  |  | Freshwater
50WP00000000734R | 50WG00000001870K | Tegneby | Tegneby G110 Hydro | 10.7 | 0.3 | Hydro Run-of-river and poundage |  |  | Norway |  | COMMISSIONED |  |  | Freshwater
50WP00000000734R | 50WG00000001871I | Tegneby | Tegneby G114 Hydro | 10.7 | 0.5 | Hydro Run-of-river and poundage |  |  | Norway |  | COMMISSIONED |  |  | Freshwater
50WP00000000734R | 50WG000000018776 | Tegneby | Tegneby G102 Hydro | 10.7 | 0.5 | Hydro Run-of-river and poundage |  |  | Norway |  | COMMISSIONED |  |  | Freshwater
50WP00000000734R | 50WG00000001874C | Tegneby | Tegneby G109 Hydro | 10.7 | 2.1 | Hydro Run-of-river and poundage |  |  | Norway |  | COMMISSIONED |  |  | Freshwater
50WP00000000734R | 50WG00000001875A | Tegneby | Tegneby G106 Hydro | 10.7 | 0.5 | Hydro Run-of-river and poundage |  |  | Norway |  | COMMISSIONED |  |  | Freshwater
50WP00000000734R | 50WG000000018768 | Tegneby | Tegneby Ng1 Therm | 10.7 | 0 | Hydro Run-of-river and poundage |  |  | Norway |  | COMMISSIONED |  |  | Freshwater
50WP00000000071C | 50WG00000000179Z | Borregaard inst | Borrega2g10 Hydro | 62 | 11 | Hydro Water Reservoir | 59.276 | 11.13 | Norway | NO03 | COMMISSIONED | 1960 |  | Freshwater
50WP00000000071C | 50WG000000001845 | Borregaard inst | Borrega2g14 Hydro | 62 | 10 | Hydro Water Reservoir | 59.276 | 11.13 | Norway | NO03 | COMMISSIONED | 1960 |  | Freshwater
50WP00000000071C | 50WG00000000180D | Borregaard inst | Borrega2g12 Hydro | 62 | 10 | Hydro Water Reservoir | 59.276 | 11.13 | Norway | NO03 | COMMISSIONED | 1960 |  | Freshwater
50WP00000000071C | 50WG00000000181B | Borregaard inst | Borrega2g13 Hydro | 62 | 10 | Hydro Water Reservoir | 59.276 | 11.13 | Norway | NO03 | COMMISSIONED | 1960 |  | Freshwater
50WP00000000071C | 50WG000000001829 | Borregaard inst | Borrega2g15 Hydro | 62 | 10 | Hydro Water Reservoir | 59.276 | 11.13 | Norway | NO03 | COMMISSIONED | 1960 |  | Freshwater
50WP00000000071C | 50WG000000001837 | Borregaard inst | Borrega2g11 Hydro | 62 | 11 | Hydro Water Reservoir | 59.276 | 11.13 | Norway | NO03 | COMMISSIONED | 1960 |  | Freshwater
50WP00000000070E | 50WG000000001780 | 50WP00000000070E | Boris Glg1 Hydro | 70 | 35 | Hydro Water Reservoir |  |  | Norway |  | COMMISSIONED |  |  | Freshwater
50WP00000000070E | 50WG000000001772 | 50WP00000000070E | Boris Glg2 Hydro | 70 | 35 | Hydro Water Reservoir |  |  | Norway |  | COMMISSIONED |  |  | Freshwater
50WP000000006019 | 50WG00000001420E | Sama | Sama G1 Hydro | 7.5 | 7.5 | Hydro Water Reservoir | 68.805 | 16.516 | Norway | NO07 | COMMISSIONED |  |  | Freshwater
50WP00000000733T | 50WG00000001860N | TBO RKA | Tbo_Rka G6 Therm | 166.6 | 23.8 | Fossil Gas | 63.409 | 8.686 | Norway | NO05 | COMMISSIONED |  |  | Freshwater | Air Cooling | 0.01 | 0.01
50WP00000000733T | 50WG00000001861L | TBO RKA | Tbo_Rka G7 Therm | 166.6 | 23.8 | Fossil Gas | 63.409 | 8.686 | Norway | NO05 | COMMISSIONED |  |  | Freshwater | Air Cooling | 0.01 | 0.01
50WP00000000733T | 50WG00000001856E | TBO RKA | Tbo_Rka G5 Therm | 166.6 | 23.8 | Fossil Gas | 63.409 | 8.686 | Norway | NO05 | COMMISSIONED |  |  | Freshwater | Air Cooling | 0.01 | 0.01
50WP00000000733T | 50WG00000001857C | TBO RKA | Tbo_Rka G2 Therm | 166.6 | 23.8 | Fossil Gas | 63.409 | 8.686 | Norway | NO05 | COMMISSIONED |  |  | Freshwater | Air Cooling | 0.01 | 0.01
50WP00000000733T | 50WG00000001858A | TBO RKA | Tbo_Rka G3 Therm | 166.6 | 23.8 | Fossil Gas | 63.409 | 8.686 | Norway | NO05 | COMMISSIONED |  |  | Freshwater | Air Cooling | 0.01 | 0.01
50WP00000000733T | 50WG00000001855G | TBO RKA | Tbo_Rka G1 Therm | 166.6 | 23.8 | Fossil Gas | 63.409 | 8.686 | Norway | NO05 | COMMISSIONED |  |  | Freshwater | Air Cooling | 0.01 | 0.01
50WP00000000733T | 50WG000000018598 | TBO RKA | Tbo_Rka G4 Therm | 166.6 | 23.8 | Fossil Gas | 63.409 | 8.686 | Norway | NO05 | COMMISSIONED |  |  | Freshwater | Air Cooling | 0.01 | 0.01
50WP000000008678 | 50WG00000002177T | Aroy | Aroy G1 Hydro | 107.5 | 80 | Hydro Water Reservoir | 61.277 | 7.155 | Norway | NO05 | COMMISSIONED |  |  | Freshwater
50WP000000008678 | 50WG00000002176V | Aroy | Aroy G3 Hydro | 107.5 | 4.5 | Hydro Water Reservoir | 61.277 | 7.155 | Norway | NO05 | COMMISSIONED |  |  | Freshwater
50WP000000008678 | 50WG00000002175X | Aroy | Aroy G2 Hydro | 107.5 | 23 | Hydro Water Reservoir | 61.277 | 7.155 | Norway | NO05 | COMMISSIONED |  |  | Freshwater
50WP00000000607Y | 50WG00000001438W | Saurdal | Saurdal G114 Hydro | 640 | 0.1 | Hydro Water Reservoir | 59.483 | 6.673 | Norway | NO04 | DECOMMISSIONED |  |  | Freshwater
50WP00000000607Y | 50WG00000001439U | Saurdal | Saurdal G3 Hydro | 640 | 160 | Hydro Water Reservoir | 59.483 | 6.673 | Norway | NO04 | COMMISSIONED |  |  | Freshwater
50WP00000000607Y | 50WG00000001437Y | Saurdal | Saurdal G108 Hydro | 640 | 0.1 | Hydro Water Reservoir | 59.483 | 6.673 | Norway | NO04 | DECOMMISSIONED |  |  | Freshwater
50WP00000000607Y | 50WG000000014351 | Saurdal | Saurdal G102 Hydro | 640 | 0.5 | Hydro Water Reservoir | 59.483 | 6.673 | Norway | NO04 | DECOMMISSIONED |  |  | Freshwater
50WP00000000607Y | 50WG000000014335 | Saurdal | Saurdal G107 Hydro | 640 | 0.1 | Hydro Water Reservoir | 59.483 | 6.673 | Norway | NO04 | DECOMMISSIONED |  |  | Freshwater
50WP00000000607Y | 50WG000000014343 | Saurdal | Saurdal G106 Hydro | 640 | 0.1 | Hydro Water Reservoir | 59.483 | 6.673 | Norway | NO04 | DECOMMISSIONED |  |  | Freshwater
50WP00000000607Y | 50WG000000014319 | Saurdal | Saurdal G110 Hydro | 640 | 0.1 | Hydro Water Reservoir | 59.483 | 6.673 | Norway | NO04 | DECOMMISSIONED |  |  | Freshwater
50WP00000000607Y | 50WG000000014327 | Saurdal | Saurdal G124 Hydro | 640 | 3.7 | Hydro Water Reservoir | 59.483 | 6.673 | Norway | NO04 | DECOMMISSIONED |  |  | Freshwater
50WP00000000607Y | 50WG000000014513 | Saurdal | Saurdal G109 Hydro | 640 | 0.9 | Hydro Water Reservoir | 59.483 | 6.673 | Norway | NO04 | DECOMMISSIONED |  |  | Freshwater
50WP00000000607Y | 50WG000000014521 | Saurdal | Saurdal G126 Hydro | 640 | 4.1 | Hydro Water Reservoir | 59.483 | 6.673 | Norway | NO04 | DECOMMISSIONED |  |  | Freshwater
50WP00000000607Y | 50WG000000014505 | Saurdal | Saurdal G116 Hydro | 640 | 0.5 | Hydro Water Reservoir | 59.483 | 6.673 | Norway | NO04 | DECOMMISSIONED |  |  | Freshwater
50WP00000000607Y | 50WG00000001458Q | Saurdal | Saurdal G4 Hydro | 640 | 160 | Hydro Water Reservoir | 59.483 | 6.673 | Norway | NO04 | COMMISSIONED |  |  | Freshwater
50WP00000000607Y | 50WG00000001459O | Saurdal | Saurdal G112 Hydro | 640 | 0.1 | Hydro Water Reservoir | 59.483 | 6.673 | Norway | NO04 | DECOMMISSIONED |  |  | Freshwater
50WP00000000607Y | 50WG00000001456U | Saurdal | Saurdal G129 Hydro | 640 | 0.8 | Hydro Water Reservoir | 59.483 | 6.673 | Norway | NO04 | DECOMMISSIONED |  |  | Freshwater
50WP00000000607Y | 50WG00000001457S | Saurdal | Saurdal G117 Hydro | 640 | 1.5 | Hydro Water Reservoir | 59.483 | 6.673 | Norway | NO04 | DECOMMISSIONED |  |  | Freshwater
50WP00000000607Y | 50WG00000001454Y | Saurdal | Saurdal G121 Hydro | 640 | 1 | Hydro Water Reservoir | 59.483 | 6.673 | Norway | NO04 | DECOMMISSIONED |  |  | Freshwater
50WP00000000607Y | 50WG00000001455W | Saurdal | Saurdal G104 Hydro | 640 | 0.1 | Hydro Water Reservoir | 59.483 | 6.673 | Norway | NO04 | DECOMMISSIONED |  |  | Freshwater
50WP00000000607Y | 50WGI00000014365 | Saurdal | Saurdal G1 Hydro | 640 | 160 | Hydro Water Reservoir | 59.483 | 6.673 | Norway | NO04 | COMMISSIONED |  |  | Freshwater
50WP00000000607Y | 50WG000000014408 | Saurdal | Saurdal G118 Hydro | 640 | 2 | Hydro Water Reservoir | 59.483 | 6.673 | Norway | NO04 | DECOMMISSIONED |  |  | Freshwater
50WP00000000607Y | 50WG000000014416 | Saurdal | Saurdal G115 Hydro | 640 | 0.6 | Hydro Water Reservoir | 59.483 | 6.673 | Norway | NO04 | DECOMMISSIONED |  |  | Freshwater
50WP00000000607Y | 50WG000000014424 | Saurdal | Saurdal G122 Hydro | 640 | 1.9 | Hydro Water Reservoir | 59.483 | 6.673 | Norway | NO04 | DECOMMISSIONED |  |  | Freshwater
50WP00000000607Y | 50WG00000001448T | Saurdal | Saurdal G111 Hydro | 640 | 0.1 | Hydro Water Reservoir | 59.483 | 6.673 | Norway | NO04 | DECOMMISSIONED |  |  | Freshwater
50WP00000000607Y | 50WG00000001449R | Saurdal | Saurdal G101 Hydro | 640 | 3 | Hydro Water Reservoir | 59.483 | 6.673 | Norway | NO04 | DECOMMISSIONED |  |  | Freshwater
50WP00000000607Y | 50WG00000001446X | Saurdal | Saurdal G125 Hydro | 640 | 4.2 | Hydro Water Reservoir | 59.483 | 6.673 | Norway | NO04 | DECOMMISSIONED |  |  | Freshwater
50WP00000000607Y | 50WG00000001447V | Saurdal | Saurdal G120 Hydro | 640 | 1 | Hydro Water Reservoir | 59.483 | 6.673 | Norway | NO04 | DECOMMISSIONED |  |  | Freshwater
50WP00000000607Y | 50WG00000001445Z | Saurdal | Saurdal G103 Hydro | 640 | 1.8 | Hydro Water Reservoir | 59.483 | 6.673 | Norway | NO04 | DECOMMISSIONED |  |  | Freshwater
50WP00000000607Y | 50WG000000014432 | Saurdal | Saurdal G119 Hydro | 640 | 0.2 | Hydro Water Reservoir | 59.483 | 6.673 | Norway | NO04 | DECOMMISSIONED |  |  | Freshwater
50WP00000000607Y | 50WG000000014440 | Saurdal | Saurdal G128 Hydro | 640 | 0.4 | Hydro Water Reservoir | 59.483 | 6.673 | Norway | NO04 | DECOMMISSIONED |  |  | Freshwater
50WP00000000607Y | 50WGI00000014535 | Saurdal | Saurdal G105 Hydro | 640 | 0.1 | Hydro Water Reservoir | 59.483 | 6.673 | Norway | NO04 | DECOMMISSIONED |  |  | Freshwater
50WP00000000607Y | 50WG00000001462Z | Saurdal | Saurdal G113 Hydro | 640 | 0.1 | Hydro Water Reservoir | 59.483 | 6.673 | Norway | NO04 | DECOMMISSIONED |  |  | Freshwater
50WP00000000607Y | 50WG00000001463X | Saurdal | Saurdal G2 Hydro | 640 | 160 | Hydro Water Reservoir | 59.483 | 6.673 | Norway | NO04 | COMMISSIONED |  |  | Freshwater
50WP00000000607Y | 50WG000000014610 | Saurdal | Saurdal G123 Hydro | 640 | 0.8 | Hydro Water Reservoir | 59.483 | 6.673 | Norway | NO04 | DECOMMISSIONED |  |  | Freshwater
50WP00000000607Y | 50WG000000014602 | Saurdal | Saurdal G127 Hydro | 640 | 3.7 | Hydro Water Reservoir | 59.483 | 6.673 | Norway | NO04 | DECOMMISSIONED |  |  | Freshwater
50WP000000000770 | 50WG00000000204P | Brattset | Brattsetg2 Hydro | 92 | 46 | Hydro Water Reservoir | 62.802 | 10.012 | Norway | NO06 | COMMISSIONED |  |  | Freshwater
50WP000000000770 | 50WG00000000205N | Brattset | Brattsetg1 Hydro | 92 | 46 | Hydro Water Reservoir | 62.802 | 10.012 | Norway | NO06 | COMMISSIONED |  |  | Freshwater
50WP00000000739H | 50WG000000018865 | Tistedal | Tistedalg2 Hydro | 31 | 13 | Hydro Run-of-river and poundage | 59.125 | 11.444 | Norway | NO03 | COMMISSIONED |  |  | Freshwater
50WP00000000739H | 50WG000000018857 | Tistedal | Tistedalg1 Hydro | 31 | 5 | Hydro Run-of-river and poundage | 59.125 | 11.444 | Norway | NO03 | COMMISSIONED |  |  | Freshwater
50WP00000000739H | 50WG000000018849 | Tistedal | Tistedalg3 Hydro | 31 | 13 | Hydro Run-of-river and poundage | 59.125 | 11.444 | Norway | NO03 | COMMISSIONED |  |  | Freshwater
50WP000000000762 | 50WG00000000203R | Brattingfoss | Brattingg1 Hydro | 14 | 14 | Hydro Water Reservoir | 64.043 | 11.084 | Norway | NO06 | COMMISSIONED |  |  | Freshwater
50WPI00000003635 | 50WG00000000843S | Klovtveit | Klovtveig1 Hydro | 9.9 | 9.9 | Hydro Water Reservoir | 60.355 | 5.088 | Norway | NO05 | COMMISSIONED |  |  | Freshwater
50WP00000000738J | 50WG00000001881F | Tinfos Telemark | Tinfos_Tg1 Hydro | 69.7 | 27 | Hydro Water Reservoir | 59.569 | 9.264 | Norway | NO03 | COMMISSIONED |  |  | Freshwater
50WP00000000738J | 50WG00000001883B | Tinfos Telemark | Tinfos_Tg3 Hydro | 69.7 | 27 | Hydro Water Reservoir | 59.569 | 9.264 | Norway | NO03 | COMMISSIONED |  |  | Freshwater
50WP00000000738J | 50WG00000001882D | Tinfos Telemark | Tinfos_Tg2 Hydro | 69.7 | 15.7 | Hydro Water Reservoir | 59.569 | 9.264 | Norway | NO03 | COMMISSIONED |  |  | Freshwater
50WP000000000754 | 50WG00000000202T | Bratsberg | Bratsberg1 Hydro | 132 | 66 | Hydro Water Reservoir | 63.373 | 10.41 | Norway | NO06 | COMMISSIONED |  |  | Freshwater
50WP000000000754 | 50WG00000000201V | Bratsberg | Bratsberg2 Hydro | 132 | 66 | Hydro Water Reservoir | 63.373 | 10.41 | Norway | NO06 | COMMISSIONED |  |  | Freshwater
50WP00000000737L | 50WG00000001880H | Thamshavn | Thamshavg1 Therm | 31 | 31 | Fossil Gas | 63.321 | 9.883 | Norway | NO06 | DECOMMISSIONED |  | 2016 | Freshwater | Air Cooling | 0.01 | 0.01
50WP00000000299J | 50WG00000000733Z | Hylen | Hylen G1 Hydro | 160 | 80 | Hydro Water Reservoir | 58.465 | 6.544 | Norway | NO04 | COMMISSIONED |  |  | Freshwater
50WP00000000299J | 50WG000000007320 | Hylen | Hylen G2 Hydro | 160 | 80 | Hydro Water Reservoir | 58.465 | 6.544 | Norway | NO04 | COMMISSIONED |  |  | Freshwater
50WP00000000829G | 50WG00000002086W | Vrenga | Vrenga G1 Hydro | 16 | 16 | Hydro Run-of-river and poundage | 59.85 | 9.45 | Norway | NO03 | COMMISSIONED |  |  | Freshwater
50WP000000001661 | 50WG00000000415C | Finnfjordbotn | Finnfjorgx Therm | 48.9 | 45.7 | Fossil Gas | 69.236 | 18.094 | Norway | NO07 | DECOMMISSIONED |  | 2016 | Freshwater | Air Cooling | 0.01 | 0.01
50WP000000001661 | 50WG00000000416A | Finnfjordbotn | Finnfjorg101 Hydro | 48.9 | 3.2 | Fossil Gas | 69.236 | 18.094 | Norway | NO07 | COMMISSIONED |  |  | Freshwater | Air Cooling | 0.01 | 0.01
50WP00000000298L | 50WG000000007312 | Husnes | Husnes G101 Hydro | 4.2 | 4.2 | Hydro Water Reservoir | 59.859 | 5.747 | Norway | NO05 | COMMISSIONED |  |  | Freshwater
50WP00000000828I | 50WG00000002085Y | Vrangfoss | Vrangfosg2 Hydro | 42 | 21 | Hydro Water Reservoir | 59.302 | 9.205 | Norway | NO03 | COMMISSIONED |  |  | Freshwater
50WP00000000828I | 50WGI00000020845 | Vrangfoss | Vrangfosg1 Hydro | 42 | 21 | Hydro Water Reservoir | 59.302 | 9.205 | Norway | NO03 | COMMISSIONED |  |  | Freshwater
50WP00000000297N | 50WG000000007304 | Hunsfos | Hunsfos G11 Hydro | 17.5 | 13 | Hydro Water Reservoir | 58.264 | 7.969 | Norway | NO04 | COMMISSIONED |  |  | Freshwater
50WP00000000297N | 50WG00000000729Q | Hunsfos | Hunsfos G22 Hydro | 17.5 | 4.5 | Hydro Water Reservoir | 58.264 | 7.969 | Norway | NO04 | COMMISSIONED |  |  | Freshwater
50WP000000001653 | 50WG00000000413G | Finndola | Finndolag2 Hydro | 108 | 54 | Hydro Water Reservoir | 69.223 | 18.082 | Norway | NO03 | COMMISSIONED |  |  | Freshwater
50WP000000001653 | 50WG00000000414E | Finndola | Finndolag1 Hydro | 108 | 54 | Hydro Water Reservoir | 69.223 | 18.082 | Norway | NO03 | COMMISSIONED |  |  | Freshwater
50WP00000000031O | 50WG00000000090E | Balsfjord | Balsfjorg101 Hydro | 2.3 | 2.3 | Hydro Run-of-river and poundage | 69.239 | 19.226 | Norway | NO07 | COMMISSIONED |  |  | Freshwater
50WP00000000031O | 50WGI00000000895 | Balsfjord | Balsfjorna Therm | 2.3 | 0 | Hydro Run-of-river and poundage | 69.239 | 19.226 | Norway | NO07 | COMMISSIONED |  |  | Freshwater
50WP00000000827K | 50WG000000020823 | Voldsetelva | Voldseteg1 Hydro | 5.5 | 2.6 | Hydro Water Reservoir |  |  | Norway |  | COMMISSIONED |  |  | Freshwater
50WP00000000827K | 50WG000000020831 | Voldsetelva | Voldseteg2 Hydro | 5.5 | 2.9 | Hydro Water Reservoir |  |  | Norway |  | COMMISSIONED |  |  | Freshwater
50WPI00000003295 | 50WG00000000782M | Jukla | Jukla G1 Hydro | 44 | 44 | Hydro Water Reservoir | 60.189 | 6.383 | Norway | NO05 | COMMISSIONED |  |  | Freshwater
50WP00000000296P | 50WG00000000728S | Hunsf Ost | Hunsf_Osg1 Hydro | 18 | 18 | Hydro Water Reservoir | 60.168 | 10.256 | Norway | NO03 | COMMISSIONED |  |  | Freshwater
50WP00000000826M | 50WG000000020815 | Viulfoss | Viulfossg1 Hydro | 12.5 | 12.5 | Hydro Water Reservoir | 60.117 | 10.267 | Norway | NO03 | COMMISSIONED |  |  | Freshwater
50WP00000000473T | 50WG000000010763 | Mosjoen | Mosjoen G101 Hydro | 9.2 | 2.4 | Hydro Water Reservoir | 65.837 | 13.193 | Norway | NO07 | COMMISSIONED |  |  | Freshwater
50WP00000000473T | 50WG000000010755 | Mosjoen | Mosjoen G103 Hydro | 9.2 | 0.5 | Hydro Water Reservoir | 65.837 | 13.193 | Norway | NO07 | COMMISSIONED |  |  | Freshwater
50WP00000000473T | 50WG000000010747 | Mosjoen | Mosjoen G108 Hydro | 9.2 | 1.7 | Hydro Water Reservoir | 65.837 | 13.193 | Norway | NO07 | COMMISSIONED |  |  | Freshwater
50WP00000000473T | 50WG000000010739 | Mosjoen | Mosjoen G104 Hydro | 9.2 | 0.5 | Hydro Water Reservoir | 65.837 | 13.193 | Norway | NO07 | COMMISSIONED |  |  | Freshwater
50WP00000000473T | 50WG00000001072B | Mosjoen | Mosjoen G107 Hydro | 9.2 | 1.7 | Hydro Water Reservoir | 65.837 | 13.193 | Norway | NO07 | COMMISSIONED |  |  | Freshwater
50WP00000000473T | 50WG00000001071D | Mosjoen | Mosjoen G105 Hydro | 9.2 | 2.4 | Hydro Water Reservoir | 65.837 | 13.193 | Norway | NO07 | COMMISSIONED |  |  | Freshwater
50WP000000003419 | 50WG000000008009 | Kangsliaga | Kangsliag1 Hydro | 3.3 | 3.3 | Hydro Water Reservoir | 61.257 | 8.759 | Norway | NO02 | COMMISSIONED |  |  | Freshwater
50WP00000000037C | 50WG00000000098Z | Begna | Begna G101 Hydro | 0.6 | 0.6 | Hydro Run-of-river and poundage | 60.203 | 10.25 | Norway | NO03 | COMMISSIONED |  |  | Freshwater
50WP00000000340B | 50WG000000007995 | Kalvedalen | Kalvedalg1 Hydro | 22 | 22 | Hydro Water Reservoir | 61.257 | 8.759 | Norway | NO02 | COMMISSIONED |  |  | Freshwater
50WP00000000472V | 50WG00000001070F | Mosbakka | Mosbakkag1 Hydro | 4.7 | 4.7 | Hydro Water Reservoir |  |  | Norway |  | COMMISSIONED |  |  | Freshwater
50WP00000000169W | 50WG00000000420J | Fjone | Fjone G1 Hydro | 60 | 60 | Hydro Water Reservoir | 59.217 | 8.452 | Norway | NO03 | COMMISSIONED |  |  | Freshwater
50WP00000000036E | 50WG000000000970 | Bardukrv | Bardukrvg2 Hydro | 46.5 | 27.5 | Hydro Water Reservoir | 68.765 | 18.439 | Norway | NO07 | COMMISSIONED |  |  | Freshwater
50WP00000000036E | 50WG000000000962 | Bardukrv | Bardukrvg1 Hydro | 46.5 | 19 | Hydro Water Reservoir | 68.765 | 18.439 | Norway | NO07 | COMMISSIONED |  |  | Freshwater
50WP00000000168Y | 50WG000000004186 | Finsa | Finsa G1 Hydro | 37.1 | 26 | Hydro Water Reservoir | 60.605 | 7.505 | Norway | NO05 | COMMISSIONED |  |  | Freshwater
50WP00000000168Y | 50WG000000004178 | Finsa | Finsa Osg Hydro | 37.1 | 5 | Hydro Water Reservoir | 60.605 | 7.505 | Norway | NO05 | COMMISSIONED |  |  | Freshwater
50WP00000000168Y | 50WG000000004194 | Finsa | Finsa Kug Hydro | 37.1 | 6.1 | Hydro Water Reservoir | 60.605 | 7.505 | Norway | NO05 | COMMISSIONED |  |  | Freshwater
50WP00000000471X | 50WG000000010690 | Morre | Morre G1 Hydro | 16 | 16 | Hydro Water Reservoir | 63.967 | 10.2 | Norway | NO06 | COMMISSIONED |  |  | Freshwater
50WP00000000470Z | 50WG000000010682 | Moksa | Moksa G1 Hydro | 16.6 | 8.3 | Hydro Water Reservoir |  |  | Norway |  | COMMISSIONED |  |  | Freshwater
50WP00000000470Z | 50WG000000010674 | Moksa | Moksa G2 Hydro | 16.6 | 8.3 | Hydro Water Reservoir |  |  | Norway |  | COMMISSIONED |  |  | Freshwater
50WP00000000034I | 50WG000000000954 | Bardufoss | Bardufosng Therm | 1.7 | 0 | Hydro Run-of-river and poundage | 69.064 | 18.539 | Norway | NO07 | COMMISSIONED |  |  | Freshwater
50WP00000000034I | 50WG000000000946 | Bardufoss | Bardufosg103 Hydro | 1.7 | 0.3 | Hydro Run-of-river and poundage | 69.044 | 18.59 | Norway | NO07 | COMMISSIONED |  |  | Freshwater
50WP00000000034I | 50WG000000000938 | Bardufoss | Bardufosg101 Hydro | 1.7 | 0.7 | Hydro Run-of-river and poundage | 69.044 | 18.59 | Norway | NO07 | COMMISSIONED |  |  | Freshwater
50WP00000000034I | 50WG00000000092A | Bardufoss | Bardufosg102 Hydro | 1.7 | 0.7 | Hydro Run-of-river and poundage | 69.044 | 18.59 | Norway | NO07 | COMMISSIONED |  |  | Freshwater
50WPI00000005085 | 50WG000000011646 | Nes OEK | Nes_Oek G112 Hydro | 260 | 1.6 | Hydro Water Reservoir | 60.604 | 9.07 | Norway | NO03 | DECOMMISSIONED |  |  | Freshwater
50WPI00000005085 | 50WG000000011654 | Nes OEK | Nes_Oek G102 Hydro | 260 | 1.5 | Hydro Water Reservoir | 60.604 | 9.07 | Norway | NO03 | DECOMMISSIONED |  |  | Freshwater
50WPI00000005085 | 50WG000000011662 | Nes OEK | Nes_Oek G2 Hydro | 260 | 65 | Hydro Water Reservoir | 60.604 | 9.07 | Norway | NO03 | COMMISSIONED |  |  | Freshwater
50WPI00000005085 | 50WG000000011670 | Nes OEK | Nes_Oek G108 Hydro | 260 | 1.6 | Hydro Water Reservoir | 60.604 | 9.07 | Norway | NO03 | DECOMMISSIONED |  |  | Freshwater
50WPI00000005085 | 50WG00000001168Z | Nes OEK | Nes_Oek G106 Hydro | 260 | 0.1 | Hydro Water Reservoir | 60.604 | 9.07 | Norway | NO03 | DECOMMISSIONED |  |  | Freshwater
50WPI00000005085 | 50WG00000001169X | Nes OEK | Nes_Oek G107 Hydro | 260 | 1.6 | Hydro Water Reservoir | 60.604 | 9.07 | Norway | NO03 | DECOMMISSIONED |  |  | Freshwater
50WPI00000005085 | 50WGI00000011595 | Nes OEK | Nes_Oek G111 Hydro | 260 | 1.6 | Hydro Water Reservoir | 60.604 | 9.07 | Norway | NO03 | DECOMMISSIONED |  |  | Freshwater
50WPI00000005085 | 50WG000000011549 | Nes OEK | Nes_Oek G109 Hydro | 260 | 1.7 | Hydro Water Reservoir | 60.604 | 9.07 | Norway | NO03 | DECOMMISSIONED |  |  | Freshwater
50WPI00000005085 | 50WG000000011557 | Nes OEK | Nes_Oek G103 Hydro | 260 | 1.8 | Hydro Water Reservoir | 60.604 | 9.07 | Norway | NO03 | DECOMMISSIONED |  |  | Freshwater
50WPI00000005085 | 50WG000000011565 | Nes OEK | Nes_Oek G4 Hydro | 260 | 65 | Hydro Water Reservoir | 60.604 | 9.07 | Norway | NO03 | COMMISSIONED |  |  | Freshwater
50WPI00000005085 | 50WG000000011573 | Nes OEK | Nes_Oek G1 Hydro | 260 | 65 | Hydro Water Reservoir | 60.604 | 9.07 | Norway | NO03 | COMMISSIONED |  |  | Freshwater
50WPI00000005085 | 50WG000000011581 | Nes OEK | Nes_Oek G101 Hydro | 260 | 2.6 | Hydro Water Reservoir | 60.604 | 9.07 | Norway | NO03 | DECOMMISSIONED |  |  | Freshwater
50WPI00000005085 | 50WG00000001160E | Nes OEK | Nes_Oek G105 Hydro | 260 | 2.3 | Hydro Water Reservoir | 60.604 | 9.07 | Norway | NO03 | DECOMMISSIONED |  |  | Freshwater
50WPI00000005085 | 50WG00000001161C | Nes OEK | Nes_Oek G110 Hydro | 260 | 1.7 | Hydro Water Reservoir | 60.604 | 9.07 | Norway | NO03 | DECOMMISSIONED |  |  | Freshwater
50WPI00000005085 | 50WG000000011638 | Nes OEK | Nes_Oek G104 Hydro | 260 | 1.1 | Hydro Water Reservoir | 60.604 | 9.07 | Norway | NO03 | DECOMMISSIONED |  |  | Freshwater
50WPI00000005085 | 50WG00000001162A | Nes OEK | Nes_Oek G3 Hydro | 260 | 65 | Hydro Water Reservoir | 60.604 | 9.07 | Norway | NO03 | COMMISSIONED |  |  | Freshwater
50WP000000003451 | 50WG000000008106 | Kassdalen | Kassdaleg1 Hydro | 2.4 | 0.8 | Hydro Water Reservoir | 62.793 | 11.188 | Norway | NO06 | COMMISSIONED |  |  | Freshwater
50WP000000003451 | 50WG000000008114 | Kassdalen | Kassdaleg3 Hydro | 2.4 | 0.8 | Hydro Water Reservoir | 62.793 | 11.188 | Norway | NO06 | COMMISSIONED |  |  | Freshwater
50WP000000003451 | 50WG00000000809S | Kassdalen | Kassdaleg2 Hydro | 2.4 | 0.8 | Hydro Water Reservoir | 62.793 | 11.188 | Norway | NO06 | COMMISSIONED |  |  | Freshwater
50WP00000000780K | 50WG000000019845 | Ulvik | Ulvik G1 Hydro | 24 | 24 | Hydro Water Reservoir | 60.571 | 6.916 | Norway | NO05 | COMMISSIONED |  |  | Freshwater
50WP00000000211M | 50WG000000005166 | Gjerdsvik | Gjerdsvig1 Hydro | 6.2 | 6.2 | Hydro Water Reservoir | 62.256 | 5.584 | Norway | NO05 | COMMISSIONED |  |  | Freshwater
50WP00000000477L | 50WG00000001081A | Mydalen | Mydalen G1 Hydro | 8 | 8 | Hydro Water Reservoir | 59.949 | 10.767 | Norway | NO01 | COMMISSIONED |  |  | Freshwater
50WP00000000210O | 50WG00000000512E | Giskemo | Giskemo G102 Hydro | 5.4 | 1.4 | Hydro Run-of-river and poundage | 62.481 | 6.814 | Norway | NO05 | COMMISSIONED |  |  | Freshwater
50WP00000000210O | 50WG00000000514A | Giskemo | Giskemo G105 Hydro | 5.4 | 1.2 | Hydro Run-of-river and poundage | 62.481 | 6.814 | Norway | NO05 | COMMISSIONED |  |  | Freshwater
50WP00000000210O | 50WG00000000513C | Giskemo | Giskemo G103 Hydro | 5.4 | 0.4 | Hydro Run-of-river and poundage | 62.481 | 6.814 | Norway | NO05 | COMMISSIONED |  |  | Freshwater
50WP00000000210O | 50WG000000005158 | Giskemo | Giskemo G101 Hydro | 5.4 | 0.5 | Hydro Run-of-river and poundage | 62.481 | 6.814 | Norway | NO05 | COMMISSIONED |  |  | Freshwater
50WP00000000210O | 50WG00000000510I | Giskemo | Giskemo G104 Hydro | 5.4 | 1.2 | Hydro Run-of-river and poundage | 62.481 | 6.814 | Norway | NO05 | COMMISSIONED |  |  | Freshwater
50WP00000000210O | 50WG00000000511G | Giskemo | Giskemo G107 Hydro | 5.4 | 0.4 | Hydro Run-of-river and poundage | 62.481 | 6.814 | Norway | NO05 | COMMISSIONED |  |  | Freshwater
50WP00000000210O | 50WG000000005093 | Giskemo | Giskemo G106 Hydro | 5.4 | 0.3 | Hydro Run-of-river and poundage | 62.481 | 6.814 | Norway | NO05 | COMMISSIONED |  |  | Freshwater
50WP00000000476N | 50WG00000001080C | Muoidejohka | Muoidejog1 Hydro | 5.5 | 5.5 | Hydro Run-of-river and poundage | 66.796 | 14.67 | Norway | NO07 | COMMISSIONED |  |  | Freshwater
50WP00000000475P | 50WG00000001079Y | Mosvik | Mosvik G1 Hydro | 46 | 46 | Hydro Water Reservoir | 63.727 | 10.868 | Norway | NO06 | COMMISSIONED |  |  | Freshwater
50WP000000003435 | 50WGI00000008055 | Kanstadbotn | Kanstadbg104 Hydro | 5.8 | 0.8 | Hydro Run-of-river and poundage | 62.676 | 8.157 | Norway | NO05 | COMMISSIONED |  |  | Freshwater
50WP000000003435 | 50WG000000008041 | Kanstadbotn | Kanstadbg105 Hydro | 5.8 | 1.8 | Hydro Run-of-river and poundage | 62.676 | 8.157 | Norway | NO05 | COMMISSIONED |  |  | Freshwater
50WP000000003435 | 50WG000000008025 | Kanstadbotn | Kanstadbg103 Wind | 5.8 | 1.8 | Hydro Run-of-river and poundage | 62.676 | 8.157 | Norway | NO05 | COMMISSIONED |  |  | Freshwater
50WP000000003435 | 50WG000000008033 | Kanstadbotn | Kanstadbg102 Hydro | 5.8 | 0.5 | Hydro Run-of-river and poundage | 62.676 | 8.157 | Norway | NO05 | COMMISSIONED |  |  | Freshwater
50WP000000003435 | 50WG00000000807W | Kanstadbotn | Kanstadbng1 Therm | 5.8 | 0 | Hydro Run-of-river and poundage | 62.676 | 8.157 | Norway | NO05 | COMMISSIONED |  |  | Freshwater
50WP000000003435 | 50WG00000000808U | Kanstadbotn | Kanstadbg106 Hydro | 5.8 | 0.6 | Hydro Run-of-river and poundage | 62.676 | 8.157 | Norway | NO05 | COMMISSIONED |  |  | Freshwater
50WP000000003435 | 50WG00000000806Y | Kanstadbotn | Kanstadbg101 Hydro | 5.8 | 0.3 | Hydro Run-of-river and poundage | 62.676 | 8.157 | Norway | NO05 | COMMISSIONED |  |  | Freshwater
50WP000000003427 | 50WG000000008017 | Kanndalen | Kanndaleg1 Hydro | 5.4 | 5.4 | Hydro Run-of-river and poundage | 61.257 | 8.759 | Norway | NO02 | COMMISSIONED |  |  | Freshwater
50WP000000000398 | 50WG000000001000 | Bergerfoss | Bergerfog1 Hydro | 2.8 | 2.8 | Hydro Water Reservoir | 60.228 | 10.375 | Norway | NO02 | COMMISSIONED |  |  | Freshwater
50WP00000000038A | 50WG00000000099X | Berdalskraft | Berdalskg1 Hydro | 4.8 | 4.8 | Hydro Water Reservoir |  |  | Norway |  | COMMISSIONED |  |  | Freshwater
50WP00000000651V | 50WG00000001553W | Solberg2 | Solberg2g1 Hydro | 100 | 100 | Hydro Run-of-river and poundage | 59.628 | 10.667 | Norway | NO01 | COMMISSIONED |  |  | Freshwater
50WP00000000215E | 50WGI00000005285 | Glomfjord | Glomfjorg102 Hydro | 31.8 | 2.5 | Hydro Water Reservoir | 66.814 | 13.966 | Norway | NO07 | COMMISSIONED | 1920 |  | Freshwater
50WP00000000215E | 50WG000000005263 | Glomfjord | Glomfjorn1 Hydro | 31.8 | 2.5 | Hydro Water Reservoir | 66.814 | 13.966 | Norway | NO07 | COMMISSIONED | 1920 |  | Freshwater
50WP00000000215E | 50WG000000005271 | Glomfjord | Glomfjorg101 Hydro | 31.8 | 1.8 | Hydro Water Reservoir | 66.814 | 13.966 | Norway | NO07 | COMMISSIONED | 1920 |  | Freshwater
50WP00000000215E | 50WG00000000529Y | Glomfjord | Glomfjorg1 Hydro | 31.8 | 25 | Hydro Water Reservoir | 66.814 | 13.966 | Norway | NO07 | COMMISSIONED | 1920 |  | Freshwater
50WP00000000784C | 50WG000000019918 | Usma_Selbu | Usma_Selg1 Hydro | 10.9 | 10.9 | Hydro Water Reservoir | 63.219 | 11.041 | Norway | NO06 | COMMISSIONED |  |  | Freshwater
50WP00000000650X | 50WGI00000015515 | Solberg1 | Solberg1g13 Hydro | 110.5 | 8.5 | Hydro Run-of-river and poundage | 59.628 | 10.667 | Norway | NO01 | COMMISSIONED |  |  | Freshwater
50WP00000000650X | 50WG00000001552Y | Solberg1 | Solberg1g11 Hydro | 110.5 | 8.5 | Hydro Run-of-river and poundage | 59.628 | 10.667 | Norway | NO01 | COMMISSIONED |  |  | Freshwater
50WP00000000650X | 50WG000000015501 | Solberg1 | Solberg1g3 Hydro | 110.5 | 8.5 | Hydro Run-of-river and poundage | 59.628 | 10.667 | Norway | NO01 | COMMISSIONED |  |  | Freshwater
50WP00000000650X | 50WG000000015412 | Solberg1 | Solberg1g12 Hydro | 110.5 | 8.5 | Hydro Run-of-river and poundage | 59.628 | 10.667 | Norway | NO01 | COMMISSIONED |  |  | Freshwater
50WP00000000650X | 50WG000000015404 | Solberg1 | Solberg1g10 Hydro | 110.5 | 8.5 | Hydro Run-of-river and poundage | 59.628 | 10.667 | Norway | NO01 | COMMISSIONED |  |  | Freshwater
50WP00000000650X | 50WG000000015420 | Solberg1 | Solberg1g5 Hydro | 110.5 | 8.5 | Hydro Run-of-river and poundage | 59.628 | 10.667 | Norway | NO01 | COMMISSIONED |  |  | Freshwater
50WP00000000650X | 50WG00000001548P | Solberg1 | Solberg1g7 Hydro | 110.5 | 8.5 | Hydro Run-of-river and poundage | 59.628 | 10.667 | Norway | NO01 | COMMISSIONED |  |  | Freshwater
50WP00000000650X | 50WG00000001547R | Solberg1 | Solberg1g2 Hydro | 110.5 | 8.5 | Hydro Run-of-river and poundage | 59.628 | 10.667 | Norway | NO01 | COMMISSIONED |  |  | Freshwater
50WP00000000650X | 50WG00000001549N | Solberg1 | Solberg1g8 Hydro | 110.5 | 8.5 | Hydro Run-of-river and poundage | 59.628 | 10.667 | Norway | NO01 | COMMISSIONED |  |  | Freshwater
50WP00000000650X | 50WG00000001544X | Solberg1 | Solberg1g1 Hydro | 110.5 | 8.5 | Hydro Run-of-river and poundage | 59.628 | 10.667 | Norway | NO01 | COMMISSIONED |  |  | Freshwater
50WP00000000650X | 50WG00000001543Z | Solberg1 | Solberg1g9 Hydro | 110.5 | 8.5 | Hydro Run-of-river and poundage | 59.628 | 10.667 | Norway | NO01 | COMMISSIONED |  |  | Freshwater
50WP00000000650X | 50WG00000001546T | Solberg1 | Solberg1g6 Hydro | 110.5 | 8.5 | Hydro Run-of-river and poundage | 59.628 | 10.667 | Norway | NO01 | COMMISSIONED |  |  | Freshwater
50WP00000000650X | 50WG00000001545V | Solberg1 | Solberg1g4 Hydro | 110.5 | 8.5 | Hydro Run-of-river and poundage | 59.628 | 10.667 | Norway | NO01 | COMMISSIONED |  |  | Freshwater
50WP00000000347Y | 50WG00000000814Z | Kilbotn | Kilbotn G101 Hydro | 1.4 | 1.4 | Hydro Run-of-river and poundage | 68.718 | 16.533 | Norway | NO07 | COMMISSIONED |  |  | Freshwater
50WP00000000347Y | 50WG000000008130 | Kilbotn | Kilbotn Ng1 Therm | 1.4 | 0 | Hydro Run-of-river and poundage | 68.718 | 16.533 | Norway | NO07 | COMMISSIONED |  |  | Freshwater
50WP00000000783E | 50WG00000001990A | Usma | Usma G1 Hydro | 5.4 | 2.7 | Hydro Run-of-river and poundage | 63.219 | 11.041 | Norway | NO06 | COMMISSIONED |  |  | Freshwater
50WP00000000783E | 50WG00000001989W | Usma | Usma G2 Hydro | 5.4 | 2.7 | Hydro Run-of-river and poundage | 63.219 | 11.041 | Norway | NO06 | COMMISSIONED |  |  | Freshwater
50WP00000000213I | 50WG00000000521D | Gjovik | Gjovik G102 Hydro | 8.2 | 0.9 | Hydro Water Reservoir | 59.185 | 10.96 | Norway | NO02 | COMMISSIONED |  |  | Freshwater
50WP00000000213I | 50WG00000000520F | Gjovik | Gjovik G106 Hydro | 8.2 | 2 | Hydro Water Reservoir | 59.185 | 10.96 | Norway | NO02 | COMMISSIONED |  |  | Freshwater
50WP00000000213I | 50WG000000005239 | Gjovik | Gjovik G105 Hydro | 8.2 | 1.3 | Hydro Water Reservoir | 59.185 | 10.96 | Norway | NO02 | COMMISSIONED |  |  | Freshwater
50WP00000000213I | 50WG000000005247 | Gjovik | Gjovik G101 Hydro | 8.2 | 0.4 | Hydro Water Reservoir | 59.185 | 10.96 | Norway | NO02 | COMMISSIONED |  |  | Freshwater
50WP00000000213I | 50WG00000000522B | Gjovik | Gjovik G104 Hydro | 8.2 | 1.1 | Hydro Water Reservoir | 59.185 | 10.96 | Norway | NO02 | COMMISSIONED |  |  | Freshwater
50WP00000000213I | 50WG000000005255 | Gjovik | Gjovik G103 Hydro | 8.2 | 1.5 | Hydro Water Reservoir | 59.185 | 10.96 | Norway | NO02 | COMMISSIONED |  |  | Freshwater
50WP00000000213I | 50WG000000005182 | Gjovik | Gjovik Ng1 Therm | 8.2 | 0 | Hydro Water Reservoir | 59.185 | 10.96 | Norway | NO02 | COMMISSIONED |  |  | Freshwater
50WP00000000213I | 50WG000000005190 | Gjovik | Gjovik G107 Hydro | 8.2 | 1 | Hydro Water Reservoir | 59.185 | 10.96 | Norway | NO02 | COMMISSIONED |  |  | Freshwater
50WP00000000782G | 50WG00000001988Y | Urke | Urke G1 Hydro | 5.7 | 5.7 | Hydro Water Reservoir | 62.213 | 6.567 | Norway | NO05 | COMMISSIONED |  |  | Freshwater
50WP00000000479H | 50WG000000010844 | Myra | Myra G1 Hydro | 4 | 4 | Hydro Water Reservoir | 58.749 | 8.862 | Norway | NO04 | COMMISSIONED |  |  | Freshwater
50WP00000000781I | 50WG000000019861 | Ulvund | Ulvund G3 Hydro | 21.5 | 12 | Hydro Water Reservoir | 60.655 | 6.433 | Norway | NO05 | COMMISSIONED |  |  | Freshwater
50WP00000000781I | 50WG000000019853 | Ulvund | Ulvund G4 Hydro | 21.5 | 6 | Hydro Water Reservoir | 60.655 | 6.433 | Norway | NO05 | COMMISSIONED |  |  | Freshwater
50WP00000000781I | 50WGI00000019875 | Ulvund | Ulvund G5 Hydro | 21.5 | 3.5 | Hydro Water Reservoir | 60.655 | 6.433 | Norway | NO05 | COMMISSIONED |  |  | Freshwater
50WP00000000478J | 50WG000000010828 | Mykstufoss | Mykstufog2 Hydro | 72 | 36 | Hydro Run-of-river and poundage | 60.049 | 9.201 | Norway | NO03 | COMMISSIONED |  |  | Freshwater
50WP00000000478J | 50WG000000010836 | Mykstufoss | Mykstufog1 Hydro | 72 | 36 | Hydro Run-of-river and poundage | 60.049 | 9.201 | Norway | NO03 | COMMISSIONED |  |  | Freshwater
50WP00000000212K | 50WG000000005174 | Gjuva | Gjuva G1 Hydro | 11 | 11 | Hydro Water Reservoir | 60.93 | 8.423 | Norway | NO03 | COMMISSIONED |  |  | Freshwater
50WP000000005233 | 50WG00000001202O | Nygard | Nygard Gm1 Hydro | 65 | 65 | Hydro Water Reservoir | 60.387 | 5.327 | Norway | NO05 | COMMISSIONED |  |  | Freshwater
50WP00000000655N | 50WG00000001559K | Sortland | Sortlandg101 Hydro | 1.5 | 1.5 | Hydro Run-of-river and poundage | 68.695 | 15.413 | Norway | NO07 | COMMISSIONED |  |  | Freshwater
50WP00000000655N | 50WG00000001558M | Sortland | Sortlandng1 Therm | 1.5 | 0 | Hydro Run-of-river and poundage | 68.695 | 15.413 | Norway | NO07 | COMMISSIONED |  |  | Freshwater
50WP000000007892 | 50WG00000002002R | Uvdal 2 | Uvdal_2 G2 Hydro | 50 | 25 | Hydro Water Reservoir | 60.265 | 8.931 | Norway | NO03 | COMMISSIONED |  |  | Freshwater
50WP000000007892 | 50WG00000002003P | Uvdal 2 | Uvdal_2 G1 Hydro | 50 | 25 | Hydro Water Reservoir | 60.265 | 8.931 | Norway | NO03 | COMMISSIONED |  |  | Freshwater
50WP000000005225 | 50WG00000001201Q | Novle | Novle G1 Hydro | 50 | 50 | Hydro Water Reservoir | 59.839 | 6.88 | Norway | NO05 | COMMISSIONED |  |  | Freshwater
50WP000000002196 | 50WG000000005328 | Grautneset | Grautnesg1 Therm | 6 | 6 | Fossil Gas |  |  | Norway |  | DECOMMISSIONED |  | 2016 | Freshwater | Air Cooling | 0.01 | 0.01
50WP000000007884 | 50WG00000002000V | Uvdal 1 | Uvdal_1 G1 Hydro | 100 | 50 | Hydro Water Reservoir | 60.265 | 8.931 | Norway | NO03 | COMMISSIONED |  |  | Freshwater
50WP000000007884 | 50WG00000002001T | Uvdal 1 | Uvdal_1 G2 Hydro | 100 | 50 | Hydro Water Reservoir | 60.265 | 8.931 | Norway | NO03 | COMMISSIONED |  |  | Freshwater
50WP00000000654P | 50WG00000001557O | Songa | Songa G1 Hydro | 136 | 136 | Hydro Water Reservoir | 59.778 | 7.726 | Norway | NO03 | COMMISSIONED |  |  | Freshwater
50WP000000002188 | 50WG00000000531A | Grana | Grana G1 Hydro | 90 | 90 | Hydro Water Reservoir | 63.116 | 9.675 | Norway | NO06 | COMMISSIONED |  |  | Freshwater
50WP000000007876 | 50WG00000001999T | Ustekveikja | Ustekveig1 Hydro | 42 | 38 | Hydro Water Reservoir | 60.528 | 7.752 | Norway | NO03 | COMMISSIONED |  |  | Freshwater
50WP000000007876 | 50WG00000001998V | Ustekveikja | Ustekveig2 Hydro | 42 | 4 | Hydro Water Reservoir | 60.528 | 7.752 | Norway | NO03 | COMMISSIONED |  |  | Freshwater
50WP00000000653R | 50WG00000001555S | Solhom | Solhom G2 Hydro | 200 | 100 | Hydro Water Reservoir | 58.768 | 7.02 | Norway | NO04 | COMMISSIONED |  |  | Freshwater
50WP00000000653R | 50WG00000001556Q | Solhom | Solhom G1 Hydro | 200 | 100 | Hydro Water Reservoir | 58.768 | 7.02 | Norway | NO04 | COMMISSIONED |  |  | Freshwater
50WP000000005209 | 50WG00000001200S | Norheimsund | Norheimsg102 Hydro | 16.8 | 1.6 | Hydro Water Reservoir | 60.371 | 6.146 | Norway | NO05 | COMMISSIONED |  |  | Freshwater
50WP000000005209 | 50WG00000001198Q | Norheimsund | Norheimsg104 Hydro | 16.8 | 1.2 | Hydro Water Reservoir | 60.371 | 6.146 | Norway | NO05 | COMMISSIONED |  |  | Freshwater
50WP000000005209 | 50WG00000001199O | Norheimsund | Norheimsg1 Hydro | 16.8 | 12.2 | Hydro Water Reservoir | 60.371 | 6.146 | Norway | NO05 | COMMISSIONED |  |  | Freshwater
50WP000000005209 | 50WG00000001194Y | Norheimsund | Norheimsg106 Hydro | 16.8 | 0.1 | Hydro Water Reservoir | 60.371 | 6.146 | Norway | NO05 | COMMISSIONED |  |  | Freshwater
50WP000000005209 | 50WG00000001195W | Norheimsund | Norheimsg103 Hydro | 16.8 | 0.6 | Hydro Water Reservoir | 60.371 | 6.146 | Norway | NO05 | COMMISSIONED |  |  | Freshwater
50WP000000005209 | 50WG00000001196U | Norheimsund | Norheimsg101 Hydro | 16.8 | 1 | Hydro Water Reservoir | 60.371 | 6.146 | Norway | NO05 | COMMISSIONED |  |  | Freshwater
50WP000000005209 | 50WG00000001197S | Norheimsund | Norheimsg105 Hydro | 16.8 | 0.1 | Hydro Water Reservoir | 60.371 | 6.146 | Norway | NO05 | COMMISSIONED |  |  | Freshwater
50WP00000000217A | 50WG00000000530C | Goliat | Goliat G1 Therm | 46 | 46 | Fossil Gas |  |  | Norway |  | DECOMMISSIONED |  | 2015 | Freshwater | Air Cooling | 0.01 | 0.01
50WP00000000349U | 50WG00000000815X | Kildalen | Kildaleng2 Hydro | 9 | 4.2 | Hydro Water Reservoir | 69.666 | 21.107 | Norway | NO07 | COMMISSIONED |  |  | Freshwater
50WP00000000349U | 50WG00000000816V | Kildalen | Kildaleng1 Hydro | 9 | 4.8 | Hydro Water Reservoir | 69.666 | 21.107 | Norway | NO07 | COMMISSIONED |  |  | Freshwater
50WP00000000785A | 50WG00000001997X | Usta | Usta G2 Hydro | 180 | 90 | Hydro Water Reservoir | 60.56 | 8.337 | Norway | NO03 | COMMISSIONED |  |  | Freshwater
50WP00000000785A | 50WG00000001996Z | Usta | Usta G105 Hydro | 180 | 1.7 | Hydro Water Reservoir | 60.56 | 8.337 | Norway | NO03 | DECOMMISSIONED |  |  | Freshwater
50WP00000000785A | 50WG000000019950 | Usta | Usta G101 Hydro | 180 | 2.2 | Hydro Water Reservoir | 60.56 | 8.337 | Norway | NO03 | DECOMMISSIONED |  |  | Freshwater
50WP00000000785A | 50WG000000019942 | Usta | Usta G103 Hydro | 180 | 1.8 | Hydro Water Reservoir | 60.56 | 8.337 | Norway | NO03 | DECOMMISSIONED |  |  | Freshwater
50WP00000000785A | 50WG000000019934 | Usta | Usta G104 Hydro | 180 | 0.5 | Hydro Water Reservoir | 60.56 | 8.337 | Norway | NO03 | DECOMMISSIONED |  |  | Freshwater
50WP00000000785A | 50WG000000019926 | Usta | Usta G1 Hydro | 180 | 90 | Hydro Water Reservoir | 60.56 | 8.337 | Norway | NO03 | COMMISSIONED |  |  | Freshwater
50WP00000000659F | 50WG00000001594I | Staffi | Staffi G1 Hydro | 4.5 | 4.5 | Hydro Water Reservoir |  |  | Norway |  | COMMISSIONED |  |  | Freshwater
50WP00000000658H | 50WG00000001593K | Stadheim | Stadheimg2 Hydro | 4.6 | 2.3 | Hydro Water Reservoir | 62.31 | 6.936 | Norway | NO05 | COMMISSIONED |  |  | Freshwater
50WP00000000658H | 50WG00000001592M | Stadheim | Stadheimg1 Hydro | 4.6 | 2.3 | Hydro Water Reservoir | 62.31 | 6.936 | Norway | NO05 | COMMISSIONED |  |  | Freshwater
50WPI00000002825 | 50WG00000000692N | Holla | Holla G101 Hydro | 0.4 | 0.4 | Hydro Water Reservoir | 63.314 | 9.142 | Norway | NO06 | COMMISSIONED |  |  | Freshwater
50WP00000000657J | 50WG00000001591O | Spanne | Spanne G108 Hydro | 16.7 | 0.1 | Hydro Run-of-river and poundage | 59.385 | 5.324 | Norway | NO04 | COMMISSIONED |  |  | Freshwater
50WP00000000657J | 50WG00000001590Q | Spanne | Spanne G118 Hydro | 16.7 | 0.1 | Hydro Run-of-river and poundage | 59.385 | 5.324 | Norway | NO04 | COMMISSIONED |  |  | Freshwater
50WP00000000657J | 50WG00000001573Q | Spanne | Spanne G117 Hydro | 16.7 | 0.1 | Hydro Run-of-river and poundage | 59.385 | 5.324 | Norway | NO04 | COMMISSIONED |  |  | Freshwater
50WP00000000657J | 50WG00000001574O | Spanne | Spanne G115 Hydro | 16.7 | 0.1 | Hydro Run-of-river and poundage | 59.385 | 5.324 | Norway | NO04 | COMMISSIONED |  |  | Freshwater
50WP00000000657J | 50WG00000001572S | Spanne | Spanne G113 Hydro | 16.7 | 0.1 | Hydro Run-of-river and poundage | 59.385 | 5.324 | Norway | NO04 | COMMISSIONED |  |  | Freshwater
50WP00000000657J | 50WG00000001571U | Spanne | Spanne G123 Hydro | 16.7 | 0.1 | Hydro Run-of-river and poundage | 59.385 | 5.324 | Norway | NO04 | COMMISSIONED |  |  | Freshwater
50WP00000000657J | 50WG00000001570W | Spanne | Spanne G128 Hydro | 16.7 | 2.1 | Hydro Run-of-river and poundage | 59.385 | 5.324 | Norway | NO04 | COMMISSIONED |  |  | Freshwater
50WP00000000657J | 50WG00000001578G | Spanne | Spanne G129 Hydro | 16.7 | 0.2 | Hydro Run-of-river and poundage | 59.385 | 5.324 | Norway | NO04 | COMMISSIONED |  |  | Freshwater
50WP00000000657J | 50WG00000001577I | Spanne | Spanne G109 Therm | 16.7 | 2.2 | Hydro Run-of-river and poundage | 59.385 | 5.324 | Norway | NO04 | COMMISSIONED |  |  | Freshwater
50WP00000000657J | 50WG00000001576K | Spanne | Spanne G131 Hydro | 16.7 | 0.7 | Hydro Run-of-river and poundage | 59.385 | 5.324 | Norway | NO04 | COMMISSIONED |  |  | Freshwater
50WP00000000657J | 50WG00000001575M | Spanne | Spanne G106 Hydro | 16.7 | 0.4 | Hydro Run-of-river and poundage | 59.385 | 5.324 | Norway | NO04 | COMMISSIONED |  |  | Freshwater
50WP00000000657J | 50WG00000001579E | Spanne | Spanne G107 Hydro | 16.7 | 0.1 | Hydro Run-of-river and poundage | 59.385 | 5.324 | Norway | NO04 | COMMISSIONED |  |  | Freshwater
50WP00000000657J | 50WG00000001581R | Spanne | Spanne G110 Hydro | 16.7 | 0.1 | Hydro Run-of-river and poundage | 59.385 | 5.324 | Norway | NO04 | COMMISSIONED |  |  | Freshwater
50WP00000000657J | 50WG00000001580T | Spanne | Spanne G114 Hydro | 16.7 | 0.1 | Hydro Run-of-river and poundage | 59.385 | 5.324 | Norway | NO04 | COMMISSIONED |  |  | Freshwater
50WP00000000657J | 50WG00000001586H | Spanne | Spanne G112 Hydro | 16.7 | 0.1 | Hydro Run-of-river and poundage | 59.385 | 5.324 | Norway | NO04 | COMMISSIONED |  |  | Freshwater
50WP00000000657J | 50WG00000001585J | Spanne | Spanne G103 Hydro | 16.7 | 0.1 | Hydro Run-of-river and poundage | 59.385 | 5.324 | Norway | NO04 | COMMISSIONED |  |  | Freshwater
50WP00000000657J | 50WG00000001583N | Spanne | Spanne G130 Hydro | 16.7 | 0.3 | Hydro Run-of-river and poundage | 59.385 | 5.324 | Norway | NO04 | COMMISSIONED |  |  | Freshwater
50WP00000000657J | 50WG00000001584L | Spanne | Spanne G104 Hydro | 16.7 | 0.1 | Hydro Run-of-river and poundage | 59.385 | 5.324 | Norway | NO04 | COMMISSIONED |  |  | Freshwater
50WP00000000657J | 50WG00000001582P | Spanne | Spanne G122 Hydro | 16.7 | 0.1 | Hydro Run-of-river and poundage | 59.385 | 5.324 | Norway | NO04 | COMMISSIONED |  |  | Freshwater
50WP00000000657J | 50WG00000001589B | Spanne | Spanne G132 Hydro | 16.7 | 0.1 | Hydro Run-of-river and poundage | 59.385 | 5.324 | Norway | NO04 | COMMISSIONED |  |  | Freshwater
50WP00000000657J | 50WG00000001588D | Spanne | Spanne G119 Wind | 16.7 | 2.3 | Hydro Run-of-river and poundage | 59.385 | 5.324 | Norway | NO04 | COMMISSIONED |  |  | Freshwater
50WP00000000657J | 50WG00000001587F | Spanne | Spanne G124 Hydro | 16.7 | 0.1 | Hydro Run-of-river and poundage | 59.385 | 5.324 | Norway | NO04 | COMMISSIONED |  |  | Freshwater
50WP00000000657J | 50WG00000001561X | Spanne | Spanne G102 Hydro | 16.7 | 0.1 | Hydro Run-of-river and poundage | 59.385 | 5.324 | Norway | NO04 | COMMISSIONED |  |  | Freshwater
50WP00000000657J | 50WG00000001560Z | Spanne | Spanne G105 Hydro | 16.7 | 0.1 | Hydro Run-of-river and poundage | 59.385 | 5.324 | Norway | NO04 | COMMISSIONED |  |  | Freshwater
50WP00000000657J | 50WG00000001566N | Spanne | Spanne G116 Hydro | 16.7 | 0.2 | Hydro Run-of-river and poundage | 59.385 | 5.324 | Norway | NO04 | COMMISSIONED |  |  | Freshwater
50WP00000000657J | 50WG00000001564R | Spanne | Spanne G125 Hydro | 16.7 | 0.1 | Hydro Run-of-river and poundage | 59.385 | 5.324 | Norway | NO04 | COMMISSIONED |  |  | Freshwater
50WP00000000657J | 50WG00000001565P | Spanne | Spanne G121 Hydro | 16.7 | 3.2 | Hydro Run-of-river and poundage | 59.385 | 5.324 | Norway | NO04 | COMMISSIONED |  |  | Freshwater
50WP00000000657J | 50WG00000001563T | Spanne | Spanne G111 Hydro | 16.7 | 0.1 | Hydro Run-of-river and poundage | 59.385 | 5.324 | Norway | NO04 | COMMISSIONED |  |  | Freshwater
50WP00000000657J | 50WG00000001562V | Spanne | Spanne G101 Hydro | 16.7 | 0.1 | Hydro Run-of-river and poundage | 59.385 | 5.324 | Norway | NO04 | COMMISSIONED |  |  | Freshwater
50WP00000000657J | 50WG00000001569H | Spanne | Spanne G120 Hydro | 16.7 | 2.2 | Hydro Run-of-river and poundage | 59.385 | 5.324 | Norway | NO04 | COMMISSIONED |  |  | Freshwater
50WP00000000657J | 50WG00000001568J | Spanne | Spanne G127 Hydro | 16.7 | 0.3 | Hydro Run-of-river and poundage | 59.385 | 5.324 | Norway | NO04 | COMMISSIONED |  |  | Freshwater
50WP00000000657J | 50WG00000001567L | Spanne | Spanne G126 Hydro | 16.7 | 0.6 | Hydro Run-of-river and poundage | 59.385 | 5.324 | Norway | NO04 | COMMISSIONED |  |  | Freshwater
50WP000000005241 | 50WG00000001204K | Nygard | Nygaard G3 Hydro | 28.1 | 10.1 | Hydro Water Reservoir | 60.893 | 6.056 | Norway | NO05 | COMMISSIONED |  |  | Freshwater
50WP000000005241 | 50WG00000001203M | Nygard | Nygaard G1 Hydro | 28.1 | 9 | Hydro Water Reservoir | 60.893 | 6.056 | Norway | NO05 | COMMISSIONED |  |  | Freshwater
50WP000000005241 | 50WG00000001205I | Nygard | Nygaard G2 Hydro | 28.1 | 9 | Hydro Water Reservoir | 60.893 | 6.056 | Norway | NO05 | COMMISSIONED |  |  | Freshwater
50WP00000000170A | 50WG00000000421H | Fjaremsfossen | Fjaremsfg2 Hydro | 23 | 11.5 | Hydro Water Reservoir |  |  | Norway |  | COMMISSIONED |  |  | Freshwater
50WP00000000170A | 50WG00000000422F | Fjaremsfossen | Fjaremsfg1 Hydro | 23 | 11.5 | Hydro Water Reservoir |  |  | Norway |  | COMMISSIONED |  |  | Freshwater
50WP000000007007 | 50WG000000017990 | Svelgen | Svelgen G1 Hydro | 84.5 | 5.2 | Hydro Water Reservoir | 61.769 | 5.308 | Norway | NO05 | DECOMMISSIONED |  |  | Freshwater
50WP000000007007 | 50WG000000017974 | Svelgen | Svelgen G101 Hydro | 84.5 | 2.2 | Hydro Water Reservoir | 61.769 | 5.308 | Norway | NO05 | DECOMMISSIONED |  |  | Freshwater
50WP000000007007 | 50WG000000017982 | Svelgen | Svelgen G5 Hydro | 84.5 | 27.5 | Hydro Water Reservoir | 61.769 | 5.308 | Norway | NO05 | COMMISSIONED |  |  | Freshwater
50WP000000007007 | 50WG000000018004 | Svelgen | Svelgen G3 Hydro | 84.5 | 15.5 | Hydro Water Reservoir | 61.769 | 5.308 | Norway | NO05 | DECOMMISSIONED |  |  | Freshwater
50WP000000007007 | 50WG000000018012 | Svelgen | Svelgen G102 Hydro | 84.5 | 0.1 | Hydro Water Reservoir | 61.769 | 5.308 | Norway | NO05 | DECOMMISSIONED |  |  | Freshwater
50WP000000007007 | 50WG00000001803Z | Svelgen | Svelgen G6 Hydro | 84.5 | 57 | Hydro Water Reservoir | 61.769 | 5.308 | Norway | NO05 | COMMISSIONED |  |  | Freshwater
50WP000000007007 | 50WG00000001804X | Svelgen | Svelgen G4 Hydro | 84.5 | 15.5 | Hydro Water Reservoir | 61.769 | 5.308 | Norway | NO05 | DECOMMISSIONED |  |  | Freshwater
50WP000000007007 | 50WG000000018020 | Svelgen | Svelgen G103 Hydro | 84.5 | 0.7 | Hydro Water Reservoir | 61.769 | 5.308 | Norway | NO05 | DECOMMISSIONED |  |  | Freshwater
50WP000000007007 | 50WG00000001805V | Svelgen | Svelgen G2 Hydro | 84.5 | 9 | Hydro Water Reservoir | 61.769 | 5.308 | Norway | NO05 | DECOMMISSIONED |  |  | Freshwater
50WP00000000832R | 50WG00000002093Z | Vagamo | Vagamo G104 Hydro | 6.5 | 0.8 | Hydro Water Reservoir | 61.875 | 9.097 | Norway | NO02 | COMMISSIONED |  |  | Freshwater
50WP00000000832R | 50WG00000002094X | Vagamo | Vagamo G102 Hydro | 6.5 | 0.1 | Hydro Water Reservoir | 61.875 | 9.097 | Norway | NO02 | COMMISSIONED |  |  | Freshwater
50WP00000000832R | 50WG00000002095V | Vagamo | Vagamo G108 Hydro | 6.5 | 0.3 | Hydro Water Reservoir | 61.875 | 9.097 | Norway | NO02 | COMMISSIONED |  |  | Freshwater
50WP00000000832R | 50WG00000002097R | Vagamo | Vagamo G107 Hydro | 6.5 | 0.7 | Hydro Water Reservoir | 61.875 | 9.097 | Norway | NO02 | COMMISSIONED |  |  | Freshwater
50WP00000000832R | 50WG00000002096T | Vagamo | Vagamo G106 Hydro | 6.5 | 0.7 | Hydro Water Reservoir | 61.875 | 9.097 | Norway | NO02 | COMMISSIONED |  |  | Freshwater
50WP00000000832R | 50WG000000020904 | Vagamo | Vagamo G103 Hydro | 6.5 | 0.1 | Hydro Water Reservoir | 61.875 | 9.097 | Norway | NO02 | COMMISSIONED |  |  | Freshwater
50WP00000000832R | 50WG000000020912 | Vagamo | Vagamo G105 Hydro | 6.5 | 3.8 | Hydro Water Reservoir | 61.875 | 9.097 | Norway | NO02 | COMMISSIONED |  |  | Freshwater
50WP00000000832R | 50WG000000020920 | Vagamo | Vagamo Ng1 Therm | 6.5 | 0 | Hydro Water Reservoir | 61.875 | 9.097 | Norway | NO02 | COMMISSIONED |  |  | Freshwater
50WP00000000831T | 50WG00000002088S | Vagen | Vagen G1 Hydro | 5.2 | 2.6 | Hydro Water Reservoir | 60.399 | 5.318 | Norway | NO05 | COMMISSIONED |  |  | Freshwater
50WP00000000831T | 50WG00000002089Q | Vagen | Vagen G2 Hydro | 5.2 | 2.6 | Hydro Water Reservoir | 60.399 | 5.318 | Norway | NO05 | COMMISSIONED |  |  | Freshwater
50WP00000000528U | 50WG00000001212L | Ofoten | Ofoten G101 Hydro | 5.5 | 5.5 | Hydro Run-of-river and poundage | 68.522 | 17.006 | Norway | NO07 | COMMISSIONED |  |  | Freshwater
50WP00000000528U | 50WG00000001213J | Ofoten | Ofoten Ng1 Therm | 5.5 | 0 | Hydro Run-of-river and poundage | 68.522 | 17.006 | Norway | NO07 | COMMISSIONED |  |  | Freshwater
50WP00000000830V | 50WG00000002087U | Vagaana | Vagaana G1 Hydro | 3.9 | 3.9 | Hydro Run-of-river and poundage | 59.497 | 6.127 | Norway | NO04 | COMMISSIONED |  |  | Freshwater
50WP00000000527W | 50WG00000001211N | Nyset | Nyset G1 Hydro | 5.9 | 5.9 | Hydro Water Reservoir | 61.237 | 7.698 | Norway | NO05 | COMMISSIONED |  |  | Freshwater
50WP00000000838F | 50WG000000021196 | Oie | Oie G120 Hydro | 42.6 | 1.2 | Hydro Water Reservoir |  |  | Norway |  | COMMISSIONED |  |  | Freshwater
50WP00000000838F | 50WG00000002116C | Oie | Oie G114 Therm | 42.6 | 0.3 | Hydro Water Reservoir |  |  | Norway |  | COMMISSIONED |  |  | Freshwater
50WP00000000838F | 50WG00000002115E | Oie | Oie G107 Hydro | 42.6 | 1.8 | Hydro Water Reservoir |  |  | Norway |  | COMMISSIONED |  |  | Freshwater
50WP00000000838F | 50WG000000021188 | Oie | Oie G112 Hydro | 42.6 | 0.8 | Hydro Water Reservoir |  |  | Norway |  | COMMISSIONED |  |  | Freshwater
50WP00000000838F | 50WG00000002117A | Oie | Oie G119 Hydro | 42.6 | 0.4 | Hydro Water Reservoir |  |  | Norway |  | COMMISSIONED |  |  | Freshwater
50WP00000000838F | 50WG00000002123F | Oie | Oie G110 Hydro | 42.6 | 0.8 | Hydro Water Reservoir |  |  | Norway |  | COMMISSIONED |  |  | Freshwater
50WP00000000838F | 50WG00000002122H | Oie | Oie G103 Hydro | 42.6 | 1 | Hydro Water Reservoir |  |  | Norway |  | COMMISSIONED |  |  | Freshwater
50WP00000000838F | 50WG00000002121J | Oie | Oie G102 Hydro | 42.6 | 1.3 | Hydro Water Reservoir |  |  | Norway |  | COMMISSIONED |  |  | Freshwater
50WP00000000838F | 50WG00000002120L | Oie | Oie G109 Hydro | 42.6 | 1.3 | Hydro Water Reservoir |  |  | Norway |  | COMMISSIONED |  |  | Freshwater
50WP00000000838F | 50WG00000002108B | Oie | Oie G117 Hydro | 42.6 | 0.4 | Hydro Water Reservoir |  |  | Norway |  | COMMISSIONED |  |  | Freshwater
50WP00000000838F | 50WG00000002107D | Oie | Oie G106 Hydro | 42.6 | 1.8 | Hydro Water Reservoir |  |  | Norway |  | COMMISSIONED |  |  | Freshwater
50WP00000000838F | 50WG000000021099 | Oie | Oie G118 Hydro | 42.6 | 0.5 | Hydro Water Reservoir |  |  | Norway |  | COMMISSIONED |  |  | Freshwater
50WP00000000838F | 50WG00000002103L | Oie | Oie G121 Hydro | 42.6 | 3.8 | Hydro Water Reservoir |  |  | Norway |  | COMMISSIONED |  |  | Freshwater
50WP00000000838F | 50WG00000002102N | Oie | Oie G108 Hydro | 42.6 | 1.4 | Hydro Water Reservoir |  |  | Norway |  | COMMISSIONED |  |  | Freshwater
50WP00000000838F | 50WG00000002106F | Oie | Oie G113 Hydro | 42.6 | 0.8 | Hydro Water Reservoir |  |  | Norway |  | COMMISSIONED |  |  | Freshwater
50WP00000000838F | 50WG00000002105H | Oie | Oie G111 Hydro | 42.6 | 1.4 | Hydro Water Reservoir |  |  | Norway |  | COMMISSIONED |  |  | Freshwater
50WP00000000838F | 50WG00000002104J | Oie | Oie G105 Hydro | 42.6 | 17.5 | Hydro Water Reservoir |  |  | Norway |  | COMMISSIONED |  |  | Freshwater
50WP00000000838F | 50WG00000002111M | Oie | Oie G104 Hydro | 42.6 | 0.1 | Hydro Water Reservoir |  |  | Norway |  | COMMISSIONED |  |  | Freshwater
50WP00000000838F | 50WG00000002110O | Oie | Oie G116 Hydro | 42.6 | 0.1 | Hydro Water Reservoir |  |  | Norway |  | COMMISSIONED |  |  | Freshwater
50WP00000000838F | 50WG00000002114G | Oie | Oie G115 Hydro | 42.6 | 0.1 | Hydro Water Reservoir |  |  | Norway |  | COMMISSIONED |  |  | Freshwater
50WP00000000838F | 50WG00000002113I | Oie | Oie G101 Hydro | 42.6 | 1.5 | Hydro Water Reservoir |  |  | Norway |  | COMMISSIONED |  |  | Freshwater
50WP00000000838F | 50WG00000002112K | Oie | Oie G122 Wind | 42.6 | 4.3 | Hydro Water Reservoir |  |  | Norway |  | COMMISSIONED |  |  | Freshwater
50WP00000000041L | 50WG00000000103V | Berild | Berild G2 Hydro | 16.9 | 4.9 | Hydro Water Reservoir | 62.447 | 7.487 | Norway | NO05 | COMMISSIONED |  |  | Freshwater
50WP00000000041L | 50WG00000000102X | Berild | Berild G1 Hydro | 16.9 | 12 | Hydro Water Reservoir | 59.957 | 10.685 | Norway | NO01 | COMMISSIONED |  |  | Freshwater
50WP000000001750 | 50WGI00000004475 | Follafoss | Follafosg2 Hydro | 48.5 | 1.3 | Hydro Water Reservoir | 63.987 | 11.102 | Norway | NO06 | COMMISSIONED |  |  | Freshwater
50WP000000001750 | 50WG00000000448Y | Follafoss | Follafosg1 Hydro | 48.5 | 47.2 | Hydro Water Reservoir | 63.987 | 11.102 | Norway | NO06 | COMMISSIONED |  |  | Freshwater
50WP00000000837H | 50WG00000002101P | Ogreyfoss | Ogreyfosg1 Hydro | 18 | 18 | Hydro Water Reservoir |  |  | Norway |  | COMMISSIONED |  |  | Freshwater
50WP000000001742 | 50WG000000004461 | Florli | Florli G1 Hydro | 89 | 89 | Hydro Water Reservoir | 59.017 | 6.433 | Norway | NO04 | COMMISSIONED |  |  | Freshwater
50WP00000000040N | 50WG00000000101Z | Bergsbotn | Bergsbotg1 Hydro | 10 | 10 | Hydro Run-of-river and poundage | 69.433 | 17.483 | Norway | NO07 | COMMISSIONED |  |  | Freshwater
50WP00000000836J | 50WG00000002100R | Ytre Alsaker | Ytre_Alsg1 Hydro | 5.2 | 5.2 | Hydro Run-of-river and poundage | 60.462 | 5.433 | Norway | NO05 | COMMISSIONED |  |  | Freshwater
50WP000000001734 | 50WG000000004453 | Flittig | Flittig G1 Hydro | 5 | 5 | Hydro Run-of-river and poundage | 59.323 | 9.537 | Norway | NO03 | COMMISSIONED |  |  | Freshwater
50WP00000000835L | 50WG00000002099N | Ylja | Ylja G1 Hydro | 66 | 66 | Hydro Water Reservoir | 61.197 | 8.381 | Norway | NO02 | COMMISSIONED |  |  | Freshwater
50WP000000001726 | 50WG000000004283 | Flesaker | Flesakerg102 Therm | 22.1 | 1.4 | Hydro Run-of-river and poundage |  |  | Norway |  | COMMISSIONED |  |  | Freshwater
50WP000000001726 | 50WG000000004291 | Flesaker | Flesakerg120 Hydro | 22.1 | 1.3 | Hydro Run-of-river and poundage |  |  | Norway |  | COMMISSIONED |  |  | Freshwater
50WP000000001726 | 50WG000000004275 | Flesaker | Flesakerg103 Hydro | 22.1 | 1.5 | Hydro Run-of-river and poundage |  |  | Norway |  | COMMISSIONED |  |  | Freshwater
50WP000000001726 | 50WG000000004267 | Flesaker | Flesakerg111 Hydro | 22.1 | 1.5 | Hydro Run-of-river and poundage |  |  | Norway |  | COMMISSIONED |  |  | Freshwater
50WP000000001726 | 50WG000000004259 | Flesaker | Flesakerg116 Hydro | 22.1 | 0.1 | Hydro Run-of-river and poundage |  |  | Norway |  | COMMISSIONED |  |  | Freshwater
50WP000000001726 | 50WG00000000433A | Flesaker | Flesakerg104 Hydro | 22.1 | 0.1 | Hydro Run-of-river and poundage |  |  | Norway |  | COMMISSIONED |  |  | Freshwater
50WP000000001726 | 50WG00000000432C | Flesaker | Flesakerg101 Hydro | 22.1 | 0.1 | Hydro Run-of-river and poundage |  |  | Norway |  | COMMISSIONED |  |  | Freshwater
50WP000000001726 | 50WG00000000431E | Flesaker | Flesakerg108 Hydro | 22.1 | 3.2 | Hydro Run-of-river and poundage |  |  | Norway |  | COMMISSIONED |  |  | Freshwater
50WP000000001726 | 50WG00000000430G | Flesaker | Flesakerg109 Hydro | 22.1 | 1.3 | Hydro Run-of-river and poundage |  |  | Norway |  | COMMISSIONED |  |  | Freshwater
50WP000000001726 | 50WG00000000439Z | Flesaker | Flesakerg105 Hydro | 22.1 | 0.4 | Hydro Run-of-river and poundage |  |  | Norway |  | COMMISSIONED |  |  | Freshwater
50WP000000001726 | 50WG000000004380 | Flesaker | Flesakerg113 Hydro | 22.1 | 2.7 | Hydro Run-of-river and poundage |  |  | Norway |  | COMMISSIONED |  |  | Freshwater
50WP000000001726 | 50WG000000004372 | Flesaker | Flesakerg112 Hydro | 22.1 | 0.2 | Hydro Run-of-river and poundage |  |  | Norway |  | COMMISSIONED |  |  | Freshwater
50WP000000001726 | 50WG000000004364 | Flesaker | Flesakerg117 Hydro | 22.1 | 3.4 | Hydro Run-of-river and poundage |  |  | Norway |  | COMMISSIONED |  |  | Freshwater
50WP000000001726 | 50WG000000004356 | Flesaker | Flesakerg110 Therm | 22.1 | 0.4 | Hydro Run-of-river and poundage |  |  | Norway |  | COMMISSIONED |  |  | Freshwater
50WP000000001726 | 50WG000000004348 | Flesaker | Flesakerg119 Hydro | 22.1 | 1.8 | Hydro Run-of-river and poundage |  |  | Norway |  | COMMISSIONED |  |  | Freshwater
50WP000000001726 | 50WG000000004445 | Flesaker | Flesakerg114 Hydro | 22.1 | 0.5 | Hydro Run-of-river and poundage |  |  | Norway |  | COMMISSIONED |  |  | Freshwater
50WP000000001726 | 50WG000000004437 | Flesaker | Flesakerg107 Hydro | 22.1 | 0.8 | Hydro Run-of-river and poundage |  |  | Norway |  | COMMISSIONED |  |  | Freshwater
50WP000000001726 | 50WG000000004429 | Flesaker | Flesakerg106 Hydro | 22.1 | 0.2 | Hydro Run-of-river and poundage |  |  | Norway |  | COMMISSIONED |  |  | Freshwater
50WP000000001726 | 50WG00000000441B | Flesaker | Flesakerg118 Hydro | 22.1 | 0.6 | Hydro Run-of-river and poundage |  |  | Norway |  | COMMISSIONED |  |  | Freshwater
50WP000000001726 | 50WG00000000440D | Flesaker | Flesakerg115 Therm | 22.1 | 0.6 | Hydro Run-of-river and poundage |  |  | Norway |  | COMMISSIONED |  |  | Freshwater
50WP00000000834N | 50WG00000002098P | Valer | Valer G1 Hydro | 23 | 23 | Hydro Water Reservoir | 60.676 | 11.841 | Norway | NO02 | COMMISSIONED |  |  | Freshwater
50WP000000001718 | 50WG00000000424B | Flatenfoss | Flatenfog1 Hydro | 13.9 | 5.9 | Hydro Run-of-river and poundage | 58.63 | 8.689 | Norway | NO04 | COMMISSIONED |  |  | Freshwater
50WP000000001718 | 50WG00000000423D | Flatenfoss | Flatenfog2 Hydro | 13.9 | 8 | Hydro Run-of-river and poundage | 58.63 | 8.689 | Norway | NO04 | COMMISSIONED |  |  | Freshwater
50WP00000000178V | 50WG000000004526 | Forsand | Forsand G1 Hydro | 1.5 | 1.5 | Hydro Water Reservoir | 58.989 | 6.454 | Norway | NO04 | COMMISSIONED |  |  | Freshwater
50WP00000000481U | 50WG000000010860 | Mal | Mal G1 Hydro | 50 | 50 | Hydro Water Reservoir | 59.55 | 9.25 | Norway | NO03 | COMMISSIONED |  |  | Freshwater
50WP00000000045D | 50WG00000000110Y | Bingsfoss | Bingsfosg2 Hydro | 36 | 12 | Hydro Run-of-river and poundage | 59.99 | 11.265 | Norway | NO01 | COMMISSIONED |  |  | Freshwater
50WP00000000045D | 50WG00000000108L | Bingsfoss | Bingsfosg3 Hydro | 36 | 12 | Hydro Run-of-river and poundage | 59.99 | 11.265 | Norway | NO01 | COMMISSIONED |  |  | Freshwater
50WP00000000045D | 50WG00000000109J | Bingsfoss | Bingsfosg1 Hydro | 36 | 12 | Hydro Run-of-river and poundage | 59.99 | 11.265 | Norway | NO01 | COMMISSIONED |  |  | Freshwater
50WP00000000177X | 50WG00000000450A | Follum | Follum G103 Hydro | 2 | 1 | Hydro Water Reservoir | 60.206 | 10.235 | Norway | NO03 | COMMISSIONED |  |  | Freshwater
50WP00000000177X | 50WG000000004518 | Follum | Follum G102 Hydro | 2 | 1 | Hydro Water Reservoir | 60.206 | 10.235 | Norway | NO03 | COMMISSIONED |  |  | Freshwater
50WP00000000480W | 50WG000000010852 | Myster | Myster G1 Hydro | 110 | 110 | Hydro Water Reservoir | 60.74 | 5.807 | Norway | NO05 | COMMISSIONED |  |  | Freshwater
50WP00000000044F | 50WG00000000107N | Bessakerfjellet | Bessakervm1 Wind | 57.5 | 57.5 | Wind Onshore | 64.222 | 10.37 | Norway | NO06 | COMMISSIONED |  |  | None |  | 0 | 0
50WP00000000707U | 50WG00000001812Y | Svorkmo | Svorkmo G1 Hydro | 61 | 39 | Hydro Water Reservoir | 63.178 | 9.771 | Norway | NO06 | COMMISSIONED |  |  | Freshwater
50WP00000000707U | 50WG00000001813W | Svorkmo | Svorkmo G2 Hydro | 61 | 22 | Hydro Water Reservoir | 63.178 | 9.771 | Norway | NO06 | COMMISSIONED |  |  | Freshwater
50WP00000000706W | 50WGI00000018115 | Svorka | Svorka G1 Hydro | 25 | 25 | Hydro Water Reservoir | 63.164 | 9.757 | Norway | NO06 | COMMISSIONED |  |  | Freshwater
50WP00000000043H | 50WG00000000106P | Bersavatn | Bersavtng1 Hydro | 11.2 | 5.2 | Hydro Water Reservoir | 60.167 | 6.667 | Norway | NO05 | COMMISSIONED |  |  | Freshwater
50WP00000000043H | 50WG00000000105R | Bersavatn | Bersavtng2 Hydro | 11.2 | 6 | Hydro Water Reservoir | 60.167 | 6.667 | Norway | NO05 | COMMISSIONED |  |  | Freshwater
50WP00000000839D | 50WG00000002124D | Oksenelvane | Oksenelvg2 Hydro | 30 | 16 | Hydro Water Reservoir |  |  | Norway |  | COMMISSIONED |  |  | Freshwater
50WP00000000839D | 50WG00000002125B | Oksenelvane | Oksenelvg1 Hydro | 30 | 14 | Hydro Water Reservoir |  |  | Norway |  | COMMISSIONED |  |  | Freshwater
50WP00000000042J | 50WG00000000104T | Berlifoss | Berlifosg1 Hydro | 12.5 | 12.5 | Hydro Water Reservoir | 58.946 | 8.482 | Norway | NO03 | COMMISSIONED |  |  | Freshwater
50WP000000003532 | 50WG00000000824W | Kjela | Kjela G1 Hydro | 71.8 | 70 | Hydro Water Reservoir | 59.731 | 7.426 | Norway | NO03 | COMMISSIONED |  |  | Freshwater
50WP000000003532 | 50WG00000000823Y | Kjela | Kjela G101 Hydro | 71.8 | 0.4 | Hydro Water Reservoir | 59.731 | 7.426 | Norway | NO03 | COMMISSIONED |  |  | Freshwater
50WP000000003532 | 50WG00000000825U | Kjela | Kjela G102 Hydro | 71.8 | 1.4 | Hydro Water Reservoir | 59.731 | 7.426 | Norway | NO03 | COMMISSIONED |  |  | Freshwater
50WP000000003524 | 50WGI00000008225 | Kistefoss | Kistefosg2 Hydro | 6.8 | 5 | Hydro Water Reservoir | 60.222 | 10.369 | Norway | NO03 | COMMISSIONED |  |  | Freshwater
50WP000000003524 | 50WG000000008211 | Kistefoss | Kistefosg1 Hydro | 6.8 | 1.8 | Hydro Water Reservoir | 60.222 | 10.369 | Norway | NO03 | COMMISSIONED |  |  | Freshwater
50WP00000000484O | 50WG000000010941 | Mar | Mar G2 Hydro | 185 | 37 | Hydro Water Reservoir | 59.879 | 8.594 | Norway | NO03 | COMMISSIONED |  |  | Freshwater
50WP00000000484O | 50WG000000010925 | Mar | Mar G4 Hydro | 185 | 37 | Hydro Water Reservoir | 59.879 | 8.594 | Norway | NO03 | COMMISSIONED |  |  | Freshwater
50WP00000000484O | 50WG000000010933 | Mar | Mar G5 Hydro | 185 | 37 | Hydro Water Reservoir | 59.879 | 8.594 | Norway | NO03 | COMMISSIONED |  |  | Freshwater
50WP00000000484O | 50WG000000010917 | Mar | Mar G102 Hydro | 185 | 1.6 | Hydro Water Reservoir | 59.879 | 8.594 | Norway | NO03 | DECOMMISSIONED |  |  | Freshwater
50WP00000000484O | 50WG000000010909 | Mar | Mar G3 Hydro | 185 | 37 | Hydro Water Reservoir | 59.879 | 8.594 | Norway | NO03 | COMMISSIONED |  |  | Freshwater
50WP00000000484O | 50WGI00000010955 | Mar | Mar G101 Hydro | 185 | 1.6 | Hydro Water Reservoir | 59.879 | 8.594 | Norway | NO03 | DECOMMISSIONED |  |  | Freshwater
50WP00000000484O | 50WG00000001096Y | Mar | Mar G1 Hydro | 185 | 37 | Hydro Water Reservoir | 59.879 | 8.594 | Norway | NO03 | COMMISSIONED |  |  | Freshwater
50WP000000003516 | 50WG000000008203 | Kiste | Kiste G2 Hydro | 7 | 3.5 | Hydro Run-of-river and poundage | 59.243 | 9.812 | Norway | NO03 | COMMISSIONED |  |  | Freshwater
50WP000000003516 | 50WG00000000819P | Kiste | Kiste G1 Hydro | 7 | 3.5 | Hydro Run-of-river and poundage | 59.243 | 9.812 | Norway | NO03 | COMMISSIONED |  |  | Freshwater
50WP000000000487 | 50WG00000000116M | Bjerka | Bjerka G1 Hydro | 29.1 | 24 | Hydro Water Reservoir | 66.063 | 13.998 | Norway | NO07 | COMMISSIONED |  |  | Freshwater
50WP000000000487 | 50WG00000000115O | Bjerka | Bjerka G101 Hydro | 29.1 | 5.1 | Hydro Water Reservoir | 66.063 | 13.998 | Norway | NO07 | COMMISSIONED |  |  | Freshwater
50WP00000000483Q | 50WG00000001089V | Malset | Malset G1 Hydro | 23.5 | 23.5 | Hydro Water Reservoir | 60.983 | 6.517 | Norway | NO05 | COMMISSIONED |  |  | Freshwater
50WP000000000479 | 50WG00000000114Q | Bjelland | Bjellandg2 Hydro | 70 | 35 | Hydro Water Reservoir | 58.407 | 7.528 | Norway | NO04 | COMMISSIONED |  |  | Freshwater
50WP000000000479 | 50WG00000000113S | Bjelland | Bjellandg1 Hydro | 70 | 35 | Hydro Water Reservoir | 58.407 | 7.528 | Norway | NO04 | COMMISSIONED |  |  | Freshwater
50WP00000000482S | 50WG00000001088X | Mageli | Mageli G1 Hydro | 43.2 | 21.6 | Hydro Water Reservoir | 61.367 | 10.285 | Norway | NO02 | COMMISSIONED |  |  | Freshwater
50WP00000000482S | 50WG00000001087Z | Mageli | Mageli G2 Hydro | 43.2 | 21.6 | Hydro Water Reservoir | 61.367 | 10.285 | Norway | NO02 | COMMISSIONED |  |  | Freshwater
50WP000000003508 | 50WG00000000818R | Kirkenes | Kirkenesg101 Hydro | 4.9 | 3.6 | Hydro Water Reservoir | 69.727 | 30.045 | Norway | NO07 | COMMISSIONED |  |  | Freshwater
50WP000000003508 | 50WG00000000817T | Kirkenes | Kirkenesg102 Hydro | 4.9 | 1.3 | Hydro Water Reservoir | 69.727 | 30.045 | Norway | NO07 | COMMISSIONED |  |  | Freshwater
50WPI00000006405 | 50WG000000015153 | Skotfoss | Skotfossg2 Hydro | 28 | 14 | Hydro Run-of-river and poundage | 69.373 | 29.694 | Norway | NO07 | COMMISSIONED |  |  | Freshwater
50WPI00000006405 | 50WG000000015161 | Skotfoss | Skotfossg1 Hydro | 28 | 14 | Hydro Run-of-river and poundage | 69.373 | 29.694 | Norway | NO07 | COMMISSIONED |  |  | Freshwater
50WP00000000179T | 50WG000000004542 | Forsanvatn | Forsanvag1 Hydro | 10.6 | 5.3 | Hydro Water Reservoir | 58.989 | 6.454 | Norway | NO04 | COMMISSIONED |  |  | Freshwater
50WP00000000179T | 50WG000000004534 | Forsanvatn | Forsanvag2 Hydro | 10.6 | 5.3 | Hydro Water Reservoir | 58.989 | 6.454 | Norway | NO04 | COMMISSIONED |  |  | Freshwater
50WP00000000709Q | 50WG00000001814U | Svaren | Svaren G1 Hydro | 3.4 | 3.4 | Hydro Water Reservoir | 59.831 | 5.787 | Norway | NO05 | COMMISSIONED |  |  | Freshwater
50WP00000000046B | 50WG00000000112U | Birkeland | Birkelang102 Hydro | 0.5 | 0.4 | Hydro Water Reservoir | 58.331 | 8.232 | Norway | NO04 | COMMISSIONED |  |  | Freshwater
50WP00000000046B | 50WG00000000111W | Birkeland | Birkelang101 Hydro | 0.5 | 0.1 | Hydro Water Reservoir | 58.331 | 8.232 | Norway | NO04 | COMMISSIONED |  |  | Freshwater
50WP00000000356X | 50WG00000000833V | Kjollefjord | Kjollefjsg1 Wind | 50 | 50 | Wind Onshore | 70.922 | 27.254 | Norway | NO07 | COMMISSIONED |  |  | None |  | 0 | 0
50WP00000000792D | 50WG00000002008F | Valljord | Valljordg101 Hydro | 5 | 1.8 | Hydro Water Reservoir |  |  | Norway |  | COMMISSIONED |  |  | Freshwater
50WP00000000792D | 50WG00000002007H | Valljord | Valljordg102 Hydro | 5 | 3.2 | Hydro Water Reservoir |  |  | Norway |  | COMMISSIONED |  |  | Freshwater
50WP00000000223F | 50WG00000000537Z | Gresslifoss | Gresslifg1 Hydro | 26 | 26 | Hydro Water Reservoir | 63.058 | 11.439 | Norway | NO06 | COMMISSIONED |  |  | Freshwater
50WP00000000355Z | 50WG00000000829M | Kjelland | Kjellandg103 Hydro | 5.8 | 0.3 | Hydro Run-of-river and poundage |  |  | Norway |  | COMMISSIONED |  |  | Freshwater
50WP00000000355Z | 50WG00000000826S | Kjelland | Kjellandg104 Hydro | 5.8 | 1.5 | Hydro Run-of-river and poundage |  |  | Norway |  | COMMISSIONED |  |  | Freshwater
50WP00000000355Z | 50WG00000000828O | Kjelland | Kjellandg102 Hydro | 5.8 | 0.2 | Hydro Run-of-river and poundage |  |  | Norway |  | COMMISSIONED |  |  | Freshwater
50WP00000000355Z | 50WG00000000827Q | Kjelland | Kjellandg107 Hydro | 5.8 | 0.2 | Hydro Run-of-river and poundage |  |  | Norway |  | COMMISSIONED |  |  | Freshwater
50WP00000000355Z | 50WG000000008300 | Kjelland | Kjellandg105 Hydro | 5.8 | 0.5 | Hydro Run-of-river and poundage |  |  | Norway |  | COMMISSIONED |  |  | Freshwater
50WP00000000355Z | 50WG00000000832X | Kjelland | Kjellandg101 Hydro | 5.8 | 2.5 | Hydro Run-of-river and poundage |  |  | Norway |  | COMMISSIONED |  |  | Freshwater
50WP00000000355Z | 50WG00000000831Z | Kjelland | Kjellandg106 Hydro | 5.8 | 0.6 | Hydro Run-of-river and poundage |  |  | Norway |  | COMMISSIONED |  |  | Freshwater
50WP00000000791F | 50WG00000002005L | Vafos | Vafos G1 Hydro | 9.6 | 6.9 | Hydro Run-of-river and poundage | 58.895 | 9.338 | Norway | NO03 | COMMISSIONED |  |  | Freshwater
50WP00000000791F | 50WG00000002006J | Vafos | Vafos G2 Hydro | 9.6 | 2.7 | Hydro Run-of-river and poundage | 58.895 | 9.338 | Norway | NO03 | COMMISSIONED |  |  | Freshwater
50WP00000000488G | 50WG00000001100W | Naddvik | Naddvik G1 Hydro | 112 | 112 | Hydro Water Reservoir | 61.182 | 7.636 | Norway | NO05 | COMMISSIONED |  |  | Freshwater
50WP00000000487I | 50WG00000001098U | Maroyfjord | Maroyfjog1 Hydro | 5.4 | 2.7 | Hydro Water Reservoir | 70.757 | 27.342 | Norway | NO07 | COMMISSIONED |  |  | Freshwater
50WP00000000487I | 50WG00000001099S | Maroyfjord | Maroyfjog2 Hydro | 5.4 | 2.7 | Hydro Water Reservoir | 70.757 | 27.342 | Norway | NO07 | COMMISSIONED |  |  | Freshwater
50WP00000000790H | 50WG00000002004N | Vadheim | Vadheim G1 Hydro | 9 | 9 | Hydro Water Reservoir | 61.208 | 5.83 | Norway | NO05 | COMMISSIONED |  |  | Freshwater
50WP00000000221J | 50WG000000005344 | Gravfoss | Gravfossg1 Hydro | 24.3 | 11.3 | Hydro Run-of-river and poundage | 59.929 | 9.947 | Norway | NO03 | COMMISSIONED |  |  | Freshwater
50WP00000000221J | 50WG000000005352 | Gravfoss | Gravfossg2 Hydro | 24.3 | 13 | Hydro Run-of-river and poundage | 59.929 | 9.947 | Norway | NO03 | COMMISSIONED |  |  | Freshwater
50WP00000000220L | 50WG000000005336 | Gravfos2 | Gravfos2g1 Hydro | 36.5 | 36.5 | Hydro Run-of-river and poundage | 59.929 | 9.947 | Norway | NO03 | COMMISSIONED |  |  | Freshwater
50WP00000000486K | 50WG00000001097W | Maren | Maren G1 Hydro | 5.5 | 5.5 | Hydro Water Reservoir | 61.149 | 6.074 | Norway | NO05 | COMMISSIONED |  |  | Freshwater
50WP000000005314 | 50WG00000001232F | Ogndal | Ogndal G110 Hydro | 13.7 | 0.1 | Hydro Water Reservoir | 64.015 | 11.495 | Norway | NO06 | COMMISSIONED |  |  | Freshwater
50WP000000005314 | 50WG00000001231H | Ogndal | Ogndal G109 Hydro | 13.7 | 0.5 | Hydro Water Reservoir | 64.015 | 11.495 | Norway | NO06 | COMMISSIONED |  |  | Freshwater
50WP000000005314 | 50WG00000001230J | Ogndal | Ogndal G105 Hydro | 13.7 | 1.3 | Hydro Water Reservoir | 64.015 | 11.495 | Norway | NO06 | COMMISSIONED |  |  | Freshwater
50WP000000005314 | 50WG000000012278 | Ogndal | Ogndal G103 Hydro | 13.7 | 1.6 | Hydro Water Reservoir | 64.015 | 11.495 | Norway | NO06 | COMMISSIONED |  |  | Freshwater
50WP000000005314 | 50WG00000001226A | Ogndal | Ogndal G107 Hydro | 13.7 | 0.1 | Hydro Water Reservoir | 64.015 | 11.495 | Norway | NO06 | COMMISSIONED |  |  | Freshwater
50WP000000005314 | 50WG00000001225C | Ogndal | Ogndal G118 Hydro | 13.7 | 1 | Hydro Water Reservoir | 64.015 | 11.495 | Norway | NO06 | COMMISSIONED |  |  | Freshwater
50WP000000005314 | 50WG00000001224E | Ogndal | Ogndal G104 Hydro | 13.7 | 0.5 | Hydro Water Reservoir | 64.015 | 11.495 | Norway | NO06 | COMMISSIONED |  |  | Freshwater
50WP000000005314 | 50WG00000001223G | Ogndal | Ogndal G115 Hydro | 13.7 | 0.1 | Hydro Water Reservoir | 64.015 | 11.495 | Norway | NO06 | COMMISSIONED |  |  | Freshwater
50WP000000005314 | 50WG00000001222I | Ogndal | Ogndal G117 Hydro | 13.7 | 1.8 | Hydro Water Reservoir | 64.015 | 11.495 | Norway | NO06 | COMMISSIONED |  |  | Freshwater
50WP000000005314 | 50WG00000001221K | Ogndal | Ogndal G102 Hydro | 13.7 | 0.1 | Hydro Water Reservoir | 64.015 | 11.495 | Norway | NO06 | COMMISSIONED |  |  | Freshwater
50WP000000005314 | 50WG00000001220M | Ogndal | Ogndal G111 Hydro | 13.7 | 0.1 | Hydro Water Reservoir | 64.015 | 11.495 | Norway | NO06 | COMMISSIONED |  |  | Freshwater
50WP000000005314 | 50WG000000012294 | Ogndal | Ogndal G112 Hydro | 13.7 | 0.1 | Hydro Water Reservoir | 64.015 | 11.495 | Norway | NO06 | COMMISSIONED |  |  | Freshwater
50WP000000005314 | 50WG000000012286 | Ogndal | Ogndal G108 Hydro | 13.7 | 2.4 | Hydro Water Reservoir | 64.015 | 11.495 | Norway | NO06 | COMMISSIONED |  |  | Freshwater
50WP000000005314 | 50WG000000012197 | Ogndal | Ogndal G116 Hydro | 13.7 | 0.2 | Hydro Water Reservoir | 64.015 | 11.495 | Norway | NO06 | COMMISSIONED |  |  | Freshwater
50WP000000005314 | 50WG000000012189 | Ogndal | Ogndal G101 Hydro | 13.7 | 1.6 | Hydro Water Reservoir | 64.015 | 11.495 | Norway | NO06 | COMMISSIONED |  |  | Freshwater
50WP000000005314 | 50WG00000001217B | Ogndal | Ogndal G106 Hydro | 13.7 | 1.3 | Hydro Water Reservoir | 64.015 | 11.495 | Norway | NO06 | COMMISSIONED |  |  | Freshwater
50WP000000005314 | 50WG00000001216D | Ogndal | Ogndal G113 Hydro | 13.7 | 0.8 | Hydro Water Reservoir | 64.015 | 11.495 | Norway | NO06 | COMMISSIONED |  |  | Freshwater
50WP000000005314 | 50WG00000001215F | Ogndal | Ogndal G114 Hydro | 13.7 | 0.1 | Hydro Water Reservoir | 64.015 | 11.495 | Norway | NO06 | COMMISSIONED |  |  | Freshwater
50WP000000002285 | 50WGI00000005625 | Grytten | Grytten G104 Hydro | 5.6 | 1.3 | Hydro Run-of-river and poundage | 62.502 | 7.772 | Norway | NO05 | COMMISSIONED |  |  | Freshwater
50WP000000002285 | 50WG00000000563Y | Grytten | Grytten G105 Hydro | 5.6 | 0.1 | Hydro Run-of-river and poundage | 62.502 | 7.772 | Norway | NO05 | COMMISSIONED |  |  | Freshwater
50WP000000002285 | 50WG00000000564W | Grytten | Grytten G103 Hydro | 5.6 | 0.7 | Hydro Run-of-river and poundage | 62.502 | 7.772 | Norway | NO05 | COMMISSIONED |  |  | Freshwater
50WP000000002285 | 50WG000000005603 | Grytten | Grytten G109 Hydro | 5.6 | 0.1 | Hydro Run-of-river and poundage | 62.502 | 7.772 | Norway | NO05 | COMMISSIONED |  |  | Freshwater
50WP000000002285 | 50WG000000005611 | Grytten | Grytten G108 Hydro | 5.6 | 1 | Hydro Run-of-river and poundage | 62.502 | 7.772 | Norway | NO05 | COMMISSIONED |  |  | Freshwater
50WP000000002285 | 50WG00000000559P | Grytten | Grytten G107 Hydro | 5.6 | 0.1 | Hydro Run-of-river and poundage | 62.502 | 7.772 | Norway | NO05 | COMMISSIONED |  |  | Freshwater
50WP000000002285 | 50WG00000000558R | Grytten | Grytten G101 Hydro | 5.6 | 1.1 | Hydro Run-of-river and poundage | 62.502 | 7.772 | Norway | NO05 | COMMISSIONED |  |  | Freshwater
50WP000000002285 | 50WG00000000555X | Grytten | Grytten G106 Hydro | 5.6 | 0.1 | Hydro Run-of-river and poundage | 62.502 | 7.772 | Norway | NO05 | COMMISSIONED |  |  | Freshwater
50WP000000002285 | 50WG00000000557T | Grytten | Grytten G110 Hydro | 5.6 | 0.1 | Hydro Run-of-river and poundage | 62.502 | 7.772 | Norway | NO05 | COMMISSIONED |  |  | Freshwater
50WP000000002285 | 50WG00000000556V | Grytten | Grytten G102 Hydro | 5.6 | 1 | Hydro Run-of-river and poundage | 62.502 | 7.772 | Norway | NO05 | COMMISSIONED |  |  | Freshwater
50WP00000000663O | 50WG00000001672O | Standal | Standal G1 Hydro | 5.5 | 5.5 | Hydro Water Reservoir | 60.108 | 10.881 | Norway | NO01 | COMMISSIONED |  |  | Freshwater
50WP000000007973 | 50WG000000020289 | Vang | Vang Ng1 Therm | 17.5 | 0 | Fossil Gas | 60.852 | 11.274 | Norway | NO02 | DECOMMISSIONED |  | 2016 | Freshwater | Air Cooling | 0.01 | 0.01
50WP000000007973 | 50WG00000002027B | Vang | Vang G105 Hydro | 17.5 | 2.7 | Fossil Gas | 60.852 | 11.274 | Norway | NO02 | DECOMMISSIONED |  | 2016 | Freshwater | Air Cooling | 0.01 | 0.01
50WP000000007973 | 50WG00000002026D | Vang | Vang G106 Hydro | 17.5 | 2.7 | Fossil Gas | 60.852 | 11.274 | Norway | NO02 | DECOMMISSIONED |  | 2016 | Freshwater | Air Cooling | 0.01 | 0.01
50WP000000007973 | 50WG00000002025F | Vang | Vang G104 Hydro | 17.5 | 3.2 | Fossil Gas | 60.852 | 11.274 | Norway | NO02 | DECOMMISSIONED |  | 2016 | Freshwater | Air Cooling | 0.01 | 0.01
50WP000000007973 | 50WG00000002024H | Vang | Vang G101 Therm | 17.5 | 8.2 | Fossil Gas | 60.852 | 11.274 | Norway | NO02 | DECOMMISSIONED |  | 2016 | Freshwater | Air Cooling | 0.01 | 0.01
50WP000000007973 | 50WG00000002023J | Vang | Vang G102 Hydro | 17.5 | 0.3 | Fossil Gas | 60.852 | 11.274 | Norway | NO02 | DECOMMISSIONED |  | 2016 | Freshwater | Air Cooling | 0.01 | 0.01
50WP000000007973 | 50WG00000002022L | Vang | Vang G103 Hydro | 17.5 | 0.4 | Fossil Gas | 60.852 | 11.274 | Norway | NO02 | DECOMMISSIONED |  | 2016 | Freshwater | Air Cooling | 0.01 | 0.01
50WP000000005306 | 50WG00000001214H | Oftedal2 | Oftedal2g1 Hydro | 5.5 | 5.5 | Hydro Run-of-river and poundage | 58.663 | 6.717 | Norway | NO04 | COMMISSIONED |  |  | Freshwater
50WP000000002277 | 50WG000000005530 | Gryto | Gryto G1 Hydro | 4.3 | 2.4 | Hydro Water Reservoir | 68.922 | 16.527 | Norway | NO07 | COMMISSIONED |  |  | Freshwater
50WP000000002277 | 50WG00000000554Z | Gryto | Gryto G2 Hydro | 4.3 | 1.9 | Hydro Water Reservoir | 68.922 | 16.527 | Norway | NO07 | COMMISSIONED |  |  | Freshwater
50WP00000000359R | 50WG00000000836P | Kleiva | Kleiva G1 Hydro | 4.5 | 4.5 | Hydro Water Reservoir | 59.739 | 6.519 | Norway | NO04 | COMMISSIONED |  |  | Freshwater
50WP000000007957 | 50WG00000002015I | Vamma | Vamma G11 Hydro | 213 | 105 | Hydro Run-of-river and poundage | 59.542 | 11.17 | Norway | NO03 | COMMISSIONED |  |  | Freshwater
50WP000000007957 | 50WG00000002014K | Vamma | Vamma G3 Hydro | 213 | 10 | Hydro Run-of-river and poundage | 59.542 | 11.17 | Norway | NO03 | COMMISSIONED |  |  | Freshwater
50WP000000007957 | 50WG00000002013M | Vamma | Vamma G9 Hydro | 213 | 12 | Hydro Run-of-river and poundage | 59.542 | 11.17 | Norway | NO03 | COMMISSIONED |  |  | Freshwater
50WP000000007957 | 50WG00000002012O | Vamma | Vamma G8 Hydro | 213 | 12 | Hydro Run-of-river and poundage | 59.542 | 11.17 | Norway | NO03 | COMMISSIONED |  |  | Freshwater
50WP000000007957 | 50WG00000002019A | Vamma | Vamma G6 Hydro | 213 | 10 | Hydro Run-of-river and poundage | 59.542 | 11.17 | Norway | NO03 | COMMISSIONED |  |  | Freshwater
50WP000000007957 | 50WG00000002017E | Vamma | Vamma G1 Hydro | 213 | 10 | Hydro Run-of-river and poundage | 59.542 | 11.17 | Norway | NO03 | COMMISSIONED |  |  | Freshwater
50WP000000007957 | 50WG00000002018C | Vamma | Vamma G4 Hydro | 213 | 10 | Hydro Run-of-river and poundage | 59.542 | 11.17 | Norway | NO03 | COMMISSIONED |  |  | Freshwater
50WP000000007957 | 50WG00000002016G | Vamma | Vamma G2 Hydro | 213 | 10 | Hydro Run-of-river and poundage | 59.542 | 11.17 | Norway | NO03 | COMMISSIONED |  |  | Freshwater
50WP000000007957 | 50WG00000002011Q | Vamma | Vamma G5 Hydro | 213 | 10 | Hydro Run-of-river and poundage | 59.542 | 11.17 | Norway | NO03 | COMMISSIONED |  |  | Freshwater
50WP000000007957 | 50WG00000002021N | Vamma | Vamma G10 Hydro | 213 | 12 | Hydro Run-of-river and poundage | 59.542 | 11.17 | Norway | NO03 | COMMISSIONED |  |  | Freshwater
50WP000000007957 | 50WG00000002020P | Vamma | Vamma G7 Hydro | 213 | 12 | Hydro Run-of-river and poundage | 59.542 | 11.17 | Norway | NO03 | COMMISSIONED |  |  | Freshwater
50WP00000000358T | 50WG00000000835R | Kjosnesfjorden | Kjosnesfg1 Hydro | 96.5 | 96.5 | Hydro Water Reservoir | 61.518 | 6.615 | Norway | NO05 | COMMISSIONED |  |  | Freshwater
50WP000000002269 | 50WG000000005522 | Grytdalen | Grytdaleg1 Hydro | 1.4 | 1.4 | Hydro Water Reservoir | 63.109 | 8.559 | Norway | NO05 | COMMISSIONED |  |  | Freshwater
50WP00000000225B | 50WG000000005514 | Grunnai | Grunnai G1 Hydro | 17 | 17 | Hydro Run-of-river and poundage | 59.531 | 8.743 | Norway | NO03 | COMMISSIONED |  |  | Freshwater
50WP00000000660U | 50WG000000016400 | Stakaldefossen | Stakaldeg127 Hydro | 106.7 | 0.1 | Hydro Water Reservoir | 61.446 | 6.01 | Norway | NO05 | COMMISSIONED |  |  | Freshwater
50WP00000000660U | 50WG00000001595G | Stakaldefossen | Stakaldeg173 Hydro | 106.7 | 2.3 | Hydro Water Reservoir | 61.446 | 6.01 | Norway | NO05 | COMMISSIONED |  |  | Freshwater
50WP00000000660U | 50WG00000001597C | Stakaldefossen | Stakaldeg137 Hydro | 106.7 | 3.8 | Hydro Water Reservoir | 61.446 | 6.01 | Norway | NO05 | COMMISSIONED |  |  | Freshwater
50WP00000000660U | 50WG00000001596E | Stakaldefossen | Stakaldeg116 Hydro | 106.7 | 0.1 | Hydro Water Reservoir | 61.446 | 6.01 | Norway | NO05 | COMMISSIONED |  |  | Freshwater
50WP00000000660U | 50WG00000001598A | Stakaldefossen | Stakaldeg163 Hydro | 106.7 | 2.7 | Hydro Water Reservoir | 61.446 | 6.01 | Norway | NO05 | COMMISSIONED |  |  | Freshwater
50WP00000000660U | 50WG000000015998 | Stakaldefossen | Stakaldeg145 Hydro | 106.7 | 1.5 | Hydro Water Reservoir | 61.446 | 6.01 | Norway | NO05 | COMMISSIONED |  |  | Freshwater
50WP00000000660U | 50WG00000001645R | Stakaldefossen | Stakaldeg172 Hydro | 106.7 | 2.5 | Hydro Water Reservoir | 61.446 | 6.01 | Norway | NO05 | COMMISSIONED |  |  | Freshwater
50WP00000000660U | 50WG00000001644T | Stakaldefossen | Stakaldeg153 Hydro | 106.7 | 0.1 | Hydro Water Reservoir | 61.446 | 6.01 | Norway | NO05 | COMMISSIONED |  |  | Freshwater
50WP00000000660U | 50WG00000001647N | Stakaldefossen | Stakaldeg119 Hydro | 106.7 | 0.1 | Hydro Water Reservoir | 61.446 | 6.01 | Norway | NO05 | COMMISSIONED |  |  | Freshwater
50WP00000000660U | 50WG00000001646P | Stakaldefossen | Stakaldeg162 Hydro | 106.7 | 4.9 | Hydro Water Reservoir | 61.446 | 6.01 | Norway | NO05 | COMMISSIONED |  |  | Freshwater
50WP00000000660U | 50WG00000001641Z | Stakaldefossen | Stakaldeg121 Hydro | 106.7 | 0.1 | Hydro Water Reservoir | 61.446 | 6.01 | Norway | NO05 | COMMISSIONED |  |  | Freshwater
50WP00000000660U | 50WG00000001643V | Stakaldefossen | Stakaldeg125 Hydro | 106.7 | 0.1 | Hydro Water Reservoir | 61.446 | 6.01 | Norway | NO05 | COMMISSIONED |  |  | Freshwater
50WP00000000660U | 50WG00000001642X | Stakaldefossen | Stakaldeg140 Hydro | 106.7 | 0.1 | Hydro Water Reservoir | 61.446 | 6.01 | Norway | NO05 | COMMISSIONED |  |  | Freshwater
50WP00000000660U | 50WG00000001637Q | Stakaldefossen | Stakaldeg146 Hydro | 106.7 | 1.6 | Hydro Water Reservoir | 61.446 | 6.01 | Norway | NO05 | COMMISSIONED |  |  | Freshwater
50WP00000000660U | 50WG00000001636S | Stakaldefossen | Stakaldeg170 Hydro | 106.7 | 1.4 | Hydro Water Reservoir | 61.446 | 6.01 | Norway | NO05 | COMMISSIONED |  |  | Freshwater
50WP00000000660U | 50WG00000001639M | Stakaldefossen | Stakaldeg136 Hydro | 106.7 | 0.1 | Hydro Water Reservoir | 61.446 | 6.01 | Norway | NO05 | COMMISSIONED |  |  | Freshwater
50WP00000000660U | 50WG00000001638O | Stakaldefossen | Stakaldeg156 Hydro | 106.7 | 1.6 | Hydro Water Reservoir | 61.446 | 6.01 | Norway | NO05 | COMMISSIONED |  |  | Freshwater
50WP00000000660U | 50WG00000001651W | Stakaldefossen | Stakaldeg169 Hydro | 106.7 | 3.3 | Hydro Water Reservoir | 61.446 | 6.01 | Norway | NO05 | COMMISSIONED |  |  | Freshwater
50WP00000000660U | 50WG00000001650Y | Stakaldefossen | Stakaldeg159 Hydro | 106.7 | 1.2 | Hydro Water Reservoir | 61.446 | 6.01 | Norway | NO05 | COMMISSIONED |  |  | Freshwater
50WP00000000660U | 50WG00000001657K | Stakaldefossen | Stakaldeg1 Hydro | 106.7 | 5.5 | Hydro Water Reservoir | 61.446 | 6.01 | Norway | NO05 | COMMISSIONED |  |  | Freshwater
50WP00000000660U | 50WG00000001658I | Stakaldefossen | Stakaldeg157 Hydro | 106.7 | 1.5 | Hydro Water Reservoir | 61.446 | 6.01 | Norway | NO05 | COMMISSIONED |  |  | Freshwater
50WP00000000660U | 50WG00000001656M | Stakaldefossen | Stakaldeg134 Hydro | 106.7 | 2 | Hydro Water Reservoir | 61.446 | 6.01 | Norway | NO05 | COMMISSIONED |  |  | Freshwater
50WP00000000660U | 50WG00000001659G | Stakaldefossen | Stakaldeg132 Hydro | 106.7 | 0.4 | Hydro Water Reservoir | 61.446 | 6.01 | Norway | NO05 | COMMISSIONED |  |  | Freshwater
50WP00000000660U | 50WG00000001653S | Stakaldefossen | Stakaldeg144 Hydro | 106.7 | 1.5 | Hydro Water Reservoir | 61.446 | 6.01 | Norway | NO05 | COMMISSIONED |  |  | Freshwater
50WP00000000660U | 50WG00000001652U | Stakaldefossen | Stakaldeg148 Hydro | 106.7 | 1.6 | Hydro Water Reservoir | 61.446 | 6.01 | Norway | NO05 | COMMISSIONED |  |  | Freshwater
50WP00000000660U | 50WG00000001655O | Stakaldefossen | Stakaldeg107 Hydro | 106.7 | 0.8 | Hydro Water Reservoir | 61.446 | 6.01 | Norway | NO05 | COMMISSIONED |  |  | Freshwater
50WP00000000660U | 50WG00000001654Q | Stakaldefossen | Stakaldeg105 Hydro | 106.7 | 0.3 | Hydro Water Reservoir | 61.446 | 6.01 | Norway | NO05 | COMMISSIONED |  |  | Freshwater
50WP00000000660U | 50WG00000001648L | Stakaldefossen | Stakaldeg101 Hydro | 106.7 | 2.5 | Hydro Water Reservoir | 61.446 | 6.01 | Norway | NO05 | COMMISSIONED |  |  | Freshwater
50WP00000000660U | 50WG00000001649J | Stakaldefossen | Stakaldeg124 Hydro | 106.7 | 2.8 | Hydro Water Reservoir | 61.446 | 6.01 | Norway | NO05 | COMMISSIONED |  |  | Freshwater
50WP00000000660U | 50WGI00000016325 | Stakaldefossen | Stakaldeg171 Hydro | 106.7 | 1.6 | Hydro Water Reservoir | 61.446 | 6.01 | Norway | NO05 | COMMISSIONED |  |  | Freshwater
50WP00000000660U | 50WG00000001661T | Stakaldefossen | Stakaldeg104 Hydro | 106.7 | 0.2 | Hydro Water Reservoir | 61.446 | 6.01 | Norway | NO05 | COMMISSIONED |  |  | Freshwater
50WP00000000660U | 50WG00000001660V | Stakaldefossen | Stakaldeg118 Hydro | 106.7 | 0.2 | Hydro Water Reservoir | 61.446 | 6.01 | Norway | NO05 | COMMISSIONED |  |  | Freshwater
50WP00000000660U | 50WG00000001663P | Stakaldefossen | Stakaldeg133 Hydro | 106.7 | 5.2 | Hydro Water Reservoir | 61.446 | 6.01 | Norway | NO05 | COMMISSIONED |  |  | Freshwater
50WP00000000660U | 50WG00000001662R | Stakaldefossen | Stakaldeg143 Hydro | 106.7 | 1.5 | Hydro Water Reservoir | 61.446 | 6.01 | Norway | NO05 | COMMISSIONED |  |  | Freshwater
50WP00000000660U | 50WG00000001669D | Stakaldefossen | Stakaldeg161 Hydro | 106.7 | 3.5 | Hydro Water Reservoir | 61.446 | 6.01 | Norway | NO05 | COMMISSIONED |  |  | Freshwater
50WP00000000660U | 50WG00000001665L | Stakaldefossen | Stakaldeg109 Hydro | 106.7 | 0.7 | Hydro Water Reservoir | 61.446 | 6.01 | Norway | NO05 | COMMISSIONED |  |  | Freshwater
50WP00000000660U | 50WG00000001664N | Stakaldefossen | Stakaldeg147 Hydro | 106.7 | 0.3 | Hydro Water Reservoir | 61.446 | 6.01 | Norway | NO05 | COMMISSIONED |  |  | Freshwater
50WP00000000660U | 50WG00000001667H | Stakaldefossen | Stakaldeg135 Hydro | 106.7 | 0.1 | Hydro Water Reservoir | 61.446 | 6.01 | Norway | NO05 | COMMISSIONED |  |  | Freshwater
50WP00000000660U | 50WG00000001668F | Stakaldefossen | Stakaldeg111 Hydro | 106.7 | 0.1 | Hydro Water Reservoir | 61.446 | 6.01 | Norway | NO05 | COMMISSIONED |  |  | Freshwater
50WP00000000660U | 50WG00000001666J | Stakaldefossen | Stakaldeg2 Hydro | 106.7 | 6.5 | Hydro Water Reservoir | 61.446 | 6.01 | Norway | NO05 | COMMISSIONED |  |  | Freshwater
50WP00000000660U | 50WG00000001671Q | Stakaldefossen | Stakaldeg150 Hydro | 106.7 | 0.2 | Hydro Water Reservoir | 61.446 | 6.01 | Norway | NO05 | COMMISSIONED |  |  | Freshwater
50WP00000000660U | 50WG00000001670S | Stakaldefossen | Stakaldeg130 Hydro | 106.7 | 0.1 | Hydro Water Reservoir | 61.446 | 6.01 | Norway | NO05 | COMMISSIONED |  |  | Freshwater
50WP00000000660U | 50WG00000001600C | Stakaldefossen | Stakaldeg120 Hydro | 106.7 | 0.2 | Hydro Water Reservoir | 61.446 | 6.01 | Norway | NO05 | COMMISSIONED |  |  | Freshwater
50WP00000000660U | 50WG000000016109 | Stakaldefossen | Stakaldeg139 Hydro | 106.7 | 1.5 | Hydro Water Reservoir | 61.446 | 6.01 | Norway | NO05 | COMMISSIONED |  |  | Freshwater
50WP00000000660U | 50WG000000016125 | Stakaldefossen | Stakaldeg164 Hydro | 106.7 | 4.9 | Hydro Water Reservoir | 61.446 | 6.01 | Norway | NO05 | COMMISSIONED |  |  | Freshwater
50WP00000000660U | 50WG000000016117 | Stakaldefossen | Stakaldeg122 Hydro | 106.7 | 1 | Hydro Water Reservoir | 61.446 | 6.01 | Norway | NO05 | COMMISSIONED |  |  | Freshwater
50WP00000000660U | 50WG000000016060 | Stakaldefossen | Stakaldeg110 Hydro | 106.7 | 0.2 | Hydro Water Reservoir | 61.446 | 6.01 | Norway | NO05 | COMMISSIONED |  |  | Freshwater
50WP00000000660U | 50WG000000016052 | Stakaldefossen | Stakaldeg165 Hydro | 106.7 | 1.5 | Hydro Water Reservoir | 61.446 | 6.01 | Norway | NO05 | COMMISSIONED |  |  | Freshwater
50WP00000000660U | 50WG00000001607Z | Stakaldefossen | Stakaldeg174 Hydro | 106.7 | 2.3 | Hydro Water Reservoir | 61.446 | 6.01 | Norway | NO05 | COMMISSIONED |  |  | Freshwater
50WP00000000660U | 50WG000000016028 | Stakaldefossen | Stakaldeg129 Hydro | 106.7 | 0.1 | Hydro Water Reservoir | 61.446 | 6.01 | Norway | NO05 | COMMISSIONED |  |  | Freshwater
50WP00000000660U | 50WG00000001601A | Stakaldefossen | Stakaldeg106 Hydro | 106.7 | 0.3 | Hydro Water Reservoir | 61.446 | 6.01 | Norway | NO05 | COMMISSIONED |  |  | Freshwater
50WP00000000660U | 50WG000000016044 | Stakaldefossen | Stakaldeg151 Hydro | 106.7 | 0.4 | Hydro Water Reservoir | 61.446 | 6.01 | Norway | NO05 | COMMISSIONED |  |  | Freshwater
50WP00000000660U | 50WG000000016036 | Stakaldefossen | Stakaldeg168 Hydro | 106.7 | 1.2 | Hydro Water Reservoir | 61.446 | 6.01 | Norway | NO05 | COMMISSIONED |  |  | Freshwater
50WP00000000660U | 50WG00000001609V | Stakaldefossen | Stakaldeg167 Hydro | 106.7 | 2.3 | Hydro Water Reservoir | 61.446 | 6.01 | Norway | NO05 | COMMISSIONED |  |  | Freshwater
50WP00000000660U | 50WG00000001608X | Stakaldefossen | Stakaldeg115 Hydro | 106.7 | 1.5 | Hydro Water Reservoir | 61.446 | 6.01 | Norway | NO05 | COMMISSIONED |  |  | Freshwater
50WP00000000660U | 50WG000000016222 | Stakaldefossen | Stakaldeg152 Hydro | 106.7 | 0.1 | Hydro Water Reservoir | 61.446 | 6.01 | Norway | NO05 | COMMISSIONED |  |  | Freshwater
50WP00000000660U | 50WG000000016214 | Stakaldefossen | Stakaldeg102 Hydro | 106.7 | 2.7 | Hydro Water Reservoir | 61.446 | 6.01 | Norway | NO05 | COMMISSIONED |  |  | Freshwater
50WP00000000660U | 50WG000000016230 | Stakaldefossen | Stakaldeg112 Hydro | 106.7 | 0.1 | Hydro Water Reservoir | 61.446 | 6.01 | Norway | NO05 | COMMISSIONED |  |  | Freshwater
50WP00000000660U | 50WG000000016206 | Stakaldefossen | Stakaldeg108 Hydro | 106.7 | 2.9 | Hydro Water Reservoir | 61.446 | 6.01 | Norway | NO05 | COMMISSIONED |  |  | Freshwater
50WP00000000660U | 50WG00000001617W | Stakaldefossen | Stakaldeg158 Hydro | 106.7 | 1.5 | Hydro Water Reservoir | 61.446 | 6.01 | Norway | NO05 | COMMISSIONED |  |  | Freshwater
50WP00000000660U | 50WG00000001616Y | Stakaldefossen | Stakaldeg123 Hydro | 106.7 | 0.6 | Hydro Water Reservoir | 61.446 | 6.01 | Norway | NO05 | COMMISSIONED |  |  | Freshwater
50WP00000000660U | 50WG00000001619S | Stakaldefossen | Stakaldeg160 Hydro | 106.7 | 1 | Hydro Water Reservoir | 61.446 | 6.01 | Norway | NO05 | COMMISSIONED |  |  | Freshwater
50WP00000000660U | 50WG00000001618U | Stakaldefossen | Stakaldeg154 Hydro | 106.7 | 0.2 | Hydro Water Reservoir | 61.446 | 6.01 | Norway | NO05 | COMMISSIONED |  |  | Freshwater
50WP00000000660U | 50WG000000016141 | Stakaldefossen | Stakaldeg114 Hydro | 106.7 | 0.1 | Hydro Water Reservoir | 61.446 | 6.01 | Norway | NO05 | COMMISSIONED |  |  | Freshwater
50WP00000000660U | 50WG000000016133 | Stakaldefossen | Stakaldeg149 Hydro | 106.7 | 0.5 | Hydro Water Reservoir | 61.446 | 6.01 | Norway | NO05 | COMMISSIONED |  |  | Freshwater
50WP00000000660U | 50WGI00000016155 | Stakaldefossen | Stakaldeg103 Hydro | 106.7 | 4.8 | Hydro Water Reservoir | 61.446 | 6.01 | Norway | NO05 | COMMISSIONED |  |  | Freshwater
50WP00000000660U | 50WG00000001633Y | Stakaldefossen | Stakaldeg113 Hydro | 106.7 | 0.1 | Hydro Water Reservoir | 61.446 | 6.01 | Norway | NO05 | COMMISSIONED |  |  | Freshwater
50WP00000000660U | 50WG00000001635U | Stakaldefossen | Stakaldeg155 Hydro | 106.7 | 1 | Hydro Water Reservoir | 61.446 | 6.01 | Norway | NO05 | COMMISSIONED |  |  | Freshwater
50WP00000000660U | 50WG00000001634W | Stakaldefossen | Stakaldeg126 Hydro | 106.7 | 2.1 | Hydro Water Reservoir | 61.446 | 6.01 | Norway | NO05 | COMMISSIONED |  |  | Freshwater
50WP00000000660U | 50WG000000016303 | Stakaldefossen | Stakaldeg128 Hydro | 106.7 | 0.1 | Hydro Water Reservoir | 61.446 | 6.01 | Norway | NO05 | COMMISSIONED |  |  | Freshwater
50WP00000000660U | 50WG000000016311 | Stakaldefossen | Stakaldeg117 Hydro | 106.7 | 0.1 | Hydro Water Reservoir | 61.446 | 6.01 | Norway | NO05 | COMMISSIONED |  |  | Freshwater
50WP00000000660U | 50WG00000001629P | Stakaldefossen | Stakaldeg141 Hydro | 106.7 | 0.5 | Hydro Water Reservoir | 61.446 | 6.01 | Norway | NO05 | COMMISSIONED |  |  | Freshwater
50WP00000000660U | 50WG00000001625X | Stakaldefossen | Stakaldeg138 Hydro | 106.7 | 1.7 | Hydro Water Reservoir | 61.446 | 6.01 | Norway | NO05 | COMMISSIONED |  |  | Freshwater
50WP00000000660U | 50WG00000001624Z | Stakaldefossen | Stakaldeg142 Hydro | 106.7 | 0.8 | Hydro Water Reservoir | 61.446 | 6.01 | Norway | NO05 | COMMISSIONED |  |  | Freshwater
50WP00000000660U | 50WG00000001627T | Stakaldefossen | Stakaldeg166 Hydro | 106.7 | 0.3 | Hydro Water Reservoir | 61.446 | 6.01 | Norway | NO05 | COMMISSIONED |  |  | Freshwater
50WP00000000660U | 50WG00000001626V | Stakaldefossen | Stakaldeg131 Hydro | 106.7 | 1.4 | Hydro Water Reservoir | 61.446 | 6.01 | Norway | NO05 | COMMISSIONED |  |  | Freshwater
50WP000000007949 | 50WG00000002010S | Valsoyfjord | Valsoyfjg1 Hydro | 5 | 5 | Hydro Water Reservoir | 69.239 | 19.226 | Norway | NO07 | COMMISSIONED |  |  | Freshwater
50WP00000000357V | 50WG00000000834T | Kjopsvik | Kjopsvikg101 Hydro | 1.9 | 1.9 | Hydro Run-of-river and poundage | 68.097 | 16.374 | Norway | NO07 | COMMISSIONED |  |  | Freshwater
50WP00000000793B | 50WG00000002009D | Valsneset | Valsneseg1 Wind | 12.5 | 12.5 | Wind Onshore | 63.816 | 9.618 | Norway | NO06 | COMMISSIONED |  |  | None |  | 0 | 0
50WP00000000224D | 50WGI00000005455 | Grov | Grov G106 Hydro | 44.7 | 2.9 | Wind Onshore | 61.824 | 8.974 | Norway | NO02 | COMMISSIONED |  |  | None |  | 0 | 0
50WP00000000224D | 50WG000000005409 | Grov | Grov G112 Wind | 44.7 | 20 | Wind Onshore | 61.824 | 8.974 | Norway | NO02 | COMMISSIONED |  |  | None |  | 0 | 0
50WP00000000224D | 50WG000000005417 | Grov | Grov G108 Hydro | 44.7 | 3.4 | Wind Onshore | 61.824 | 8.974 | Norway | NO02 | COMMISSIONED |  |  | None |  | 0 | 0
50WP00000000224D | 50WG000000005425 | Grov | Grov G104 Hydro | 44.7 | 3.5 | Wind Onshore | 61.824 | 8.974 | Norway | NO02 | COMMISSIONED |  |  | None |  | 0 | 0
50WP00000000224D | 50WG000000005441 | Grov | Grov G109 Hydro | 44.7 | 1 | Wind Onshore | 61.824 | 8.974 | Norway | NO02 | COMMISSIONED |  |  | None |  | 0 | 0
50WP00000000224D | 50WG000000005433 | Grov | Grov G101 Hydro | 44.7 | 2.7 | Wind Onshore | 61.824 | 8.974 | Norway | NO02 | COMMISSIONED |  |  | None |  | 0 | 0
50WP00000000224D | 50WG00000000548U | Grov | Grov G102 Hydro | 44.7 | 0.1 | Wind Onshore | 61.824 | 8.974 | Norway | NO02 | COMMISSIONED |  |  | None |  | 0 | 0
50WP00000000224D | 50WG00000000547W | Grov | Grov G107 Hydro | 44.7 | 2 | Wind Onshore | 61.824 | 8.974 | Norway | NO02 | COMMISSIONED |  |  | None |  | 0 | 0
50WP00000000224D | 50WG00000000549S | Grov | Grov G110 Hydro | 44.7 | 0.7 | Wind Onshore | 61.824 | 8.974 | Norway | NO02 | COMMISSIONED |  |  | None |  | 0 | 0
50WP00000000224D | 50WG00000000546Y | Grov | Grov G103 Hydro | 44.7 | 3.3 | Wind Onshore | 61.824 | 8.974 | Norway | NO02 | COMMISSIONED |  |  | None |  | 0 | 0
50WP00000000224D | 50WG000000005506 | Grov | Grov G113 Hydro | 44.7 | 0.8 | Wind Onshore | 61.824 | 8.974 | Norway | NO02 | COMMISSIONED |  |  | None |  | 0 | 0
50WP00000000224D | 50WG00000000539V | Grov | Grov G111 Hydro | 44.7 | 0.8 | Wind Onshore | 61.824 | 8.974 | Norway | NO02 | COMMISSIONED |  |  | None |  | 0 | 0
50WP00000000224D | 50WG00000000538X | Grov | Grov G105 Hydro | 44.7 | 3.5 | Wind Onshore | 61.824 | 8.974 | Norway | NO02 | COMMISSIONED |  |  | None |  | 0 | 0
50WP00000000534Z | 50WG000000012359 | Oldereid | Oldereidg1 Hydro | 14 | 14 | Hydro Water Reservoir | 64.963 | 12.175 | Norway | NO06 | COMMISSIONED |  |  | Freshwater
50WP00000000667G | 50WG00000001678C | Steinsland | Steinslag1 Hydro | 170 | 85 | Hydro Water Reservoir | 60.926 | 5.978 | Norway | NO05 | COMMISSIONED |  |  | Freshwater
50WP00000000667G | 50WG00000001677E | Steinsland | Steinslag2 Hydro | 170 | 85 | Hydro Water Reservoir | 60.926 | 5.978 | Norway | NO05 | COMMISSIONED |  |  | Freshwater
50WP00000000400J | 50WG00000000924S | Lakselv | Lakselv G101 Hydro | 1 | 1 | Hydro Water Reservoir | 70.051 | 24.972 | Norway | NO07 | COMMISSIONED |  |  | Freshwater
50WP00000000400J | 50WG00000000925Q | Lakselv | Lakselv Na1 Therm | 1 | 0 | Hydro Water Reservoir | 70.051 | 24.972 | Norway | NO07 | COMMISSIONED |  |  | Freshwater
50WP000000005330 | 50WG00000001234B | Oksla | Oksla G1 Hydro | 220 | 220 | Hydro Water Reservoir | 60.12 | 6.557 | Norway | NO05 | COMMISSIONED |  |  | Freshwater
50WP00000000665K | 50WG00000001674K | Steinsfoss | Steinsfog3 Hydro | 115 | 65 | Hydro Water Reservoir | 58.3 | 7.968 | Norway | NO04 | COMMISSIONED |  |  | Freshwater
50WP00000000665K | 50WG00000001675I | Steinsfoss | Steinsfog1 Hydro | 115 | 25 | Hydro Water Reservoir | 58.3 | 7.968 | Norway | NO04 | COMMISSIONED |  |  | Freshwater
50WP00000000665K | 50WG00000001676G | Steinsfoss | Steinsfog2 Hydro | 115 | 25 | Hydro Water Reservoir | 58.3 | 7.968 | Norway | NO04 | COMMISSIONED |  |  | Freshwater
50WP000000005322 | 50WG00000001233D | Oksebotn | Oksebotng1 Hydro | 15.5 | 15.5 | Hydro Water Reservoir | 60.558 | 7.598 | Norway | NO05 | COMMISSIONED |  |  | Freshwater
50WP00000000664M | 50WG00000001673M | Stegaros | Stegarosg1 Hydro | 3 | 3 | Hydro Water Reservoir |  |  | Norway |  | COMMISSIONED |  |  | Freshwater
50WP000000002293 | 50WG00000000565U | Grytten Kraftver | Gryttenkg1 Hydro | 143.5 | 143.5 | Hydro Water Reservoir | 62.502 | 7.772 | Norway | NO05 | COMMISSIONED |  |  | Freshwater
50WP00000000840S | 50WG000000021269 | Oljusjoen | Oljusjoeg1 Hydro | 56 | 56 | Hydro Water Reservoir | 60.948 | 8.113 | Norway | NO03 | COMMISSIONED |  |  | Freshwater
50WP000000004059 | 50WG00000000929I | Langvatn | Langvatng102 Hydro | 114.5 | 1.2 | Hydro Water Reservoir | 66.337 | 14.167 | Norway | NO07 | COMMISSIONED |  |  | Freshwater
50WP000000004059 | 50WG00000000936L | Langvatn | Langvatng1 Hydro | 114.5 | 56 | Hydro Water Reservoir | 66.337 | 14.167 | Norway | NO07 | COMMISSIONED |  |  | Freshwater
50WP000000004059 | 50WG00000000935N | Langvatn | Langvatng105 Hydro | 114.5 | 0.1 | Hydro Water Reservoir | 66.337 | 14.167 | Norway | NO07 | COMMISSIONED |  |  | Freshwater
50WP000000004059 | 50WG00000000934P | Langvatn | Langvatng104 Hydro | 114.5 | 0.3 | Hydro Water Reservoir | 66.337 | 14.167 | Norway | NO07 | COMMISSIONED |  |  | Freshwater
50WP000000004059 | 50WG00000000933R | Langvatn | Langvatng103 Hydro | 114.5 | 0.3 | Hydro Water Reservoir | 66.337 | 14.167 | Norway | NO07 | COMMISSIONED |  |  | Freshwater
50WP000000004059 | 50WG00000000932T | Langvatn | Langvatng2 Hydro | 114.5 | 56 | Hydro Water Reservoir | 66.337 | 14.167 | Norway | NO07 | COMMISSIONED |  |  | Freshwater
50WP000000004059 | 50WG00000000931V | Langvatn | Langvatng106 Hydro | 114.5 | 0.1 | Hydro Water Reservoir | 66.337 | 14.167 | Norway | NO07 | COMMISSIONED |  |  | Freshwater
50WP000000004059 | 50WG00000000930X | Langvatn | Langvatng101 Hydro | 114.5 | 0.5 | Hydro Water Reservoir | 66.337 | 14.167 | Norway | NO07 | COMMISSIONED |  |  | Freshwater
50WP00000000537T | 50WG000000012820 | Orkdal | Orkdal G106 Hydro | 41 | 2.5 | Hydro Run-of-river and poundage | 63.302 | 9.848 | Norway | NO06 | COMMISSIONED |  |  | Freshwater
50WP00000000537T | 50WG000000012812 | Orkdal | Orkdal G117 Hydro | 41 | 0.9 | Hydro Run-of-river and poundage | 63.302 | 9.848 | Norway | NO06 | COMMISSIONED |  |  | Freshwater
50WP00000000537T | 50WG000000012804 | Orkdal | Orkdal G104 Hydro | 41 | 0.1 | Hydro Run-of-river and poundage | 63.302 | 9.848 | Norway | NO06 | COMMISSIONED |  |  | Freshwater
50WP00000000537T | 50WGI00000012745 | Orkdal | Orkdal G101 Hydro | 41 | 0.9 | Hydro Run-of-river and poundage | 63.302 | 9.848 | Norway | NO06 | COMMISSIONED |  |  | Freshwater
50WP00000000537T | 50WG000000012618 | Orkdal | Orkdal G118 Hydro | 41 | 0.4 | Hydro Run-of-river and poundage | 63.302 | 9.848 | Norway | NO06 | COMMISSIONED |  |  | Freshwater
50WP00000000537T | 50WG00000001260A | Orkdal | Orkdal G137 Hydro | 41 | 0.1 | Hydro Run-of-river and poundage | 63.302 | 9.848 | Norway | NO06 | COMMISSIONED |  |  | Freshwater
50WP00000000537T | 50WG000000012642 | Orkdal | Orkdal G103 Hydro | 41 | 0.1 | Hydro Run-of-river and poundage | 63.302 | 9.848 | Norway | NO06 | COMMISSIONED |  |  | Freshwater
50WP00000000537T | 50WG000000012634 | Orkdal | Orkdal G132 Hydro | 41 | 0.5 | Hydro Run-of-river and poundage | 63.302 | 9.848 | Norway | NO06 | COMMISSIONED |  |  | Freshwater
50WP00000000537T | 50WG000000012626 | Orkdal | Orkdal G112 Hydro | 41 | 0.9 | Hydro Run-of-river and poundage | 63.302 | 9.848 | Norway | NO06 | COMMISSIONED |  |  | Freshwater
50WP00000000537T | 50WG000000012650 | Orkdal | Orkdal G131 Hydro | 41 | 2.9 | Hydro Run-of-river and poundage | 63.302 | 9.848 | Norway | NO06 | COMMISSIONED |  |  | Freshwater
50WP00000000537T | 50WG00000001267X | Orkdal | Orkdal G120 Hydro | 41 | 0.1 | Hydro Run-of-river and poundage | 63.302 | 9.848 | Norway | NO06 | COMMISSIONED |  |  | Freshwater
50WP00000000537T | 50WG00000001266Z | Orkdal | Orkdal G111 Hydro | 41 | 0.1 | Hydro Run-of-river and poundage | 63.302 | 9.848 | Norway | NO06 | COMMISSIONED |  |  | Freshwater
50WP00000000537T | 50WG00000001269T | Orkdal | Orkdal G127 Hydro | 41 | 0.1 | Hydro Run-of-river and poundage | 63.302 | 9.848 | Norway | NO06 | COMMISSIONED |  |  | Freshwater
50WP00000000537T | 50WG00000001268V | Orkdal | Orkdal G138 Hydro | 41 | 0.9 | Hydro Run-of-river and poundage | 63.302 | 9.848 | Norway | NO06 | COMMISSIONED |  |  | Freshwater
50WP00000000537T | 50WG000000012723 | Orkdal | Orkdal G113 Hydro | 41 | 0.2 | Hydro Run-of-river and poundage | 63.302 | 9.848 | Norway | NO06 | COMMISSIONED |  |  | Freshwater
50WP00000000537T | 50WG000000012715 | Orkdal | Orkdal G130 Hydro | 41 | 1.5 | Hydro Run-of-river and poundage | 63.302 | 9.848 | Norway | NO06 | COMMISSIONED |  |  | Freshwater
50WP00000000537T | 50WG000000012707 | Orkdal | Orkdal Hg1 Therm | 41 | 0 | Hydro Run-of-river and poundage | 63.302 | 9.848 | Norway | NO06 | COMMISSIONED |  |  | Freshwater
50WP00000000537T | 50WG000000012731 | Orkdal | Orkdal G129 Wind | 41 | 3.4 | Hydro Run-of-river and poundage | 63.302 | 9.848 | Norway | NO06 | COMMISSIONED |  |  | Freshwater
50WP00000000537T | 50WG00000001277U | Orkdal | Orkdal G121 Hydro | 41 | 1.2 | Hydro Run-of-river and poundage | 63.302 | 9.848 | Norway | NO06 | COMMISSIONED |  |  | Freshwater
50WP00000000537T | 50WG00000001276W | Orkdal | Orkdal G119 Hydro | 41 | 0.2 | Hydro Run-of-river and poundage | 63.302 | 9.848 | Norway | NO06 | COMMISSIONED |  |  | Freshwater
50WP00000000537T | 50WG00000001275Y | Orkdal | Orkdal G133 Hydro | 41 | 0.7 | Hydro Run-of-river and poundage | 63.302 | 9.848 | Norway | NO06 | COMMISSIONED |  |  | Freshwater
50WP00000000537T | 50WG00000001279Q | Orkdal | Orkdal G110 Hydro | 41 | 0.1 | Hydro Run-of-river and poundage | 63.302 | 9.848 | Norway | NO06 | COMMISSIONED |  |  | Freshwater
50WP00000000537T | 50WG00000001278S | Orkdal | Orkdal G102 Hydro | 41 | 1.9 | Hydro Run-of-river and poundage | 63.302 | 9.848 | Norway | NO06 | COMMISSIONED |  |  | Freshwater
50WP00000000537T | 50WGI00000012575 | Orkdal | Orkdal G105 Hydro | 41 | 0.7 | Hydro Run-of-river and poundage | 63.302 | 9.848 | Norway | NO06 | COMMISSIONED |  |  | Freshwater
50WP00000000537T | 50WG00000001241E | Orkdal | Orkdal G122 Hydro | 41 | 2.1 | Hydro Run-of-river and poundage | 63.302 | 9.848 | Norway | NO06 | COMMISSIONED |  |  | Freshwater
50WP00000000537T | 50WG00000001240G | Orkdal | Orkdal G126 Hydro | 41 | 1.3 | Hydro Run-of-river and poundage | 63.302 | 9.848 | Norway | NO06 | COMMISSIONED |  |  | Freshwater
50WP00000000537T | 50WG000000012448 | Orkdal | Orkdal G108 Wind | 41 | 0.2 | Hydro Run-of-river and poundage | 63.302 | 9.848 | Norway | NO06 | COMMISSIONED |  |  | Freshwater
50WP00000000537T | 50WG00000001243A | Orkdal | Orkdal G141 Hydro | 41 | 1.9 | Hydro Run-of-river and poundage | 63.302 | 9.848 | Norway | NO06 | COMMISSIONED |  |  | Freshwater
50WP00000000537T | 50WG00000001242C | Orkdal | Orkdal G109 Hydro | 41 | 0.6 | Hydro Run-of-river and poundage | 63.302 | 9.848 | Norway | NO06 | COMMISSIONED |  |  | Freshwater
50WP00000000537T | 50WG000000012464 | Orkdal | Orkdal G128 Hydro | 41 | 1.7 | Hydro Run-of-river and poundage | 63.302 | 9.848 | Norway | NO06 | COMMISSIONED |  |  | Freshwater
50WP00000000537T | 50WG000000012456 | Orkdal | Orkdal G114 Hydro | 41 | 0.2 | Hydro Run-of-river and poundage | 63.302 | 9.848 | Norway | NO06 | COMMISSIONED |  |  | Freshwater
50WP00000000537T | 50WG000000012480 | Orkdal | Orkdal G134 Hydro | 41 | 0.7 | Hydro Run-of-river and poundage | 63.302 | 9.848 | Norway | NO06 | COMMISSIONED |  |  | Freshwater
50WP00000000537T | 50WG000000012472 | Orkdal | Orkdal G107 Wind | 41 | 0.1 | Hydro Run-of-river and poundage | 63.302 | 9.848 | Norway | NO06 | COMMISSIONED |  |  | Freshwater
50WP00000000537T | 50WG000000012383 | Orkdal | Orkdal G139 Hydro | 41 | 1.4 | Hydro Run-of-river and poundage | 63.302 | 9.848 | Norway | NO06 | COMMISSIONED |  |  | Freshwater
50WP00000000537T | 50WG000000012391 | Orkdal | Orkdal G124 Wind | 41 | 0.1 | Hydro Run-of-river and poundage | 63.302 | 9.848 | Norway | NO06 | COMMISSIONED |  |  | Freshwater
50WP00000000537T | 50WG00000001251B | Orkdal | Orkdal G143 Hydro | 41 | 0.4 | Hydro Run-of-river and poundage | 63.302 | 9.848 | Norway | NO06 | COMMISSIONED |  |  | Freshwater
50WP00000000537T | 50WG00000001250D | Orkdal | Orkdal G136 Hydro | 41 | 0.2 | Hydro Run-of-river and poundage | 63.302 | 9.848 | Norway | NO06 | COMMISSIONED |  |  | Freshwater
50WP00000000537T | 50WG000000012545 | Orkdal | Orkdal G116 Hydro | 41 | 1.7 | Hydro Run-of-river and poundage | 63.302 | 9.848 | Norway | NO06 | COMMISSIONED |  |  | Freshwater
50WP00000000537T | 50WG000000012537 | Orkdal | Orkdal G123 Hydro | 41 | 2.1 | Hydro Run-of-river and poundage | 63.302 | 9.848 | Norway | NO06 | COMMISSIONED |  |  | Freshwater
50WP00000000537T | 50WG000000012529 | Orkdal | Orkdal G125 Hydro | 41 | 1.2 | Hydro Run-of-river and poundage | 63.302 | 9.848 | Norway | NO06 | COMMISSIONED |  |  | Freshwater
50WP00000000537T | 50WG000000012561 | Orkdal | Orkdal G142 Hydro | 41 | 1 | Hydro Run-of-river and poundage | 63.302 | 9.848 | Norway | NO06 | COMMISSIONED |  |  | Freshwater
50WP00000000537T | 50WG000000012553 | Orkdal | Orkdal G144 Hydro | 41 | 1.1 | Hydro Run-of-river and poundage | 63.302 | 9.848 | Norway | NO06 | COMMISSIONED |  |  | Freshwater
50WP00000000537T | 50WG00000001259W | Orkdal | Orkdal G135 Hydro | 41 | 0.7 | Hydro Run-of-river and poundage | 63.302 | 9.848 | Norway | NO06 | COMMISSIONED |  |  | Freshwater
50WP00000000537T | 50WG00000001258Y | Orkdal | Orkdal G140 Hydro | 41 | 0.3 | Hydro Run-of-river and poundage | 63.302 | 9.848 | Norway | NO06 | COMMISSIONED |  |  | Freshwater
50WP00000000537T | 50WG00000001249Z | Orkdal | Orkdal G115 Hydro | 41 | 1.6 | Hydro Run-of-river and poundage | 63.302 | 9.848 | Norway | NO06 | COMMISSIONED |  |  | Freshwater
50WP00000000404B | 50WG00000000928K | Langvann | Langvanng1 Hydro | 6.5 | 6.5 | Hydro Water Reservoir | 60.106 | 10.758 | Norway | NO01 | COMMISSIONED |  |  | Freshwater
50WP00000000536V | 50WG000000012375 | Oltesvik | Oltesvikg1 Hydro | 5.6 | 5.6 | Hydro Run-of-river and poundage | 60.377 | 5.22 | Norway | NO05 | COMMISSIONED |  |  | Freshwater
50WP00000000403D | 50WG00000000927M | Langfjord | Langfjorg3 Hydro | 10 | 10 | Hydro Water Reservoir | 65.375 | 12.701 | Norway | NO07 | COMMISSIONED |  |  | Freshwater
50WP00000000669C | 50WG00000001680P | Steinaga | Steinagag1 Hydro | 6 | 6 | Hydro Water Reservoir | 66.973 | 14.44 | Norway | NO07 | COMMISSIONED |  |  | Freshwater
50WP00000000535X | 50WG000000012367 | Oltedal | Oltedal G1 Hydro | 10 | 10 | Hydro Run-of-river and poundage | 58.829 | 6.037 | Norway | NO04 | COMMISSIONED |  |  | Freshwater
50WP00000000668E | 50WG00000001679A | Steinsvik | Steinsvig1 Hydro | 10 | 10 | Hydro Run-of-river and poundage | 62.005 | 5.854 | Norway | NO05 | COMMISSIONED |  |  | Freshwater
50WP00000000402F | 50WG00000000926O | Lakshola | Laksholag1 Hydro | 34 | 34 | Hydro Water Reservoir | 67.448 | 15.75 | Norway | NO07 | COMMISSIONED |  |  | Freshwater
50WPI00000003465 | 50WG000000008122 | Kaupanger | Kaupangeg1 Hydro | 5.5 | 5.5 | Hydro Water Reservoir | 61.183 | 7.235 | Norway | NO05 | COMMISSIONED |  |  | Freshwater
50WP00000000845I | 50WG00000002132E | Ovre Fiskumfoss | Ofiskumfg1 Hydro | 9 | 9 | Hydro Water Reservoir | 64.543 | 12.455 | Norway | NO06 | COMMISSIONED |  |  | Freshwater
50WP000000001823 | 50WG000000004607 | Fortun | Fortun G6 Hydro | 270 | 45 | Hydro Water Reservoir | 61.505 | 7.7 | Norway | NO05 | COMMISSIONED |  |  | Freshwater
50WP000000001823 | 50WG000000004615 | Fortun | Fortun G3 Hydro | 270 | 45 | Hydro Water Reservoir | 61.505 | 7.7 | Norway | NO05 | COMMISSIONED |  |  | Freshwater
50WP000000001823 | 50WG000000004623 | Fortun | Fortun G101 Hydro | 270 | 2.5 | Hydro Water Reservoir | 61.505 | 7.7 | Norway | NO05 | DECOMMISSIONED |  |  | Freshwater
50WP000000001823 | 50WG000000004631 | Fortun | Fortun G4 Hydro | 270 | 45 | Hydro Water Reservoir | 61.505 | 7.7 | Norway | NO05 | COMMISSIONED |  |  | Freshwater
50WP000000001823 | 50WG00000000459T | Fortun | Fortun G5 Hydro | 270 | 45 | Hydro Water Reservoir | 61.505 | 7.7 | Norway | NO05 | COMMISSIONED |  |  | Freshwater
50WP000000001823 | 50WG00000000457X | Fortun | Fortun G1 Hydro | 270 | 45 | Hydro Water Reservoir | 61.505 | 7.7 | Norway | NO05 | COMMISSIONED |  |  | Freshwater
50WP000000001823 | 50WG00000000458V | Fortun | Fortun G2 Hydro | 270 | 45 | Hydro Water Reservoir | 61.505 | 7.7 | Norway | NO05 | COMMISSIONED |  |  | Freshwater
50WP000000007120 | 50WG00000001823T | Sylling | Sylling G102 Hydro | 9.2 | 2 | Hydro Water Reservoir | 59.895 | 10.283 | Norway | NO03 | COMMISSIONED |  |  | Freshwater
50WP000000007120 | 50WG00000001824R | Sylling | Sylling G104 Hydro | 9.2 | 0.1 | Hydro Water Reservoir | 59.895 | 10.283 | Norway | NO03 | COMMISSIONED |  |  | Freshwater
50WP000000007120 | 50WG00000001820Z | Sylling | Sylling G103 Hydro | 9.2 | 7 | Hydro Water Reservoir | 59.895 | 10.283 | Norway | NO03 | COMMISSIONED |  |  | Freshwater
50WP000000007120 | 50WG00000001821X | Sylling | Sylling Ng1 Therm | 9.2 | 0 | Hydro Water Reservoir | 59.895 | 10.283 | Norway | NO03 | COMMISSIONED |  |  | Freshwater
50WP000000007120 | 50WG00000001822V | Sylling | Sylling G101 Hydro | 9.2 | 0.1 | Hydro Water Reservoir | 59.895 | 10.283 | Norway | NO03 | COMMISSIONED |  |  | Freshwater
50WP000000004091 | 50WG00000000940U | Lavkajohka | Lavkajohg1 Hydro | 10 | 10 | Hydro Water Reservoir | 69.234 | 20.526 | Norway | NO07 | COMMISSIONED |  |  | Freshwater
50WP00000000844K | 50WG00000002131G | Ortvatn | Ortvatn G1 Hydro | 5 | 5 | Hydro Water Reservoir |  |  | Norway |  | COMMISSIONED |  |  | Freshwater
50WP000000001815 | 50WG00000000456Z | Forsa | Forsa G1 Hydro | 14 | 14 | Hydro Water Reservoir | 68.276 | 16.625 | Norway | NO07 | COMMISSIONED |  |  | Freshwater
50WP000000004083 | 50WG00000000938H | Laudal | Laudal G2 Hydro | 38 | 19 | Hydro Water Reservoir | 58.245 | 7.514 | Norway | NO04 | COMMISSIONED |  |  | Freshwater
50WP000000004083 | 50WG00000000939F | Laudal | Laudal G1 Hydro | 38 | 19 | Hydro Water Reservoir | 58.245 | 7.514 | Norway | NO04 | COMMISSIONED |  |  | Freshwater
50WP00000000843M | 50WG00000002130I | Ortern | Ortern G1 Hydro | 13 | 13 | Hydro Water Reservoir | 69.328 | 18.694 | Norway | NO07 | COMMISSIONED |  |  | Freshwater
50WP000000001807 | 50WG000000004550 | Forsland | Forslandg1 Hydro | 8.2 | 8.2 | Hydro Water Reservoir | 66.273 | 12.885 | Norway | NO07 | COMMISSIONED |  |  | Freshwater
50WP000000007104 | 50WG00000001815S | Sykkylven | Sykkylveg103 Hydro | 2 | 1.4 | Hydro Run-of-river and poundage | 62.392 | 6.598 | Norway | NO05 | COMMISSIONED |  |  | Freshwater
50WP000000007104 | 50WG00000001816Q | Sykkylven | Sykkylveg101 Hydro | 2 | 0.4 | Hydro Run-of-river and poundage | 62.392 | 6.598 | Norway | NO05 | COMMISSIONED |  |  | Freshwater
50WP000000007104 | 50WG00000001819K | Sykkylven | Sykkylveng2 Therm | 2 | 0 | Hydro Run-of-river and poundage | 62.392 | 6.598 | Norway | NO05 | COMMISSIONED |  |  | Freshwater
50WP000000007104 | 50WG00000001817O | Sykkylven | Sykkylveg102 Hydro | 2 | 0.2 | Hydro Run-of-river and poundage | 62.392 | 6.598 | Norway | NO05 | COMMISSIONED |  |  | Freshwater
50WP000000007104 | 50WG00000001818M | Sykkylven | Sykkylveng1 Therm | 2 | 0 | Hydro Run-of-river and poundage | 62.392 | 6.598 | Norway | NO05 | COMMISSIONED |  |  | Freshwater
50WP000000004075 | 50WG00000000937J | Lassajavrre | Lassajavg1 Hydro | 8.5 | 8.5 | Hydro Water Reservoir | 69.661 | 22.22 | Norway | NO07 | COMMISSIONED |  |  | Freshwater
50WP00000000539P | 50WG00000001283Z | Ormsetfoss | Ormsetfog1 Hydro | 50 | 50 | Hydro Water Reservoir | 63.845 | 10.688 | Norway | NO06 | COMMISSIONED |  |  | Freshwater
50WP00000000186W | 50WG00000000466W | Fossan Halogalan | Fossan_Hg1 Hydro | 5.5 | 5.5 | Hydro Water Reservoir | 63.27 | 11.007 | Norway | NO06 | COMMISSIONED |  |  | Freshwater
50WP00000000716T | 50WG00000001827L | Soberg | Soberg G1 Hydro | 5.5 | 5.5 | Hydro Run-of-river and poundage | 59.636 | 11.154 | Norway | NO03 | COMMISSIONED |  |  | Freshwater
50WP00000000185Y | 50WG00000000465Y | Fossan | Fossan G1 Hydro | 2.6 | 2.6 | Hydro Water Reservoir | 63.027 | 11.697 | Norway | NO06 | COMMISSIONED |  |  | Freshwater
50WP00000000715V | 50WG00000001826N | Soa | Soa G1 Hydro | 45 | 45 | Hydro Water Reservoir | 63.291 | 9.089 | Norway | NO06 | COMMISSIONED |  |  | Freshwater
50WP00000000052G | 50WG00000000119G | Bjolvo | Bjolvo G1 Hydro | 103.2 | 94 | Hydro Water Reservoir | 60.432 | 6.418 | Norway | NO05 | COMMISSIONED |  |  | Freshwater
50WP00000000052G | 50WG00000000120V | Bjolvo | Bjolvo G2 Hydro | 103.2 | 9.2 | Hydro Water Reservoir | 60.432 | 6.418 | Norway | NO05 | COMMISSIONED |  |  | Freshwater
50WP00000000848C | 50WG000000021382 | Ovre Rossaga | Ovreros G2 Hydro | 159 | 53 | Hydro Water Reservoir | 65.887 | 13.801 | Norway | NO07 | COMMISSIONED |  |  | Freshwater
50WP00000000848C | 50WG000000021374 | Ovre Rossaga | Ovreros G1 Hydro | 159 | 53 | Hydro Water Reservoir | 65.887 | 13.801 | Norway | NO07 | COMMISSIONED |  |  | Freshwater
50WP00000000848C | 50WG00000002140F | Ovre Rossaga | Ovreros G3 Hydro | 159 | 53 | Hydro Water Reservoir | 65.887 | 13.801 | Norway | NO07 | COMMISSIONED |  |  | Freshwater
50WP00000000848C | 50WG000000021390 | Ovre Rossaga | Ovreros G101 Hydro | 159 | 0.1 | Hydro Water Reservoir | 65.887 | 13.801 | Norway | NO07 | DECOMMISSIONED |  |  | Freshwater
50WP00000000051I | 50WG00000000118I | Bjorendal | Bjorendag101 Hydro | 0.3 | 0.3 | Hydro Water Reservoir | 61.072 | 5.827 | Norway | NO05 | COMMISSIONED |  |  | Freshwater
50WP00000000714X | 50WG00000001825P | Sylsjo | Sylsjo G1 Hydro | 3.4 | 3.4 | Hydro Water Reservoir |  |  | Norway |  | COMMISSIONED |  |  | Freshwater
50WP00000000847E | 50WG000000021366 | Ovre Markevatn | Ovre_Marg1 Hydro | 4 | 4 | Hydro Water Reservoir |  |  | Norway |  | COMMISSIONED |  |  | Freshwater
50WP00000000050K | 50WG00000000117K | Bjolvefossen | Bjolvefog1 Therm | 12.7 | 12.7 | Fossil Gas | 60.431 | 6.429 | Norway | NO05 | DECOMMISSIONED |  | 2016 | Freshwater | Air Cooling | 0.01 | 0.01
50WP00000000846G | 50WG000000021358 | OvreLeirfoss | Ovreleirg5 Hydro | 14 | 5 | Hydro Water Reservoir |  |  | Norway |  | COMMISSIONED |  |  | Freshwater
50WP00000000846G | 50WG00000002133C | OvreLeirfoss | Ovreleirg2 Hydro | 14 | 4.5 | Hydro Water Reservoir |  |  | Norway |  | COMMISSIONED |  |  | Freshwater
50WP00000000846G | 50WG00000002134A | OvreLeirfoss | Ovreleirg1 Hydro | 14 | 4.5 | Hydro Water Reservoir |  |  | Norway |  | COMMISSIONED |  |  | Freshwater
50WP00000000275X | 50WG00000000678H | Hofsfoss | Hofsfossg1 Hydro | 32 | 32 | Hydro Water Reservoir | 60.185 | 10.241 | Norway | NO03 | COMMISSIONED |  |  | Freshwater
50WP00000000142F | 50WG000000003295 | Embrets4 | Embrets4g1 Hydro | 57 | 57 | Hydro Run-of-river and poundage | 59.901 | 9.929 | Norway | NO03 | COMMISSIONED |  |  | Freshwater
50WP00000000805U | 50WG00000002036A | Vassli | Vassli G1 Hydro | 12 | 12 | Hydro Water Reservoir | 63.217 | 9.633 | Norway | NO06 | COMMISSIONED |  |  | Freshwater
50WP00000000804W | 50WG00000002035C | Vassfossen | Vassfossg1 Hydro | 7.8 | 7.8 | Hydro Run-of-river and poundage | 59.732 | 9.868 | Norway | NO03 | COMMISSIONED |  |  | Freshwater
50WP00000000141H | 50WG000000003287 | Embrets3 | Embrets3g4 Hydro | 21 | 21 | Hydro Run-of-river and poundage | 59.901 | 9.929 | Norway | NO03 | COMMISSIONED |  |  | Freshwater
50WP00000000140J | 50WG000000003279 | Embla | Embla G1 Hydro | 5.5 | 5.5 | Hydro Water Reservoir | 62.217 | 6.91 | Norway | NO05 | COMMISSIONED |  |  | Freshwater
50WP000000002730 | 50WG00000000676L | Hodnaberg | Hodnaberg2 Hydro | 43 | 19 | Hydro Water Reservoir | 60.558 | 6.211 | Norway | NO05 | COMMISSIONED |  |  | Freshwater
50WP000000002730 | 50WG00000000675N | Hodnaberg | Hodnaberg1 Hydro | 43 | 24 | Hydro Water Reservoir | 60.558 | 6.211 | Norway | NO05 | COMMISSIONED |  |  | Freshwater
50WP000000004504 | 50WG00000001028E | Maudal | Maudal G3 Hydro | 28.7 | 3.6 | Hydro Water Reservoir | 58.765 | 6.368 | Norway | NO04 | COMMISSIONED |  |  | Freshwater
50WP000000004504 | 50WG00000001027G | Maudal | Maudal G1 Hydro | 28.7 | 11 | Hydro Water Reservoir | 58.765 | 6.368 | Norway | NO04 | COMMISSIONED |  |  | Freshwater
50WP000000004504 | 50WG00000001026I | Maudal | Maudal G4 Hydro | 28.7 | 3.6 | Hydro Water Reservoir | 58.765 | 6.368 | Norway | NO04 | COMMISSIONED |  |  | Freshwater
50WP000000004504 | 50WG00000001025K | Maudal | Maudal G2 Hydro | 28.7 | 10.5 | Hydro Water Reservoir | 58.765 | 6.368 | Norway | NO04 | COMMISSIONED |  |  | Freshwater
50WP00000000013Q | 50WG00000000040T | Arna | Arna G107 Hydro | 8.7 | 1.1 | Hydro Run-of-river and poundage | 60.46 | 5.438 | Norway | NO05 | COMMISSIONED |  |  | Freshwater
50WP00000000013Q | 50WG00000000041R | Arna | Arna G101 Hydro | 8.7 | 3 | Hydro Run-of-river and poundage | 60.46 | 5.438 | Norway | NO05 | COMMISSIONED |  |  | Freshwater
50WP00000000013Q | 50WG00000000042P | Arna | Arna G104 Hydro | 8.7 | 0.4 | Hydro Run-of-river and poundage | 60.46 | 5.438 | Norway | NO05 | COMMISSIONED |  |  | Freshwater
50WP00000000013Q | 50WG00000000039E | Arna | Arna G106 Hydro | 8.7 | 0.9 | Hydro Run-of-river and poundage | 60.46 | 5.438 | Norway | NO05 | COMMISSIONED |  |  | Freshwater
50WP00000000013Q | 50WG00000000035M | Arna | Arna G105 Hydro | 8.7 | 2.1 | Hydro Run-of-river and poundage | 60.46 | 5.438 | Norway | NO05 | COMMISSIONED |  |  | Freshwater
50WP00000000013Q | 50WG00000000036K | Arna | Arna G103 Hydro | 8.7 | 0.1 | Hydro Run-of-river and poundage | 60.46 | 5.438 | Norway | NO05 | COMMISSIONED |  |  | Freshwater
50WP00000000013Q | 50WG00000000037I | Arna | Arna G108 Hydro | 8.7 | 0.4 | Hydro Run-of-river and poundage | 60.46 | 5.438 | Norway | NO05 | COMMISSIONED |  |  | Freshwater
50WP00000000013Q | 50WG00000000038G | Arna | Arna G102 Hydro | 8.7 | 0.7 | Hydro Run-of-river and poundage | 60.46 | 5.438 | Norway | NO05 | COMMISSIONED |  |  | Freshwater
50WP00000000279P | 50WG00000000686I | Hol 2 | Hol_2 G1 Hydro | 33 | 33 | Hydro Water Reservoir | 60.574 | 8.411 | Norway | NO03 | COMMISSIONED |  |  | Freshwater
50WP000000001475 | 50WG000000003627 | EVM | Evm G2 Therm | 328 | 147 | Fossil Gas | 60.815 | 5.033 | Norway | NO05 | COMMISSIONED |  |  | Seawater | Once-through | 43.07 | 0.38
50WP000000001475 | 50WG000000003643 | EVM | Evm G1 Therm | 328 | 147 | Fossil Gas | 60.815 | 5.033 | Norway | NO05 | COMMISSIONED |  |  | Seawater | Once-through | 43.07 | 0.38
50WP000000001475 | 50WG000000003635 | EVM | Evm Stg Therm | 328 | 34 | Fossil Gas | 60.815 | 5.033 | Norway | NO05 | COMMISSIONED |  |  | Freshwater | Air Cooling | 0.01 | 0.01
50WP00000000809M | 50WG000000020467 | Verdal | Verdal G102 Hydro | 23.9 | 1 | Hydro Water Reservoir | 63.751 | 11.917 | Norway | NO06 | COMMISSIONED |  |  | Freshwater
50WP00000000809M | 50WG000000020475 | Verdal | Verdal G105 Hydro | 23.9 | 0.1 | Hydro Water Reservoir | 63.751 | 11.917 | Norway | NO06 | COMMISSIONED |  |  | Freshwater
50WP00000000809M | 50WG000000020483 | Verdal | Verdal G109 Hydro | 23.9 | 0.7 | Hydro Water Reservoir | 63.751 | 11.917 | Norway | NO06 | COMMISSIONED |  |  | Freshwater
50WP00000000809M | 50WG000000020491 | Verdal | Verdal G108 Hydro | 23.9 | 12.5 | Hydro Water Reservoir | 63.751 | 11.917 | Norway | NO06 | COMMISSIONED |  |  | Freshwater
50WP00000000809M | 50WG00000002041H | Verdal | Verdal G107 Hydro | 23.9 | 1.5 | Hydro Water Reservoir | 63.751 | 11.917 | Norway | NO06 | COMMISSIONED |  |  | Freshwater
50WP00000000809M | 50WG00000002042F | Verdal | Verdal G115 Hydro | 23.9 | 0.1 | Hydro Water Reservoir | 63.751 | 11.917 | Norway | NO06 | COMMISSIONED |  |  | Freshwater
50WP00000000809M | 50WG00000002043D | Verdal | Verdal G113 Hydro | 23.9 | 0.2 | Hydro Water Reservoir | 63.751 | 11.917 | Norway | NO06 | COMMISSIONED |  |  | Freshwater
50WP00000000809M | 50WG00000002044B | Verdal | Verdal G101 Hydro | 23.9 | 1.9 | Hydro Water Reservoir | 63.751 | 11.917 | Norway | NO06 | COMMISSIONED |  |  | Freshwater
50WP00000000809M | 50WG000000020459 | Verdal | Verdal Na1 Therm | 23.9 | 0 | Hydro Water Reservoir | 63.751 | 11.917 | Norway | NO06 | COMMISSIONED |  |  | Freshwater
50WP00000000809M | 50WG00000002050G | Verdal | Verdal G104 Hydro | 23.9 | 2 | Hydro Water Reservoir | 63.751 | 11.917 | Norway | NO06 | COMMISSIONED |  |  | Freshwater
50WP00000000809M | 50WG00000002051E | Verdal | Verdal G103 Hydro | 23.9 | 0.1 | Hydro Water Reservoir | 63.751 | 11.917 | Norway | NO06 | COMMISSIONED |  |  | Freshwater
50WP00000000809M | 50WG00000002052C | Verdal | Verdal G106 Hydro | 23.9 | 0.1 | Hydro Water Reservoir | 63.751 | 11.917 | Norway | NO06 | COMMISSIONED |  |  | Freshwater
50WP00000000809M | 50WG00000002053A | Verdal | Verdal G110 Hydro | 23.9 | 1 | Hydro Water Reservoir | 63.751 | 11.917 | Norway | NO06 | COMMISSIONED |  |  | Freshwater
50WP00000000809M | 50WG000000020548 | Verdal | Verdal G111 Hydro | 23.9 | 1.3 | Hydro Water Reservoir | 63.751 | 11.917 | Norway | NO06 | COMMISSIONED |  |  | Freshwater
50WP00000000809M | 50WG000000020556 | Verdal | Verdal G112 Hydro | 23.9 | 1.3 | Hydro Water Reservoir | 63.751 | 11.917 | Norway | NO06 | COMMISSIONED |  |  | Freshwater
50WP00000000809M | 50WG000000020564 | Verdal | Verdal G114 Hydro | 23.9 | 0.1 | Hydro Water Reservoir | 63.751 | 11.917 | Norway | NO06 | COMMISSIONED |  |  | Freshwater
50WP000000001467 | 50WG000000003619 | Evenstad | Evenstadg3 Hydro | 27.2 | 4.4 | Hydro Water Reservoir | 61.424 | 11.097 | Norway | NO02 | COMMISSIONED |  |  | Freshwater
50WP000000001467 | 50WG00000000360B | Evenstad | Evenstadg1 Hydro | 27.2 | 4.4 | Hydro Water Reservoir | 61.424 | 11.097 | Norway | NO02 | COMMISSIONED |  |  | Freshwater
50WP000000001467 | 50WG00000000359X | Evenstad | Evenstadg4 Hydro | 27.2 | 14 | Hydro Water Reservoir | 61.424 | 11.097 | Norway | NO02 | COMMISSIONED |  |  | Freshwater
50WP000000001467 | 50WG00000000358Z | Evenstad | Evenstadg2 Hydro | 27.2 | 4.4 | Hydro Water Reservoir | 61.424 | 11.097 | Norway | NO02 | COMMISSIONED |  |  | Freshwater
50WP00000000278R | 50WG00000000685K | Hol 1 | Hol_1 G3 Hydro | 230 | 50 | Hydro Water Reservoir | 60.574 | 8.411 | Norway | NO03 | COMMISSIONED |  |  | Freshwater
50WP00000000278R | 50WG00000000684M | Hol 1 | Hol_1 G1 Hydro | 230 | 62 | Hydro Water Reservoir | 60.574 | 8.411 | Norway | NO03 | COMMISSIONED |  |  | Freshwater
50WP00000000278R | 50WG00000000683O | Hol 1 | Hol_1 G4 Hydro | 230 | 53 | Hydro Water Reservoir | 60.574 | 8.411 | Norway | NO03 | COMMISSIONED |  |  | Freshwater
50WP00000000278R | 50WG00000000682Q | Hol 1 | Hol_1 G2 Hydro | 230 | 65 | Hydro Water Reservoir | 60.574 | 8.411 | Norway | NO03 | COMMISSIONED |  |  | Freshwater
50WP00000000581Q | 50WG000000013711 | Rod | Rod G131 Hydro | 23.6 | 0.1 | Hydro Run-of-river and poundage | 59.073 | 10.943 | Norway | NO03 | COMMISSIONED |  |  | Freshwater
50WP00000000581Q | 50WG000000013703 | Rod | Rod G118 Hydro | 23.6 | 0.9 | Hydro Run-of-river and poundage | 59.073 | 10.943 | Norway | NO03 | COMMISSIONED |  |  | Freshwater
50WP00000000581Q | 50WGI00000013555 | Rod | Rod G130 Hydro | 23.6 | 0.1 | Hydro Run-of-river and poundage | 59.073 | 10.943 | Norway | NO03 | COMMISSIONED |  |  | Freshwater
50WP00000000581Q | 50WG00000001378O | Rod | Rod G126 Hydro | 23.6 | 1.2 | Hydro Run-of-river and poundage | 59.073 | 10.943 | Norway | NO03 | COMMISSIONED |  |  | Freshwater
50WP00000000581Q | 50WG00000001377Q | Rod | Rod G113 Hydro | 23.6 | 0.6 | Hydro Run-of-river and poundage | 59.073 | 10.943 | Norway | NO03 | COMMISSIONED |  |  | Freshwater
50WP00000000581Q | 50WG00000001379M | Rod | Rod G117 Hydro | 23.6 | 2.3 | Hydro Run-of-river and poundage | 59.073 | 10.943 | Norway | NO03 | COMMISSIONED |  |  | Freshwater
50WP00000000581Q | 50WG00000001374W | Rod | Rod G106 Hydro | 23.6 | 0.1 | Hydro Run-of-river and poundage | 59.073 | 10.943 | Norway | NO03 | COMMISSIONED |  |  | Freshwater
50WP00000000581Q | 50WG00000001373Y | Rod | Rod G121 Hydro | 23.6 | 1.6 | Hydro Run-of-river and poundage | 59.073 | 10.943 | Norway | NO03 | COMMISSIONED |  |  | Freshwater
50WP00000000581Q | 50WG00000001376S | Rod | Rod G136 Hydro | 23.6 | 0.4 | Hydro Run-of-river and poundage | 59.073 | 10.943 | Norway | NO03 | COMMISSIONED |  |  | Freshwater
50WP00000000581Q | 50WG00000001375U | Rod | Rod Ng1 Therm | 23.6 | 0 | Hydro Run-of-river and poundage | 59.073 | 10.943 | Norway | NO03 | COMMISSIONED |  |  | Freshwater
50WP00000000581Q | 50WG00000001382X | Rod | Rod G109 Therm | 23.6 | 0.2 | Hydro Run-of-river and poundage | 59.073 | 10.943 | Norway | NO03 | COMMISSIONED |  |  | Freshwater
50WP00000000581Q | 50WG00000001381Z | Rod | Rod G132 Hydro | 23.6 | 0.1 | Hydro Run-of-river and poundage | 59.073 | 10.943 | Norway | NO03 | COMMISSIONED |  |  | Freshwater
50WP00000000581Q | 50WG00000001384T | Rod | Rod G133 Hydro | 23.6 | 0.1 | Hydro Run-of-river and poundage | 59.073 | 10.943 | Norway | NO03 | COMMISSIONED |  |  | Freshwater
50WP00000000581Q | 50WG00000001383V | Rod | Rod G110 Hydro | 23.6 | 1.6 | Hydro Run-of-river and poundage | 59.073 | 10.943 | Norway | NO03 | COMMISSIONED |  |  | Freshwater
50WP00000000581Q | 50WG000000013800 | Rod | Rod G105 Hydro | 23.6 | 0.1 | Hydro Run-of-river and poundage | 59.073 | 10.943 | Norway | NO03 | COMMISSIONED |  |  | Freshwater
50WP00000000581Q | 50WG00000001386P | Rod | Rod G137 Hydro | 23.6 | 2.6 | Hydro Run-of-river and poundage | 59.073 | 10.943 | Norway | NO03 | COMMISSIONED |  |  | Freshwater
50WP00000000581Q | 50WG00000001385R | Rod | Rod G120 Therm | 23.6 | 0.9 | Hydro Run-of-river and poundage | 59.073 | 10.943 | Norway | NO03 | COMMISSIONED |  |  | Freshwater
50WP00000000581Q | 50WG00000001387N | Rod | Rod G104 Hydro | 23.6 | 0.9 | Hydro Run-of-river and poundage | 59.073 | 10.943 | Norway | NO03 | COMMISSIONED |  |  | Freshwater
50WP00000000581Q | 50WGI00000013725 | Rod | Rod G102 Hydro | 23.6 | 0.1 | Hydro Run-of-river and poundage | 59.073 | 10.943 | Norway | NO03 | COMMISSIONED |  |  | Freshwater
50WP00000000581Q | 50WG000000013541 | Rod | Rod G103 Hydro | 23.6 | 1 | Hydro Run-of-river and poundage | 59.073 | 10.943 | Norway | NO03 | COMMISSIONED |  |  | Freshwater
50WP00000000581Q | 50WG00000001356Y | Rod | Rod G135 Hydro | 23.6 | 0.3 | Hydro Run-of-river and poundage | 59.073 | 10.943 | Norway | NO03 | COMMISSIONED |  |  | Freshwater
50WP00000000581Q | 50WG000000013517 | Rod | Rod G114 Hydro | 23.6 | 0.2 | Hydro Run-of-river and poundage | 59.073 | 10.943 | Norway | NO03 | COMMISSIONED |  |  | Freshwater
50WP00000000581Q | 50WG000000013509 | Rod | Rod G107 Hydro | 23.6 | 0.1 | Hydro Run-of-river and poundage | 59.073 | 10.943 | Norway | NO03 | COMMISSIONED |  |  | Freshwater
50WP00000000581Q | 50WG000000013533 | Rod | Rod G116 Hydro | 23.6 | 1.1 | Hydro Run-of-river and poundage | 59.073 | 10.943 | Norway | NO03 | COMMISSIONED |  |  | Freshwater
50WP00000000581Q | 50WG000000013525 | Rod | Rod G123 Hydro | 23.6 | 0.1 | Hydro Run-of-river and poundage | 59.073 | 10.943 | Norway | NO03 | COMMISSIONED |  |  | Freshwater
50WP00000000581Q | 50WG00000001358U | Rod | Rod G128 Hydro | 23.6 | 0.2 | Hydro Run-of-river and poundage | 59.073 | 10.943 | Norway | NO03 | COMMISSIONED |  |  | Freshwater
50WP00000000581Q | 50WG00000001357W | Rod | Rod G111 Hydro | 23.6 | 0.7 | Hydro Run-of-river and poundage | 59.073 | 10.943 | Norway | NO03 | COMMISSIONED |  |  | Freshwater
50WP00000000581Q | 50WG00000001359S | Rod | Rod G101 Hydro | 23.6 | 0.4 | Hydro Run-of-river and poundage | 59.073 | 10.943 | Norway | NO03 | COMMISSIONED |  |  | Freshwater
50WP00000000581Q | 50WG000000013614 | Rod | Rod G127 Hydro | 23.6 | 0.5 | Hydro Run-of-river and poundage | 59.073 | 10.943 | Norway | NO03 | COMMISSIONED |  |  | Freshwater
50WP00000000581Q | 50WG000000013606 | Rod | Rod G119 Hydro | 23.6 | 0.7 | Hydro Run-of-river and poundage | 59.073 | 10.943 | Norway | NO03 | COMMISSIONED |  |  | Freshwater
50WP00000000581Q | 50WG00000001366V | Rod | Rod G108 Hydro | 23.6 | 0.3 | Hydro Run-of-river and poundage | 59.073 | 10.943 | Norway | NO03 | COMMISSIONED |  |  | Freshwater
50WP00000000581Q | 50WG00000001365X | Rod | Rod G129 Hydro | 23.6 | 0.2 | Hydro Run-of-river and poundage | 59.073 | 10.943 | Norway | NO03 | COMMISSIONED |  |  | Freshwater
50WP00000000581Q | 50WG00000001368R | Rod | Rod G122 Hydro | 23.6 | 1 | Hydro Run-of-river and poundage | 59.073 | 10.943 | Norway | NO03 | COMMISSIONED |  |  | Freshwater
50WP00000000581Q | 50WG00000001367T | Rod | Rod G125 Hydro | 23.6 | 0.1 | Hydro Run-of-river and poundage | 59.073 | 10.943 | Norway | NO03 | COMMISSIONED |  |  | Freshwater
50WP00000000581Q | 50WG000000013630 | Rod | Rod G134 Hydro | 23.6 | 0.1 | Hydro Run-of-river and poundage | 59.073 | 10.943 | Norway | NO03 | COMMISSIONED |  |  | Freshwater
50WP00000000581Q | 50WG000000013622 | Rod | Rod G112 Hydro | 23.6 | 2.4 | Hydro Run-of-river and poundage | 59.073 | 10.943 | Norway | NO03 | COMMISSIONED |  |  | Freshwater
50WP00000000581Q | 50WG00000001364Z | Rod | Rod G124 Hydro | 23.6 | 0.1 | Hydro Run-of-river and poundage | 59.073 | 10.943 | Norway | NO03 | COMMISSIONED |  |  | Freshwater
50WP00000000581Q | 50WG00000001369P | Rod | Rod G115 Hydro | 23.6 | 0.2 | Hydro Run-of-river and poundage | 59.073 | 10.943 | Norway | NO03 | COMMISSIONED |  |  | Freshwater
50WP00000000808O | 50WG00000002040J | Vemundsbotn | Vemundsbg1 Hydro | 55 | 55 | Hydro Water Reservoir | 60.855 | 5.695 | Norway | NO05 | COMMISSIONED |  |  | Freshwater
50WP00000000580S | 50WG00000001349V | Rygene | Rygene G1 Hydro | 65 | 65 | Hydro Water Reservoir | 58.406 | 8.638 | Norway | NO04 | COMMISSIONED |  |  | Freshwater
50WP00000000277T | 50WG00000000681S | Hogstad | Hogstad G2 Hydro | 10.8 | 0.8 | Hydro Run-of-river and poundage | 59.321 | 9.657 | Norway | NO03 | COMMISSIONED |  |  | Freshwater
50WP00000000277T | 50WG00000000680U | Hogstad | Hogstad G1 Hydro | 10.8 | 10 | Hydro Run-of-river and poundage | 59.321 | 9.657 | Norway | NO03 | COMMISSIONED |  |  | Freshwater
50WP00000000807Q | 50WG000000020394 | Vemork | Vemork G1 Hydro | 204 | 102 | Hydro Water Reservoir | 59.847 | 8.427 | Norway | NO03 | COMMISSIONED |  |  | Freshwater
50WP00000000807Q | 50WG000000020386 | Vemork | Vemork G2 Hydro | 204 | 102 | Hydro Water Reservoir | 59.847 | 8.427 | Norway | NO03 | COMMISSIONED |  |  | Freshwater
50WP00000000144B | 50WG00000000341F | Evanger | Evanger G1 Hydro | 330 | 110 | Hydro Water Reservoir | 60.657 | 6.112 | Norway | NO05 | COMMISSIONED |  |  | Freshwater
50WP00000000144B | 50WG00000000340H | Evanger | Evanger G103 Hydro | 330 | 0.9 | Hydro Water Reservoir | 60.657 | 6.112 | Norway | NO05 | DECOMMISSIONED |  |  | Freshwater
50WP00000000144B | 50WG00000000343B | Evanger | Evanger G124 Hydro | 330 | 0.8 | Hydro Water Reservoir | 60.657 | 6.112 | Norway | NO05 | DECOMMISSIONED |  |  | Freshwater
50WP00000000144B | 50WG00000000342D | Evanger | Evanger G2 Hydro | 330 | 110 | Hydro Water Reservoir | 60.657 | 6.112 | Norway | NO05 | COMMISSIONED |  |  | Freshwater
50WP00000000144B | 50WG000000003457 | Evanger | Evanger G111 Hydro | 330 | 1.2 | Hydro Water Reservoir | 60.657 | 6.112 | Norway | NO05 | DECOMMISSIONED |  |  | Freshwater
50WP00000000144B | 50WG000000003449 | Evanger | Evanger G115 Hydro | 330 | 0.1 | Hydro Water Reservoir | 60.657 | 6.112 | Norway | NO05 | DECOMMISSIONED |  |  | Freshwater
50WP00000000144B | 50WG000000003481 | Evanger | Evanger G102 Hydro | 330 | 0.9 | Hydro Water Reservoir | 60.657 | 6.112 | Norway | NO05 | DECOMMISSIONED |  |  | Freshwater
50WP00000000144B | 50WG000000003465 | Evanger | Evanger G104 Hydro | 330 | 0.9 | Hydro Water Reservoir | 60.657 | 6.112 | Norway | NO05 | DECOMMISSIONED |  |  | Freshwater
50WP00000000144B | 50WG000000003473 | Evanger | Evanger G3 Hydro | 330 | 110 | Hydro Water Reservoir | 60.657 | 6.112 | Norway | NO05 | COMMISSIONED |  |  | Freshwater
50WP00000000144B | 50WG00000000331I | Evanger | Evanger G123 Hydro | 330 | 2.8 | Hydro Water Reservoir | 60.657 | 6.112 | Norway | NO05 | DECOMMISSIONED |  |  | Freshwater
50WP00000000144B | 50WG00000000333E | Evanger | Evanger G121 Hydro | 330 | 3.1 | Hydro Water Reservoir | 60.657 | 6.112 | Norway | NO05 | DECOMMISSIONED |  |  | Freshwater
50WP00000000144B | 50WG00000000332G | Evanger | Evanger G119 Hydro | 330 | 2.6 | Hydro Water Reservoir | 60.657 | 6.112 | Norway | NO05 | DECOMMISSIONED |  |  | Freshwater
50WP00000000144B | 50WG00000000335A | Evanger | Evanger G109 Hydro | 330 | 0.4 | Hydro Water Reservoir | 60.657 | 6.112 | Norway | NO05 | DECOMMISSIONED |  |  | Freshwater
50WP00000000144B | 50WG00000000334C | Evanger | Evanger G108 Hydro | 330 | 1 | Hydro Water Reservoir | 60.657 | 6.112 | Norway | NO05 | DECOMMISSIONED |  |  | Freshwater
50WP00000000144B | 50WG000000003376 | Evanger | Evanger G110 Hydro | 330 | 0.4 | Hydro Water Reservoir | 60.657 | 6.112 | Norway | NO05 | DECOMMISSIONED |  |  | Freshwater
50WP00000000144B | 50WG000000003384 | Evanger | Evanger G125 Hydro | 330 | 0.4 | Hydro Water Reservoir | 60.657 | 6.112 | Norway | NO05 | DECOMMISSIONED |  |  | Freshwater
50WP00000000144B | 50WG000000003368 | Evanger | Evanger G117 Hydro | 330 | 1 | Hydro Water Reservoir | 60.657 | 6.112 | Norway | NO05 | DECOMMISSIONED |  |  | Freshwater
50WP00000000144B | 50WG000000003392 | Evanger | Evanger G116 Hydro | 330 | 0.1 | Hydro Water Reservoir | 60.657 | 6.112 | Norway | NO05 | DECOMMISSIONED |  |  | Freshwater
50WP00000000144B | 50WGI00000003495 | Evanger | Evanger G118 Hydro | 330 | 0.8 | Hydro Water Reservoir | 60.657 | 6.112 | Norway | NO05 | DECOMMISSIONED |  |  | Freshwater
50WP00000000144B | 50WG00000000351C | Evanger | Evanger G122 Hydro | 330 | 0.4 | Hydro Water Reservoir | 60.657 | 6.112 | Norway | NO05 | DECOMMISSIONED |  |  | Freshwater
50WP00000000144B | 50WG00000000350E | Evanger | Evanger G101 Hydro | 330 | 0.3 | Hydro Water Reservoir | 60.657 | 6.112 | Norway | NO05 | DECOMMISSIONED |  |  | Freshwater
50WP00000000144B | 50WG000000003538 | Evanger | Evanger G107 Hydro | 330 | 0.1 | Hydro Water Reservoir | 60.657 | 6.112 | Norway | NO05 | DECOMMISSIONED |  |  | Freshwater
50WP00000000144B | 50WG00000000352A | Evanger | Evanger G113 Hydro | 330 | 0.1 | Hydro Water Reservoir | 60.657 | 6.112 | Norway | NO05 | DECOMMISSIONED |  |  | Freshwater
50WP00000000144B | 50WG000000003554 | Evanger | Evanger G114 Hydro | 330 | 0.1 | Hydro Water Reservoir | 60.657 | 6.112 | Norway | NO05 | DECOMMISSIONED |  |  | Freshwater
50WP00000000144B | 50WG000000003546 | Evanger | Evanger G106 Hydro | 330 | 0.5 | Hydro Water Reservoir | 60.657 | 6.112 | Norway | NO05 | DECOMMISSIONED |  |  | Freshwater
50WP00000000144B | 50WG000000003562 | Evanger | Evanger G120 Hydro | 330 | 6 | Hydro Water Reservoir | 60.657 | 6.112 | Norway | NO05 | DECOMMISSIONED |  |  | Freshwater
50WP00000000144B | 50WG000000003570 | Evanger | Evanger G112 Hydro | 330 | 0.4 | Hydro Water Reservoir | 60.657 | 6.112 | Norway | NO05 | DECOMMISSIONED |  |  | Freshwater
50WP00000000144B | 50WG00000002188O | Evanger | Evanger G105 Hydro | 330 | 0.8 | Hydro Water Reservoir | 60.657 | 6.112 | Norway | NO05 | DECOMMISSIONED |  |  | Freshwater
50WP00000000276V | 50WG00000000679F | Hogga | Hogga G1 Hydro | 20 | 20 | Hydro Water Reservoir | 59.31 | 9.045 | Norway | NO03 | COMMISSIONED |  |  | Freshwater
50WP00000000010W | 50WG00000000026N | Monehagen | Monehageg110 Hydro | 10.6 | 0.1 | Hydro Water Reservoir | 61.452 | 5.857 | Norway | NO05 | COMMISSIONED |  |  | Freshwater
50WP00000000010W | 50WG00000000025P | Monehagen | Monehageg104 Hydro | 10.6 | 0.1 | Hydro Water Reservoir | 61.452 | 5.857 | Norway | NO05 | COMMISSIONED |  |  | Freshwater
50WP00000000010W | 50WG00000000024R | Monehagen | Monehageg108 Hydro | 10.6 | 2.3 | Hydro Water Reservoir | 61.452 | 5.857 | Norway | NO05 | COMMISSIONED |  |  | Freshwater
50WP00000000010W | 50WG00000000023T | Monehagen | Monehageg103 Hydro | 10.6 | 0.3 | Hydro Water Reservoir | 61.452 | 5.857 | Norway | NO05 | COMMISSIONED |  |  | Freshwater
50WP00000000010W | 50WG00000000022V | Monehagen | Monehageg102 Hydro | 10.6 | 1.9 | Hydro Water Reservoir | 61.452 | 5.857 | Norway | NO05 | COMMISSIONED |  |  | Freshwater
50WP00000000010W | 50WG00000000029H | Monehagen | Monehageg107 Hydro | 10.6 | 1.4 | Hydro Water Reservoir | 61.452 | 5.857 | Norway | NO05 | COMMISSIONED |  |  | Freshwater
50WP00000000010W | 50WG00000000028J | Monehagen | Monehageg106 Hydro | 10.6 | 1.4 | Hydro Water Reservoir | 61.452 | 5.857 | Norway | NO05 | COMMISSIONED |  |  | Freshwater
50WP00000000010W | 50WG00000000027L | Monehagen | Monehageg105 Hydro | 10.6 | 1 | Hydro Water Reservoir | 61.452 | 5.857 | Norway | NO05 | COMMISSIONED |  |  | Freshwater
50WP00000000010W | 50WG00000000033Q | Monehagen | Monehageg101 Hydro | 10.6 | 0.2 | Hydro Water Reservoir | 61.452 | 5.857 | Norway | NO05 | COMMISSIONED |  |  | Freshwater
50WP00000000010W | 50WG00000000032S | Monehagen | Monehageg109 Hydro | 10.6 | 1.4 | Hydro Water Reservoir | 61.452 | 5.857 | Norway | NO05 | COMMISSIONED |  |  | Freshwater
50WP00000000010W | 50WG00000000031U | Monehagen | Monehageg111 Hydro | 10.6 | 0.5 | Hydro Water Reservoir | 61.452 | 5.857 | Norway | NO05 | COMMISSIONED |  |  | Freshwater
50WP00000000010W | 50WG00000000030W | Monehagen | Arendal Ng1 Therm | 10.6 | 0 | Hydro Water Reservoir | 61.452 | 5.857 | Norway | NO05 | COMMISSIONED |  |  | Freshwater
50WP00000000143D | 50WG00000000330K | Enga | Enga G101 Hydro | 3.1 | 3.1 | Hydro Water Reservoir | 66.778 | 13.533 | Norway | NO07 | COMMISSIONED |  |  | Freshwater
50WP00000000806S | 50WG000000020378 | Vedeld | Vedeld G1 Hydro | 4 | 4 | Hydro Water Reservoir |  |  | Norway |  | COMMISSIONED |  |  | Freshwater
50WP00000000453Z | 50WG00000001041M | Mel | Mel G1 Hydro | 60 | 60 | Hydro Water Reservoir | 61.347 | 6.556 | Norway | NO05 | COMMISSIONED |  |  | Freshwater
50WP00000000320H | 50WG00000000768G | Ildgruben | Ildgrubeg1 Hydro | 7.4 | 5.2 | Hydro Water Reservoir | 66.307 | 14.356 | Norway | NO07 | COMMISSIONED |  |  | Freshwater
50WP00000000320H | 50WG00000000767I | Ildgruben | Ildgrubeg2 Hydro | 7.4 | 2.2 | Hydro Water Reservoir | 66.307 | 14.356 | Norway | NO07 | COMMISSIONED |  |  | Freshwater
50WPI00000000865 | 50WG00000000227D | Bruvollelva | Bruvolleg1 Hydro | 4.3 | 4.3 | Hydro Run-of-river and poundage | 64.266 | 12.294 | Norway | NO06 | COMMISSIONED |  |  | Freshwater
50WP00000000017I | 50WG000000000598 | Aura | Aura G101 Hydro | 283 | 2.6 | Hydro Water Reservoir | 62.665 | 8.524 | Norway | NO05 | DECOMMISSIONED |  |  | Freshwater
50WP00000000017I | 50WG00000000064F | Aura | Aura G110 Hydro | 283 | 4.9 | Hydro Water Reservoir | 62.665 | 8.524 | Norway | NO05 | DECOMMISSIONED |  |  | Freshwater
50WP00000000017I | 50WG00000000063H | Aura | Aura G2 Hydro | 283 | 53 | Hydro Water Reservoir | 62.665 | 8.524 | Norway | NO05 | COMMISSIONED |  |  | Freshwater
50WP00000000017I | 50WG00000000065D | Aura | Aura G109 Hydro | 283 | 2 | Hydro Water Reservoir | 62.665 | 8.524 | Norway | NO05 | DECOMMISSIONED |  |  | Freshwater
50WP00000000017I | 50WG00000000061L | Aura | Aura G103 Hydro | 283 | 0.4 | Hydro Water Reservoir | 62.665 | 8.524 | Norway | NO05 | DECOMMISSIONED |  |  | Freshwater
50WP00000000017I | 50WG00000000062J | Aura | Aura G105 Hydro | 283 | 0.3 | Hydro Water Reservoir | 62.665 | 8.524 | Norway | NO05 | DECOMMISSIONED |  |  | Freshwater
50WP00000000017I | 50WG00000000060N | Aura | Aura G3 Hydro | 283 | 53 | Hydro Water Reservoir | 62.665 | 8.524 | Norway | NO05 | COMMISSIONED |  |  | Freshwater
50WP00000000017I | 50WG00000000048D | Aura | Aura G106 Hydro | 283 | 5.5 | Hydro Water Reservoir | 60.392 | 5.331 | Norway | NO05 | DECOMMISSIONED |  |  | Freshwater
50WP00000000017I | 50WG00000000047F | Aura | Aura G5 Hydro | 283 | 31 | Hydro Water Reservoir | 62.665 | 8.524 | Norway | NO05 | COMMISSIONED |  |  | Freshwater
50WP00000000017I | 50WG00000000049B | Aura | Aura Ng1 Therm | 283 | 0 | Hydro Water Reservoir | 60.392 | 5.331 | Norway | NO05 | DECOMMISSIONED |  |  | Freshwater
50WP00000000017I | 50WG00000000056E | Aura | Aura G4 Hydro | 283 | 31 | Hydro Water Reservoir | 62.665 | 8.524 | Norway | NO05 | COMMISSIONED |  |  | Freshwater
50WP00000000017I | 50WG00000000055G | Aura | Aura G107 Hydro | 283 | 1.2 | Hydro Water Reservoir | 62.665 | 8.524 | Norway | NO05 | DECOMMISSIONED |  |  | Freshwater
50WP00000000017I | 50WG00000000058A | Aura | Aura G106 Hydro | 283 | 1.2 | Hydro Water Reservoir | 62.665 | 8.524 | Norway | NO05 | DECOMMISSIONED |  |  | Freshwater
50WP00000000017I | 50WG00000000057C | Aura | Aura G7 Hydro | 283 | 31 | Hydro Water Reservoir | 62.665 | 8.524 | Norway | NO05 | COMMISSIONED |  |  | Freshwater
50WP00000000017I | 50WG00000000051O | Aura | Aura G108 Hydro | 283 | 0.7 | Hydro Water Reservoir | 62.665 | 8.524 | Norway | NO05 | DECOMMISSIONED |  |  | Freshwater
50WP00000000017I | 50WG00000000050Q | Aura | Aura G102 Hydro | 283 | 0.6 | Hydro Water Reservoir | 62.665 | 8.524 | Norway | NO05 | DECOMMISSIONED |  |  | Freshwater
50WP00000000017I | 50WG00000000054I | Aura | Aura G6 Hydro | 283 | 31 | Hydro Water Reservoir | 62.665 | 8.524 | Norway | NO05 | COMMISSIONED |  |  | Freshwater
50WP00000000017I | 50WG00000000052M | Aura | Aura G1 Hydro | 283 | 53 | Hydro Water Reservoir | 62.665 | 8.524 | Norway | NO05 | COMMISSIONED |  |  | Freshwater
50WP00000000017I | 50WG00000000053K | Aura | Aura G104 Hydro | 283 | 0.7 | Hydro Water Reservoir | 62.665 | 8.524 | Norway | NO05 | DECOMMISSIONED |  |  | Freshwater
50WP00000000016K | 50WG00000000045J | Aunfoss | Aunfoss G1 Hydro | 36 | 18 | Hydro Water Reservoir | 64.61 | 12.578 | Norway | NO06 | COMMISSIONED |  |  | Freshwater
50WP00000000016K | 50WG00000000046H | Aunfoss | Aunfoss G2 Hydro | 36 | 18 | Hydro Water Reservoir | 64.61 | 12.578 | Norway | NO06 | COMMISSIONED |  |  | Freshwater
50WP00000000585I | 50WG00000001392U | Roldal | Roldal G101 Hydro | 160 | 1.6 | Hydro Water Reservoir | 59.822 | 6.818 | Norway | NO05 | DECOMMISSIONED |  |  | Freshwater
50WP00000000585I | 50WG00000001390Y | Roldal | Roldal G1 Hydro | 160 | 80 | Hydro Water Reservoir | 59.822 | 6.818 | Norway | NO05 | COMMISSIONED |  |  | Freshwater
50WP00000000585I | 50WG00000001391W | Roldal | Roldal G2 Hydro | 160 | 80 | Hydro Water Reservoir | 59.822 | 6.818 | Norway | NO05 | COMMISSIONED |  |  | Freshwater
50WP00000000584K | 50WG00000001389J | Rodne | Rodne G1 Hydro | 10 | 10 | Hydro Water Reservoir | 58.973 | 5.73 | Norway | NO04 | COMMISSIONED |  |  | Freshwater
50WP000000001491 | 50WGI00000003665 | F.K.F | F.K.F G1 Hydro | 230 | 55 | Hydro Run-of-river and poundage |  |  | Norway |  | COMMISSIONED |  |  | Freshwater
50WP000000001491 | 50WG00000000368W | F.K.F | F.K.F G3 Hydro | 230 | 80 | Hydro Run-of-river and poundage |  |  | Norway |  | COMMISSIONED |  |  | Freshwater
50WP000000001491 | 50WG00000000367Y | F.K.F | F.K.F G4 Hydro | 230 | 40 | Hydro Run-of-river and poundage |  |  | Norway |  | COMMISSIONED |  |  | Freshwater
50WP000000001491 | 50WG000000003651 | F.K.F | F.K.F G2 Hydro | 230 | 55 | Hydro Run-of-river and poundage |  |  | Norway |  | COMMISSIONED |  |  | Freshwater
50WP00000000015M | 50WG00000000044L | Aukland | Aukland G1 Hydro | 17.9 | 17.9 | Hydro Water Reservoir | 58.206 | 7.922 | Norway | NO04 | COMMISSIONED |  |  | Freshwater
50WP00000000014O | 50WG00000000043N | Askerudfoss | Askerudfg1 Hydro | 15 | 15 | Hydro Water Reservoir | 60.897 | 6.202 | Norway | NO05 | COMMISSIONED |  |  | Freshwater
50WP000000004512 | 50WG00000001040O | Mauranger | Maurangeg106 Hydro | 256 | 0.4 | Hydro Water Reservoir | 60.132 | 6.33 | Norway | NO05 | DECOMMISSIONED |  |  | Freshwater
50WP000000004512 | 50WG00000001037D | Mauranger | Maurangeg1 Hydro | 256 | 128 | Hydro Water Reservoir | 60.132 | 6.33 | Norway | NO05 | COMMISSIONED |  |  | Freshwater
50WP000000004512 | 50WG00000001038B | Mauranger | Maurangeg103 Hydro | 256 | 0.1 | Hydro Water Reservoir | 60.132 | 6.33 | Norway | NO05 | DECOMMISSIONED |  |  | Freshwater
50WP000000004512 | 50WG000000010399 | Mauranger | Maurangeg101 Hydro | 256 | 2.1 | Hydro Water Reservoir | 60.132 | 6.33 | Norway | NO05 | DECOMMISSIONED |  |  | Freshwater
50WP000000004512 | 50WG00000001033L | Mauranger | Maurangeg110 Hydro | 256 | 5.6 | Hydro Water Reservoir | 60.132 | 6.33 | Norway | NO05 | DECOMMISSIONED |  |  | Freshwater
50WP000000004512 | 50WG00000001034J | Mauranger | Maurangeg107 Hydro | 256 | 3.8 | Hydro Water Reservoir | 60.132 | 6.33 | Norway | NO05 | DECOMMISSIONED |  |  | Freshwater
50WP000000004512 | 50WG00000001035H | Mauranger | Maurangeg109 Hydro | 256 | 0.1 | Hydro Water Reservoir | 60.132 | 6.33 | Norway | NO05 | DECOMMISSIONED |  |  | Freshwater
50WP000000004512 | 50WG00000001036F | Mauranger | Maurangeg108 Hydro | 256 | 0.1 | Hydro Water Reservoir | 60.132 | 6.33 | Norway | NO05 | DECOMMISSIONED |  |  | Freshwater
50WP000000004512 | 50WG00000001030R | Mauranger | Maurangeg104 Hydro | 256 | 0.5 | Hydro Water Reservoir | 60.132 | 6.33 | Norway | NO05 | DECOMMISSIONED |  |  | Freshwater
50WP000000004512 | 50WG00000001031P | Mauranger | Maurangeg105 Hydro | 256 | 1.9 | Hydro Water Reservoir | 60.132 | 6.33 | Norway | NO05 | DECOMMISSIONED |  |  | Freshwater
50WP000000004512 | 50WG00000001032N | Mauranger | Maurangeg102 Hydro | 256 | 2.5 | Hydro Water Reservoir | 60.132 | 6.33 | Norway | NO05 | DECOMMISSIONED |  |  | Freshwater
50WP000000004512 | 50WG00000001029C | Mauranger | Maurangeg2 Hydro | 256 | 128 | Hydro Water Reservoir | 60.132 | 6.33 | Norway | NO05 | COMMISSIONED |  |  | Freshwater
50WP00000000583M | 50WG00000001388L | Rodberg | Rodberg G1 Hydro | 3.5 | 3.5 | Hydro Water Reservoir | 60.267 | 8.947 | Norway | NO03 | COMMISSIONED |  |  | Freshwater
50WP00000000760Q | 50WG00000001939A | Trysilfossen | Trysilfog2 Hydro | 3.7 | 1.2 | Hydro Water Reservoir | 61.75 | 6.277 | Norway | NO05 | COMMISSIONED |  |  | Freshwater
50WP00000000760Q | 50WG00000001938C | Trysilfossen | Trysilfog1 Hydro | 3.7 | 2.5 | Hydro Water Reservoir | 61.75 | 6.277 | Norway | NO05 | COMMISSIONED |  |  | Freshwater
50WP00000000457R | 50WG00000001050L | Meraker | Meraker G1 Hydro | 108 | 75 | Hydro Water Reservoir | 63.416 | 11.737 | Norway | NO06 | COMMISSIONED |  |  | Freshwater
50WP00000000457R | 50WG000000010496 | Meraker | Meraker G2 Hydro | 108 | 33 | Hydro Water Reservoir | 63.416 | 11.737 | Norway | NO06 | COMMISSIONED |  |  | Freshwater
50WP000000003257 | 50WG00000000778D | Iveland | Iveland G1 Hydro | 52.5 | 20 | Hydro Water Reservoir | 58.39 | 7.894 | Norway | NO04 | COMMISSIONED |  |  | Freshwater
50WP000000003257 | 50WG00000000777F | Iveland | Iveland G3 Hydro | 52.5 | 12.5 | Hydro Water Reservoir | 58.39 | 7.894 | Norway | NO04 | COMMISSIONED |  |  | Freshwater
50WP000000003257 | 50WG00000000776H | Iveland | Iveland G2 Hydro | 52.5 | 20 | Hydro Water Reservoir | 58.39 | 7.894 | Norway | NO04 | COMMISSIONED |  |  | Freshwater
50WP00000000456T | 50WG00000001045E | Melkoya | Melkoya G10 Therm | 230 | 46 | Fossil Gas | 71.569 | 21.226 | Norway | NO07 | COMMISSIONED |  |  | Freshwater | Air Cooling | 0.01 | 0.01
50WP00000000456T | 50WG00000001044G | Melkoya | Melkoya G50 Therm | 230 | 46 | Fossil Gas | 71.569 | 21.226 | Norway | NO07 | COMMISSIONED |  |  | Freshwater | Air Cooling | 0.01 | 0.01
50WP00000000456T | 50WG000000010488 | Melkoya | Melkoya G40 Therm | 230 | 46 | Fossil Gas | 71.569 | 21.226 | Norway | NO07 | COMMISSIONED |  |  | Freshwater | Air Cooling | 0.01 | 0.01
50WP00000000456T | 50WG00000001047A | Melkoya | Melkoya G30 Therm | 230 | 46 | Fossil Gas | 71.569 | 21.226 | Norway | NO07 | COMMISSIONED |  |  | Freshwater | Air Cooling | 0.01 | 0.01
50WP00000000456T | 50WG00000001046C | Melkoya | Melkoya G20 Therm | 230 | 46 | Fossil Gas | 71.569 | 21.226 | Norway | NO07 | COMMISSIONED |  |  | Freshwater | Air Cooling | 0.01 | 0.01
50WP00000000323B | 50WG00000000772P | Istad | Istad G102 Hydro | 6 | 4 | Hydro Water Reservoir | 62.805 | 7.7 | Norway | NO05 | COMMISSIONED |  |  | Freshwater
50WP00000000323B | 50WG00000000775J | Istad | Istad G103 Hydro | 6 | 0.5 | Hydro Water Reservoir | 62.805 | 7.7 | Norway | NO05 | COMMISSIONED |  |  | Freshwater
50WP00000000323B | 50WG00000000773N | Istad | Istad G101 Hydro | 6 | 1.5 | Hydro Water Reservoir | 62.805 | 7.7 | Norway | NO05 | COMMISSIONED |  |  | Freshwater
50WP00000000323B | 50WG00000000774L | Istad | Istad Na1 Therm | 6 | 0 | Hydro Water Reservoir | 62.746 | 7.22 | Norway | NO05 | COMMISSIONED |  |  | Freshwater
50WP00000000455V | 50WG00000001043I | Melkefoss | Melkefosg1 Hydro | 26 | 26 | Hydro Water Reservoir | 69.399 | 29.787 | Norway | NO07 | COMMISSIONED |  |  | Freshwater
50WP00000000322D | 50WG00000000771R | Innvik | Innvik G1 Hydro | 17 | 17 | Hydro Water Reservoir | 61.843 | 6.628 | Norway | NO05 | COMMISSIONED |  |  | Freshwater
50WP00000000588C | 50WG00000001400K | Roykas | Roykas G101 Hydro | 6.3 | 2.4 | Hydro Water Reservoir | 59.926 | 10.932 | Norway | NO01 | COMMISSIONED |  |  | Freshwater
50WP00000000588C | 50WG00000001401I | Roykas | Roykas G105 Hydro | 6.3 | 1 | Hydro Water Reservoir | 59.926 | 10.932 | Norway | NO01 | COMMISSIONED |  |  | Freshwater
50WP00000000588C | 50WG00000001402G | Roykas | Roykas G106 Hydro | 6.3 | 0.8 | Hydro Water Reservoir | 59.926 | 10.932 | Norway | NO01 | COMMISSIONED |  |  | Freshwater
50WP00000000588C | 50WG00000001394Q | Roykas | Roykas Ng1 Therm | 6.3 | 0 | Hydro Water Reservoir | 59.926 | 10.932 | Norway | NO01 | COMMISSIONED |  |  | Freshwater
50WP00000000588C | 50WG00000001395O | Roykas | Roykas G104 Hydro | 6.3 | 0.1 | Hydro Water Reservoir | 59.926 | 10.932 | Norway | NO01 | COMMISSIONED |  |  | Freshwater
50WP00000000588C | 50WG00000001399G | Roykas | Roykas G108 Hydro | 6.3 | 0.1 | Hydro Water Reservoir | 59.926 | 10.932 | Norway | NO01 | COMMISSIONED |  |  | Freshwater
50WP00000000588C | 50WG00000001396M | Roykas | Roykas G107 Hydro | 6.3 | 0.9 | Hydro Water Reservoir | 59.926 | 10.932 | Norway | NO01 | COMMISSIONED |  |  | Freshwater
50WP00000000588C | 50WG00000001398I | Roykas | Roykas G102 Hydro | 6.3 | 0.1 | Hydro Water Reservoir | 59.926 | 10.932 | Norway | NO01 | COMMISSIONED |  |  | Freshwater
50WP00000000588C | 50WG00000001397K | Roykas | Roykas G103 Hydro | 6.3 | 0.9 | Hydro Water Reservoir | 59.926 | 10.932 | Norway | NO01 | COMMISSIONED |  |  | Freshwater
50WP00000000454X | 50WG00000001042K | Melbu | Melbu G101 Hydro | 3.3 | 3.3 | Hydro Water Reservoir | 68.501 | 14.801 | Norway | NO07 | COMMISSIONED |  |  | Freshwater
50WP00000000321F | 50WG00000000770T | Innset | Innset G1 Hydro | 105 | 52.5 | Hydro Water Reservoir | 68.658 | 18.82 | Norway | NO07 | COMMISSIONED |  |  | Freshwater
50WP00000000321F | 50WG00000000769E | Innset | Innset G2 Hydro | 105 | 52.5 | Hydro Water Reservoir | 68.658 | 18.82 | Norway | NO07 | COMMISSIONED |  |  | Freshwater
50WP00000000587E | 50WG00000001393S | Rostefoss | Rostefosg1 Hydro | 4 | 4 | Hydro Water Reservoir | 62.496 | 11.223 | Norway | NO02 | COMMISSIONED |  |  | Freshwater
50WPI00000002655 | 50WG00000000655T | Herlandsfoss | Herlandsg1 Hydro | 15 | 15 | Hydro Water Reservoir | 60.832 | 5.883 | Norway | NO05 | COMMISSIONED |  |  | Freshwater
50WP000000006310 | 50WG00000001501E | Skjerdal | Skjerdalg1 Hydro | 5 | 5 | Hydro Water Reservoir | 58.554 | 7.376 | Norway | NO04 | COMMISSIONED |  |  | Freshwater
50WP00000000763K | 50WG00000001955C | Tunnsjodal | Tunnsjodg105 Hydro | 171.2 | 0.1 | Hydro Water Reservoir | 64.704 | 12.836 | Norway | NO06 | DECOMMISSIONED |  |  | Freshwater
50WP00000000763K | 50WG00000001956A | Tunnsjodal | Tunnsjodg2 Hydro | 171.2 | 42.8 | Hydro Water Reservoir | 64.704 | 12.836 | Norway | NO06 | COMMISSIONED |  |  | Freshwater
50WP00000000763K | 50WG000000019578 | Tunnsjodal | Tunnsjodg104 Hydro | 171.2 | 0.1 | Hydro Water Reservoir | 64.704 | 12.836 | Norway | NO06 | DECOMMISSIONED |  |  | Freshwater
50WP00000000763K | 50WG000000019586 | Tunnsjodal | Tunnsjodg110 Hydro | 171.2 | 1.7 | Hydro Water Reservoir | 64.704 | 12.836 | Norway | NO06 | DECOMMISSIONED |  |  | Freshwater
50WP00000000763K | 50WG000000019594 | Tunnsjodal | Tunnsjodg1 Hydro | 171.2 | 42.8 | Hydro Water Reservoir | 64.704 | 12.836 | Norway | NO06 | COMMISSIONED |  |  | Freshwater
50WP00000000763K | 50WG00000001951K | Tunnsjodal | Tunnsjodg108 Hydro | 171.2 | 0.2 | Hydro Water Reservoir | 64.704 | 12.836 | Norway | NO06 | DECOMMISSIONED |  |  | Freshwater
50WP00000000763K | 50WG00000001952I | Tunnsjodal | Tunnsjodg102 Hydro | 171.2 | 1.8 | Hydro Water Reservoir | 64.704 | 12.836 | Norway | NO06 | DECOMMISSIONED |  |  | Freshwater
50WP00000000763K | 50WG00000001953G | Tunnsjodal | Tunnsjodg101 Hydro | 171.2 | 1.2 | Hydro Water Reservoir | 64.704 | 12.836 | Norway | NO06 | DECOMMISSIONED |  |  | Freshwater
50WP00000000763K | 50WG00000001954E | Tunnsjodal | Tunnsjodg112 Hydro | 171.2 | 0.3 | Hydro Water Reservoir | 64.704 | 12.836 | Norway | NO06 | DECOMMISSIONED |  |  | Freshwater
50WP00000000763K | 50WG00000001950M | Tunnsjodal | Tunnsjodg4 Hydro | 171.2 | 42.8 | Hydro Water Reservoir | 64.704 | 12.836 | Norway | NO06 | COMMISSIONED |  |  | Freshwater
50WP00000000763K | 50WG00000001960J | Tunnsjodal | Tunnsjodg109 Hydro | 171.2 | 2.1 | Hydro Water Reservoir | 64.704 | 12.836 | Norway | NO06 | DECOMMISSIONED |  |  | Freshwater
50WP00000000763K | 50WG00000001961H | Tunnsjodal | Tunnsjodg103 Hydro | 171.2 | 0.3 | Hydro Water Reservoir | 64.704 | 12.836 | Norway | NO06 | DECOMMISSIONED |  |  | Freshwater
50WP00000000763K | 50WG00000001947B | Tunnsjodal | Tunnsjodg111 Hydro | 171.2 | 2.9 | Hydro Water Reservoir | 64.704 | 12.836 | Norway | NO06 | DECOMMISSIONED |  |  | Freshwater
50WP00000000763K | 50WG000000019489 | Tunnsjodal | Tunnsjodg106 Hydro | 171.2 | 0.2 | Hydro Water Reservoir | 64.704 | 12.836 | Norway | NO06 | DECOMMISSIONED |  |  | Freshwater
50WP00000000763K | 50WG000000019497 | Tunnsjodal | Tunnsjodg107 Hydro | 171.2 | 0.1 | Hydro Water Reservoir | 64.704 | 12.836 | Norway | NO06 | DECOMMISSIONED |  |  | Freshwater
50WP00000000763K | 50WG00000001946D | Tunnsjodal | Tunnsjodg3 Hydro | 171.2 | 42.8 | Hydro Water Reservoir | 64.704 | 12.836 | Norway | NO06 | COMMISSIONED |  |  | Freshwater
50WP000000003281 | 50WG00000000781O | Jostedal | Jostedalg1 Hydro | 290 | 290 | Hydro Water Reservoir | 61.527 | 7.288 | Norway | NO05 | COMMISSIONED |  |  | Freshwater
50WP000000006302 | 50WG00000001499C | Skjeggedal | Skjeggedg2 Hydro | 4 | 2 | Hydro Water Reservoir | 58.75 | 8.137 | Norway | NO04 | COMMISSIONED |  |  | Freshwater
50WP000000006302 | 50WG00000001500G | Skjeggedal | Skjeggedg1 Hydro | 4 | 2 | Hydro Water Reservoir | 58.75 | 8.137 | Norway | NO04 | COMMISSIONED |  |  | Freshwater
50WP00000000762M | 50WG00000001945F | Tunnsjo | Tunnsjo G1 Hydro | 32 | 32 | Hydro Water Reservoir | 59.903 | 8.905 | Norway | NO03 | COMMISSIONED |  |  | Freshwater
50WP000000003273 | 50WG00000000780Q | Jevnaker | Jevnakerg101 Therm | 0.6 | 0.6 | Fossil Gas | 60.226 | 10.34 | Norway | NO02 | COMMISSIONED |  |  | Freshwater | Air Cooling | 0.01 | 0.01
50WP000000003265 | 50WG00000000779B | Jardola | Jardola G1 Hydro | 4.8 | 4.8 | Hydro Water Reservoir | 61.717 | 6.235 | Norway | NO05 | COMMISSIONED |  |  | Freshwater
50WP00000000761O | 50WG00000001944H | Tralandsfoss | Tralandsg1 Hydro | 15.9 | 7.5 | Hydro Water Reservoir |  |  | Norway |  | COMMISSIONED |  |  | Freshwater
50WP00000000761O | 50WG00000001943J | Tralandsfoss | Tralandsg3 Hydro | 15.9 | 0.5 | Hydro Water Reservoir |  |  | Norway |  | COMMISSIONED |  |  | Freshwater
50WP00000000761O | 50WG00000001942L | Tralandsfoss | Tralandsg5 Hydro | 15.9 | 3.3 | Hydro Water Reservoir |  |  | Norway |  | COMMISSIONED |  |  | Freshwater
50WP00000000761O | 50WG00000001941N | Tralandsfoss | Tralandsg2 Hydro | 15.9 | 2.3 | Hydro Water Reservoir |  |  | Norway |  | COMMISSIONED |  |  | Freshwater
50WP00000000761O | 50WG00000001940P | Tralandsfoss | Tralandsg4 Hydro | 15.9 | 2.3 | Hydro Water Reservoir |  |  | Norway |  | COMMISSIONED |  |  | Freshwater
50WP00000000458P | 50WG00000001052H | Mesna | Mesna G2 Hydro | 42 | 14 | Hydro Water Reservoir | 61.086 | 10.74 | Norway | NO02 | COMMISSIONED |  |  | Freshwater
50WP00000000458P | 50WG00000001051J | Mesna | Mesna G1 Hydro | 42 | 28 | Hydro Water Reservoir | 61.117 | 10.471 | Norway | PL22 | COMMISSIONED | 1967 |  | Freshwater
50WP000000005039 | 50WG00000001141I | Nedre Vinstra | Nedre_Vig3 Hydro | 344 | 65 | Hydro Water Reservoir | 61.576 | 9.798 | Norway | NO02 | COMMISSIONED |  |  | Freshwater
50WP000000005039 | 50WG00000001144C | Nedre Vinstra | Nedre_Vig1 Hydro | 344 | 53 | Hydro Water Reservoir | 61.576 | 9.798 | Norway | NO02 | COMMISSIONED |  |  | Freshwater
50WP000000005039 | 50WG00000001145A | Nedre Vinstra | Nedre_Vig5 Hydro | 344 | 108 | Hydro Water Reservoir | 61.578 | 9.803 | Norway | NO02 | COMMISSIONED |  |  | Freshwater
50WP000000005039 | 50WG00000001142G | Nedre Vinstra | Nedre_Vig2 Hydro | 344 | 53 | Hydro Water Reservoir | 61.576 | 9.798 | Norway | NO02 | COMMISSIONED |  |  | Freshwater
50WP000000005039 | 50WG00000001143E | Nedre Vinstra | Nedre_Vig4 Hydro | 344 | 65 | Hydro Water Reservoir | 61.576 | 9.798 | Norway | NO02 | COMMISSIONED |  |  | Freshwater
50WP00000000635T | 50WG000000015072 | Skoddeberg | Skoddebeg1 Hydro | 8 | 3.5 | Hydro Water Reservoir | 59.617 | 11.081 | Norway | NO03 | COMMISSIONED |  |  | Freshwater
50WP00000000635T | 50WG000000015080 | Skoddeberg | Skoddebeg2 Hydro | 8 | 4.5 | Hydro Water Reservoir | 59.617 | 11.081 | Norway | NO03 | COMMISSIONED |  |  | Freshwater
50WP000000007698 | 50WG000000019675 | Tveiten | Tveiten G103 Hydro | 1.8 | 1 | Hydro Run-of-river and poundage | 60.574 | 5.235 | Norway | NO05 | COMMISSIONED |  |  | Freshwater
50WP000000007698 | 50WG000000019691 | Tveiten | Tveiten G101 Hydro | 1.8 | 0.7 | Hydro Run-of-river and poundage | 60.574 | 5.235 | Norway | NO05 | COMMISSIONED |  |  | Freshwater
50WP000000007698 | 50WG000000019683 | Tveiten | Tveiten G102 Hydro | 1.8 | 0.1 | Hydro Run-of-river and poundage | 60.574 | 5.235 | Norway | NO05 | COMMISSIONED |  |  | Freshwater
50WP000000007698 | 50WG00000001970G | Tveiten | Tveiten Ng1 Therm | 1.8 | 0 | Hydro Run-of-river and poundage | 60.574 | 5.235 | Norway | NO05 | COMMISSIONED |  |  | Freshwater
50WP00000000768A | 50WG000000019667 | Tveitelva | Tveitelvg1 Hydro | 4.8 | 4.8 | Hydro Water Reservoir | 60.007 | 5.688 | Norway | NO05 | COMMISSIONED |  |  | Freshwater
50WP00000000502B | 50WG00000001140K | Nedre Tessa | Ne_Tessag3 Hydro | 24.5 | 17 | Hydro Water Reservoir | 62.109 | 6.559 | Norway | NO05 | COMMISSIONED |  |  | Freshwater
50WP00000000502B | 50WG000000011395 | Nedre Tessa | Ne_Tessag1 Hydro | 24.5 | 2.5 | Hydro Water Reservoir | 62.109 | 6.559 | Norway | NO05 | COMMISSIONED |  |  | Freshwater
50WP00000000502B | 50WG000000011387 | Nedre Tessa | Ne_Tessag2 Hydro | 24.5 | 5 | Hydro Water Reservoir | 62.109 | 6.559 | Norway | NO05 | COMMISSIONED |  |  | Freshwater
50WP00000000634V | 50WG000000015064 | Skjak 1 | Skjak_1 G1 Hydro | 35 | 35 | Hydro Water Reservoir | 61.947 | 7.828 | Norway | NO02 | COMMISSIONED |  |  | Freshwater
50WP00000000501D | 50WG000000011379 | Nedre Svultingen | Nedre_Svg1 Hydro | 11 | 5.5 | Hydro Water Reservoir | 61.171 | 5.296 | Norway | NO05 | COMMISSIONED |  |  | Freshwater
50WP00000000501D | 50WG00000001136B | Nedre Svultingen | Nedre_Svg2 Hydro | 11 | 5.5 | Hydro Water Reservoir | 61.171 | 5.296 | Norway | NO05 | COMMISSIONED |  |  | Freshwater
50WP00000000767C | 50WG000000019659 | Tveit | Tveit G1 Hydro | 1 | 1 | Hydro Water Reservoir | 58.222 | 8.109 | Norway | NO04 | COMMISSIONED |  |  | Freshwater
50WP00000000633X | 50WG00000001503A | Skjomen | Skjomen G2 Hydro | 300 | 100 | Hydro Water Reservoir | 68.204 | 17.361 | Norway | NO07 | COMMISSIONED |  |  | Freshwater
50WP00000000633X | 50WG000000015056 | Skjomen | Skjomen G1 Hydro | 300 | 100 | Hydro Water Reservoir | 68.204 | 17.361 | Norway | NO07 | COMMISSIONED |  |  | Freshwater
50WP00000000633X | 50WG000000015048 | Skjomen | Skjomen G3 Hydro | 300 | 100 | Hydro Water Reservoir | 68.204 | 17.361 | Norway | NO07 | COMMISSIONED |  |  | Freshwater
50WP00000000766E | 50WG00000001963D | Tussa | Tussa G2 Hydro | 64 | 32 | Hydro Water Reservoir | 62.109 | 6.559 | Norway | NO05 | COMMISSIONED |  |  | Freshwater
50WP00000000766E | 50WG00000001964B | Tussa | Tussa G1 Hydro | 64 | 32 | Hydro Water Reservoir | 62.109 | 6.559 | Norway | NO05 | COMMISSIONED |  |  | Freshwater
50WP00000000632Z | 50WG00000001502C | Skjerka | Skjerka G1 Hydro | 104 | 104 | Hydro Water Reservoir | 58.554 | 7.376 | Norway | NO04 | COMMISSIONED |  |  | Freshwater
50WP00000000765G | 50WG00000001962F | Tunnsjofoss | Tunnsjofg1 Hydro | 9.1 | 9.1 | Hydro Water Reservoir |  |  | Norway |  | COMMISSIONED |  |  | Freshwater
50WP000000002803 | 50WG00000000687G | Hol 3 | Hol_3 G1 Hydro | 70 | 35 | Hydro Water Reservoir | 60.574 | 8.411 | Norway | NO03 | COMMISSIONED |  |  | Freshwater
50WP000000002803 | 50WG00000000688E | Hol 3 | Hol_3 G2 Hydro | 70 | 35 | Hydro Water Reservoir | 60.574 | 8.411 | Norway | NO03 | COMMISSIONED |  |  | Freshwater
50WP000000005071 | 50WG00000001153B | NedreNea | Nedreneag1 Hydro | 70 | 70 | Hydro Water Reservoir | 63.152 | 11.24 | Norway | NO06 | COMMISSIONED |  |  | Freshwater
50WP00000000639L | 50WG000000015137 | Skollenborg | Skollenbg2 Hydro | 102 | 51 | Hydro Water Reservoir | 59.619 | 9.668 | Norway | NO03 | COMMISSIONED |  |  | Freshwater
50WP00000000639L | 50WG000000015145 | Skollenborg | Skollenbg1 Hydro | 102 | 51 | Hydro Water Reservoir | 59.619 | 9.668 | Norway | NO03 | COMMISSIONED |  |  | Freshwater
50WPI00000004445 | 50WG00000001014P | Makkoren | Makkoreng1 Hydro | 4.7 | 4.7 | Hydro Water Reservoir |  |  | Norway |  | COMMISSIONED |  |  | Freshwater
50WP000000005063 | 50WG00000001152D | NedreLeirfoss | Nedreleig5 Hydro | 12.5 | 4.5 | Hydro Water Reservoir | 59.922 | 10.754 | Norway | NO01 | COMMISSIONED |  |  | Freshwater
50WP000000005063 | 50WG00000001150H | NedreLeirfoss | Nedreleig4 Hydro | 12.5 | 5 | Hydro Water Reservoir | 59.922 | 10.754 | Norway | NO01 | COMMISSIONED |  |  | Freshwater
50WP000000005063 | 50WG00000001151F | NedreLeirfoss | Nedreleig6 Hydro | 12.5 | 3 | Hydro Water Reservoir | 59.922 | 10.754 | Norway | NO01 | COMMISSIONED |  |  | Freshwater
50WP00000000638N | 50WG000000015129 | Skogheim | Skogheimg1 Hydro | 9 | 9 | Hydro Water Reservoir | 61.817 | 6.15 | Norway | NO05 | COMMISSIONED |  |  | Freshwater
50WP000000005055 | 50WG000000011492 | Nedrefoss | Nedrefosg1 Hydro | 4 | 4 | Hydro Water Reservoir | 59.922 | 10.754 | Norway | NO01 | COMMISSIONED |  |  | Freshwater
50WP000000005047 | 50WG000000011476 | NedreFiskumfoss | Nedrefisg1 Hydro | 51 | 17 | Hydro Water Reservoir | 64.543 | 12.455 | Norway | NO06 | COMMISSIONED |  |  | Freshwater
50WP000000005047 | 50WG000000011484 | NedreFiskumfoss | Nedrefisg2 Hydro | 51 | 17 | Hydro Water Reservoir |  |  | Norway |  | COMMISSIONED |  |  | Freshwater
50WP000000005047 | 50WG000000011468 | NedreFiskumfoss | Nedrefisg3 Hydro | 51 | 17 | Hydro Water Reservoir |  |  | Norway |  | COMMISSIONED |  |  | Freshwater
50WP00000000636R | 50WG00000001509Z | Skogfoss | Skogfossg1 Hydro | 54 | 27 | Hydro Water Reservoir | 69.373 | 29.694 | Norway | NO07 | COMMISSIONED |  |  | Freshwater
50WP00000000636R | 50WG00000001510D | Skogfoss | Skogfossg2 Hydro | 54 | 27 | Hydro Water Reservoir | 69.373 | 29.694 | Norway | NO07 | COMMISSIONED |  |  | Freshwater
50WP00000000636R | 50WG00000001511B | Skogfoss | Skogfossng1 Therm | 54 | 0 | Hydro Water Reservoir | 59.215 | 9.525 | Norway | NO03 | COMMISSIONED |  |  | Freshwater
50WP00000000813V | 50WG00000002060D | Vestrebotn | Vestrebog1 Hydro | 3.3 | 3.3 | Hydro Water Reservoir | 59.055 | 6.649 | Norway | NO04 | COMMISSIONED |  |  | Freshwater
50WP00000000812X | 50WG00000002059Z | Vessingfoss | Vessfossg1 Hydro | 45 | 45 | Hydro Water Reservoir | 62.996 | 11.828 | Norway | NO06 | COMMISSIONED |  |  | Freshwater
50WP00000000811Z | 50WG000000020580 | Verma | Verma Sg1 Hydro | 8.4 | 4.2 | Hydro Water Reservoir | 62.343 | 8.059 | Norway | AT34 | COMMISSIONED | 1952 |  | Freshwater
50WP00000000811Z | 50WG000000020572 | Verma | Verma G1 Hydro | 8.4 | 4.2 | Hydro Water Reservoir | 62.343 | 8.059 | Norway | NO05 | COMMISSIONED |  |  | Freshwater
50WP000000002811 | 50WG00000000691P | Holen | Holen G1 Hydro | 415 | 120 | Hydro Water Reservoir | 59.346 | 7.249 | Norway | NO04 | COMMISSIONED |  |  | Freshwater
50WP000000002811 | 50WG00000000690R | Holen | Holen G2 Hydro | 415 | 120 | Hydro Water Reservoir | 59.346 | 7.249 | Norway | NO04 | COMMISSIONED |  |  | Freshwater
50WP000000002811 | 50WG00000000689C | Holen | Holen G3 Hydro | 415 | 175 | Hydro Water Reservoir | 59.346 | 7.249 | Norway | NO04 | COMMISSIONED |  |  | Freshwater
50WP000000001556 | 50WG00000000379R | Fall | Fall G1 Hydro | 5.5 | 5.5 | Hydro Water Reservoir | 60.678 | 10.353 | Norway | NO02 | COMMISSIONED |  |  | Freshwater
50WP00000000590P | 50WG00000001403E | Royrvikfoss | Royrvikfg1 Hydro | 18 | 18 | Hydro Water Reservoir |  |  | Norway |  | COMMISSIONED |  |  | Freshwater
50WP00000000287Q | 50WG000000007150 | Honnefoss | Honnefosg1 Hydro | 3.6 | 3.6 | Hydro Water Reservoir | 58.419 | 6.109 | Norway | NO04 | COMMISSIONED |  |  | Freshwater
50WP00000000817N | 50WG000000020661 | Vikaelva | Vikaelvag1 Hydro | 5.6 | 2.8 | Hydro Water Reservoir | 69.314 | 18.683 | Norway | NO07 | COMMISSIONED |  |  | Freshwater
50WP00000000817N | 50WG000000020653 | Vikaelva | Vikaelvag2 Hydro | 5.6 | 2.8 | Hydro Water Reservoir | 69.314 | 18.683 | Norway | NO07 | COMMISSIONED |  |  | Freshwater
50WP00000000020T | 50WG00000000070K | Aurland1 | Aurland1g2 Hydro | 840 | 280 | Hydro Water Reservoir | 60.863 | 7.302 | Norway | NO05 | COMMISSIONED |  |  | Freshwater
50WP00000000020T | 50WG000000000695 | Aurland1 | Aurland1g3 Hydro | 840 | 280 | Hydro Water Reservoir | 60.863 | 7.302 | Norway | NO05 | COMMISSIONED |  |  | Freshwater
50WP00000000020T | 50WG000000000687 | Aurland1 | Aurland1g101 Hydro | 840 | 2.1 | Hydro Water Reservoir | 60.863 | 7.302 | Norway | NO05 | DECOMMISSIONED |  |  | Freshwater
50WP00000000020T | 50WG000000000679 | Aurland1 | Aurland1g102 Hydro | 840 | 2.1 | Hydro Water Reservoir | 60.863 | 7.302 | Norway | NO05 | DECOMMISSIONED |  |  | Freshwater
50WP00000000020T | 50WG00000000066B | Aurland1 | Aurland1g1 Hydro | 840 | 280 | Hydro Water Reservoir | 60.863 | 7.302 | Norway | NO05 | COMMISSIONED |  |  | Freshwater
50WP000000001548 | 50WG00000000376X | Fakken | Fakken Ag6 Wind | 58.8 | 9.8 | Wind Onshore | 70.102 | 20.108 | Norway | NO07 | COMMISSIONED |  |  | None |  | 0 | 0
50WP000000001548 | 50WG00000000377V | Fakken | Fakken Ag4 Wind | 58.8 | 9.8 | Wind Onshore | 70.102 | 20.108 | Norway | NO07 | COMMISSIONED |  |  | None |  | 0 | 0
50WP000000001548 | 50WG00000000378T | Fakken | Fakken Ag2 Wind | 58.8 | 9.8 | Wind Onshore | 70.102 | 20.108 | Norway | NO07 | COMMISSIONED |  |  | None |  | 0 | 0
50WP000000001548 | 50WG000000003732 | Fakken | Fakken Ag3 Wind | 58.8 | 9.8 | Wind Onshore | 70.102 | 20.108 | Norway | NO07 | COMMISSIONED |  |  | None |  | 0 | 0
50WP000000001548 | 50WG000000003740 | Fakken | Fakken Ag1 Wind | 58.8 | 9.8 | Wind Onshore | 70.102 | 20.108 | Norway | NO07 | COMMISSIONED |  |  | None |  | 0 | 0
50WP000000001548 | 50WG00000000375Z | Fakken | Fakken Ag5 Wind | 58.8 | 9.8 | Wind Onshore | 70.102 | 20.108 | Norway | NO07 | COMMISSIONED |  |  | None |  | 0 | 0
50WP00000000286S | 50WG000000007142 | Hommelfoss | Hommelfog1 Hydro | 3.3 | 3.3 | Hydro Water Reservoir | 60.9 | 5.618 | Norway | NO05 | COMMISSIONED |  |  | Freshwater
50WP00000000816P | 50WG000000020645 | Vigeland | Vigelandg2 Hydro | 30 | 15 | Hydro Water Reservoir | 58.084 | 7.305 | Norway | NO04 | COMMISSIONED |  |  | Freshwater
50WP00000000816P | 50WG000000020637 | Vigeland | Vigelandg1 Hydro | 30 | 15 | Hydro Water Reservoir | 58.084 | 7.305 | Norway | NO04 | COMMISSIONED |  |  | Freshwater
50WP00000000153A | 50WG000000003724 | Fagervollan | Fagervolg1 Hydro | 22 | 22 | Hydro Water Reservoir | 66.37 | 13.657 | Norway | NO07 | COMMISSIONED |  |  | Freshwater
50WP00000000285U | 50WG00000000709W | Holtan | Holtan G111 Hydro | 12.7 | 0.1 | Hydro Run-of-river and poundage |  |  | Norway |  | COMMISSIONED |  |  | Freshwater
50WP00000000285U | 50WG00000000708Y | Holtan | Holtan G114 Hydro | 12.7 | 0.1 | Hydro Run-of-river and poundage |  |  | Norway |  | COMMISSIONED |  |  | Freshwater
50WP00000000285U | 50WG000000007061 | Holtan | Holtan G103 Hydro | 12.7 | 0.3 | Hydro Run-of-river and poundage |  |  | Norway |  | COMMISSIONED |  |  | Freshwater
50WP00000000285U | 50WG000000007045 | Holtan | Holtan G110 Hydro | 12.7 | 0.1 | Hydro Run-of-river and poundage |  |  | Norway |  | COMMISSIONED |  |  | Freshwater
50WP00000000285U | 50WG000000007053 | Holtan | Holtan G104 Hydro | 12.7 | 0.1 | Hydro Run-of-river and poundage |  |  | Norway |  | COMMISSIONED |  |  | Freshwater
50WP00000000285U | 50WG000000007029 | Holtan | Holtan G115 Hydro | 12.7 | 0.1 | Hydro Run-of-river and poundage |  |  | Norway |  | COMMISSIONED |  |  | Freshwater
50WP00000000285U | 50WG000000007037 | Holtan | Holtan G105 Hydro | 12.7 | 3 | Hydro Run-of-river and poundage |  |  | Norway |  | COMMISSIONED |  |  | Freshwater
50WP00000000285U | 50WGI00000007075 | Holtan | Holtan G113 Hydro | 12.7 | 0.1 | Hydro Run-of-river and poundage |  |  | Norway |  | COMMISSIONED |  |  | Freshwater
50WP00000000285U | 50WG00000000700D | Holtan | Holtan G102 Hydro | 12.7 | 0.1 | Hydro Run-of-river and poundage |  |  | Norway |  | COMMISSIONED |  |  | Freshwater
50WP00000000285U | 50WG00000000701B | Holtan | Holtan G106 Hydro | 12.7 | 1.6 | Hydro Run-of-river and poundage |  |  | Norway |  | COMMISSIONED |  |  | Freshwater
50WP00000000285U | 50WG000000007126 | Holtan | Holtan G109 Hydro | 12.7 | 2.1 | Hydro Run-of-river and poundage |  |  | Norway |  | COMMISSIONED |  |  | Freshwater
50WP00000000285U | 50WG000000007134 | Holtan | Holtan G101 Hydro | 12.7 | 0.1 | Hydro Run-of-river and poundage |  |  | Norway |  | COMMISSIONED |  |  | Freshwater
50WP00000000285U | 50WG00000000710A | Holtan | Holtan G107 Hydro | 12.7 | 1.6 | Hydro Run-of-river and poundage |  |  | Norway |  | COMMISSIONED |  |  | Freshwater
50WP00000000285U | 50WG000000007118 | Holtan | Holtan G112 Hydro | 12.7 | 0.3 | Hydro Run-of-river and poundage |  |  | Norway |  | COMMISSIONED |  |  | Freshwater
50WP00000000285U | 50WG000000006999 | Holtan | Holtan G108 Hydro | 12.7 | 3 | Hydro Run-of-river and poundage |  |  | Norway |  | COMMISSIONED |  |  | Freshwater
50WP00000000152C | 50WG000000003716 | 50WP00000000152C | Fagernesg1 Hydro | 11.4 | 11.4 | Hydro Water Reservoir |  |  | Norway |  | COMMISSIONED |  |  | Freshwater
50WP00000000815R | 50WG000000020629 | Viddal | Viddal G1 Hydro | 5.5 | 5.5 | Hydro Water Reservoir | 62.14 | 6.612 | Norway | NO05 | COMMISSIONED |  |  | Freshwater
50WP00000000284W | 50WG00000000698B | Holsbru | Holsbru G1 Hydro | 56 | 35 | Hydro Water Reservoir | 61.312 | 7.832 | Norway | NO05 | COMMISSIONED |  |  | Freshwater
50WP00000000284W | 50WG00000000697D | Holsbru | Holsbru G2 Hydro | 56 | 21 | Hydro Water Reservoir | 61.312 | 7.832 | Norway | NO05 | COMMISSIONED |  |  | Freshwater
50WP00000000814T | 50WG00000002061B | Via | Via G1 Hydro | 3.2 | 3.2 | Hydro Water Reservoir | 61.872 | 6.848 | Norway | NO05 | COMMISSIONED |  |  | Freshwater
50WP00000000151E | 50WG00000000369U | Fagerli | Fagerli G1 Hydro | 60 | 30 | Hydro Water Reservoir | 67.119 | 16.077 | Norway | NO07 | COMMISSIONED |  |  | Freshwater
50WP00000000151E | 50WG000000003708 | Fagerli | Fagerli G2 Hydro | 60 | 30 | Hydro Water Reservoir | 67.119 | 16.077 | Norway | NO07 | COMMISSIONED |  |  | Freshwater
50WP00000000283Y | 50WG00000000693L | Holmen | Holmen G2 Hydro | 11.6 | 3.7 | Hydro Run-of-river and poundage | 59.856 | 10.492 | Norway | NO01 | COMMISSIONED |  |  | Freshwater
50WP00000000283Y | 50WG00000000696F | Holmen | Holmen G1 Hydro | 11.6 | 3.7 | Hydro Run-of-river and poundage | 59.856 | 10.492 | Norway | NO01 | COMMISSIONED |  |  | Freshwater
50WP00000000283Y | 50WG00000000695H | Holmen | Holmen G4 Hydro | 11.6 | 2.1 | Hydro Run-of-river and poundage | 59.856 | 10.492 | Norway | NO01 | COMMISSIONED |  |  | Freshwater
50WP00000000283Y | 50WG00000000694J | Holmen | Holmen G5 Hydro | 11.6 | 2.1 | Hydro Run-of-river and poundage | 59.856 | 10.492 | Norway | NO01 | COMMISSIONED |  |  | Freshwater
50WP00000000594H | 50WG00000001413B | Sage | Sage G1 Hydro | 9.1 | 9.1 | Hydro Water Reservoir | 59.941 | 10.92 | Norway | NO01 | COMMISSIONED |  |  | Freshwater
50WP00000000025J | 50WG000000000776 | Aurland5 | Aurland5g1 Hydro | 10 | 10 | Hydro Water Reservoir | 60.861 | 7.305 | Norway | NO05 | COMMISSIONED |  |  | Freshwater
50WP00000000593J | 50WG00000001412D | Ranasfo2 | Ranasfo2g1 Hydro | 53 | 53 | Hydro Run-of-river and poundage | 60.031 | 11.337 | Norway | NO01 | COMMISSIONED |  |  | Freshwater
50WP00000000024L | 50WG000000000768 | Aurland4 | Aurland4g1 Hydro | 44 | 44 | Hydro Water Reservoir | 60.861 | 7.305 | Norway | NO05 | COMMISSIONED |  |  | Freshwater
50WP000000001572 | 50WG00000000402L | Fardal | Fardal Ng1 Therm | 0.7 | 0 | Hydro Water Reservoir | 61.192 | 7.023 | Norway | NO05 | COMMISSIONED |  |  | Freshwater
50WP000000001572 | 50WG00000000401N | Fardal | Fardal G101 Hydro | 0.7 | 0.7 | Hydro Water Reservoir | 61.192 | 7.023 | Norway | NO05 | COMMISSIONED |  |  | Freshwater
50WP00000000023N | 50WG00000000075A | Aurland3 | Aurland3g1 Hydro | 290 | 140 | Hydro Water Reservoir | 60.863 | 7.302 | Norway | NO05 | COMMISSIONED |  |  | Freshwater
50WP00000000023N | 50WG00000000074C | Aurland3 | Aurland3g2 Hydro | 290 | 150 | Hydro Water Reservoir | 60.863 | 7.302 | Norway | NO05 | COMMISSIONED |  |  | Freshwater
50WP00000000592L | 50WG00000001410H | Ranasfo1 | Ranasfo1g3 Hydro | 96 | 16 | Hydro Run-of-river and poundage | 60.031 | 11.337 | Norway | NO01 | COMMISSIONED |  |  | Freshwater
50WP00000000592L | 50WG00000001411F | Ranasfo1 | Ranasfo1g2 Hydro | 96 | 16 | Hydro Run-of-river and poundage | 60.031 | 11.337 | Norway | NO01 | COMMISSIONED |  |  | Freshwater
50WP00000000592L | 50WG000000014076 | Ranasfo1 | Ranasfo1g5 Hydro | 96 | 16 | Hydro Run-of-river and poundage | 60.031 | 11.337 | Norway | NO01 | COMMISSIONED |  |  | Freshwater
50WP00000000592L | 50WG000000014084 | Ranasfo1 | Ranasfo1g1 Hydro | 96 | 16 | Hydro Run-of-river and poundage | 60.031 | 11.337 | Norway | NO01 | COMMISSIONED |  |  | Freshwater
50WP00000000592L | 50WG000000014092 | Ranasfo1 | Ranasfo1g4 Hydro | 96 | 16 | Hydro Run-of-river and poundage | 60.031 | 11.337 | Norway | NO01 | COMMISSIONED |  |  | Freshwater
50WP00000000592L | 50WG000000014068 | Ranasfo1 | Ranasfo1g6 Hydro | 96 | 16 | Hydro Run-of-river and poundage | 60.031 | 11.337 | Norway | NO01 | COMMISSIONED |  |  | Freshwater
50WP00000000289M | 50WG00000000719T | Hopselva | Hopselvag1 Hydro | 5.2 | 5.2 | Hydro Water Reservoir | 60.312 | 5.67 | Norway | NO05 | COMMISSIONED |  |  | Freshwater
50WP00000000591N | 50WG00000001404C | Radalen | Radalen G2 Hydro | 23.9 | 10.4 | Hydro Run-of-river and poundage | 60.29 | 5.316 | Norway | NO05 | COMMISSIONED |  |  | Freshwater
50WP00000000591N | 50WG00000001405A | Radalen | Radalen G1 Hydro | 23.9 | 13.5 | Hydro Run-of-river and poundage | 60.29 | 5.316 | Norway | NO05 | COMMISSIONED |  |  | Freshwater
50WP00000000288O | 50WG00000000716Z | Hopen | Hopen G102 Hydro | 2 | 0.9 | Hydro Run-of-river and poundage | 63.463 | 8.014 | Norway | NO05 | COMMISSIONED |  |  | Freshwater
50WP00000000288O | 50WG00000000717X | Hopen | Hopen G103 Hydro | 2 | 1 | Hydro Run-of-river and poundage | 63.463 | 8.014 | Norway | NO05 | COMMISSIONED |  |  | Freshwater
50WP00000000288O | 50WG00000000718V | Hopen | Hopen G101 Hydro | 2 | 0.1 | Hydro Run-of-river and poundage | 63.463 | 8.014 | Norway | NO05 | COMMISSIONED |  |  | Freshwater
50WP000000001564 | 50WG00000000400P | Fana | Fana G101 Hydro | 12.7 | 0.1 | Hydro Run-of-river and poundage | 60.263 | 5.345 | Norway | NO05 | COMMISSIONED |  |  | Freshwater
50WP000000001564 | 50WG000000003805 | Fana | Fana G109 Hydro | 12.7 | 1.1 | Hydro Run-of-river and poundage | 60.263 | 5.345 | Norway | NO05 | COMMISSIONED |  |  | Freshwater
50WP000000001564 | 50WGI00000003835 | Fana | Fana G115 Hydro | 12.7 | 0.2 | Hydro Run-of-river and poundage | 60.263 | 5.345 | Norway | NO05 | COMMISSIONED |  |  | Freshwater
50WP000000001564 | 50WG00000000393X | Fana | Fana G103 Hydro | 12.7 | 0.1 | Hydro Run-of-river and poundage | 60.263 | 5.345 | Norway | NO05 | COMMISSIONED |  |  | Freshwater
50WP000000001564 | 50WG00000000392Z | Fana | Fana G106 Hydro | 12.7 | 0.4 | Hydro Run-of-river and poundage | 60.263 | 5.345 | Norway | NO05 | COMMISSIONED |  |  | Freshwater
50WP000000001564 | 50WG00000000395T | Fana | Fana G120 Hydro | 12.7 | 0.1 | Hydro Run-of-river and poundage | 60.263 | 5.345 | Norway | NO05 | COMMISSIONED |  |  | Freshwater
50WP000000001564 | 50WG00000000394V | Fana | Fana G114 Hydro | 12.7 | 0.1 | Hydro Run-of-river and poundage | 60.263 | 5.345 | Norway | NO05 | COMMISSIONED |  |  | Freshwater
50WP000000001564 | 50WG00000000397P | Fana | Fana G110 Hydro | 12.7 | 1.6 | Hydro Run-of-river and poundage | 60.263 | 5.345 | Norway | NO05 | COMMISSIONED |  |  | Freshwater
50WP000000001564 | 50WG00000000396R | Fana | Fana G113 Hydro | 12.7 | 1.3 | Hydro Run-of-river and poundage | 60.263 | 5.345 | Norway | NO05 | COMMISSIONED |  |  | Freshwater
50WP000000001564 | 50WG00000000399L | Fana | Fana G117 Hydro | 12.7 | 0.1 | Hydro Run-of-river and poundage | 60.263 | 5.345 | Norway | NO05 | COMMISSIONED |  |  | Freshwater
50WP000000001564 | 50WG00000000398N | Fana | Fana G116 Hydro | 12.7 | 1.4 | Hydro Run-of-river and poundage | 60.263 | 5.345 | Norway | NO05 | COMMISSIONED |  |  | Freshwater
50WP000000001564 | 50WG000000003902 | Fana | Fana G118 Hydro | 12.7 | 0.7 | Hydro Run-of-river and poundage | 60.263 | 5.345 | Norway | NO05 | COMMISSIONED |  |  | Freshwater
50WP000000001564 | 50WG000000003910 | Fana | Fana G119 Hydro | 12.7 | 1.1 | Hydro Run-of-river and poundage | 60.263 | 5.345 | Norway | NO05 | COMMISSIONED |  |  | Freshwater
50WP000000001564 | 50WG00000000389O | Fana | Fana G107 Hydro | 12.7 | 0.6 | Hydro Run-of-river and poundage | 60.263 | 5.345 | Norway | NO05 | COMMISSIONED |  |  | Freshwater
50WP000000001564 | 50WG00000000388Q | Fana | Fana G111 Hydro | 12.7 | 1.4 | Hydro Run-of-river and poundage | 60.263 | 5.345 | Norway | NO05 | COMMISSIONED |  |  | Freshwater
50WP000000001564 | 50WG000000003821 | Fana | Fana G112 Hydro | 12.7 | 1.3 | Hydro Run-of-river and poundage | 60.263 | 5.345 | Norway | NO05 | COMMISSIONED |  |  | Freshwater
50WP000000001564 | 50WG000000003813 | Fana | Fana G102 Hydro | 12.7 | 0.6 | Hydro Run-of-river and poundage | 60.263 | 5.345 | Norway | NO05 | COMMISSIONED |  |  | Freshwater
50WP000000001564 | 50WG00000000385W | Fana | Fana G105 Hydro | 12.7 | 0.2 | Hydro Run-of-river and poundage | 60.263 | 5.345 | Norway | NO05 | COMMISSIONED |  |  | Freshwater
50WP000000001564 | 50WG00000000384Y | Fana | Fana G108 Hydro | 12.7 | 0.1 | Hydro Run-of-river and poundage | 60.263 | 5.345 | Norway | NO05 | COMMISSIONED |  |  | Freshwater
50WP000000001564 | 50WG00000000387S | Fana | Fana G121 Hydro | 12.7 | 0.1 | Hydro Run-of-river and poundage | 60.263 | 5.345 | Norway | NO05 | COMMISSIONED |  |  | Freshwater
50WP000000001564 | 50WG00000000386U | Fana | Fana G104 Hydro | 12.7 | 0.1 | Hydro Run-of-river and poundage | 60.263 | 5.345 | Norway | NO05 | COMMISSIONED |  |  | Freshwater
50WP00000000022P | 50WG00000000073E | Aurland2 | Aurland2g3 Hydro | 143 | 35 | Hydro Water Reservoir | 60.863 | 7.302 | Norway | NO05 | COMMISSIONED |  |  | Freshwater
50WP00000000022P | 50WG00000000072G | Aurland2 | Aurland2g1 Hydro | 143 | 73 | Hydro Water Reservoir | 60.863 | 7.302 | Norway | NO05 | COMMISSIONED |  |  | Freshwater
50WP00000000022P | 50WG00000000071I | Aurland2 | Aurland2g2 Hydro | 143 | 35 | Hydro Water Reservoir | 60.863 | 7.302 | Norway | NO05 | COMMISSIONED |  |  | Freshwater
50WP00000000818L | 50WGI00000020675 | Vikesa | Vikesa G1 Hydro | 5.4 | 5.4 | Hydro Water Reservoir | 58.638 | 6.091 | Norway | NO04 | COMMISSIONED |  |  | Freshwater
50WP000000003338 | 50WG000000007898 | Jorundland | Jorundlag1 Hydro | 65 | 65 | Hydro Water Reservoir | 58.898 | 8.26 | Norway | NO04 | COMMISSIONED |  |  | Freshwater
50WP000000005997 | 50WG000000014181 | Saltdalelva | Saltdaleg1 Hydro | 5.5 | 5.5 | Hydro Run-of-river and poundage | 69.516 | 19.281 | Norway | NO07 | COMMISSIONED |  |  | Freshwater
50WP00000000332A | 50WG00000000788A | Jorpeland Scana | Jorpelang3 Hydro | 6 | 2 | Hydro Run-of-river and poundage | 59.022 | 6.041 | Norway | NO04 | COMMISSIONED |  |  | Freshwater
50WP00000000332A | 50WG00000000786E | Jorpeland Scana | Jorpelang2 Hydro | 6 | 2 | Hydro Run-of-river and poundage | 59.022 | 6.041 | Norway | NO04 | COMMISSIONED |  |  | Freshwater
50WP00000000332A | 50WG00000000787C | Jorpeland Scana | Jorpelang1 Hydro | 6 | 2 | Hydro Run-of-river and poundage | 59.022 | 6.041 | Norway | NO04 | COMMISSIONED |  |  | Freshwater
50WP00000000029B | 50WG000000000857 | Ballangen | Ballangeg102 Hydro | 7.4 | 2.9 | Hydro Water Reservoir | 68.343 | 16.831 | Norway | NO07 | COMMISSIONED |  |  | Freshwater
50WP00000000029B | 50WG000000000865 | Ballangen | Ballangeg101 Hydro | 7.4 | 2.7 | Hydro Water Reservoir | 68.343 | 16.831 | Norway | NO07 | COMMISSIONED |  |  | Freshwater
50WP00000000029B | 50WG000000000873 | Ballangen | Ballangeg103 Hydro | 7.4 | 1.8 | Hydro Water Reservoir | 68.343 | 16.831 | Norway | NO07 | COMMISSIONED |  |  | Freshwater
50WP00000000029B | 50WG000000000881 | Ballangen | Ballangeng1 Therm | 7.4 | 0 | Hydro Water Reservoir | 68.343 | 16.831 | Norway | NO07 | COMMISSIONED |  |  | Freshwater
50WP000000005989 | 50WG000000014173 | Sagnfossen | Sagnfossg1 Hydro | 7 | 7 | Hydro Water Reservoir | 61.162 | 12.447 | Norway | NO02 | COMMISSIONED |  |  | Freshwater
50WP00000000464U | 50WG000000010585 | Minne | Minne G103 Hydro | 3.3 | 0.1 | Hydro Run-of-river and poundage |  |  | Norway |  | COMMISSIONED |  |  | Freshwater
50WP00000000464U | 50WG000000010593 | Minne | Minne Ng1 Therm | 3.3 | 0 | Hydro Run-of-river and poundage |  |  | Norway |  | COMMISSIONED |  |  | Freshwater
50WP00000000464U | 50WG00000001060I | Minne | Minne G102 Hydro | 3.3 | 3.1 | Hydro Run-of-river and poundage |  |  | Norway |  | COMMISSIONED |  |  | Freshwater
50WP00000000464U | 50WG00000001061G | Minne | Minne G101 Hydro | 3.3 | 0.1 | Hydro Run-of-river and poundage |  |  | Norway |  | COMMISSIONED |  |  | Freshwater
50WP00000000331C | 50WG00000000784I | Juvfossen | Juvfosseg2 Hydro | 7.2 | 3.6 | Hydro Water Reservoir | 62.246 | 6.89 | Norway | NO05 | COMMISSIONED |  |  | Freshwater
50WP00000000331C | 50WG00000000785G | Juvfossen | Juvfosseg1 Hydro | 7.2 | 3.6 | Hydro Water Reservoir | 62.246 | 6.89 | Norway | NO05 | COMMISSIONED |  |  | Freshwater
50WP00000000597B | 50WG000000014165 | Sagfossen | Sagfosseg1 Hydro | 14 | 14 | Hydro Water Reservoir | 60.983 | 7.005 | Norway | NO05 | COMMISSIONED |  |  | Freshwater
50WP00000000463W | 50WG000000010577 | Midtre Tessa | Mi_Tessag4 Hydro | 9 | 9 | Hydro Water Reservoir | 61.846 | 8.961 | Norway | NO02 | COMMISSIONED |  |  | Freshwater
50WP00000000330E | 50WG00000000783K | Julskaret | Julskareg1 Hydro | 8 | 8 | Hydro Water Reservoir | 63.14 | 10.966 | Norway | NO06 | COMMISSIONED |  |  | Freshwater
50WP00000000596D | 50WG000000014157 | Sagevikelv | Sagevikeg1 Hydro | 5.6 | 5.6 | Hydro Water Reservoir | 60.483 | 5.733 | Norway | NO05 | COMMISSIONED |  |  | Freshwater
50WP00000000027F | 50WG00000000083B | Bagn | Bagn G102 Hydro | 84.6 | 2.5 | Hydro Water Reservoir | 60.826 | 9.545 | Norway | NO02 | COMMISSIONED |  |  | Freshwater
50WP00000000027F | 50WG000000000849 | Bagn | Bagn G101 Hydro | 84.6 | 3.1 | Hydro Water Reservoir | 60.826 | 9.545 | Norway | NO02 | COMMISSIONED |  |  | Freshwater
50WP00000000027F | 50WG00000000080H | Bagn | Bagn G2 Hydro | 84.6 | 39 | Hydro Water Reservoir | 60.826 | 9.545 | Norway | NO02 | COMMISSIONED |  |  | Freshwater
50WP00000000027F | 50WG00000000081F | Bagn | Bagn G103 Hydro | 84.6 | 1 | Hydro Water Reservoir | 60.826 | 9.545 | Norway | NO02 | COMMISSIONED |  |  | Freshwater
50WP00000000027F | 50WG00000000082D | Bagn | Bagn G1 Hydro | 84.6 | 39 | Hydro Water Reservoir | 60.826 | 9.545 | Norway | NO02 | COMMISSIONED |  |  | Freshwater
50WP00000000159Z | 50WG00000000403J | Faslefoss | Faslefosg1 Hydro | 20 | 20 | Hydro Water Reservoir | 60.957 | 9.301 | Norway | NO02 | COMMISSIONED |  |  | Freshwater
50WP00000000026H | 50WG000000000784 | Avella | Avella G1 Hydro | 5.2 | 2.6 | Hydro Water Reservoir | 59.908 | 10.745 | Norway | NO01 | COMMISSIONED |  |  | Freshwater
50WP00000000026H | 50WG000000000792 | Avella | Avella G2 Hydro | 5.2 | 2.6 | Hydro Water Reservoir | 59.908 | 10.745 | Norway | NO01 | COMMISSIONED |  |  | Freshwater
50WP00000000595F | 50WG000000014149 | Sagefossen | Sagefossg1 Hydro | 12 | 12 | Hydro Water Reservoir | 59.948 | 6.584 | Norway | NO05 | COMMISSIONED |  |  | Freshwater
50WP00000000772J | 50WG00000001973A | Tynset | Tynset G101 Hydro | 1.4 | 1.4 | Hydro Water Reservoir | 62.276 | 10.782 | Norway | NO02 | COMMISSIONED |  |  | Freshwater
50WP00000000469K | 50WG000000010666 | Moflat | Moflat G1 Hydro | 33 | 33 | Hydro Water Reservoir | 59.55 | 9.25 | Norway | NO03 | COMMISSIONED |  |  | Freshwater
50WP000000003370 | 50WG00000000795D | Kaggefoss | Kaggefosg3 Hydro | 101 | 22 | Hydro Run-of-river and poundage | 59.931 | 9.948 | Norway | NO03 | COMMISSIONED |  |  | Freshwater
50WP000000003370 | 50WG00000000794F | Kaggefoss | Kaggefosg1 Hydro | 101 | 22 | Hydro Run-of-river and poundage | 59.931 | 9.948 | Norway | NO03 | COMMISSIONED |  |  | Freshwater
50WP000000003370 | 50WG00000000793H | Kaggefoss | Kaggefosg4 Hydro | 101 | 35 | Hydro Run-of-river and poundage | 59.931 | 9.948 | Norway | NO03 | COMMISSIONED |  |  | Freshwater
50WP000000003370 | 50WG00000000796B | Kaggefoss | Kaggefosg2 Hydro | 101 | 22 | Hydro Run-of-river and poundage | 59.931 | 9.948 | Norway | NO03 | COMMISSIONED |  |  | Freshwater
50WP000000003362 | 50WG00000000792J | Jatta | Jatta G1 Hydro | 4 | 4 | Hydro Run-of-river and poundage | 58.912 | 5.711 | Norway | NO04 | COMMISSIONED |  |  | Freshwater
50WP00000000468M | 50WG000000010658 | Mofjellet | Mofjelleg1 Hydro | 0.8 | 0.8 | Hydro Water Reservoir | 66.293 | 14.18 | Norway | NO07 | COMMISSIONED |  |  | Freshwater
50WP00000000771L | 50WG00000001972C | Tyin | Tyin G2 Hydro | 390 | 195 | Hydro Water Reservoir | 61.31 | 7.832 | Norway | NO05 | COMMISSIONED |  |  | Freshwater
50WP00000000771L | 50WG00000001971E | Tyin | Tyin G1 Hydro | 390 | 195 | Hydro Water Reservoir | 61.31 | 7.832 | Norway | NO05 | COMMISSIONED |  |  | Freshwater
50WP00000000202N | 50WG00000000494R | Fygle | Fygle G101 Hydro | 5.6 | 0.6 | Hydro Water Reservoir | 68.147 | 13.638 | Norway | NO07 | COMMISSIONED |  |  | Freshwater
50WP00000000202N | 50WG00000000493T | Fygle | Fygle G102 Hydro | 5.6 | 5 | Hydro Water Reservoir | 68.147 | 13.638 | Norway | NO07 | COMMISSIONED |  |  | Freshwater
50WP000000003354 | 50WG00000000791L | Jossingfjord | Jossingfg1 Hydro | 6.5 | 6.5 | Hydro Water Reservoir | 58.315 | 6.335 | Norway | NO04 | COMMISSIONED |  |  | Freshwater
50WP00000000201P | 50WG00000000492V | Furset | Furset G1 Hydro | 5.4 | 5.4 | Hydro Water Reservoir | 62.283 | 6.885 | Norway | NO05 | COMMISSIONED |  |  | Freshwater
50WP00000000467O | 50WG00000001063C | Modalen | Modalen G102 Hydro | 1.6 | 1.3 | Hydro Water Reservoir | 60.837 | 5.86 | Norway | NO05 | COMMISSIONED |  |  | Freshwater
50WP00000000467O | 50WG00000001064A | Modalen | Modalen G101 Hydro | 1.6 | 0.3 | Hydro Water Reservoir | 60.837 | 5.86 | Norway | NO05 | COMMISSIONED |  |  | Freshwater
50WP00000000466Q | 50WG00000001062E | Mo SUFE | Mo_Sufe G1 Hydro | 12.8 | 12.8 | Hydro Water Reservoir |  |  | Norway |  | COMMISSIONED |  |  | Freshwater
50WP000000003346 | 50WG00000000790N | Jossang krv. | Joss_Krvg1 Hydro | 38 | 38 | Hydro Water Reservoir | 59 | 6.075 | Norway | NO04 | COMMISSIONED |  |  | Freshwater
50WP00000000200R | 50WG00000000490Z | Funnefoss | Funnefosg2 Hydro | 44 | 22 | Hydro Run-of-river and poundage | 60.167 | 11.529 | Norway | NO01 | COMMISSIONED |  |  | Freshwater
50WP00000000200R | 50WG00000000491X | Funnefoss | Funnefosg1 Hydro | 44 | 22 | Hydro Run-of-river and poundage | 60.167 | 11.529 | Norway | NO01 | COMMISSIONED |  |  | Freshwater
50WP00000000208B | 50WG000000005077 | Gausbu | Gausbu G Hydro | 9.4 | 9.4 | Hydro Water Reservoir | 59.367 | 7.896 | Norway | NO03 | COMMISSIONED |  |  | Freshwater
50WP00000000643U | 50WG00000001519W | Slind | Slind G1 Hydro | 25 | 25 | Hydro Water Reservoir | 61.165 | 6.936 | Norway | NO05 | COMMISSIONED |  |  | Freshwater
50WP000000007779 | 50WG00000001981B | Uleberg | Uleberg G1 Hydro | 10.6 | 5.3 | Hydro Water Reservoir | 58.55 | 7.783 | Norway | NO04 | COMMISSIONED |  |  | Freshwater
50WP000000007779 | 50WG00000001980D | Uleberg | Uleberg G2 Hydro | 10.6 | 5.3 | Hydro Water Reservoir | 58.55 | 7.783 | Norway | NO04 | COMMISSIONED |  |  | Freshwater
50WP00000000776B | 50WG00000001979Z | Tosse | Tosse G1 Hydro | 3.8 | 3.8 | Hydro Water Reservoir | 60.617 | 5.583 | Norway | NO05 | COMMISSIONED |  |  | Freshwater
50WP00000000510C | 50WG00000001170B | Niingen | Niingen G1 Hydro | 18.5 | 18.5 | Hydro Water Reservoir | 68.559 | 17.014 | Norway | NO07 | COMMISSIONED |  |  | Freshwater
50WP00000000207D | 50WG000000005069 | Gandvik | Gandvik G1 Hydro | 5.2 | 5.2 | Hydro Water Reservoir | 70.015 | 29.115 | Norway | NO07 | COMMISSIONED |  |  | Freshwater
50WP00000000339X | 50WG000000007987 | Kaldaga | Kaldaga G1 Hydro | 19 | 19 | Hydro Water Reservoir | 66.066 | 13.311 | Norway | NO07 | COMMISSIONED |  |  | Freshwater
50WP00000000642W | 50WG00000001518Y | Skulafossen | Skulafosg1 Hydro | 5 | 5 | Hydro Water Reservoir | 63.267 | 9.833 | Norway | NO06 | COMMISSIONED |  |  | Freshwater
50WP00000000206F | 50WG00000000505B | Gamlebrofoss | Gamlebrog1 Hydro | 16.5 | 16.5 | Hydro Run-of-river and poundage | 59.658 | 9.652 | Norway | NO03 | COMMISSIONED |  |  | Freshwater
50WP00000000775D | 50WG000000019772 | Tysso 2 | Tysso_2 G2 Hydro | 220 | 110 | Hydro Water Reservoir | 60.129 | 6.641 | Norway | NO05 | COMMISSIONED |  |  | Freshwater
50WP00000000775D | 50WG000000019780 | Tysso 2 | Tysso_2 G1 Hydro | 220 | 110 | Hydro Water Reservoir | 60.129 | 6.641 | Norway | NO05 | COMMISSIONED |  |  | Freshwater
50WP00000000641Y | 50WGI00000015175 | Skree | Skree G1 Hydro | 8 | 8 | Hydro Water Reservoir | 59.186 | 8.09 | Norway | NO03 | COMMISSIONED |  |  | Freshwater
50WP00000000338Z | 50WG000000007979 | Kaldestad | Kaldestag1 Hydro | 30 | 30 | Hydro Water Reservoir | 60.554 | 6.023 | Norway | NO05 | COMMISSIONED |  |  | Freshwater
50WP00000000774F | 50WG000000019764 | Tysseland | Tysselang1 Hydro | 5.5 | 5.5 | Hydro Water Reservoir | 60.395 | 5.322 | Norway | NO05 | COMMISSIONED |  |  | Freshwater
50WP00000000204J | 50WG00000000499H | Faberg | Faberg G101 Hydro | 9.1 | 0.3 | Hydro Water Reservoir | 61.168 | 10.406 | Norway | NO02 | COMMISSIONED |  |  | Freshwater
50WP00000000204J | 50WG00000000497L | Faberg | Faberg G102 Hydro | 9.1 | 0.4 | Hydro Water Reservoir | 61.168 | 10.406 | Norway | NO02 | COMMISSIONED |  |  | Freshwater
50WP00000000204J | 50WG00000000498J | Faberg | Faberg G106 Hydro | 9.1 | 2.2 | Hydro Water Reservoir | 61.168 | 10.406 | Norway | NO02 | COMMISSIONED |  |  | Freshwater
50WP00000000204J | 50WG00000000496N | Faberg | Faberg G107 Hydro | 9.1 | 1.3 | Hydro Water Reservoir | 61.168 | 10.406 | Norway | NO02 | COMMISSIONED |  |  | Freshwater
50WP00000000204J | 50WG00000000504D | Faberg | Faberg Ng1 Therm | 9.1 | 0 | Hydro Water Reservoir | 61.168 | 10.406 | Norway | NO02 | COMMISSIONED |  |  | Freshwater
50WP00000000204J | 50WG00000000502H | Faberg | Faberg G104 Hydro | 9.1 | 0.6 | Hydro Water Reservoir | 61.168 | 10.406 | Norway | NO02 | COMMISSIONED |  |  | Freshwater
50WP00000000204J | 50WG00000000503F | Faberg | Faberg G105 Hydro | 9.1 | 1.3 | Hydro Water Reservoir | 61.168 | 10.406 | Norway | NO02 | COMMISSIONED |  |  | Freshwater
50WP00000000204J | 50WG00000000500L | Faberg | Faberg G103 Hydro | 9.1 | 0.9 | Hydro Water Reservoir | 61.168 | 10.406 | Norway | NO02 | COMMISSIONED |  |  | Freshwater
50WP00000000204J | 50WG00000000501J | Faberg | Faberg G108 Hydro | 9.1 | 2.1 | Hydro Water Reservoir | 61.168 | 10.406 | Norway | NO02 | COMMISSIONED |  |  | Freshwater
50WP00000000773H | 50WG000000019756 | Tyria | Tyria G1 Hydro | 5 | 3 | Hydro Water Reservoir | 61.121 | 10.698 | Norway | NO02 | COMMISSIONED |  |  | Freshwater
50WP00000000773H | 50WG000000019748 | Tyria | Tyria G2 Hydro | 5 | 2 | Hydro Water Reservoir | 61.121 | 10.698 | Norway | NO02 | COMMISSIONED |  |  | Freshwater
50WP000000005152 | 50WG00000001179U | Nordsvorka | Nordsvorg1 Hydro | 3 | 3 | Hydro Water Reservoir | 63.045 | 8.867 | Norway | NO05 | COMMISSIONED |  |  | Freshwater
50WP00000000647M | 50WGI00000015345 | Smola | Smola K5 Wind | 160.4 | 13.8 | Wind Onshore | 63.411 | 7.91 | Norway | NO05 | COMMISSIONED |  |  | None |  | 0 | 0
50WP00000000647M | 50WG00000001537U | Smola | Smola K12 Wind | 160.4 | 13.8 | Wind Onshore | 63.411 | 7.91 | Norway | NO05 | COMMISSIONED |  |  | None |  | 0 | 0
50WP00000000647M | 50WG00000001536W | Smola | Smola K4 Wind | 160.4 | 16.1 | Wind Onshore | 63.411 | 7.91 | Norway | NO05 | COMMISSIONED |  |  | None |  | 0 | 0
50WP00000000647M | 50WG00000001535Y | Smola | Smola K10 Wind | 160.4 | 11.5 | Wind Onshore | 63.411 | 7.91 | Norway | NO05 | COMMISSIONED |  |  | None |  | 0 | 0
50WP00000000647M | 50WG000000015307 | Smola | Smola K3 Wind | 160.4 | 17.5 | Wind Onshore | 63.411 | 7.91 | Norway | NO05 | COMMISSIONED |  |  | None |  | 0 | 0
50WP00000000647M | 50WG000000015331 | Smola | Smola K14 Wind | 160.4 | 13.8 | Wind Onshore | 63.411 | 7.91 | Norway | NO05 | COMMISSIONED |  |  | None |  | 0 | 0
50WP00000000647M | 50WG000000015323 | Smola | Smola K13 Wind | 160.4 | 13.8 | Wind Onshore | 63.411 | 7.91 | Norway | NO05 | COMMISSIONED |  |  | None |  | 0 | 0
50WP00000000647M | 50WG000000015315 | Smola | Smola K9 Wind | 160.4 | 9.2 | Wind Onshore | 63.411 | 7.91 | Norway | NO05 | COMMISSIONED |  |  | None |  | 0 | 0
50WP00000000647M | 50WG00000001529T | Smola | Smola K2 Wind | 160.4 | 17.1 | Wind Onshore | 63.411 | 7.91 | Norway | NO05 | COMMISSIONED |  |  | None |  | 0 | 0
50WP00000000647M | 50WG00000001528V | Smola | Smola K11 Wind | 160.4 | 13.8 | Wind Onshore | 63.411 | 7.91 | Norway | NO05 | COMMISSIONED |  |  | None |  | 0 | 0
50WP00000000647M | 50WG00000001527X | Smola | Smola K1 Wind | 160.4 | 20 | Wind Onshore | 63.411 | 7.91 | Norway | NO05 | COMMISSIONED |  |  | None |  | 0 | 0
50WP00000000646O | 50WG00000001526Z | Smestad | Smestad G101 Hydro | 1.5 | 0.3 | Hydro Run-of-river and poundage | 59.937 | 10.686 | Norway | NO01 | COMMISSIONED |  |  | Freshwater
50WP00000000646O | 50WG000000015250 | Smestad | Smestad G102 Hydro | 1.5 | 0.3 | Hydro Run-of-river and poundage | 59.937 | 10.686 | Norway | NO01 | COMMISSIONED |  |  | Freshwater
50WP00000000646O | 50WG000000015242 | Smestad | Smestad G104 Hydro | 1.5 | 0.3 | Hydro Run-of-river and poundage | 59.937 | 10.686 | Norway | NO01 | COMMISSIONED |  |  | Freshwater
50WP00000000646O | 50WG000000015234 | Smestad | Smestad G103 Hydro | 1.5 | 0.1 | Hydro Run-of-river and poundage | 59.937 | 10.686 | Norway | NO01 | COMMISSIONED |  |  | Freshwater
50WP00000000646O | 50WG000000015226 | Smestad | Smestad G105 Hydro | 1.5 | 0.5 | Hydro Run-of-river and poundage | 59.937 | 10.686 | Norway | NO01 | COMMISSIONED |  |  | Freshwater
50WP000000007795 | 50WG000000019837 | Ulset | Ulset G1 Hydro | 40 | 40 | Hydro Water Reservoir | 62.619 | 10.255 | Norway | NO02 | COMMISSIONED |  |  | Freshwater
50WP000000005136 | 50WGI00000011765 | Nordreisa | Nordreisna1 Therm | 2.8 | 0 | Hydro Water Reservoir | 69.557 | 21.39 | Norway | NO07 | COMMISSIONED |  |  | Freshwater
50WP000000005136 | 50WG00000001177Y | Nordreisa | Nordreisg101 Hydro | 2.8 | 0.8 | Hydro Water Reservoir | 69.557 | 21.39 | Norway | NO07 | COMMISSIONED |  |  | Freshwater
50WP000000005136 | 50WG00000001178W | Nordreisa | Nordreisg102 Hydro | 2.8 | 2 | Hydro Water Reservoir | 69.557 | 21.39 | Norway | NO07 | COMMISSIONED |  |  | Freshwater
50WP00000000645Q | 50WG000000015218 | Smeland | Smeland G1 Hydro | 28 | 28 | Hydro Water Reservoir | 58.617 | 7.417 | Norway | NO04 | COMMISSIONED |  |  | Freshwater
50WPI00000008025 | 50WG00000002034E | Vardal | Vardal G102 Hydro | 2.4 | 1.4 | Hydro Water Reservoir |  |  | Norway |  | COMMISSIONED |  |  | Freshwater
50WPI00000008025 | 50WG00000002033G | Vardal | Vardal G101 Hydro | 2.4 | 1 | Hydro Water Reservoir |  |  | Norway |  | COMMISSIONED |  |  | Freshwater
50WPI00000008025 | 50WG00000002032I | Vardal | Vardal Ng1 Therm | 2.4 | 0 | Hydro Water Reservoir |  |  | Norway |  | COMMISSIONED |  |  | Freshwater
50WP000000002099 | 50WG000000005085 | Geithusfoss | Geithusfg1 Hydro | 15 | 15 | Hydro Run-of-river and poundage | 59.929 | 9.963 | Norway | NO03 | COMMISSIONED |  |  | Freshwater
50WP000000005128 | 50WG000000011751 | Norddalen | Norddaleg1 Hydro | 9 | 9 | Hydro Water Reservoir | 68.174 | 17.919 | Norway | NO07 | COMMISSIONED | 1984 |  | Freshwater
50WP00000000644S | 50WG00000001520A | Slunka | Slunka G1 Hydro | 26 | 26 | Hydro Water Reservoir |  |  | Norway |  | COMMISSIONED |  |  | Freshwater
50WP000000007787 | 50WG000000019829 | Ulefoss | Ulefoss G1 Hydro | 8.4 | 8.4 | Hydro Run-of-river and poundage | 59.284 | 9.265 | Norway | NO03 | COMMISSIONED |  |  | Freshwater
50WP00000000511A | 50WG000000011719 | Nomeland | Nomelandg3 Hydro | 55.5 | 17.6 | Hydro Water Reservoir | 58.357 | 7.904 | Norway | NO04 | COMMISSIONED |  |  | Freshwater
50WP00000000511A | 50WG000000011735 | Nomeland | Nomelandg4 Hydro | 55.5 | 13 | Hydro Water Reservoir | 58.357 | 7.904 | Norway | NO04 | COMMISSIONED |  |  | Freshwater
50WP00000000511A | 50WG000000011727 | Nomeland | Nomelandg2 Hydro | 55.5 | 17.9 | Hydro Water Reservoir | 58.357 | 7.904 | Norway | NO04 | COMMISSIONED |  |  | Freshwater
50WP00000000511A | 50WG000000011743 | Nomeland | Nomelandg1 Hydro | 55.5 | 7 | Hydro Water Reservoir | 58.357 | 7.904 | Norway | NO04 | COMMISSIONED |  |  | Freshwater
50WP00000000821W | 50WG00000002070A | Vindedal | Vindedalg1 Hydro | 5 | 5 | Hydro Run-of-river and poundage | 61.12 | 7.331 | Norway | NO05 | COMMISSIONED |  |  | Freshwater
50WP00000000820Y | 50WG00000002069W | Vikna | Vikna G1 Wind | 2.4 | 2.4 | Wind Onshore | 64.88 | 10.946 | Norway | NO06 | COMMISSIONED |  |  | None |  | 0 | 0
50WP00000000517Z | 50WG000000011913 | Nore 1 | Nore_1 G101 Hydro | 206 | 0.1 | Hydro Water Reservoir | 60.239 | 9.001 | Norway | NO03 | DECOMMISSIONED |  |  | Freshwater
50WP00000000517Z | 50WG000000011905 | Nore 1 | Nore_1 G2 Hydro | 206 | 25 | Hydro Water Reservoir | 60.239 | 9.001 | Norway | NO03 | COMMISSIONED |  |  | Freshwater
50WP00000000517Z | 50WG00000001186X | Nore 1 | Nore_1 G1 Hydro | 206 | 25 | Hydro Water Reservoir | 60.239 | 9.001 | Norway | NO03 | COMMISSIONED |  |  | Freshwater
50WP00000000517Z | 50WG00000001185Z | Nore 1 | Nore_1 G6 Hydro | 206 | 27 | Hydro Water Reservoir | 60.239 | 9.001 | Norway | NO03 | COMMISSIONED |  |  | Freshwater
50WP00000000517Z | 50WG000000011840 | Nore 1 | Nore_1 G4 Hydro | 206 | 25 | Hydro Water Reservoir | 60.239 | 9.001 | Norway | NO03 | COMMISSIONED |  |  | Freshwater
50WP00000000517Z | 50WG00000001189R | Nore 1 | Nore_1 G7 Hydro | 206 | 27 | Hydro Water Reservoir | 60.239 | 9.001 | Norway | NO03 | COMMISSIONED |  |  | Freshwater
50WP00000000517Z | 50WG00000001187V | Nore 1 | Nore_1 G5 Hydro | 206 | 27 | Hydro Water Reservoir | 60.239 | 9.001 | Norway | NO03 | COMMISSIONED |  |  | Freshwater
50WP00000000517Z | 50WG00000001188T | Nore 1 | Nore_1 G102 Hydro | 206 | 1.6 | Hydro Water Reservoir | 60.239 | 9.001 | Norway | NO03 | DECOMMISSIONED |  |  | Freshwater
50WP00000000517Z | 50WG000000011824 | Nore 1 | Nore_1 G8 Hydro | 206 | 25 | Hydro Water Reservoir | 60.239 | 9.001 | Norway | NO03 | COMMISSIONED |  |  | Freshwater
50WP00000000517Z | 50WG000000011832 | Nore 1 | Nore_1 G3 Hydro | 206 | 25 | Hydro Water Reservoir | 60.239 | 9.001 | Norway | NO03 | COMMISSIONED |  |  | Freshwater
50WP000000002900 | 50WG000000007207 | Horga | Horga G1 Hydro | 7.2 | 7.2 | Hydro Water Reservoir | 60.056 | 9.539 | Norway | NO03 | COMMISSIONED |  |  | Freshwater
50WP00000000649I | 50WG00000001539Q | Sokna Reg. Midt | Sokna_Rmg1 Hydro | 30 | 30 | Hydro Water Reservoir | 60.239 | 9.928 | Norway | NO03 | COMMISSIONED |  |  | Freshwater
50WP000000005160 | 50WG000000011808 | Nordvik | Nordvik G1 Hydro | 5 | 2.5 | Hydro Water Reservoir | 60.236 | 5.363 | Norway | NO05 | COMMISSIONED |  |  | Freshwater
50WP000000005160 | 50WG000000011816 | Nordvik | Nordvik G2 Hydro | 5 | 2.5 | Hydro Water Reservoir | 60.236 | 5.363 | Norway | NO05 | COMMISSIONED |  |  | Freshwater
50WP00000000648K | 50WG00000001538S | Smavatna | Smavatnag1 Hydro | 23 | 23 | Hydro Water Reservoir | 66.233 | 14.333 | Norway | NO07 | COMMISSIONED |  |  | Freshwater
50WP00000000295R | 50WG00000000727U | Hundhammerfjelle | Hundhammg1 Wind | 46 | 46 | Wind Onshore | 64.755 | 11.376 | Norway | NO06 | COMMISSIONED |  |  | None |  | 0 | 0
50WP00000000825O | 50WG000000020807 | Vittingfoss | Vittingfg1 Hydro | 22.3 | 4.8 | Hydro Run-of-river and poundage | 59.486 | 10.012 | Norway | NO03 | COMMISSIONED |  |  | Freshwater
50WP00000000825O | 50WG00000002078V | Vittingfoss | Vittingfg2 Hydro | 22.3 | 4.8 | Hydro Run-of-river and poundage | 59.486 | 10.012 | Norway | NO03 | COMMISSIONED |  |  | Freshwater
50WP00000000825O | 50WG00000002077X | Vittingfoss | Vittingfg4 Hydro | 22.3 | 7.3 | Hydro Run-of-river and poundage | 59.486 | 10.012 | Norway | NO03 | COMMISSIONED |  |  | Freshwater
50WP00000000825O | 50WG00000002079T | Vittingfoss | Vittingfg3 Hydro | 22.3 | 5.4 | Hydro Run-of-river and poundage | 59.486 | 10.012 | Norway | NO03 | COMMISSIONED |  |  | Freshwater
50WP00000000294T | 50WG00000000726W | Hunderfossen | Hunderfog1 Hydro | 124 | 62 | Hydro Water Reservoir | 61.217 | 10.439 | Norway | NO02 | COMMISSIONED |  |  | Freshwater
50WP00000000294T | 50WG00000000725Y | Hunderfossen | Hunderfog2 Hydro | 124 | 62 | Hydro Water Reservoir | 61.217 | 10.439 | Norway | NO02 | COMMISSIONED |  |  | Freshwater
50WP00000000824Q | 50WG00000002076Z | Virakelva | Virakelvg1 Hydro | 4 | 4 | Hydro Run-of-river and poundage | 69.314 | 18.683 | Norway | NO07 | COMMISSIONED |  |  | Freshwater
50WP00000000823S | 50WG000000020750 | Vinkelfallet | Vinkelf G2 Hydro | 8.5 | 1.6 | Hydro Water Reservoir | 59.096 | 5.708 | Norway | NO04 | COMMISSIONED |  |  | Freshwater
50WP00000000823S | 50WG000000020742 | Vinkelfallet | Vinkelf G1 Hydro | 8.5 | 6.9 | Hydro Water Reservoir | 59.096 | 5.708 | Norway | NO04 | COMMISSIONED |  |  | Freshwater
50WP00000000160D | 50WG00000000406D | Fausa | Fausa G3 Hydro | 8 | 0.9 | Hydro Water Reservoir | 62.358 | 6.895 | Norway | NO05 | COMMISSIONED |  |  | Freshwater
50WP00000000160D | 50WG00000000405F | Fausa | Fausa G2 Hydro | 8 | 2 | Hydro Water Reservoir | 62.358 | 6.895 | Norway | NO05 | COMMISSIONED |  |  | Freshwater
50WP00000000160D | 50WG00000000404H | Fausa | Fausa G1 Hydro | 8 | 5.1 | Hydro Water Reservoir | 62.358 | 6.895 | Norway | NO05 | COMMISSIONED |  |  | Freshwater
50WP00000000292X | 50WGI00000007245 | Hove | Hove G2 Hydro | 73 | 36 | Hydro Water Reservoir | 61.07 | 6.595 | Norway | NO05 | COMMISSIONED |  |  | Freshwater
50WP00000000292X | 50WG000000007231 | Hove | Hove G101 Hydro | 73 | 1 | Hydro Water Reservoir | 61.07 | 6.595 | Norway | NO05 | COMMISSIONED |  |  | Freshwater
50WP00000000292X | 50WG000000007223 | Hove | Hove G1 Hydro | 73 | 36 | Hydro Water Reservoir | 61.07 | 6.595 | Norway | NO05 | COMMISSIONED |  |  | Freshwater
50WP00000000822U | 50WG000000020718 | Vinje | Vinje G3 Hydro | 309 | 103 | Hydro Water Reservoir | 59.625 | 7.851 | Norway | NO03 | COMMISSIONED |  |  | Freshwater
50WP00000000822U | 50WG000000020734 | Vinje | Vinje G1 Hydro | 309 | 103 | Hydro Water Reservoir | 59.625 | 7.851 | Norway | NO03 | COMMISSIONED |  |  | Freshwater
50WP00000000822U | 50WG000000020726 | Vinje | Vinje G2 Hydro | 309 | 103 | Hydro Water Reservoir | 59.625 | 7.851 | Norway | NO03 | COMMISSIONED |  |  | Freshwater
50WP00000000519V | 50WGI00000011935 | Nore 2 | Nore_2 G2 Hydro | 60 | 30 | Hydro Water Reservoir | 60.239 | 9.001 | Norway | NO03 | COMMISSIONED |  |  | Freshwater
50WP00000000519V | 50WG000000011921 | Nore 2 | Nore_2 G1 Hydro | 60 | 30 | Hydro Water Reservoir | 60.239 | 9.001 | Norway | NO03 | COMMISSIONED |  |  | Freshwater
50WP00000000291Z | 50WG000000007215 | Hovatn | Hovatn G1 Hydro | 55 | 55 | Hydro Water Reservoir | 58.983 | 7.669 | Norway | NO04 | COMMISSIONED |  |  | Freshwater
19W0000000001195 | 19W0000000001268 | Åaziska 3 | Åaziska 3 B12 | 905 | 225 | Fossil Hard coal | 50.134 | 18.846 | Poland | PL22 | COMMISSIONED | 1972 |  | Freshwater | Natural Draught Tower | 2.22 | 1.81
19W0000000001195 | 19W000000000122G | Åaziska 3 | Åaziska 3 B10 | 905 | 225 | Fossil Hard coal | 50.134 | 18.846 | Poland | PL22 | COMMISSIONED | 1971 |  | Freshwater | Natural Draught Tower | 2.22 | 1.81
19W0000000001195 | 19W000000000124C | Åaziska 3 | Åaziska 3 B11 | 905 | 225 | Fossil Hard coal | 50.134 | 18.846 | Poland | PL22 | COMMISSIONED | 1972 |  | Freshwater | Natural Draught Tower | 2.22 | 1.81
19W0000000001195 | 19W000000000121I | Åaziska 3 | Åaziska 3 B09 | 905 | 230 | Fossil Hard coal | 50.134 | 18.846 | Poland | PL22 | COMMISSIONED | 1971 |  | Freshwater | Natural Draught Tower | 2.22 | 1.81
19W000000000247X | 19W0000000002523 | PorÄ…bka Å»ar | PorÄ…bka Å»ar H4 | 540 | 135 | Hydro Pumped Storage | 49.781 | 19.212 | Poland | PL22 | COMMISSIONED | 1979 |  | Freshwater
19W000000000247X | 19W0000000002507 | PorÄ…bka Å»ar | PorÄ…bka Å»ar H3 | 540 | 135 | Hydro Pumped Storage | 49.781 | 19.212 | Poland | PL22 | COMMISSIONED | 1979 |  | Freshwater
19W000000000247X | 19W000000000249T | PorÄ…bka Å»ar | PorÄ…bka Å»ar H2 | 540 | 135 | Hydro Pumped Storage | 49.781 | 19.212 | Poland | PL22 | COMMISSIONED | 1979 |  | Freshwater
19W000000000247X | 19W000000000248V | PorÄ…bka Å»ar | PorÄ…bka Å»ar H1 | 540 | 135 | Hydro Pumped Storage | 49.781 | 19.212 | Poland | PL22 | COMMISSIONED | 1979 |  | Freshwater
19W000000000116B | 19W0000000001187 | Åaziska 2 | Åaziska 2 B2 | 250 | 125 | Fossil Hard coal | 50.134 | 18.846 | Poland | PL22 | COMMISSIONED | 1967 |  | Freshwater | Natural Draught Tower | 2.22 | 1.81
19W000000000116B | 19W0000000001179 | Åaziska 2 | Åaziska 2 B1 | 250 | 125 | Fossil Hard coal | 50.134 | 18.846 | Poland | PL22 | COMMISSIONED | 1967 |  | Freshwater | Natural Draught Tower | 2.22 | 1.81
19W0000000000725 |  | Karolin 1 | NA | 49 | 49 | Fossil Hard coal | 52.436 | 16.989 | Poland | PL41 | COMMISSIONED | 1985 |  | Freshwater | Mechanical Draught Tower | 2.22 | 1.81
19W000000000199I | 19W000000000201K | TurÃ³w | TurÃ³w B01 | 1488 | 235 | Fossil Brown coal/Lignite | 50.949 | 14.913 | Poland | PL51 | COMMISSIONED | 1962 |  | Freshwater | Natural Draught Tower | 2.22 | 1.81
19W000000000199I | 19W000000000203G | TurÃ³w | TurÃ³w B02 | 1488 | 235 | Fossil Brown coal/Lignite | 50.949 | 14.913 | Poland | PL51 | COMMISSIONED | 1963 |  | Freshwater | Natural Draught Tower | 2.22 | 1.81
19W000000000199I | 19W000000000205C | TurÃ³w | TurÃ³w B03 | 1488 | 235 | Fossil Brown coal/Lignite | 50.949 | 14.913 | Poland | PL51 | COMMISSIONED | 1963 |  | Freshwater | Natural Draught Tower | 2.22 | 1.81
19W000000000199I | 19W0000000002078 | TurÃ³w | TurÃ³w B04 | 1488 | 261 | Fossil Brown coal/Lignite | 50.949 | 14.913 | Poland | PL51 | COMMISSIONED | 1964 |  | Freshwater | Natural Draught Tower | 2.22 | 1.81
19W000000000199I | 19W0000000002094 | TurÃ³w | TurÃ³w B05 | 1488 | 261 | Fossil Brown coal/Lignite | 50.949 | 14.913 | Poland | PL51 | COMMISSIONED | 1964 |  | Freshwater | Natural Draught Tower | 2.22 | 1.81
19W000000000199I | 19W000000000211H | TurÃ³w | TurÃ³w B06 | 1488 | 261 | Fossil Brown coal/Lignite | 50.949 | 14.913 | Poland | PL51 | COMMISSIONED | 1965 |  | Freshwater | Natural Draught Tower | 2.22 | 1.81
19W000000000193U | 19W000000000194S | Stalowa Wola 3 | Stalowa Wola 3 B7 | 250 | 125 | Fossil Hard coal | 50.55 | 22.067 | Poland | PL82 | COMMISSIONED | 1958 |  | Freshwater | Natural Draught Tower | 2.22 | 1.81
19W000000000193U | 19W000000000196O | Stalowa Wola 3 | Stalowa Wola 3 B8 | 250 | 125 | Fossil Hard coal | 50.55 | 22.067 | Poland | PL82 | COMMISSIONED |  |  | Freshwater | Natural Draught Tower | 2.22 | 1.81
19W000000000061A |  | Gdynia 3 | NA | 105.2 | 105.2 | Fossil Hard coal | 54.553 | 18.481 | Poland | PL63 | COMMISSIONED | 1974 |  | Seawater | Once-through | 137.59 | 0.95
19W0000000000628 |  | Jaworzno 2 | NA | 189 | 189 | Fossil Hard coal | 50.212 | 19.229 | Poland | PL22 | COMMISSIONED | 1997 |  | Freshwater | Natural Draught Tower | 2.22 | 1.81
19W0000000000636 | 19W000000000069V | Jaworzno 3 | Jaworzno 3 B6 | 1345 | 225 | Fossil Hard coal | 50.2 | 19.2 | Poland | PL22 | COMMISSIONED | 1979 |  | Freshwater | Natural Draught Tower | 2.22 | 1.81
19W0000000000636 | 19W0000000000660 | Jaworzno 3 | Jaworzno 3 B2 | 1345 | 225 | Fossil Hard coal | 50.2 | 19.2 | Poland | PL22 | COMMISSIONED | 1978 |  | Freshwater | Natural Draught Tower | 2.22 | 1.81
19W0000000000636 | 19W000000000068X | Jaworzno 3 | Jaworzno 3 B5 | 1345 | 220 | Fossil Hard coal | 50.2 | 19.2 | Poland | PL22 | COMMISSIONED | 1978 |  | Freshwater | Natural Draught Tower | 2.22 | 1.81
19W0000000000636 | 19W000000000067Z | Jaworzno 3 | Jaworzno 3 B4 | 1345 | 225 | Fossil Hard coal | 50.2 | 19.2 | Poland | PL22 | COMMISSIONED | 1977 |  | Freshwater | Natural Draught Tower | 2.22 | 1.81
19W0000000000636 | 19W0000000000652 | Jaworzno 3 | Jaworzno 3 B1 | 1345 | 225 | Fossil Hard coal | 50.2 | 19.2 | Poland | PL22 | COMMISSIONED | 1977 |  | Freshwater | Natural Draught Tower | 2.22 | 1.81
19W0000000000636 | 19W0000000000644 | Jaworzno 3 | Jaworzno 3 B3 | 1345 | 225 | Fossil Hard coal | 50.2 | 19.2 | Poland | PL22 | COMMISSIONED | 1977 |  | Freshwater | Natural Draught Tower | 2.22 | 1.81
19W000000000197M |  | Tychy | NA | 106 | 106 | Fossil Hard coal | 50.1 | 19.017 | Poland | PL22 | COMMISSIONED |  |  | Freshwater | Natural Draught Tower | 2.22 | 1.81
19W000000000111L | 19W000000000114F | Åagisza | Åagisza B7 | 700 | 120 | Fossil Hard coal | 50.35 | 19.133 | Poland | PL22 | COMMISSIONED | 1967 |  | Freshwater | Natural Draught Tower | 2.22 | 1.81
19W000000000111L | 19W000000000115D | Åagisza | Åagisza B10 | 700 | 460 | Fossil Hard coal | 50.35 | 19.133 | Poland | PL22 | COMMISSIONED | 2009 |  | Freshwater | Natural Draught Tower | 2.4 | 1.87
19W000000000111L | 19W000000000113H | Åagisza | Åagisza B6 | 700 | 120 | Fossil Hard coal | 50.35 | 19.133 | Poland | PL22 | COMMISSIONED | 1966 |  | Freshwater | Natural Draught Tower | 2.22 | 1.81
19W000000000240A |  | Azoty TarnÃ³w | NA | 102 | 102 | Fossil Hard coal | 50.2 | 20.983 | Poland | PL21 | COMMISSIONED |  |  | Freshwater | Natural Draught Tower | 2.22 | 1.81
19W0000000002418 | 19W000000000246Z | Å»arnowiec | Å»arnowiec H4 | 716 | 179 | Hydro Pumped Storage | 54.722 | 18.082 | Poland | PL63 | COMMISSIONED | 1983 |  | Freshwater
19W0000000002418 | 19W0000000002450 | Å»arnowiec | Å»arnowiec H3 | 716 | 179 | Hydro Pumped Storage | 54.722 | 18.082 | Poland | PL63 | COMMISSIONED | 1983 |  | Freshwater
19W0000000002418 | 19W0000000002442 | Å»arnowiec | Å»arnowiec H2 | 716 | 179 | Hydro Pumped Storage | 54.722 | 18.082 | Poland | PL63 | COMMISSIONED | 1983 |  | Freshwater
19W0000000002418 | 19W0000000002434 | Å»arnowiec | Å»arnowiec H1 | 716 | 179 | Hydro Pumped Storage | 54.722 | 18.082 | Poland | PL63 | COMMISSIONED | 1983 |  | Freshwater
19W0000000002426 | 19W0000000002701 | Å»ydowo | Å»ydowo H3 | 167 | 57 | Hydro Pumped Storage | 54.026 | 16.714 | Poland | PL42 | COMMISSIONED | 1971 |  | Freshwater
19W0000000002426 | 19W000000000269N | Å»ydowo | Å»ydowo H2 | 167 | 55 | Hydro Pumped Storage | 54.026 | 16.714 | Poland | PL42 | COMMISSIONED | 1971 |  | Freshwater
19W0000000002426 | 19W000000000268P | Å»ydowo | Å»ydowo H1 | 167 | 55 | Hydro Pumped Storage | 54.026 | 16.714 | Poland | PL42 | COMMISSIONED | 1971 |  | Freshwater
19W0000000001276 |  | Farma Wiatrowa Margonin | NA | 120 | 120 | Wind Onshore | 52.961 | 17.122 | Poland | PL41 | COMMISSIONED |  |  | None |  | 0 | 0
19W0000000001292 | 19W000000000133B | Opole | Opole B4 | 1532 | 380 | Fossil Hard coal | 50.752 | 17.882 | Poland | PL52 | COMMISSIONED | 1997 |  | Freshwater | Natural Draught Tower | 2.22 | 1.81
19W0000000001292 | 19W000000000132D | Opole | Opole B3 | 1532 | 383 | Fossil Hard coal | 50.752 | 17.882 | Poland | PL52 | COMMISSIONED | 1996 |  | Freshwater | Natural Draught Tower | 2.22 | 1.81
19W0000000001292 | 19W000000000131F | Opole | Opole B2 | 1532 | 383 | Fossil Hard coal | 50.752 | 17.882 | Poland | PL52 | COMMISSIONED | 1995 |  | Freshwater | Natural Draught Tower | 2.22 | 1.81
19W0000000001292 | 19W000000000130H | Opole | Opole B1 | 1532 | 386 | Fossil Hard coal | 50.752 | 17.882 | Poland | PL52 | COMMISSIONED | 1993 |  | Freshwater | Natural Draught Tower | 2.22 | 1.81
19W0000000000806 | 19W000000000093Y | KrakÃ³w ÅÄ™g | KrakÃ³w ÅÄ™g B4 | 446 | 100 | Fossil Hard coal | 50.05 | 20 | Poland | PL21 | COMMISSIONED | 1986 |  | Freshwater | Natural Draught Tower | 2.22 | 1.81
19W0000000000806 | 19W000000000089P | KrakÃ³w ÅÄ™g | KrakÃ³w ÅÄ™g B3 | 446 | 110 | Fossil Hard coal | 50.05 | 20 | Poland | PL21 | COMMISSIONED | 1983 |  | Freshwater | Natural Draught Tower | 2.22 | 1.81
19W0000000000806 | 19W000000000086V | KrakÃ³w ÅÄ™g | KrakÃ³w ÅÄ™g B2 | 446 | 119 | Fossil Hard coal | 50.05 | 20 | Poland | PL21 | COMMISSIONED | 1980 |  | Freshwater | Natural Draught Tower | 2.22 | 1.81
19W0000000000806 | 19W0000000000830 | KrakÃ³w ÅÄ™g | KrakÃ³w ÅÄ™g B1 | 446 | 117 | Fossil Hard coal | 50.05 | 20 | Poland | PL21 | COMMISSIONED | 1977 |  | Freshwater | Natural Draught Tower | 2.22 | 1.81
19W000000000076Y | 19W000000000077W | Katowice | Katowice B1 | 135 | 135 | Fossil Hard coal | 50.533 | 19.05 | Poland | PL22 | COMMISSIONED |  |  | Freshwater | Mechanical Draught Tower | 2.22 | 1.81
19W0000000000741 | 19W0000000000709 | Karolin 2 | Karolin B2 | 212 | 100 | Fossil Hard coal | 52.436 | 16.989 | Poland | PL41 | COMMISSIONED | 1991 |  | Freshwater | Mechanical Draught Tower | 2.22 | 1.81
19W0000000000741 | 19W0000000000717 | Karolin 2 | Karolin B3 | 212 | 112 | Fossil Hard coal | 52.436 | 16.989 | Poland | PL41 | COMMISSIONED | 1998 |  | Freshwater | Mechanical Draught Tower | 2.22 | 1.81
19W000000000256W | 19W000000000257U | EC WÅ‚ocÅ‚awek | EC WÅ‚ocÅ‚awek B1 | 485 | 485 | Fossil Gas | 52.706 | 18.965 | Poland | PL61 | COMMISSIONED | 2017 |  | Freshwater | Mechanical Draught Tower | 0.96 | 0.78
19W000000000258S |  | FW Korytnica | NA | 122.5 | 122.5 | Wind Onshore | 52.399 | 21.831 | Poland | PL92 | COMMISSIONED |  |  | None |  | 0 | 0
19W0000000002515 | 19W000000000266T | Solina | Solina H3 | 198 | 31 | Hydro Pumped Storage | 49.399 | 22.468 | Poland | PL82 | COMMISSIONED | 1968 |  | Freshwater
19W0000000002515 | 19W000000000265V | Solina | Solina H2 | 198 | 68 | Hydro Pumped Storage | 49.399 | 22.468 | Poland | PL82 | COMMISSIONED | 1968 |  | Freshwater
19W0000000002515 | 19W000000000264X | Solina | Solina H1 | 198 | 68 | Hydro Pumped Storage | 49.399 | 22.468 | Poland | PL82 | COMMISSIONED | 1968 |  | Freshwater
19W0000000002515 | 19W000000000267R | Solina | Solina H4 | 198 | 31 | Hydro Pumped Storage | 49.399 | 22.468 | Poland | PL82 | COMMISSIONED | 1968 |  | Freshwater
19W000000000229Z |  | EC Å»eraÅ„ | NA | 386 | 386 | Fossil Hard coal | 52.283 | 20.983 | Poland | PL91 | COMMISSIONED |  |  | Freshwater | Once-through | 137.59 | 0.95
19W000000000041G |  | FW DarÅ‚owo | NA | 239 | 239 | Wind Onshore | 54.382 | 16.407 | Poland | PL42 | COMMISSIONED |  |  | None |  | 0 | 0
19W000000000043C | 19W0000000000490 | Dolna Odra | Dolna Odra B5 | 1362 | 222 | Fossil Hard coal | 53.2 | 14.467 | Poland | PL42 | COMMISSIONED | 1975 |  | Freshwater | Once-through | 137.59 | 0.95
19W000000000043C | 19W0000000000474 | Dolna Odra | Dolna Odra B2 | 1362 | 232 | Fossil Hard coal | 53.2 | 14.467 | Poland | PL42 | COMMISSIONED | 1974 |  | Freshwater | Once-through | 137.59 | 0.95
19W000000000043C | 19W0000000000458 | Dolna Odra | Dolna Odra B1 | 1362 | 222 | Fossil Hard coal | 53.2 | 14.467 | Poland | PL42 | COMMISSIONED | 1974 |  | Freshwater | Once-through | 137.59 | 0.95
19W000000000043C | 19W0000000000555 | Dolna Odra | Dolna Odra B8 | 1362 | 232 | Fossil Hard coal | 53.2 | 14.467 | Poland | PL42 | COMMISSIONED | 1977 |  | Freshwater | Once-through | 137.59 | 0.95
19W000000000043C | 19W0000000000539 | Dolna Odra | Dolna Odra B7 | 1362 | 232 | Fossil Hard coal | 53.2 | 14.467 | Poland | PL42 | COMMISSIONED | 1976 |  | Freshwater | Once-through | 137.59 | 0.95
19W000000000043C | 19W000000000051D | Dolna Odra | Dolna Odra B6 | 1362 | 222 | Fossil Hard coal | 53.2 | 14.467 | Poland | PL42 | COMMISSIONED | 1976 |  | Freshwater | Once-through | 137.59 | 0.95
19W0000000001713 | 19W0000000001802 | Rybnik | Rybnik B8 | 1790 | 225 | Fossil Hard coal | 50.133 | 18.517 | Poland | PL22 | COMMISSIONED | 1978 |  | Freshwater | Natural Draught Tower | 2.22 | 1.81
19W0000000001713 | 19W000000000179O | Rybnik | Rybnik B7 | 1790 | 225 | Fossil Hard coal | 50.133 | 18.517 | Poland | PL22 | COMMISSIONED | 1978 |  | Freshwater | Natural Draught Tower | 2.22 | 1.81
19W0000000001713 | 19W000000000178Q | Rybnik | Rybnik B6 | 1790 | 225 | Fossil Hard coal | 50.133 | 18.517 | Poland | PL22 | COMMISSIONED | 1978 |  | Freshwater | Natural Draught Tower | 2.22 | 1.81
19W0000000001713 | 19W000000000177S | Rybnik | Rybnik B5 | 1790 | 215 | Fossil Hard coal | 50.133 | 18.517 | Poland | PL22 | COMMISSIONED | 1978 |  | Freshwater | Natural Draught Tower | 2.22 | 1.81
19W0000000001713 | 19W000000000176U | Rybnik | Rybnik B4 | 1790 | 225 | Fossil Hard coal | 50.133 | 18.517 | Poland | PL22 | COMMISSIONED | 1974 |  | Freshwater |  | 46.27 | 2.06
19W0000000001713 | 19W000000000175W | Rybnik | Rybnik B3 | 1790 | 225 | Fossil Hard coal | 50.133 | 18.517 | Poland | PL22 | COMMISSIONED | 1973 |  | Freshwater |  | 46.27 | 2.06
19W0000000001713 | 19W000000000174Y | Rybnik | Rybnik B2 | 1790 | 225 | Fossil Hard coal | 50.133 | 18.517 | Poland | PL22 | COMMISSIONED | 1973 |  | Freshwater |  | 46.27 | 2.06
19W0000000001713 | 19W0000000001721 | Rybnik | Rybnik B1 | 1790 | 225 | Fossil Hard coal | 50.133 | 18.517 | Poland | PL22 | COMMISSIONED | 1972 |  | Freshwater |  | 46.27 | 2.06
19W000000000040I |  | Czechnica | NA | 94 | 94 | Fossil Hard coal | 51.033 | 17.15 | Poland | PL51 | COMMISSIONED | 1981 |  | Freshwater | Natural Draught Tower | 2.22 | 1.81
19W000000000106E |  | EC ÅÃ³dÅº-3 | NA | 205 | 205 | Fossil Hard coal | 51.798 | 19.42 | Poland | PL71 | COMMISSIONED |  |  | Freshwater | Natural Draught Tower | 2.22 | 1.81
19W000000000238Y |  | Mondi Åšwiecie | NA | 211 | 211 | Fossil Hard coal | 53.399 | 18.397 | Poland | PL61 | COMMISSIONED |  |  | Freshwater | Mechanical Draught Tower | 2.22 | 1.81
19W000000000107C | 19W000000000108A | EC ÅÃ³dÅº-4 | ÅÃ³dÅº-4 B03 | 198 | 100 | Fossil Hard coal | 51.746 | 19.538 | Poland | PL71 | COMMISSIONED |  |  | Freshwater | Natural Draught Tower | 2.22 | 1.81
19W000000000239W |  | Nowa | NA | 155 | 155 | Fossil Hard coal | 50.344 | 19.278 | Poland | PL22 | COMMISSIONED | 2001 |  | Freshwater | Mechanical Draught Tower | 2.22 | 1.81
19W0000000001098 | 19W000000000110N | EC WrotkÃ³w | EC WrotkÃ³w B1 | 231 | 231 | Fossil Gas | 51.216 | 22.558 | Poland | PL81 | COMMISSIONED | 2002 |  | Freshwater | Mechanical Draught Tower | 0.96 | 0.78
19W0000000002353 |  | ZakÅ‚ady Chemiczne Police SA | NA | 100.4 | 100.4 | Fossil Hard coal | 53.567 | 14.533 | Poland | PL42 | COMMISSIONED |  |  | Seawater | Once-through | 137.59 | 0.95
19W0000000002361 | 19W0000000001810 | Siersza | Siersza B1 | 557 | 153 | Fossil Hard coal | 50.2 | 19.45 | Poland | PL21 | COMMISSIONED | 1962 |  | Freshwater | Natural Draught Tower | 2.22 | 1.81
19W0000000002361 | 19W000000000182Z | Siersza | Siersza B2 | 557 | 153 | Fossil Hard coal | 50.2 | 19.45 | Poland | PL21 | COMMISSIONED | 1963 |  | Freshwater | Natural Draught Tower | 2.22 | 1.81
19W0000000002361 | 19W000000000184V | Siersza | Siersza B6 | 557 | 128 | Fossil Hard coal | 50.2 | 19.45 | Poland | PL21 | COMMISSIONED | 1970 |  | Freshwater | Natural Draught Tower | 2.22 | 1.81
19W0000000002361 | 19W000000000183X | Siersza | Siersza B3 | 557 | 123 | Fossil Hard coal | 50.2 | 19.45 | Poland | PL21 | COMMISSIONED | 1969 |  | Freshwater | Natural Draught Tower | 2.22 | 1.81
19W000000000104I | 19W000000000278M | Kozienice 2 | Kozienice 2 B11 | 2195 | 1075 | Fossil Hard coal | 51.65 | 21.467 | Poland | PL92 | COMMISSIONED | 2017 |  | Freshwater | Natural Draught Tower | 2.22 | 1.81
19W000000000104I | 19W000000000105G | Kozienice 2 | Kozienice 2 B10 | 2195 | 560 | Fossil Hard coal | 51.65 | 21.467 | Poland | PL92 | COMMISSIONED | 1978 |  | Freshwater | Natural Draught Tower | 2.22 | 1.81
19W000000000104I | 19W0000000002329 | Kozienice 2 | Kozienice 2 B09 | 2195 | 560 | Fossil Hard coal | 51.65 | 21.467 | Poland | PL92 | COMMISSIONED | 1979 |  | Freshwater | Natural Draught Tower | 2.22 | 1.81
19W000000000186R | 19W000000000191Y | Skawina | Skawina 3 Tg5 | 330 | 110 | Fossil Hard coal | 49.967 | 19.8 | Poland | PL21 | COMMISSIONED | 1961 |  | Freshwater | Once-through | 137.59 | 0.95
19W000000000186R | 19W000000000192W | Skawina | Skawina 3 Tg6 | 330 | 110 | Fossil Hard coal | 49.967 | 19.8 | Poland | PL21 | COMMISSIONED | 1961 |  | Freshwater | Once-through | 137.59 | 0.95
19W000000000186R | 19W000000000187P | Skawina | Skawina 3 Tg3 | 330 | 110 | Fossil Hard coal | 49.967 | 19.8 | Poland | PL21 | COMMISSIONED | 1961 |  | Freshwater | Once-through | 137.59 | 0.95
19W000000000186R | 19W000000000188N | Skawina | Skawina 3 Tg4 | 330 | 110 | Fossil Hard coal | 49.967 | 19.8 | Poland | PL21 | DECOMMISSIONED | 1961 | 2018 | Freshwater | Once-through | 137.59 | 0.95
19W0000000000563 |  | FW EGL | NA | 111.4 | 111.4 | Wind Onshore |  |  | Poland |  | COMMISSIONED |  |  | None |  | 0 | 0
19W0000000002337 |  | International Paper Kwidzyn | NA | 111.6 | 111.6 | Biomass | 53.707 | 18.926 | Poland | PL63 | COMMISSIONED |  |  | Freshwater | Mechanical Draught Tower | 3.32 | 2.09
19W0000000002345 |  | PKN Orlen | NA | 415 | 415 | Fossil Oil | 52.583 | 19.667 | Poland | PL71 | COMMISSIONED | 2018 |  | Freshwater | Once-through | 132.48 | 0.91
19W0000000000571 |  | EC Nowa Sarzyna | NA | 128.9 | 128.9 | Fossil Gas | 50.317 | 22.317 | Poland | PL82 | COMMISSIONED | 2000 |  | Freshwater | Mechanical Draught Tower | 0.96 | 0.78
19W000000000059Y |  | GdaÅ„sk 2 | NA | 217.3 | 217.3 | Fossil Hard coal | 54.378 | 18.642 | Poland | PL63 | COMMISSIONED | 1970 |  | Seawater | Once-through | 137.59 | 0.95
19W000000000230D | 19W000000000231B | Zielona GÃ³ra | EC Zielona GÃ³ra TGG | 188 | 125 | Fossil Gas | 51.95 | 15.483 | Poland | PL43 | COMMISSIONED | 2004 |  | Freshwater | Air Cooling | 0.01 | 0.01
19W000000000283T | 19W000000000279K | PÅ‚ock | PÅ‚ock B01 | 630 | 630 | Fossil Gas | 52.588 | 19.678 | Poland | PL92 | COMMISSIONED |  |  | Freshwater | Natural Draught Tower | 0.96 | 0.78
19W0000000001519 | 19W0000000001616 | PoÅ‚aniec | PoÅ‚aniec B5 | 1657 | 225 | Fossil Hard coal | 50.433 | 21.333 | Poland | PL72 | COMMISSIONED | 1981 |  | Freshwater | Once-through | 137.59 | 0.95
19W0000000001519 | 19W0000000001624 | PoÅ‚aniec | PoÅ‚aniec B6 | 1657 | 242 | Fossil Hard coal | 50.433 | 21.333 | Poland | PL72 | COMMISSIONED | 1982 |  | Freshwater | Once-through | 137.59 | 0.95
19W0000000001519 | 19W000000000158W | PoÅ‚aniec | PoÅ‚aniec B4 | 1657 | 242 | Fossil Hard coal | 50.433 | 21.333 | Poland | PL72 | COMMISSIONED | 1981 |  | Freshwater | Once-through | 137.59 | 0.95
19W0000000001519 | 19W0000000001535 | PoÅ‚aniec | PoÅ‚aniec B1 | 1657 | 225 | Fossil Hard coal | 50.433 | 21.333 | Poland | PL72 | COMMISSIONED | 1979 |  | Freshwater | Once-through | 137.59 | 0.95
19W0000000001519 | 19W0000000001551 | PoÅ‚aniec | PoÅ‚aniec B2 | 1657 | 242 | Fossil Hard coal | 50.433 | 21.333 | Poland | PL72 | COMMISSIONED | 1980 |  | Freshwater | Once-through | 137.59 | 0.95
19W0000000001519 | 19W000000000157Y | PoÅ‚aniec | PoÅ‚aniec B3 | 1657 | 242 | Fossil Hard coal | 50.433 | 21.333 | Poland | PL72 | COMMISSIONED | 1980 |  | Freshwater | Once-through | 137.59 | 0.95
19W0000000001519 | 19W0000000001640 | PoÅ‚aniec | PoÅ‚aniec B7 | 1657 | 239 | Fossil Hard coal | 50.433 | 21.333 | Poland | PL72 | COMMISSIONED | 1982 |  | Freshwater | Once-through | 137.59 | 0.95
19W000000000287L |  | Zabrze | NA | 53.4 | 53.4 | Fossil Hard coal | 50.483 | 18.717 | Poland | PL22 | COMMISSIONED |  |  | Freshwater | Natural Draught Tower | 2.22 | 1.81
19W0000000002191 | 19W0000000002272 | EC Siekierki | Siekierki B10 | 620 | 105 | Fossil Hard coal | 52.183 | 21.083 | Poland | PL91 | COMMISSIONED | 1961 |  | Freshwater | Once-through | 137.59 | 0.95
19W0000000002191 | 19W0000000002256 | EC Siekierki | Siekierki B09 | 620 | 105 | Fossil Hard coal | 52.183 | 21.083 | Poland | PL91 | COMMISSIONED | 1961 |  | Freshwater | Once-through | 137.59 | 0.95
19W0000000002191 | 19W000000000223A | EC Siekierki | Siekierki B08 | 620 | 125 | Fossil Hard coal | 52.183 | 21.083 | Poland | PL91 | COMMISSIONED | 1961 |  | Freshwater | Once-through | 137.59 | 0.95
19W0000000002191 | 19W000000000221E | EC Siekierki | Siekierki B07 | 620 | 106 | Fossil Hard coal | 52.183 | 21.083 | Poland | PL91 | COMMISSIONED | 1961 |  | Freshwater | Once-through | 137.59 | 0.95
19W000000000212F |  | ZA PuÅ‚awy | NA | 82 | 82 | Fossil Hard coal | 51.46 | 21.978 | Poland | PL81 | COMMISSIONED |  |  | Freshwater | Natural Draught Tower | 2.22 | 1.81
19W000000000213D | 19W0000000002159 | WrocÅ‚aw | WrocÅ‚aw Bl2 | 272.4 | 108 | Fossil Hard coal | 51.117 | 17.017 | Poland | PL51 | COMMISSIONED | 1899 |  | Freshwater | Once-through | 137.59 | 0.95
19W000000000213D | 19W0000000002175 | WrocÅ‚aw | WrocÅ‚aw Bl3 | 272.4 | 108 | Fossil Hard coal | 51.117 | 17.017 | Poland | PL51 | COMMISSIONED | 1899 |  | Freshwater | Once-through | 137.59 | 0.95
19W000000000294O |  | PrzyjaÅºÅ„ | NA | 113.6 | 113.6 | Fossil Coal-derived gas | 50.34 | 19.331 | Poland | PL22 | COMMISSIONED |  |  | Freshwater | Mechanical Draught Tower | 4.55 | 3.13
19W000000000295M |  | ZofiÃ³wka | NA | 113 | 113 | Fossil Brown coal/Lignite | 49.965 | 18.626 | Poland | PL22 | COMMISSIONED |  |  | Freshwater | Mechanical Draught Tower | 2.22 | 1.81
19W000000000293Q |  | EC ToruÅ„ | NA | 100.6 | 100.6 | Fossil Gas | 53.055 | 18.69 | Poland | PL61 | COMMISSIONED |  |  | Freshwater | No Cooling | 0 | 0
19W000000000165Z | 19W000000000166X | PoÅ‚aniec 2-Pasywna | PoÅ‚aniec 2 blok 9 | 225 | 225 | Biomass | 50.433 | 21.333 | Poland | PL72 | COMMISSIONED | 1983 |  | Freshwater | Once-through | 132.48 | 1.14
19W000000000033F |  | EC BiaÅ‚ystok | NA | 156.6 | 156.6 | Fossil Hard coal | 53.133 | 23.167 | Poland | PL84 | COMMISSIONED | 1991 |  | Freshwater | Mechanical Draught Tower | 2.22 | 1.81
19W000000000034D |  | Blachownia | NA | 158 | 158 | Fossil Coal-derived gas | 50.35 | 18.283 | Poland | PL52 | COMMISSIONED |  |  | Freshwater | Natural Draught Tower | 4.55 | 3.13
19W000000000035B |  | Bydgoszcz 2 | NA | 183 | 183 | Fossil Hard coal | 53.083 | 18.083 | Poland | PL61 | COMMISSIONED | 1929 |  | Freshwater | Once-through | 137.59 | 0.95
19W000000000168T |  | Pomorzany | NA | 134.2 | 134.2 | Fossil Hard coal | 53.383 | 14.517 | Poland | PL42 | COMMISSIONED | 1961 |  | Freshwater | Once-through | 137.59 | 0.95
19W0000000000369 | 19W0000000000385 | ChorzÃ³w | ChorzÃ³w B2 | 226 | 113 | Fossil Hard coal | 50.3 | 18.967 | Poland | PL22 | COMMISSIONED | 2003 |  | Freshwater | Mechanical Draught Tower | 2.22 | 1.81
19W0000000000369 | 19W0000000000377 | ChorzÃ³w | ChorzÃ³w B1 | 226 | 113 | Fossil Hard coal | 50.3 | 18.967 | Poland | PL22 | COMMISSIONED | 2003 |  | Freshwater | Mechanical Draught Tower | 2.22 | 1.81
19W000000000169R | 19W0000000001705 | EC RzeszÃ³w | EC RzeszÃ³w B1 | 101 | 101 | Fossil Gas | 50.067 | 22.067 | Poland | PL82 | COMMISSIONED |  |  | Freshwater | Mechanical Draught Tower | 0.96 | 0.78
19W000000000005K | 19W000000000007G | AdamÃ³w | AdamÃ³w B1 | 0 | 120 | Fossil Brown coal/Lignite | 52 | 18.533 | Poland | PL41 | DECOMMISSIONED | 1964 | 2017 | Freshwater | Natural Draught Tower | 2.22 | 1.81
19W000000000005K | 19W000000000009C | AdamÃ³w | AdamÃ³w B2 | 0 | 120 | Fossil Brown coal/Lignite | 52 | 18.533 | Poland | PL41 | DECOMMISSIONED | 1964 | 2017 | Freshwater | Natural Draught Tower | 2.22 | 1.81
19W000000000005K | 19W000000000015H | AdamÃ³w | AdamÃ³w B5 | 0 | 120 | Fossil Brown coal/Lignite | 52 | 18.533 | Poland | PL41 | DECOMMISSIONED | 1966 | 2017 | Freshwater | Natural Draught Tower | 2.22 | 1.81
19W000000000005K | 19W000000000011P | AdamÃ³w | AdamÃ³w B3 | 0 | 120 | Fossil Brown coal/Lignite | 52 | 18.533 | Poland | PL41 | DECOMMISSIONED | 1965 | 2017 | Freshwater | Natural Draught Tower | 2.22 | 1.81
19W000000000005K | 19W000000000013L | AdamÃ³w | AdamÃ³w B4 | 0 | 120 | Fossil Brown coal/Lignite | 52 | 18.533 | Poland | PL41 | DECOMMISSIONED | 1965 | 2017 | Freshwater | Natural Draught Tower | 2.22 | 1.81
19W000000000094W |  | Konin | NA | 128 | 128 | Fossil Brown coal/Lignite | 52.283 | 18.267 | Poland | PL41 | COMMISSIONED |  |  | Freshwater | Natural Draught Tower | 2.22 | 1.81
19W000000000095U | 19W000000000100Q | Kozienice 1 | Kozienice 1 B4 | 1821 | 228 | Fossil Hard coal | 51.65 | 21.467 | Poland | PL92 | COMMISSIONED | 1974 |  | Freshwater | Natural Draught Tower | 2.22 | 1.81
19W000000000095U | 19W000000000101O | Kozienice 1 | Kozienice 1 B5 | 1821 | 228 | Fossil Hard coal | 51.65 | 21.467 | Poland | PL92 | COMMISSIONED | 1974 |  | Freshwater | Natural Draught Tower | 2.22 | 1.81
19W000000000095U | 19W000000000102M | Kozienice 1 | Kozienice 1 B7 | 1821 | 228 | Fossil Hard coal | 51.65 | 21.467 | Poland | PL92 | COMMISSIONED | 1974 |  | Freshwater | Natural Draught Tower | 2.22 | 1.81
19W000000000095U | 19W000000000103K | Kozienice 1 | Kozienice 1 B8 | 1821 | 228 | Fossil Hard coal | 51.65 | 21.467 | Poland | PL92 | COMMISSIONED | 1974 |  | Freshwater | Natural Draught Tower | 2.22 | 1.81
19W000000000095U | 19W000000000098O | Kozienice 1 | Kozienice 1 B1 | 1821 | 228 | Fossil Hard coal | 51.65 | 21.467 | Poland | PL92 | COMMISSIONED | 1973 |  | Freshwater | Natural Draught Tower | 2.22 | 1.81
19W000000000095U | 19W000000000099M | Kozienice 1 | Kozienice 1 B3 | 1821 | 225 | Fossil Hard coal | 51.65 | 21.467 | Poland | PL92 | COMMISSIONED | 1973 |  | Freshwater | Natural Draught Tower | 2.22 | 1.81
19W000000000095U | 19W000000000096S | Kozienice 1 | Kozienice 1 B2 | 1821 | 228 | Fossil Hard coal | 51.65 | 21.467 | Poland | PL92 | COMMISSIONED | 1972 |  | Freshwater | Natural Draught Tower | 2.22 | 1.81
19W000000000095U | 19W000000000097Q | Kozienice 1 | Kozienice 1 B6 | 1821 | 228 | Fossil Hard coal | 51.65 | 21.467 | Poland | PL92 | COMMISSIONED | 1973 |  | Freshwater | Natural Draught Tower | 2.22 | 1.81
19W0000000002604 |  | FW Marszewo | NA | 100 | 100 | Wind Onshore | 54.491 | 16.671 | Poland | PL42 | COMMISSIONED |  |  | None |  | 0 | 0
19W0000000001349 | 19W000000000141C | OstroÅ‚Ä™ka B | OstroÅ‚Ä™ka B B02 | 681 | 230 | Fossil Hard coal | 53.104 | 21.612 | Poland | PL92 | COMMISSIONED | 1972 |  | Freshwater | Once-through | 137.59 | 0.95
19W0000000001349 | 19W0000000001381 | OstroÅ‚Ä™ka B | OstroÅ‚Ä™ka B B01 | 681 | 221 | Fossil Hard coal | 53.104 | 21.612 | Poland | PL92 | COMMISSIONED | 1972 |  | Freshwater | Once-through | 137.59 | 0.95
19W0000000001349 | 19W0000000001365 | OstroÅ‚Ä™ka B | OstroÅ‚Ä™ka B B03 | 681 | 230 | Fossil Hard coal | 53.104 | 21.612 | Poland | PL92 | COMMISSIONED | 1972 |  | Freshwater | Once-through | 137.59 | 0.95
19W000000000004M |  | WÅ‚ocÅ‚awek | NA | 168 | 168 | Hydro Run-of-river and poundage | 52.648 | 19.068 | Poland | PL61 | COMMISSIONED | 1969 |  | Freshwater
19W000000000149X | 19W000000000150B | PÄ…tnÃ³w 2 | PÄ…tnÃ³w 2 B9 | 474 | 474 | Fossil Brown coal/Lignite | 52.305 | 18.232 | Poland | PL41 | COMMISSIONED | 2008 |  | Freshwater |  | 56.95 | 0.16
19W000000000272Y | 19W000000000273W | DychÃ³w | DychÃ³w H3 | 85 | 28 | Hydro Pumped Storage | 51.561 | 15.451 | Poland | PL43 | COMMISSIONED | 1936 |  | Freshwater
19W000000000272Y | 19W000000000263Z | DychÃ³w | DychÃ³w H2 | 85 | 29 | Hydro Pumped Storage | 51.561 | 15.451 | Poland | PL43 | COMMISSIONED | 1936 |  | Freshwater
19W000000000272Y | 19W0000000002620 | DychÃ³w | DychÃ³w H1 | 85 | 28 | Hydro Pumped Storage | 51.561 | 15.451 | Poland | PL43 | COMMISSIONED | 1936 |  | Freshwater
19W000000000016F | 19W0000000000288 | BeÅ‚chatÃ³w | BeÅ‚chatÃ³w B10 | 5472 | 390 | Fossil Brown coal/Lignite | 51.266 | 19.315 | Poland | PL71 | COMMISSIONED | 1987 |  | Freshwater | Natural Draught Tower | 2.22 | 1.81
19W000000000016F | 19W000000000027A | BeÅ‚chatÃ³w | BeÅ‚chatÃ³w B09 | 5472 | 390 | Fossil Brown coal/Lignite | 51.266 | 19.315 | Poland | PL71 | COMMISSIONED | 1986 |  | Freshwater | Natural Draught Tower | 2.22 | 1.81
19W000000000016F | 19W0000000000296 | BeÅ‚chatÃ³w | BeÅ‚chatÃ³w B11 | 5472 | 390 | Fossil Brown coal/Lignite | 51.266 | 19.315 | Poland | PL71 | COMMISSIONED | 1987 |  | Freshwater | Natural Draught Tower | 2.22 | 1.81
19W000000000016F | 19W000000000023I | BeÅ‚chatÃ³w | BeÅ‚chatÃ³w B05 | 5472 | 380 | Fossil Brown coal/Lignite | 51.266 | 19.315 | Poland | PL71 | COMMISSIONED | 1984 |  | Freshwater | Natural Draught Tower | 2.22 | 1.81
19W000000000016F | 19W000000000022K | BeÅ‚chatÃ³w | BeÅ‚chatÃ³w B04 | 5472 | 380 | Fossil Brown coal/Lignite | 51.266 | 19.315 | Poland | PL71 | COMMISSIONED | 1983 |  | Freshwater | Natural Draught Tower | 2.22 | 1.81
19W000000000016F | 19W000000000026C | BeÅ‚chatÃ³w | BeÅ‚chatÃ³w B08 | 5472 | 390 | Fossil Brown coal/Lignite | 51.266 | 19.315 | Poland | PL71 | COMMISSIONED | 1985 |  | Freshwater | Natural Draught Tower | 2.22 | 1.81
19W000000000016F | 19W000000000024G | BeÅ‚chatÃ³w | BeÅ‚chatÃ³w B06 | 5472 | 394 | Fossil Brown coal/Lignite | 51.266 | 19.315 | Poland | PL71 | COMMISSIONED | 1984 |  | Freshwater | Natural Draught Tower | 2.22 | 1.81
19W000000000016F | 19W000000000025E | BeÅ‚chatÃ³w | BeÅ‚chatÃ³w B07 | 5472 | 390 | Fossil Brown coal/Lignite | 51.266 | 19.315 | Poland | PL71 | COMMISSIONED | 1985 |  | Freshwater | Natural Draught Tower | 2.22 | 1.81
19W000000000016F | 19W000000000021M | BeÅ‚chatÃ³w | BeÅ‚chatÃ³w B03 | 5472 | 380 | Fossil Brown coal/Lignite | 51.266 | 19.315 | Poland | PL71 | COMMISSIONED | 1982 |  | Freshwater | Natural Draught Tower | 2.22 | 1.81
19W000000000016F | 19W000000000020O | BeÅ‚chatÃ³w | BeÅ‚chatÃ³w B02 | 5472 | 370 | Fossil Brown coal/Lignite | 51.266 | 19.315 | Poland | PL71 | COMMISSIONED | 1982 |  | Freshwater | Natural Draught Tower | 2.22 | 1.81
19W000000000016F | 19W000000000017D | BeÅ‚chatÃ³w | BeÅ‚chatÃ³w B01 | 5472 | 370 | Fossil Brown coal/Lignite | 51.266 | 19.315 | Poland | PL71 | COMMISSIONED | 1981 |  | Freshwater | Natural Draught Tower | 2.22 | 1.81
19W000000000016F | 19W000000000030L | BeÅ‚chatÃ³w | BeÅ‚chatÃ³w B12 | 5472 | 390 | Fossil Brown coal/Lignite | 51.266 | 19.315 | Poland | PL71 | COMMISSIONED | 1988 |  | Freshwater | Natural Draught Tower | 2.22 | 1.81
19W000000000016F | 19W000000000032H | BeÅ‚chatÃ³w | BeÅ‚chatÃ³w B14 | 5472 | 858 | Fossil Brown coal/Lignite | 51.266 | 19.315 | Poland | PL71 | COMMISSIONED | 2011 |  | Freshwater | Natural Draught Tower | 2.4 | 1.87
19W000000000274U |  | GorzÃ³w 2 | NA | 138 | 138 | Fossil Gas | 52.75 | 15.27 | Poland | PL43 | COMMISSIONED |  |  | Freshwater | Air Cooling | 0.01 | 0.01
19W000000000142A | 19W000000000148Z | PÄ…tnÃ³w 1 | PÄ…tnÃ³w 1 B6 | 1244 | 200 | Fossil Brown coal/Lignite | 52.305 | 18.232 | Poland | PL41 | COMMISSIONED | 1967 |  | Freshwater |  | 46.27 | 2.06
19W000000000142A | 19W0000000001454 | PÄ…tnÃ³w 1 | PÄ…tnÃ³w 1 B2 | 1244 | 222 | Fossil Brown coal/Lignite | 52.305 | 18.232 | Poland | PL41 | COMMISSIONED | 1967 |  | Freshwater |  | 46.27 | 2.06
19W000000000142A | 19W0000000001446 | PÄ…tnÃ³w 1 | PÄ…tnÃ³w 1 B3 | 1244 | 200 | Fossil Brown coal/Lignite | 52.305 | 18.232 | Poland | PL41 | COMMISSIONED | 1967 |  | Freshwater |  | 46.27 | 2.06
19W000000000142A | 19W0000000001470 | PÄ…tnÃ³w 1 | PÄ…tnÃ³w 1 B5 | 1244 | 200 | Fossil Brown coal/Lignite | 52.305 | 18.232 | Poland | PL41 | COMMISSIONED | 1967 |  | Freshwater |  | 46.27 | 2.06
19W000000000142A | 19W0000000001462 | PÄ…tnÃ³w 1 | PÄ…tnÃ³w 1 B4 | 1244 | 200 | Fossil Brown coal/Lignite | 52.305 | 18.232 | Poland | PL41 | COMMISSIONED | 1967 |  | Freshwater |  | 46.27 | 2.06
19W000000000142A | 19W0000000001438 | PÄ…tnÃ³w 1 | PÄ…tnÃ³w 1 B1 | 1244 | 222 | Fossil Brown coal/Lignite | 52.305 | 18.232 | Poland | PL41 | COMMISSIONED | 1967 |  | Freshwater |  | 46.27 | 2.06
19W000000000275S |  | Farma Wiatrowa Banie | NA | 106 | 106 | Wind Onshore | 53.086 | 14.788 | Poland | PL42 | COMMISSIONED |  |  | None |  | 0 | 0
16WCARRAPA-----2 | 16WCARRA3------X | Carrapatelo | Carrapatelo - G3 | 201 | 67 | Hydro Run-of-river and poundage | 41.112 | -8.004 | Portugal | PT11 | COMMISSIONED | 1971 |  | Freshwater
16WCARRAPA-----2 | 16WCARRA2------4 | Carrapatelo | Carrapatelo - G2 | 201 | 67 | Hydro Run-of-river and poundage | 41.112 | -8.004 | Portugal | PT11 | COMMISSIONED | 1971 |  | Freshwater
16WCARRAPA-----2 | 16WCARRA1------C | Carrapatelo | Carrapatelo - G1 | 201 | 67 | Hydro Run-of-river and poundage | 41.112 | -8.004 | Portugal | PT11 | COMMISSIONED | 1971 |  | Freshwater
16WMIRANII-----E | 16WMIRAN4------0 | Miranda II | Miranda II - G1 | 189 | 189 | Hydro Run-of-river and poundage | 41.5 | -6.271 | Portugal | PT11 | COMMISSIONED | 1995 |  | Freshwater
16WVALEIRA-----B | 16WVALEIR1-----0 | Valeira | Valeira - G1 | 240 | 80 | Hydro Run-of-river and poundage | 39.873 | -8.402 | Portugal | PT11 | COMMISSIONED | 1975 |  | Freshwater
16WVALEIRA-----B | 16WVALEIR3-----N | Valeira | Valeira - G3 | 240 | 80 | Hydro Run-of-river and poundage | 39.873 | -8.402 | Portugal | PT11 | COMMISSIONED | 1975 |  | Freshwater
16WVALEIRA-----B | 16WVALEIR2-----U | Valeira | Valeira - G2 | 240 | 80 | Hydro Run-of-river and poundage | 39.873 | -8.402 | Portugal | PT11 | COMMISSIONED | 1975 |  | Freshwater
16WRTG---------V | 16WRTG02-------V | T.Outeiro C.C. | T.Outeiro C.C. - G2 | 990 | 330 | Fossil Gas | 41.068 | -8.457 | Portugal | PT11 | COMMISSIONED |  |  | Freshwater | Once-through | 43.07 | 0.38
16WRTG---------V | 16WRTG01-------3 | T.Outeiro C.C. | T.Outeiro C.C. - G1 | 990 | 330 | Fossil Gas | 41.068 | -8.457 | Portugal | PT11 | COMMISSIONED |  |  | Freshwater | Once-through | 43.07 | 0.38
16WRTG---------V | 16WRTG03-------M | T.Outeiro C.C. | T.Outeiro C.C. - G3 | 990 | 330 | Fossil Gas | 41.068 | -8.457 | Portugal | PT11 | COMMISSIONED |  |  | Freshwater | Once-through | 43.07 | 0.38
16WCABRIL------U | 16WCABRIL2-----9 | Cabril | Cabril - G2 | 108 | 54 | Hydro Water Reservoir | 40.964 | -8.034 | Portugal | PT16 | COMMISSIONED | 1954 |  | Freshwater
16WCABRIL------U | 16WCABRIL1-----G | Cabril | Cabril - G1 | 108 | 54 | Hydro Water Reservoir | 40.964 | -8.034 | Portugal | PT16 | COMMISSIONED | 1954 |  | Freshwater
16WALINDO------J | 16WALINDO1-----5 | Alto Lindoso | Alto Lindoso - G1 | 630 | 315 | Hydro Water Reservoir | 41.869 | -8.203 | Portugal | PT11 | COMMISSIONED | 1992 |  | Freshwater
16WALINDO------J | 16WALINDO2-----Z | Alto Lindoso | Alto Lindoso - G2 | 630 | 315 | Hydro Water Reservoir | 41.869 | -8.203 | Portugal | PT11 | COMMISSIONED | 1992 |  | Freshwater
16WPOCINHO-----S | 16WPOCIN3------J | Pocinho | Pocinho - G3 | 186 | 62 | Hydro Run-of-river and poundage | 41.13 | -7.124 | Portugal | PT11 | COMMISSIONED | 1982 |  | Freshwater
16WPOCINHO-----S | 16WPOCIN2------R | Pocinho | Pocinho - G2 | 186 | 62 | Hydro Run-of-river and poundage | 41.13 | -7.124 | Portugal | PT11 | COMMISSIONED | 1982 |  | Freshwater
16WPOCINHO-----S | 16WPOCIN1------Z | Pocinho | Pocinho - G1 | 186 | 62 | Hydro Run-of-river and poundage | 41.13 | -7.124 | Portugal | PT11 | COMMISSIONED | 1982 |  | Freshwater
16WFRADE2------F | 16WFRADEG3-----N | Frades II | Frades II - G1 | 780 | 390 | Hydro Pumped Storage | 41.693 | -8.028 | Portugal | PT11 | COMMISSIONED |  |  | Freshwater
16WFRADE2------F | 16WFRADEG4-----G | Frades II | Frades II - G2 | 780 | 390 | Hydro Pumped Storage | 41.693 | -8.028 | Portugal | PT11 | COMMISSIONED |  |  | Freshwater
16WBEMPOS------6 | 16WBEMPOS1-----T | Bemposta | Bemposta - G1 | 240 | 80 | Hydro Run-of-river and poundage | 41.308 | -6.504 | Portugal | PT11 | COMMISSIONED | 1964 |  | Freshwater
16WBEMPOS------6 | 16WBEMPOS2-----M | Bemposta | Bemposta - G2 | 240 | 80 | Hydro Run-of-river and poundage | 41.308 | -6.504 | Portugal | PT11 | COMMISSIONED | 1964 |  | Freshwater
16WBEMPOS------6 | 16WBEMPOS3-----F | Bemposta | Bemposta - G3 | 240 | 80 | Hydro Run-of-river and poundage | 41.308 | -6.504 | Portugal | PT11 | COMMISSIONED | 1964 |  | Freshwater
16WVFURNA------1 | 16WVFURNA1-----O | Vilarinho F. | Vilarinho Furnas - G1 | 125 | 72 | Hydro Pumped Storage | 41.359 | -8.334 | Portugal | PT11 | COMMISSIONED | 1972 |  | Freshwater
16WVFURNA------1 | 16WVFURNA2-----H | Vilarinho F. | Vilarinho Furnas - G2 | 125 | 71 | Hydro Pumped Storage | 41.359 | -8.334 | Portugal | PT11 | COMMISSIONED | 1972 |  | Freshwater
16WREGUA-------O | 16WREGUA2------0 | Regua | RÃ©gua - G2 | 180 | 60 | Hydro Run-of-river and poundage | 41.166 | -7.787 | Portugal | PT11 | COMMISSIONED | 1973 |  | Freshwater
16WREGUA-------O | 16WREGUA3------T | Regua | RÃ©gua - G3 | 180 | 60 | Hydro Run-of-river and poundage | 41.166 | -7.787 | Portugal | PT11 | COMMISSIONED | 1973 |  | Freshwater
16WREGUA-------O | 16WREGUA1------8 | Regua | RÃ©gua - G1 | 180 | 60 | Hydro Run-of-river and poundage | 41.166 | -7.787 | Portugal | PT11 | COMMISSIONED | 1973 |  | Freshwater
16WCRESTUM-----6 | 16WCRESTU3-----S | Crestuma | Crestuma - G3 | 117 | 39 | Hydro Run-of-river and poundage | 41.064 | -8.5 | Portugal | PT11 | COMMISSIONED | 1985 |  | Freshwater
16WCRESTUM-----6 | 16WCRESTU2-----Z | Crestuma | Crestuma - G2 | 117 | 39 | Hydro Run-of-river and poundage | 41.064 | -8.5 | Portugal | PT11 | COMMISSIONED | 1985 |  | Freshwater
16WCRESTUM-----6 | 16WCRESTU1-----5 | Crestuma | Crestuma - G1 | 117 | 39 | Hydro Run-of-river and poundage | 41.064 | -8.5 | Portugal | PT11 | COMMISSIONED | 1985 |  | Freshwater
16WRPG---------5 | 16WRPG01-------E | Pego | Pego - G1 | 576 | 288 | Fossil Hard coal | 39.47 | -8.116 | Portugal | PT16 | COMMISSIONED | 1993 |  | Freshwater | Natural Draught Tower | 2.22 | 1.81
16WRPG---------5 | 16WRPG02-------5 | Pego | Pego - G2 | 576 | 288 | Fossil Hard coal | 39.47 | -8.116 | Portugal | PT16 | COMMISSIONED | 1995 |  | Freshwater | Natural Draught Tower | 2.22 | 1.81
16WCBODE-------5 | 16WCBODE1------Q | Castelo Bode | Castelo Bode - G1 | 159 | 53 | Hydro Water Reservoir | 39.543 | -8.32 | Portugal | PT16 | COMMISSIONED | 1951 |  | Freshwater
16WCBODE-------5 | 16WCBODE2------I | Castelo Bode | Castelo Bode - G2 | 159 | 53 | Hydro Water Reservoir | 39.543 | -8.32 | Portugal | PT16 | COMMISSIONED | 1951 |  | Freshwater
16WCBODE-------5 | 16WCBODE3------A | Castelo Bode | Castelo Bode - G3 | 159 | 53 | Hydro Water Reservoir | 39.543 | -8.32 | Portugal | PT16 | COMMISSIONED | 1951 |  | Freshwater
16WFRADES------T | 16WFRADES2-----8 | V.Nova II(Frades) | V.Nova II(Frades) - G2 | 191 | 95 | Hydro Pumped Storage | 41.693 | -8.028 | Portugal | PT11 | COMMISSIONED | 2004 |  | Freshwater
16WFRADES------T | 16WFRADES1-----F | V.Nova II(Frades) | V.Nova II(Frades) - G1 | 191 | 95 | Hydro Pumped Storage | 41.693 | -8.028 | Portugal | PT11 | COMMISSIONED | 2004 |  | Freshwater
16WBASBM-------8 | 16WBASBM2------L | Baixo Sabor Montante | Baixo Sabor Montante - G2 | 153 | 76 | Hydro Pumped Storage | 41.187 | -7.959 | Portugal | PT11 | COMMISSIONED |  |  | Freshwater
16WBASBM-------8 | 16WBASBM1------T | Baixo Sabor Montante | Baixo Sabor Montante - G1 | 153 | 76 | Hydro Pumped Storage | 41.187 | -7.959 | Portugal | PT11 | COMMISSIONED |  |  | Freshwater
16WLARES-------R | 16WLARES2------3 | Lares | Lares - G2 | 826 | 413 | Fossil Gas | 40.144 | -8.806 | Portugal | PT16 | COMMISSIONED | 2009 |  | Freshwater | Mechanical Draught Tower | 0.96 | 0.78
16WLARES-------R | 16WLARES1------B | Lares | Lares - G1 | 826 | 413 | Fossil Gas | 40.144 | -8.806 | Portugal | PT16 | COMMISSIONED | 2009 |  | Freshwater | Mechanical Draught Tower | 0.96 | 0.78
16WPICOTE------0 | 16WPICOTE3-----9 | Picote | Picote - G3 | 195 | 65 | Hydro Run-of-river and poundage | 41.4 | -6.37 | Portugal | ES41 | COMMISSIONED | 1958 |  | Freshwater
16WPICOTE------0 | 16WPICOTE2-----G | Picote | Picote - G2 | 195 | 65 | Hydro Run-of-river and poundage | 41.4 | -6.37 | Portugal | ES41 | COMMISSIONED | 1958 |  | Freshwater
16WPICOTE------0 | 16WPICOTE1-----N | Picote | Picote - G1 | 195 | 65 | Hydro Run-of-river and poundage | 41.4 | -6.37 | Portugal | ES41 | COMMISSIONED | 1958 |  | Freshwater
16WBEMPOII-----R | 16WBEMPOS4-----8 | Bemposta II | Bemposta II - G1 | 191 | 191 | Hydro Run-of-river and poundage | 41.308 | -6.504 | Portugal | PT11 | COMMISSIONED | 2011 |  | Freshwater
16WSALAM2------Z | 16WSALAMG3-----6 | Salamonde II | Salamonde II - G3 | 220 | 220 | Hydro Pumped Storage | 41.692 | -8.091 | Portugal | PT11 | COMMISSIONED | 1953 |  | Freshwater
16WSINES1------G | 16WSINES2------8 | Sines | Sines - G2 | 1180 | 295 | Fossil Hard coal | 37.931 | -8.807 | Portugal | PT18 | COMMISSIONED | 1987 |  | Seawater | Once-through | 137.59 | 0.95
16WSINES1------G | 16WSINES1------G | Sines | Sines - G1 | 1180 | 295 | Fossil Hard coal | 37.931 | -8.807 | Portugal | PT18 | COMMISSIONED | 1985 |  | Seawater | Once-through | 137.59 | 0.95
16WSINES1------G | 16WSINES4------T | Sines | Sines - G4 | 1180 | 295 | Fossil Hard coal | 37.931 | -8.807 | Portugal | PT18 | COMMISSIONED | 1989 |  | Seawater | Once-through | 137.59 | 0.95
16WSINES1------G | 16WSINES3------0 | Sines | Sines - G3 | 1180 | 295 | Fossil Hard coal | 37.931 | -8.807 | Portugal | PT18 | COMMISSIONED | 1988 |  | Seawater | Once-through | 137.59 | 0.95
16WAGUIE-------3 | 16WAGUIE2------G | Aguieira | Aguieira - G2 | 336 | 112 | Hydro Pumped Storage | 40.53 | -7.921 | Portugal | PT16 | COMMISSIONED | 1981 |  | Freshwater
16WAGUIE-------3 | 16WAGUIE1------O | Aguieira | Aguieira - G1 | 336 | 112 | Hydro Pumped Storage | 40.53 | -7.921 | Portugal | PT16 | COMMISSIONED | 1981 |  | Freshwater
16WAGUIE-------3 | 16WAGUIE3------8 | Aguieira | Aguieira - G3 | 336 | 112 | Hydro Pumped Storage | 40.53 | -7.921 | Portugal | PT16 | COMMISSIONED | 1981 |  | Freshwater
16W-MIRANDA----I | 16WMIRAN2------G | Miranda | Miranda - G2 | 180 | 60 | Hydro Run-of-river and poundage | 41.5 | -6.271 | Portugal | PT11 | COMMISSIONED | 1960 |  | Freshwater
16W-MIRANDA----I | 16WMIRAN3------8 | Miranda | Miranda - G3 | 180 | 60 | Hydro Run-of-river and poundage | 41.5 | -6.271 | Portugal | PT11 | COMMISSIONED | 1960 |  | Freshwater
16W-MIRANDA----I | 16WMIRAN1------O | Miranda | Miranda - G1 | 180 | 60 | Hydro Run-of-river and poundage | 41.5 | -6.271 | Portugal | PT11 | COMMISSIONED | 1960 |  | Freshwater
16WTORRAO------V | 16WTORRA2------M | Torrao | TorrÃ£o - G2 | 140 | 70 | Hydro Run-of-river and poundage | 38.295 | -8.224 | Portugal | PT11 | COMMISSIONED | 1988 |  | Freshwater
16WTORRAO------V | 16WTORRA1------U | Torrao | TorrÃ£o - G1 | 140 | 70 | Hydro Run-of-river and poundage | 38.295 | -8.224 | Portugal | PT11 | COMMISSIONED | 1988 |  | Freshwater
16WRIBATE------E | 16WRIBATE3-----N | Ribatejo | Ribatejo - G3 | 1176 | 392 | Fossil Gas | 39.011 | -8.95 | Portugal | PT16 | COMMISSIONED | 2005 |  | Freshwater | Natural Draught Tower | 0.96 | 0.78
16WRIBATE------E | 16WRIBATE2-----U | Ribatejo | Ribatejo - G2 | 1176 | 392 | Fossil Gas | 39.011 | -8.95 | Portugal | PT16 | COMMISSIONED | 2005 |  | Freshwater | Natural Draught Tower | 0.96 | 0.78
16WRIBATE------E | 16WRIBATE1-----0 | Ribatejo | Ribatejo - G1 | 1176 | 392 | Fossil Gas | 39.011 | -8.95 | Portugal | PT16 | COMMISSIONED | 2005 |  | Freshwater | Natural Draught Tower | 0.96 | 0.78
16WPEGO--------O | 16WPEGO3-------P | Pego C.C. | Pego C.C. - G3 | 837 | 418 | Fossil Gas | 39.47 | -8.116 | Portugal | PT16 | COMMISSIONED |  |  | Freshwater | Mechanical Draught Tower | 0.96 | 0.78
16WPEGO--------O | 16WPEGO4-------G | Pego C.C. | Pego C.C. - G4 | 837 | 418 | Fossil Gas | 39.47 | -8.116 | Portugal | PT16 | COMMISSIONED |  |  | Freshwater | Mechanical Draught Tower | 0.96 | 0.78
16WALQUE-------F | 16W-ALQUE1-----X | Alqueva | Alqueva - G1 | 508 | 127 | Hydro Pumped Storage | 38.231 | -7.557 | Portugal | PT18 | COMMISSIONED | 2004 |  | Freshwater
16WALQUE-------F | 16W-ALQUE3-----J | Alqueva | Alqueva - G3 | 508 | 127 | Hydro Pumped Storage | 38.231 | -7.557 | Portugal | PT18 | COMMISSIONED | 2004 |  | Freshwater
16WALQUE-------F | 16W-ALQUE2-----Q | Alqueva | Alqueva - G2 | 508 | 127 | Hydro Pumped Storage | 38.231 | -7.557 | Portugal | PT18 | COMMISSIONED | 2004 |  | Freshwater
16WALQUE-------F | 16W-ALQUE4-----C | Alqueva | Alqueva - G4 | 508 | 127 | Hydro Pumped Storage | 38.231 | -7.557 | Portugal | PT18 | COMMISSIONED | 2004 |  | Freshwater
16WPICOTII-----K | 16WPICOTE4-----3 | Picote II | Picote II - G1 | 245 | 245 | Hydro Run-of-river and poundage | 41.4 | -6.37 | Portugal | ES41 | COMMISSIONED | 2011 |  | Freshwater
16W-FRATEL-----A | 16WFRATEL2-----F | Fratel | Fratel - G2 | 132 | 44 | Hydro Run-of-river and poundage | 39.627 | -7.747 | Portugal | PT18 | COMMISSIONED | 1973 |  | Freshwater
16W-FRATEL-----A | 16WFRATEL3-----8 | Fratel | Fratel - G3 | 132 | 44 | Hydro Run-of-river and poundage | 39.627 | -7.747 | Portugal | PT18 | COMMISSIONED | 1973 |  | Freshwater
16W-FRATEL-----A | 16WFRATEL1-----M | Fratel | Fratel - G1 | 132 | 44 | Hydro Run-of-river and poundage | 39.627 | -7.747 | Portugal | PT18 | COMMISSIONED | 1973 |  | Freshwater
16WFOZT--------Y | 16WFOZTG2------5 | Foz Tua | Foz Tua - G2 | 261 | 130 | Hydro Pumped Storage | 41.217 | -7.426 | Portugal | PT11 | COMMISSIONED |  |  | Freshwater
16WFOZT--------Y | 16WFOZTG1------D | Foz Tua | Foz Tua - G1 | 261 | 130 | Hydro Pumped Storage | 41.217 | -7.426 | Portugal | PT11 | COMMISSIONED |  |  | Freshwater
30W-CET-ROVI---Q | 30WROVIROVI6---5 | TPP Rovinari | CTE_Rovinari_ROVI6_CA | 1207 | 304 | Fossil Brown coal/Lignite | 44.913 | 23.134 | Romania | RO41 | COMMISSIONED | 1979 |  | Freshwater | Natural Draught Tower | 2.22 | 1.81
30W-CET-ROVI---Q | 30WROVIROVI3---K | TPP Rovinari | CTE_Rovinari_ROVI3_CA | 1207 | 304 | Fossil Brown coal/Lignite | 44.913 | 23.134 | Romania | RO41 | COMMISSIONED | 1976 |  | Freshwater | Natural Draught Tower | 2.22 | 1.81
30W-CET-ROVI---Q | 30WROVIROVI4---F | TPP Rovinari | CTE_Rovinari_ROVI4_CA | 1207 | 330 | Fossil Brown coal/Lignite | 44.913 | 23.134 | Romania | RO41 | COMMISSIONED | 1977 |  | Freshwater | Natural Draught Tower | 2.22 | 1.81
30W-CET-ROVI---Q | 30WROVIROVI5---A | TPP Rovinari | CTE_Rovinari_ROVI5_CA | 1207 | 300 | Fossil Brown coal/Lignite | 44.913 | 23.134 | Romania | RO41 | COMMISSIONED | 1977 |  | Freshwater | Natural Draught Tower | 2.22 | 1.81
30W-CHE-STEJ---C |  | HPP Stejaru | NA | 208.4 | 208.4 | Hydro Water Reservoir | 44.772 | 28.545 | Romania | RO22 | COMMISSIONED | 1961 |  | Freshwater
30W-CEE-STUP---U |  | WPP Stupina | NA | 177 | 177 | Wind Onshore | 44.564 | 28.181 | Romania | RO22 | COMMISSIONED |  |  | None |  | 0 | 0
30W-CHE-CORB---Q |  | HPP Vidraru | NA | 219.4 | 219.4 | Hydro Water Reservoir | 45.396 | 24.622 | Romania | RO31 | COMMISSIONED | 1966 |  | Freshwater
30W-CET-BORZ---J | 30WTE--BORZ7---3 | TPP Borzesti | CteBorzesti_BORZ7_CA | 194 | 194 | Fossil Gas | 46.248 | 26.837 | Romania | RO21 | COMMISSIONED |  |  | Freshwater | Natural Draught Tower | 4.55 | 3.13
30W-CHE-RUIM---B | 30WHIDRRIUM1---1 | HPP Raul Mare | CheRetezat_RIUM1_CA | 335 | 167.4 | Hydro Water Reservoir | 45.339 | 22.721 | Romania | RO42 | COMMISSIONED | 1986 |  | Freshwater
30W-CHE-RUIM---B | 30WHIDRRIUM2---W | HPP Raul Mare | CheRetezat_RIUM2_CA | 335 | 167.4 | Hydro Water Reservoir | 45.339 | 22.721 | Romania | RO42 | COMMISSIONED | 1986 |  | Freshwater
30W-CHE-TISM---J |  | HPP Tismana | NA | 104.8 | 104.8 | Hydro Water Reservoir | 45.05 | 22.946 | Romania | RO41 | COMMISSIONED | 1982 |  | Freshwater
30W-CET-BRAI---0 | 30WTE--BRAI2---3 | TPP Braila | CetBraila_BRAI2_CA | 413 | 210 | Fossil Gas | 45.165 | 27.924 | Romania | RO22 | COMMISSIONED |  |  | Freshwater | Once-through | 132.48 | 0.91
30W-CET-BRAI---0 | 30WTE--BRAI11--0 | TPP Braila | CetBraila_BRAI1_CA | 413 | 227 | Fossil Gas | 45.165 | 27.924 | Romania | RO22 | COMMISSIONED |  |  | Freshwater | Once-through | 132.48 | 0.91
30W-CET-PETROM-L | 30W-PETR-BRAZ1-W | TPP CCCC Petrom Brazi | CCCCBrazi_BraziST_CA | 860 | 885 | Fossil Gas | 44.864 | 26.019 | Romania | RO31 | COMMISSIONED | 2011 |  | Freshwater | Mechanical Draught Tower | 0.96 | 0.78
30W-CHE-GALC---C |  | HPP Galceag | NA | 148.7 | 148.7 | Hydro Water Reservoir | 45.588 | 23.628 | Romania | RO12 | COMMISSIONED | 1980 |  | Freshwater
30W-CET-GOVO---A |  | TPP Govora | NA | 176.7 | 176.7 | Fossil Brown coal/Lignite | 45.041 | 24.29 | Romania | RO41 | COMMISSIONED |  |  | Freshwater | Natural Draught Tower | 2.22 | 1.81
30W-CET-MINT---R | 30WMINTMINT3---X | TPP Mintia | CET_MINT3_CA | 1000 | 220 | Fossil Hard coal | 45.916 | 22.828 | Romania | RO42 | COMMISSIONED | 1971 |  | Freshwater |  | 46.27 | 2.06
30W-CET-MINT---R | 30WMINTMINT2---1 | TPP Mintia | CET_MINT2_CA | 1000 | 195 | Fossil Hard coal | 45.916 | 22.828 | Romania | RO42 | COMMISSIONED | 1971 |  | Freshwater |  | 46.27 | 2.06
30W-CET-MINT---R | 30WMINTMINT6---I | TPP Mintia | CET_MINT6_CA | 1000 | 195 | Fossil Hard coal | 45.916 | 22.828 | Romania | RO42 | COMMISSIONED | 1980 |  | Freshwater |  | 46.27 | 2.06
30W-CET-MINT---R | 30WMINTMINT5---N | TPP Mintia | CET_MINT5_CA | 1000 | 195 | Fossil Hard coal | 45.916 | 22.828 | Romania | RO42 | COMMISSIONED | 1977 |  | Freshwater |  | 46.27 | 2.06
30W-CET-MINT---R | 30WMINTMINT4---S | TPP Mintia | CET_MINT4_CA | 1000 | 195 | Fossil Hard coal | 45.916 | 22.828 | Romania | RO42 | COMMISSIONED | 1972 |  | Freshwater |  | 46.27 | 2.06
30W-FACAENI----J |  | WPP Facaeni | NA | 129.7 | 129.7 | Wind Onshore | 44.545 | 27.76 | Romania | RO31 | COMMISSIONED |  |  | None |  | 0 | 0
30W-CHE-SUGAG--7 |  | HPP Sugag | NA | 149 | 149 | Hydro Water Reservoir | 45.778 | 23.621 | Romania | RO12 | COMMISSIONED | 1985 |  | Freshwater
30W-CEE-COGEA--T |  | WPP Cogealac | NA | 246.2 | 246.2 | Wind Onshore | 44.59 | 28.552 | Romania | RO22 | COMMISSIONED |  |  | None |  | 0 | 0
30W-CET-ISAL---X | 30WCRAIISAL7---D | TPP Isalnita | Isalnita_ISAL7_CA | 595 | 300 | Fossil Brown coal/Lignite | 44.386 | 23.717 | Romania | RO41 | COMMISSIONED | 1987 |  | Freshwater | Natural Draught Tower | 2.22 | 1.81
30W-CET-ISAL---X | 30WCRAIISAL8---8 | TPP Isalnita | Isalnita_ISAL8_CA | 595 | 295 | Fossil Brown coal/Lignite | 44.386 | 23.717 | Romania | RO41 | COMMISSIONED | 1988 |  | Freshwater | Natural Draught Tower | 2.22 | 1.81
30W-CEE-FANT---U |  | WPP Fantanele | NA | 338.9 | 338.9 | Wind Onshore | 44.598 | 28.603 | Romania | RO22 | COMMISSIONED |  |  | None |  | 0 | 0
30W-CHE-LOTR---A | 30WHIDRLOTR3---B | HPP Lotru | CheLotru_LOTR3_CA | 509 | 170 | Hydro Water Reservoir | 45.447 | 23.768 | Romania | RO41 | COMMISSIONED | 1899 |  | Freshwater
30W-CHE-LOTR---A | 30UHIDRLOTR2---7 | HPP Lotru | CheLotru_LOTR2_CA | 509 | 170 | Hydro Water Reservoir | 45.337 | 24.273 | Romania | RO41 | COMMISSIONED | 1973 |  | Freshwater
30W-CHE-LOTR---A | 30WHIDRLOTR1---C | HPP Lotru | CheLotru_LOTR1_CA | 509 | 170 | Hydro Water Reservoir | 45.447 | 23.768 | Romania | RO41 | COMMISSIONED | 1899 |  | Freshwater
30W-CET-BRAZ---Q | 30UBRAZBRAZ5---T | TPP Brazi | CetBrazi_BRAZ5_CA | 220 | 98 | Fossil Gas | 44.864 | 26.019 | Romania | RO31 | COMMISSIONED |  |  | Freshwater | Mechanical Draught Tower | 0.96 | 0.78
30W-CET-BRAZ---Q | 30UBRAZBRAZ6---O | TPP Brazi | CetBrazi_BRAZ6_CA | 220 | 98 | Fossil Gas | 44.864 | 26.019 | Romania | RO31 | COMMISSIONED |  |  | Freshwater | Mechanical Draught Tower | 0.96 | 0.78
30W-CET-GALA---G | 30WGALAGALA5---Q | TPP Galati | CetGalati_GALA5_CA | 346 | 96 | Fossil Gas | 45.435 | 27.982 | Romania | RO22 | COMMISSIONED | 1899 |  | Freshwater | Natural Draught Tower | 0.96 | 0.78
30W-CET-GALA---G | 30WGALATGALA3--G | TPP Galati | CetGalati_GALA3_CA | 346 | 96 | Fossil Gas | 45.435 | 27.982 | Romania | RO22 | COMMISSIONED | 1899 |  | Freshwater | Natural Draught Tower | 0.96 | 0.78
30W-CET-GALA---G | 30WGALAGALA6---L | TPP Galati | CetGalati_GALA6_CA | 346 | 96 | Fossil Gas | 45.435 | 27.982 | Romania | RO22 | COMMISSIONED | 1899 |  | Freshwater | Natural Draught Tower | 0.96 | 0.78
30W-CERNAVODA--E | 30UCERNCERN1---P | NPP Cernavoda | CNE_U1_RET_CA | 1298 | 706.5 | Nuclear | 44.318 | 28.058 | Romania | RO22 | COMMISSIONED |  |  | Freshwater | Once-through | 167.87 | 1.02
30W-CERNAVODA--E | 30UCERNCERN2---K | NPP Cernavoda | CNE_U2_RET_CA | 1298 | 648 | Nuclear | 44.318 | 28.058 | Romania | RO22 | COMMISSIONED |  |  | Freshwater | Once-through | 167.87 | 1.02
30W-CHE-PDF2---5 |  | HPP Portile de Fier II | NA | 245.4 | 245.4 | Hydro Run-of-river and poundage | 44.671 | 22.529 | Romania | RS22 | COMMISSIONED | 1972 |  | Freshwater
30W-CET-IERN---J | 30WELCEIERN3---4 | TPP Iernut | Iernut_IERN3_CA | 751 | 100 | Fossil Gas | 46.468 | 24.186 | Romania | RO12 | COMMISSIONED | 1964 |  | Freshwater | Natural Draught Tower | 0.96 | 0.78
30W-CET-IERN---J | 30WELCENIERN4--M | TPP Iernut | Iernut_IERN4_CA | 751 | 93.7 | Fossil Gas | 46.468 | 24.186 | Romania | RO12 | COMMISSIONED | 1966 |  | Freshwater | Natural Draught Tower | 0.96 | 0.78
30W-CET-IERN---J | 30WELCEIERN6---Q | TPP Iernut | Iernut_IERN6_CA | 751 | 188 | Fossil Gas | 46.468 | 24.186 | Romania | RO12 | COMMISSIONED | 1967 |  | Freshwater | Natural Draught Tower | 0.96 | 0.78
30W-CET-IERN---J | 30WELCEIERN2---9 | TPP Iernut | Iernut_IERN2_CA | 751 | 100 | Fossil Gas | 46.468 | 24.186 | Romania | RO12 | COMMISSIONED | 1964 |  | Freshwater | Natural Draught Tower | 0.96 | 0.78
30W-CET-IERN---J | 30WELCEIERN5---V | TPP Iernut | Iernut_IERN5_CA | 751 | 188 | Fossil Gas | 46.468 | 24.186 | Romania | RO12 | COMMISSIONED | 1966 |  | Freshwater | Natural Draught Tower | 0.96 | 0.78
30W-CET-IERN---J | 30WELCEIERN1---E | TPP Iernut | Iernut_IERN1_CA | 751 | 93.7 | Fossil Gas | 46.468 | 24.186 | Romania | RO12 | COMMISSIONED | 1963 |  | Freshwater | Natural Draught Tower | 0.96 | 0.78
30W-CET-PARO---N | 30WTE-PARO124--W | TPP Paroseni | CET_Paroseni_CA | 133 | 150 | Fossil Hard coal | 45.365 | 23.262 | Romania | RO42 | COMMISSIONED | 1964 |  | Freshwater | Natural Draught Tower | 2.22 | 1.81
30W-CHE-BRAD---V |  | HPP Bradisoru | NA | 114.8 | 114.8 | Hydro Water Reservoir | 45.081 | 21.718 | Romania | RO42 | COMMISSIONED |  |  | Freshwater
30W-CET-BUCS---S | 30WELCEBUCU5---T | TPP Bucuresti Sud | BucurestiSud_BUCS5_CA | 280 | 112 | Fossil Gas | 44.406 | 26.156 | Romania | RO32 | COMMISSIONED | 1967 |  | Freshwater | Air Cooling | 0.01 | 0.01
30W-CET-BUCS---S | 30WELCEBUCU6---O | TPP Bucuresti Sud | BucurestiSud_BUCS6_CA | 280 | 112 | Fossil Gas | 44.406 | 26.156 | Romania | RO32 | COMMISSIONED | 1967 |  | Freshwater | Air Cooling | 0.01 | 0.01
30W-CET-BUCS---S | 30WELCEBUCU3---2 | TPP Bucuresti Sud | BucurestiSud_BUCS3_CA | 280 | 84 | Fossil Gas | 44.406 | 26.156 | Romania | RO32 | COMMISSIONED | 1975 |  | Freshwater | Air Cooling | 0.01 | 0.01
30W-CET-BUCS---S | 30WELCEBUCU4---Y | TPP Bucuresti Sud | BucurestiSud_BUCS4_CA | 280 | 84 | Fossil Gas | 44.406 | 26.156 | Romania | RO32 | COMMISSIONED | 1975 |  | Freshwater | Air Cooling | 0.01 | 0.01
30W-CET-TURC---M | 30WTURCTURC6---9 | TPP Turceni | CteTurceni_TURC6_CA | 1896 | 313 | Fossil Brown coal/Lignite | 44.665 | 23.41 | Romania | RO41 | COMMISSIONED | 1985 |  | Freshwater | Natural Draught Tower | 2.22 | 1.81
30W-CET-TURC---M | 30WTURCTURC1---Y | TPP Turceni | CteTurceni_TURC1_CA | 1896 | 330 | Fossil Brown coal/Lignite | 44.665 | 23.41 | Romania | RO41 | COMMISSIONED | 1978 |  | Freshwater | Natural Draught Tower | 2.22 | 1.81
30W-CET-TURC---M | 30WTURCTURC5---E | TPP Turceni | CteTurceni_TURC5_CA | 1896 | 313 | Fossil Brown coal/Lignite | 44.665 | 23.41 | Romania | RO41 | COMMISSIONED | 1983 |  | Freshwater | Natural Draught Tower | 2.22 | 1.81
30W-CET-TURC---M | 30WTURCTURC4---J | TPP Turceni | CteTurceni_TURC4_CA | 1896 | 313 | Fossil Brown coal/Lignite | 44.665 | 23.41 | Romania | RO41 | COMMISSIONED | 1981 |  | Freshwater | Natural Draught Tower | 2.22 | 1.81
30W-CET-TURC---M | 30WTURCTURC3---O | TPP Turceni | CteTurceni_TURC3_CA | 1896 | 330 | Fossil Brown coal/Lignite | 44.665 | 23.41 | Romania | RO41 | COMMISSIONED | 1980 |  | Freshwater | Natural Draught Tower | 2.22 | 1.81
30W-CET-TURC---M | 30WTURCTURC7---4 | TPP Turceni | CteTurceni_TURC7_CA | 1896 | 317 | Fossil Brown coal/Lignite | 44.665 | 23.41 | Romania | RO41 | COMMISSIONED | 1987 |  | Freshwater | Natural Draught Tower | 2.22 | 1.81
30W-CHE-PDF1---A | 30WHIDRPDFE3---H | HPP Portile de Fier I | ChePortileDeFier_PFIERI3_CA | 1161 | 193.5 | Hydro Run-of-river and poundage | 44.673 | 22.532 | Romania | RO41 | COMMISSIONED | 1972 |  | Freshwater
30W-CHE-PDF1---A | 30WHIDRPDFE1---R | HPP Portile de Fier I | ChePortileDeFier_PFIERI1_CA | 1161 | 193.5 | Hydro Run-of-river and poundage | 44.673 | 22.532 | Romania | RO41 | COMMISSIONED | 1972 |  | Freshwater
30W-CHE-PDF1---A | 30WHIDRPDFE4---C | HPP Portile de Fier I | ChePortileDeFier_PFIERI4_CA | 1161 | 193.5 | Hydro Run-of-river and poundage | 44.673 | 22.532 | Romania | RO41 | COMMISSIONED | 1972 |  | Freshwater
30W-CHE-PDF1---A | 30WHIDRPDFE2---M | HPP Portile de Fier I | ChePortileDeFier_PFIERI2_CA | 1161 | 193.5 | Hydro Run-of-river and poundage | 44.673 | 22.532 | Romania | RO41 | COMMISSIONED | 1972 |  | Freshwater
30W-CHE-PDF1---A | 30WHIDRPDFE5---7 | HPP Portile de Fier I | ChePortileDeFier_PFIERI5_CA | 1161 | 193.5 | Hydro Run-of-river and poundage | 44.673 | 22.532 | Romania | RO41 | COMMISSIONED | 1972 |  | Freshwater
30W-CHE-PDF1---A | 30WHIDRPDFE6---2 | HPP Portile de Fier I | ChePortileDeFier_PFIERI6_CA | 1161 | 193.5 | Hydro Run-of-river and poundage | 44.673 | 22.532 | Romania | RO41 | COMMISSIONED | 1972 |  | Freshwater
30W-CRUCEA-----N |  | WPP Crucea Nord | NA | 108 | 108 | Wind Onshore | 44.565 | 28.238 | Romania | RO22 | COMMISSIONED |  |  | None |  | 0 | 0
30W-CHE-RUIE---E |  | HPP Ruieni | NA | 137.7 | 137.7 | Hydro Water Reservoir | 45.39 | 22.334 | Romania | RO42 | COMMISSIONED |  |  | Freshwater
30W-CET-DROB---9 |  | TPP Drobeta | NA | 313 | 313 | Fossil Brown coal/Lignite | 44.675 | 22.688 | Romania | RO41 | COMMISSIONED |  |  | Freshwater | Natural Draught Tower | 2.22 | 1.81
30W-CET-CRAI---T | 30WCRAICRA21---Y | TPP Craiova | CetCraiova2_CRAI1_CA | 262 | 131 | Fossil Brown coal/Lignite | 44.347 | 23.815 | Romania | RO41 | COMMISSIONED | 1987 |  | Freshwater | Natural Draught Tower | 2.22 | 1.81
30W-CET-CRAI---T | 30WCRAICRA22---T | TPP Craiova | CetCraiova2_CRAI2_CA | 262 | 131 | Fossil Brown coal/Lignite | 44.347 | 23.815 | Romania | RO41 | COMMISSIONED | 1988 |  | Freshwater | Natural Draught Tower | 2.22 | 1.81
30W-CET-PROGR--Z |  | TPP Progresu | NA | 184 | 184 | Fossil Coal-derived gas | 44.373 | 26.107 | Romania | RO32 | COMMISSIONED |  |  | Freshwater | No Cooling | 0 | 0
30W-CET-BUCV---D | 30WELCEBUCV2---1 | TPP Bucuresti Vest | BucurestiVest_BUCV2_CA | 298 | 112.7 | Fossil Gas | 44.423 | 25.979 | Romania | RO32 | COMMISSIONED | 1975 |  | Freshwater | Natural Draught Tower | 0.96 | 0.78
30W-CET-BUCV---D | 30WELCEBUCV3---X | TPP Bucuresti Vest | BucurestiVest_BUCV3+4_CA | 298 | 185 | Fossil Gas | 44.423 | 25.979 | Romania | RO32 | COMMISSIONED | 1975 |  | Freshwater | Air Cooling | 0.01 | 0.01
30W-CHE-MARI---9 |  | HPP Mariselu | NA | 219.2 | 219.2 | Hydro Water Reservoir | 47.011 | 24.509 | Romania | RO11 | COMMISSIONED | 1976 |  | Freshwater
30W-CET-ORAD---W |  | TPP Oradea | NA | 170 | 170 | Fossil Brown coal/Lignite | 47.084 | 21.893 | Romania | RO11 | COMMISSIONED |  |  | Freshwater | Mechanical Draught Tower | 2.22 | 1.81
30W-CEE-PANT---O |  | WPP Pantelimon | NA | 120 | 120 | Wind Onshore | 44.515 | 28.318 | Romania | RO22 | COMMISSIONED |  |  | None |  | 0 | 0
46WPU0000000032W | 46WGU00000000321 | Messaure | Messaure G3 | 452 | 152 | Hydro Water Reservoir | 66.686 | 20.336 | Sweden | SE33 | COMMISSIONED | 1963 |  | Freshwater
46WPU0000000032W | 46WGU00000000313 | Messaure | Messaure G2 | 452 | 150 | Hydro Water Reservoir | 66.686 | 20.336 | Sweden | SE33 | COMMISSIONED | 1963 |  | Freshwater
46WPU0000000032W | 46WGU00000000305 | Messaure | Messaure G1 | 452 | 150 | Hydro Water Reservoir | 66.686 | 20.336 | Sweden | SE33 | COMMISSIONED | 1963 |  | Freshwater
46WPU0000000031Y | 46WGU0000000029R | Ligga | Ligga G3 | 343 | 179 | Hydro Water Reservoir | 66.809 | 19.897 | Sweden | SE33 | COMMISSIONED | 1954 |  | Freshwater
46WPU0000000033U | 46WGU0000000034Y | Seitevare | Seitevare G1 | 225 | 225 | Hydro Water Reservoir | 66.976 | 18.575 | Sweden | SE33 | COMMISSIONED | 1967 |  | Freshwater
46WPU0000000039I | 46WGU00000000410 | Gallejaur | Gallejaur G2 | 214 | 101 | Hydro Water Reservoir | 65.114 | 19.464 | Sweden | SE33 | COMMISSIONED | 1964 |  | Freshwater
46WPU0000000039I | 46WGU00000000402 | Gallejaur | Gallejaur G1 | 214 | 113 | Hydro Water Reservoir | 65.114 | 19.464 | Sweden | SE33 | COMMISSIONED | 1964 |  | Freshwater
46WPU0000000036O | 46WGU0000000038Q | Porsi | Porsi G3 | 275 | 107 | Hydro Water Reservoir | 66.429 | 20.652 | Sweden | SE33 | COMMISSIONED | 1964 |  | Freshwater
46WPU0000000035Q | 46WGU0000000036U | Letsi | Letsi G2 | 487 | 146 | Hydro Water Reservoir | 66.502 | 20.38 | Sweden | SE33 | COMMISSIONED | 1967 |  | Freshwater
46WPU0000000035Q | 46WGU0000000035W | Letsi | Letsi G1 | 487 | 146 | Hydro Water Reservoir | 66.502 | 20.38 | Sweden | SE33 | COMMISSIONED | 1967 |  | Freshwater
46WPU0000000035Q | 46WGU0000000037S | Letsi | Letsi G3 | 487 | 146 | Hydro Water Reservoir | 66.502 | 20.38 | Sweden | SE33 | COMMISSIONED | 1967 |  | Freshwater
46WPU0000000038K | 46WGU0000000039O | Bastusel | Bastusel G1 | 100 | 100 | Hydro Water Reservoir | 65.402 | 18.673 | Sweden | SE33 | COMMISSIONED | 1972 |  | Freshwater
46WPU0000000037M |  | Laxede | NA | 202 | 202 | Hydro Water Reservoir | 66.219 | 20.857 | Sweden | SE33 | COMMISSIONED | 1962 |  | Freshwater
46WPU00000000210 |  | KrokstrÃ¶mmen | NA | 103 | 103 | Hydro Run-of-river and poundage | 62.047 | 14.878 | Sweden | SE32 | COMMISSIONED | 1952 |  | Freshwater
46WPU0000000028N | 46WGU00000000240 | Porjus | Porjus G12 | 440 | 220 | Hydro Water Reservoir | 66.959 | 19.802 | Sweden | SE33 | COMMISSIONED | 1978 |  | Freshwater
46WPU0000000028N | 46WGU00000000232 | Porjus | Porjus G11 | 440 | 220 | Hydro Water Reservoir | 66.959 | 19.802 | Sweden | SE33 | COMMISSIONED | 1978 |  | Freshwater
46WPU0000000027P | 46WGU00000000224 | Vietas | Vietas G2 | 325 | 162 | Hydro Water Reservoir | 67.493 | 18.355 | Sweden | SE33 | COMMISSIONED | 1971 |  | Freshwater
46WPU0000000027P | 46WGU00000000216 | Vietas | Vietas G1 | 325 | 162 | Hydro Water Reservoir | 67.493 | 18.355 | Sweden | SE33 | COMMISSIONED | 1971 |  | Freshwater
46WPU0000000029L | 46WGU0000000025Z | HarsprÃ¥nget | HarsprÃ¥nget G1 | 830 | 110 | Hydro Water Reservoir | 66.886 | 19.819 | Sweden | SE33 | COMMISSIONED | 1951 |  | Freshwater
46WPU0000000029L | 46WGU0000000028T | HarsprÃ¥nget | HarsprÃ¥nget G5 | 830 | 440 | Hydro Water Reservoir | 66.886 | 19.819 | Sweden | SE33 | COMMISSIONED | 1951 |  | Freshwater
46WPU0000000029L | 46WGU0000000026X | HarsprÃ¥nget | HarsprÃ¥nget G2 | 830 | 110 | Hydro Water Reservoir | 66.886 | 19.819 | Sweden | SE33 | COMMISSIONED | 1951 |  | Freshwater
46WPU0000000029L | 46WGU0000000027V | HarsprÃ¥nget | HarsprÃ¥nget G4 | 830 | 170 | Hydro Water Reservoir | 66.886 | 19.819 | Sweden | SE33 | COMMISSIONED | 1951 |  | Freshwater
46WPU0000000024V |  | VÃ¤rtaverket KVV6 G2 | NA | 130 | 130 | Fossil Hard coal | 59.353 | 18.102 | Sweden | SE11 | COMMISSIONED |  |  | Seawater | Once-through | 137.59 | 0.95
46WPU0000000023X | 46WGU0000000242R | VÃ¤rtaverket | KVV8 VÃ¤rtaverket | 190 | 120 | Fossil Oil | 59.353 | 18.101 | Sweden | SE11 | COMMISSIONED |  |  | Seawater | Once-through | 132.48 | 0.91
46WPU0000000023X | 46WGU00000000054 | VÃ¤rtaverket | KVV1 VÃ¤rtaverket | 190 | 190 | Fossil Oil | 59.353 | 18.101 | Sweden | SE11 | COMMISSIONED |  |  | Seawater | No Cooling | 0 | 0
46WPU0000000023X | 46WGU00000000062 | VÃ¤rtaverket | KVV6 VÃ¤rtaverket | 190 | 130 | Fossil Oil | 59.353 | 18.101 | Sweden | SE11 | COMMISSIONED |  |  | Seawater | Once-through | 132.48 | 0.91
46WPU0000000022Z |  | HÃ¶ljes | NA | 135 | 135 | Hydro Water Reservoir | 60.902 | 12.594 | Sweden | SE31 | COMMISSIONED | 1962 |  | Freshwater
46WPU0000000026R | 46WGU00000000208 | Ritsem | Ritsem G1 | 320 | 320 | Hydro Water Reservoir | 67.732 | 17.49 | Sweden | SE33 | COMMISSIONED | 1978 |  | Freshwater
46WPU0000000025T |  | VÃ¤rtaverket KVV8 G8 | NA | 120 | 120 | Biomass | 59.353 | 18.102 | Sweden | SE11 | COMMISSIONED | 2016 |  | Seawater | Once-through | 132.48 | 1.14
46WPU0000000019O |  | JÃ¤rpstrÃ¶mmen | NA | 116 | 116 | Hydro Water Reservoir | 63.372 | 13.417 | Sweden | SE32 | COMMISSIONED |  |  | Freshwater
46WPU00000000113 | 46WGU0000000144R | Ringhals 2 | Ringhals block 2 G21 | 904 | 433 | Nuclear | 57.257 | 12.109 | Sweden | SE23 | COMMISSIONED | 1975 |  | Seawater | Once-through | 167.87 | 1.02
46WPU00000000113 | 46WGU0000000145P | Ringhals 2 | Ringhals block 2 G22 | 904 | 432 | Nuclear | 57.257 | 12.109 | Sweden | SE23 | COMMISSIONED | 1975 |  | Seawater | Once-through | 167.87 | 1.02
46WPU00000000105 | 46WGU0000000143T | Ringhals 1 | Ringhals block 1 G12 | 881 | 439 | Nuclear | 57.257 | 12.109 | Sweden | SE23 | COMMISSIONED | 1976 |  | Seawater | Once-through | 167.87 | 1.02
46WPU00000000105 | 46WGU0000000142V | Ringhals 1 | Ringhals block 1 G11 | 881 | 439 | Nuclear | 57.257 | 12.109 | Sweden | SE23 | COMMISSIONED | 1976 |  | Seawater | Once-through | 167.87 | 1.02
46WPU0000000016U | 46WGU0000000139K | Forsmark block 2 | Forsmark block 2 G21 | 1116 | 560 | Nuclear | 60.403 | 18.174 | Sweden | SE12 | COMMISSIONED | 1981 |  | Seawater | Once-through | 167.87 | 1.02
46WPU0000000016U | 46WGU0000000140Z | Forsmark block 2 | Forsmark block 2 G22 | 1116 | 560 | Nuclear | 60.403 | 18.174 | Sweden | SE12 | COMMISSIONED | 1981 |  | Seawater | Once-through | 167.87 | 1.02
46WPU0000000015W | 46WGU0000000138M | Forsmark block 1 | Forsmark block 1 G12 | 986 | 492 | Nuclear | 60.403 | 18.174 | Sweden | SE12 | COMMISSIONED | 1980 |  | Seawater | Once-through | 167.87 | 1.02
46WPU0000000015W | 46WGU0000000137O | Forsmark block 1 | Forsmark block 1 G11 | 986 | 492 | Nuclear | 60.403 | 18.174 | Sweden | SE12 | COMMISSIONED | 1980 |  | Seawater | Once-through | 167.87 | 1.02
46WPU0000000018Q | 46WGU00000000046 | TrÃ¤ngslet | TrÃ¤ngslet G3 | 330 | 130 | Hydro Water Reservoir | 61.381 | 13.731 | Sweden | SE31 | COMMISSIONED | 1960 |  | Freshwater
46WPU0000000018Q | 46WGU00000000038 | TrÃ¤ngslet | TrÃ¤ngslet G2 | 330 | 100 | Hydro Water Reservoir | 61.381 | 13.731 | Sweden | SE31 | COMMISSIONED | 1960 |  | Freshwater
46WPU0000000018Q | 46WGU0000000002A | TrÃ¤ngslet | TrÃ¤ngslet G1 | 330 | 100 | Hydro Water Reservoir | 61.381 | 13.731 | Sweden | SE31 | COMMISSIONED | 1960 |  | Freshwater
46WPU0000000017S | 46WGU0000000053U | Forsmark block 3 | Forsmark block 3 G31 | 1159 | 1167 | Nuclear | 60.403 | 18.174 | Sweden | SE12 | COMMISSIONED | 1985 |  | Seawater | Once-through | 167.87 | 1.02
46WPU00000000121 | 46WGU0000000147L | Ringhals 3 | Ringhals block 3 G32 | 1065 | 531 | Nuclear | 57.257 | 12.109 | Sweden | SE23 | COMMISSIONED | 1981 |  | Seawater | Once-through | 167.87 | 1.02
46WPU00000000121 | 46WGU0000000146N | Ringhals 3 | Ringhals block 3 G31 | 1065 | 531 | Nuclear | 57.257 | 12.109 | Sweden | SE23 | COMMISSIONED | 1981 |  | Seawater | Once-through | 167.87 | 1.02
46WPU0000000014Y | 46WGU0000000149H | Ringhals 4 | Ringhals block 4 G42 | 1106 | 469 | Nuclear | 57.257 | 12.109 | Sweden | SE23 | COMMISSIONED | 1983 |  | Seawater | Once-through | 167.87 | 1.02
46WPU0000000014Y | 46WGU0000000148J | Ringhals 4 | Ringhals block 4 G41 | 1106 | 469 | Nuclear | 57.257 | 12.109 | Sweden | SE23 | COMMISSIONED | 1983 |  | Seawater | Once-through | 167.87 | 1.02
46WPU00000000040 | 46WGU0000000151U | Ã–resundsverket CHP | Ã–resundsverket CHP G2 | 448 | 154 | Fossil Gas | 55.626 | 13.04 | Sweden | SE22 | COMMISSIONED | 2009 |  | Seawater | Once-through | 43.07 | 0.38
46WPU00000000040 | 46WGU0000000150W | Ã–resundsverket CHP | Ã–resundsverket CHP G1 | 448 | 294 | Fossil Gas | 55.626 | 13.04 | Sweden | SE22 | COMMISSIONED | 2009 |  | Seawater | Once-through | 43.07 | 0.38
46WPU0000000005Z | 46WGU0000000018W | Karlshamn | Karlshamn G2 | 670 | 335 | Fossil Oil | 56.153 | 14.836 | Sweden | SE22 | RESERVE | 1971 |  | Seawater | Once-through | 132.48 | 0.91
46WPU0000000005Z | 46WGU0000000017Y | Karlshamn | Karlshamn G1 | 670 | 0 | Fossil Oil | 56.153 | 14.836 | Sweden | SE22 | DECOMMISSIONED | 1969 | 2015 | Seawater | Once-through | 132.48 | 0.91
46WPU0000000005Z | 46WGU0000000019U | Karlshamn | Karlshamn G3 | 670 | 335 | Fossil Oil | 56.153 | 14.836 | Sweden | SE22 | RESERVE | 1973 |  | Seawater | Once-through | 132.48 | 0.91
46WPU00000000016 |  | Vindpark BjÃ¶rkhÃ¶jden | NA | 288 | 288 | Wind Onshore | 63.415 | 16.073 | Sweden | SE32 | COMMISSIONED |  |  | None |  | 0 | 0
46WPU00000000032 |  | Gasturbiner MalmÃ¶ | NA | 126 | 126 | Fossil Oil | 55.605 | 13.004 | Sweden | SE22 | COMMISSIONED |  |  | Seawater | Once-through | 132.48 | 0.91
46WPU00000000024 | 46WGU00000000135 | Gasturbiner Halmstad | Gasturbiner Halmstad G12 | 250 | 172 | Fossil Oil | 56.661 | 12.869 | Sweden | SE23 | COMMISSIONED |  |  | Seawater | Air Cooling | 0.1 | 0.1
46WPU0000000085B |  | KrÃ¥ngede | NA | 250 | 250 | Hydro Water Reservoir | 63.145 | 16.118 | Sweden | SE32 | COMMISSIONED | 1939 |  | Freshwater
46WPU0000000080L |  | Harrsele | NA | 223 | 223 | Hydro Run-of-river and poundage | 63.999 | 19.57 | Sweden | SE33 | COMMISSIONED | 1957 |  | Freshwater
46WPU0000000068B |  | Blaiken | NA | 235 | 235 | Wind Onshore | 65.435 | 17.24 | Sweden | SE33 | COMMISSIONED |  |  | None |  | 0 | 0
46WPU0000000067D |  | Blaiken | NA | 225 | 225 | Wind Onshore | 65.435 | 17.24 | Sweden | SE33 | DECOMMISSIONED |  |  | None |  | 0 | 0
46WPU0000000064J | 46WGU0000000010B | Aros G3 | KVV VÃ¤sterÃ¥s G3 | 245 | 245 | Fossil Oil | 59.588 | 16.513 | Sweden | SE12 | COMMISSIONED |  |  | Seawater | Once-through | 132.48 | 0.91
46WPU0000000063L | 46WGU00000000127 | Ã…byverket G3 | Ã…byverket Ã–rebro | 100 | 106 | Biomass | 59.265 | 15.178 | Sweden | SE12 | COMMISSIONED |  |  | Freshwater | Natural Draught Tower | 3.32 | 2.09
46WPU0000000066F |  | SÃ¤llsjÃ¶ | NA | 160 | 160 | Hydro Water Reservoir | 63.233 | 13.682 | Sweden | SE32 | COMMISSIONED |  |  | Freshwater
46WPU0000000065H |  | JÃ¤draÃ¥s Vindkraftpark | NA | 203 | 203 | Wind Onshore | 60.847 | 16.507 | Sweden | SE31 | COMMISSIONED |  |  | None |  | 0 | 0
46WPU0000000112Y |  | SidensjÃ¶ | NA | 144 | 144 | Wind Onshore | 63.264 | 18.069 | Sweden | SE32 | COMMISSIONED |  |  | None |  | 0 | 0
46WPU0000000105V |  | JÃ¤rnvÃ¤gsforsen | NA | 100 | 100 | Hydro Run-of-river and poundage | 62.383 | 17.317 | Sweden | SE32 | COMMISSIONED |  |  | Freshwater
46WPU0000000104X |  | KorsselbrÃ¤nna | NA | 130 | 130 | Hydro Run-of-river and poundage | 64.459 | 15.538 | Sweden | SE32 | COMMISSIONED |  |  | Freshwater
46WPU0000000107R |  | Akkats | NA | 160 | 160 | Hydro Water Reservoir | 66.632 | 19.821 | Sweden | SE33 | COMMISSIONED |  |  | Freshwater
46WPU0000000106T |  | Olden (OldÃ¥ og LÃ¥ngsÃ¥) | NA | 112 | 112 | Hydro Run-of-river and poundage | 65.808 | 21.672 | Sweden | SE33 | COMMISSIONED | 1910 |  | Freshwater
46WPU0000000060R | 46WGU0000000008Z | Oskarshamn 2 | Oskarshamn G2 | 638 | 638 | Nuclear | 57.416 | 16.673 | Sweden | SE21 | DECOMMISSIONED |  | 2015 | Seawater | Once-through | 167.87 | 1.02
46WPU0000000062N | 46WGU0000000001C | Rya KVV | Rya KVV | 261 | 250 | Fossil Gas | 57.729 | 12.929 | Sweden | SE23 | COMMISSIONED | 2006 |  | Seawater | Once-through | 43.07 | 0.38
46WPU0000000061P | 46WGU0000000009X | Oskarshamn 3 | Oskarshamn G3 | 1400 | 1400 | Nuclear | 57.417 | 16.674 | Sweden | SE21 | COMMISSIONED | 1985 |  | Seawater | Once-through | 167.87 | 1.02
46WPU0000000056I | 46WGU0000000048N | Stenungsund B3 | Stenungsund B3 | 260 | 260 | Fossil Oil | 58.089 | 11.845 | Sweden | SE23 | COMMISSIONED |  |  | Seawater | No Cooling | 0 | 0
46WPU0000000055K | 46WGU0000000047P | Uppsala KVV | Uppsala KVV | 120 | 120 | Fossil Peat | 59.85 | 17.688 | Sweden | SE12 | COMMISSIONED |  |  | Freshwater | Natural Draught Tower | 2.22 | 1.81
46WPU0000000058E |  | Lillgrund | NA | 110 | 110 | Wind Offshore | 55.517 | 12.783 | Sweden | DK01 | COMMISSIONED |  |  | None |  | 0 | 0
46WPU0000000057G | 46WGU0000000049L | Stenungsund B4 | Stenungsund B4 | 260 | 260 | Fossil Oil | 58.089 | 11.845 | Sweden | SE23 | COMMISSIONED | 1969 |  | Seawater | No Cooling | 0 | 0
46WPU0000000052Q |  | Torpshammar | NA | 110 | 110 | Hydro Water Reservoir | 62.476 | 16.325 | Sweden | SE32 | COMMISSIONED | 1943 |  | Freshwater
46WPU0000000051S |  | Bergeforsen | NA | 160 | 160 | Hydro Water Reservoir | 62.525 | 17.375 | Sweden | SE32 | COMMISSIONED | 1955 |  | Freshwater
46WPU0000000050U |  | HÃ¶lleforsen | NA | 140 | 140 | Hydro Water Reservoir | 62.95 | 16.666 | Sweden | SE32 | COMMISSIONED |  |  | Freshwater
46WPU0000000054M |  | Hojum | NA | 172 | 172 | Hydro Water Reservoir | 58.274 | 12.272 | Sweden | SE23 | COMMISSIONED | 1941 |  | Freshwater
46WPU0000000053O |  | Ã„lvkarleby | NA | 125 | 125 | Hydro Water Reservoir | 60.569 | 17.449 | Sweden | SE12 | COMMISSIONED | 1988 |  | Freshwater
46WPU00000001020 |  | Ã–gonfÃ¤gnaden | NA | 105 | 105 | Wind Onshore | 63.403 | 16.158 | Sweden | SE32 | COMMISSIONED |  |  | None |  | 0 | 0
46WPU0000000103Z |  | Kvistforsen | NA | 150 | 150 | Hydro Run-of-river and poundage | 64.751 | 20.953 | Sweden | SE33 | COMMISSIONED |  |  | Freshwater
46WPU0000000059C | 46WGU00000000070 | Oskarshamn 1 | Oskarshamn G1Ã–+G1V | 473 | 473 | Nuclear | 57.413 | 16.67 | Sweden | SE21 | DECOMMISSIONED | 2006 | 2017 | Seawater | Once-through | 167.87 | 1.02
46WPU0000000044P |  | Lasele | NA | 157 | 157 | Hydro Water Reservoir | 63.767 | 16.817 | Sweden | SE32 | COMMISSIONED |  |  | Freshwater
46WPU0000000043R | 46WGU0000000046R | Stalon | Stalon G1 | 133 | 120 | Hydro Water Reservoir | 64.947 | 16.827 | Sweden | SE33 | COMMISSIONED | 1961 |  | Freshwater
46WPU0000000046L |  | NÃ¤mforsen | NA | 113 | 113 | Hydro Water Reservoir | 63.45 | 16.95 | Sweden | SE32 | COMMISSIONED | 1946 |  | Freshwater
46WPU0000000045N |  | Kilforsen | NA | 275 | 275 | Hydro Water Reservoir | 63.544 | 16.77 | Sweden | SE32 | COMMISSIONED | 1953 |  | Freshwater
46WPU0000000042T | 46WGU0000000043X | Stornorrfors | Stornorrfors G2 | 581 | 136 | Hydro Water Reservoir | 63.88 | 20.018 | Sweden | SE33 | COMMISSIONED | 1958 |  | Freshwater
46WPU0000000042T | 46WGU0000000044V | Stornorrfors | Stornorrfors G3 | 581 | 136 | Hydro Water Reservoir | 63.88 | 20.018 | Sweden | SE33 | COMMISSIONED | 1958 |  | Freshwater
46WPU0000000042T | 46WGU0000000045T | Stornorrfors | Stornorrfors G4 | 581 | 171 | Hydro Water Reservoir | 63.88 | 20.018 | Sweden | SE33 | COMMISSIONED | 1958 |  | Freshwater
46WPU0000000042T | 46WGU0000000042Z | Stornorrfors | Stornorrfors G1 | 581 | 136 | Hydro Water Reservoir | 63.88 | 20.018 | Sweden | SE33 | COMMISSIONED | 1958 |  | Freshwater
46WPU0000000041V |  | Tuggen | NA | 105 | 105 | Hydro Water Reservoir | 64.474 | 18.882 | Sweden | SE33 | COMMISSIONED | 1962 |  | Freshwater
46WPU0000000040X |  | Vargfors | NA | 131 | 131 | Hydro Water Reservoir | 65.018 | 19.69 | Sweden | SE33 | COMMISSIONED | 1961 |  | Freshwater
46WPU0000000048H |  | Midskog | NA | 155 | 155 | Hydro Water Reservoir | 63.237 | 15.244 | Sweden | SE32 | COMMISSIONED |  |  | Freshwater
46WPU0000000047J |  | Forsmo | NA | 155 | 155 | Hydro Water Reservoir | 63.265 | 17.182 | Sweden | SE32 | COMMISSIONED |  |  | Freshwater
46WPU0000000049F |  | Stadsforsen | NA | 132 | 132 | Hydro Water Reservoir | 65.843 | 20.376 | Sweden | SE33 | COMMISSIONED | 1939 |  | Freshwater
28W-G-0000000797 | 28W-G-000000061Q | TET | TET 4 | 110 | 125 | Fossil Brown coal/Lignite | 46.126 | 15.061 | Slovenia | SI03 | COMMISSIONED | 1966 |  | Freshwater | No Cooling | 0 | 0
28W-G-000000122W | 28W-G-0000000106 | TEB | TEB PB3 | 297 | 23 | Fossil Gas | 45.998 | 15.48 | Slovenia | SI03 | COMMISSIONED | 1975 |  | Freshwater | No Cooling | 0 | 0
28W-G-000000122W | 28W-G-000000014Z | TEB | TEB PB5 | 297 | 114 | Fossil Gas | 45.998 | 15.48 | Slovenia | SI03 | COMMISSIONED | 1975 |  | Freshwater | No Cooling | 0 | 0
28W-G-000000122W | 28W-G-0000000130 | TEB | TEB PB4 | 297 | 114 | Fossil Gas | 45.998 | 15.48 | Slovenia | SI03 | COMMISSIONED | 1975 |  | Freshwater | No Cooling | 0 | 0
28W-G-000000122W | 28W-G-000000009S | TEB | TEB PB2 | 297 | 23 | Fossil Gas | 45.998 | 15.48 | Slovenia | SI03 | COMMISSIONED | 1961 |  | Freshwater | No Cooling | 0 | 0
28W-G-000000122W | 28W-G-000000008U | TEB | TEB PB1 | 297 | 23 | Fossil Gas | 45.998 | 15.48 | Slovenia | SI03 | COMMISSIONED | 1943 |  | Freshwater | No Cooling | 0 | 0
28W-G-000000080M | 28W-G-000000121Y | TEÅ | TEÅ 6 | 1092 | 539 | Fossil Brown coal/Lignite | 46.372 | 15.053 | Slovenia | SI03 | COMMISSIONED |  |  | Freshwater | Natural Draught Tower | 2.4 | 1.87
28W-G-000000080M | 28W-G-000000055L | TEÅ | TEÅ 5 | 1092 | 305 | Fossil Brown coal/Lignite | 46.372 | 15.053 | Slovenia | SI03 | COMMISSIONED | 1978 |  | Freshwater | Natural Draught Tower | 2.4 | 1.87
28W-G-000000080M | 28W-G-000000054N | TEÅ | TEÅ 4 | 1092 | 248 | Fossil Brown coal/Lignite | 46.372 | 15.053 | Slovenia | SI03 | COMMISSIONED | 1973 |  | Freshwater | No Cooling | 0 | 0
28W-G-000000082I | 28W-G-000000057H | Energetika Ljubljana | Blok 2 | 134 | 42 | Fossil Brown coal/Lignite | 46.058 | 14.545 | Slovenia | SI04 | COMMISSIONED | 1967 |  | Freshwater | No Cooling | 0 | 0
28W-G-000000082I | 28W-G-000000056J | Energetika Ljubljana | Blok 1 | 134 | 42 | Fossil Brown coal/Lignite | 46.058 | 14.545 | Slovenia | SI04 | COMMISSIONED | 1966 |  | Freshwater | No Cooling | 0 | 0
28W-G-000000082I | 28W-G-000000058F | Energetika Ljubljana | Blok 3 | 134 | 50 | Fossil Brown coal/Lignite | 46.058 | 14.545 | Slovenia | SI04 | COMMISSIONED | 1984 |  | Freshwater | No Cooling | 0 | 0
28W-G-0000000009 | 28W-G-000000123U | ÄŒHE AvÄe | ÄŒHE AvÄe | 180 | 180 | Hydro Pumped Storage | 46.103 | 13.671 | Slovenia | SI04 | COMMISSIONED | 2010 |  | Freshwater
28W-G-000000091H | 28W-G-000000023Y | HE Formin | HE Formin G1 | 116 | 58 | Hydro Run-of-river and poundage | 46.403 | 16.034 | Slovenia | SI03 | COMMISSIONED | 1978 |  | Freshwater
28W-G-000000091H | 28W-G-000000024W | HE Formin | HE Formin G2 | 116 | 58 | Hydro Run-of-river and poundage | 46.403 | 16.034 | Slovenia | SI03 | COMMISSIONED | 1978 |  | Freshwater
28W-G-000000090J | 28W-G-000000072L | HE ZlatoliÄje | HE ZlatoliÄje G2 | 126 | 63 | Hydro Run-of-river and poundage | 46.448 | 15.787 | Slovenia | SI03 | COMMISSIONED | 1969 |  | Freshwater
28W-G-000000090J | 28W-G-000000071N | HE ZlatoliÄje | HE ZlatoliÄje G1 | 126 | 63 | Hydro Run-of-river and poundage | 46.448 | 15.787 | Slovenia | SI03 | COMMISSIONED | 1969 |  | Freshwater
28W-G-000000119L | 28W-G-000000041W | NEK | NEK | 696 | 696 | Nuclear | 45.939 | 15.516 | Slovenia | SI03 | COMMISSIONED | 1981 |  | Freshwater | Once-through | 167.87 | 1.02
24WV--EBO------8 | 24WG--EBOG42---2 | Bohunice | Bohunice TG42 | 1000 | 250 | Nuclear | 48.494 | 17.679 | Slovakia | SK02 | COMMISSIONED | 1980 |  | Freshwater | Natural Draught Tower | 4.17 | 2.54
24WV--EBO------8 | 24WG--EBOG31---D | Bohunice | Bohunice TG31 | 1000 | 250 | Nuclear | 48.494 | 17.679 | Slovakia | SK02 | COMMISSIONED | 1981 |  | Freshwater | Natural Draught Tower | 4.17 | 2.54
24WV--EBO------8 | 24WG--EBOG41---7 | Bohunice | Bohunice TG41 | 1000 | 250 | Nuclear | 48.494 | 17.679 | Slovakia | SK02 | COMMISSIONED | 1985 |  | Freshwater | Natural Draught Tower | 4.17 | 2.54
24WV--EBO------8 | 24WG--EBOG32---8 | Bohunice | Bohunice TG32 | 1000 | 250 | Nuclear | 48.494 | 17.679 | Slovakia | SK02 | COMMISSIONED | 1985 |  | Freshwater | Natural Draught Tower | 4.17 | 2.54
24WV--EVO------D | 24WG--EVOG15---A | Vojany | Vojany TG5 | 220 | 110 | Fossil Hard coal | 48.553 | 21.973 | Slovakia | SK04 | COMMISSIONED | 1967 |  | Freshwater | Natural Draught Tower | 2.22 | 1.81
24WV--EVO------D | 24WG--EVOG16---5 | Vojany | Vojany TG6 | 220 | 110 | Fossil Hard coal | 48.553 | 21.973 | Slovakia | SK04 | COMMISSIONED | 1967 |  | Freshwater | Natural Draught Tower | 2.22 | 1.81
24WV--HCV------O | 24WG--HCVG04---W | ÄŒierny VÃ¡h | ÄŒierny VÃ¡h TG4 | 734.4 | 122.4 | Hydro Pumped Storage | 49.009 | 19.912 | Slovakia | SK03 | COMMISSIONED | 1982 |  | Freshwater
24WV--HCV------O | 24WG--HCVG03---0 | ÄŒierny VÃ¡h | ÄŒierny VÃ¡h TG3 | 734.4 | 122.4 | Hydro Pumped Storage | 49.009 | 19.912 | Slovakia | SK03 | COMMISSIONED | 1982 |  | Freshwater
24WV--HCV------O | 24WG--HCVG02---5 | ÄŒierny VÃ¡h | ÄŒierny VÃ¡h TG2 | 734.4 | 122.4 | Hydro Pumped Storage | 49.009 | 19.912 | Slovakia | SK03 | COMMISSIONED | 1982 |  | Freshwater
24WV--HCV------O | 24WG--HCVG06---M | ÄŒierny VÃ¡h | ÄŒierny VÃ¡h TG6 | 734.4 | 122.4 | Hydro Pumped Storage | 49.009 | 19.912 | Slovakia | SK03 | COMMISSIONED | 1982 |  | Freshwater
24WV--HCV------O | 24WG--HCVG01---A | ÄŒierny VÃ¡h | ÄŒierny VÃ¡h TG1 | 734.4 | 122.4 | Hydro Pumped Storage | 49.009 | 19.912 | Slovakia | SK03 | COMMISSIONED | 1982 |  | Freshwater
24WV--HCV------O | 24WG--HCVG05---R | ÄŒierny VÃ¡h | ÄŒierny VÃ¡h TG5 | 734.4 | 122.4 | Hydro Pumped Storage | 49.009 | 19.912 | Slovakia | SK03 | COMMISSIONED | 1982 |  | Freshwater
24WV--EMO------K | 24WG--EMOG22---Q | Mochovce | Mochovce TG22 | 940 | 235 | Nuclear | 48.262 | 18.459 | Slovakia | SK02 | COMMISSIONED | 2000 |  | Freshwater | Natural Draught Tower | 4.17 | 2.54
24WV--EMO------K | 24WG--EMOG21---V | Mochovce | Mochovce TG21 | 940 | 235 | Nuclear | 48.262 | 18.459 | Slovakia | SK02 | COMMISSIONED | 2000 |  | Freshwater | Natural Draught Tower | 4.17 | 2.54
24WV--EMO------K | 24WG--EMOG12---W | Mochovce | Mochovce TG12 | 940 | 235 | Nuclear | 48.262 | 18.459 | Slovakia | SK02 | COMMISSIONED | 1998 |  | Freshwater | Natural Draught Tower | 4.17 | 2.54
24WV--EMO------K | 24WG--EMOG11---0 | Mochovce | Mochovce TG11 | 940 | 235 | Nuclear | 48.262 | 18.459 | Slovakia | SK02 | COMMISSIONED | 1998 |  | Freshwater | Natural Draught Tower | 4.17 | 2.54
24WV--ENO------B | 24WG--ENOG02---T | NovÃ¡ky | NovÃ¡ky TG2 | 220 | 110 | Fossil Brown coal/Lignite | 48.694 | 18.532 | Slovakia | SK02 | COMMISSIONED | 1996 |  | Freshwater | Natural Draught Tower | 2.22 | 1.81
24WV--ENO------B | 24WG--ENOG03---O | NovÃ¡ky | NovÃ¡ky TG3 | 220 | 110 | Fossil Brown coal/Lignite | 48.694 | 18.532 | Slovakia | SK02 | COMMISSIONED | 2003 |  | Freshwater | Natural Draught Tower | 2.22 | 1.81
24WV--ENO------B | 24WG--ENOG04---J | NovÃ¡ky | NovÃ¡ky TG4 | 220 | 110 | Fossil Brown coal/Lignite | 48.694 | 18.532 | Slovakia | SK02 | DECOMMISSIONED | 1964 | 2015 | Freshwater | Natural Draught Tower | 2.22 | 1.81
24WV--ENO------B | 24WG--ENOG01---Y | NovÃ¡ky | NovÃ¡ky TG1 | 220 | 110 | Fossil Brown coal/Lignite | 48.694 | 18.532 | Slovakia | SK02 | COMMISSIONED | 1955 |  | Freshwater | Natural Draught Tower | 2.22 | 1.81
24WV--HLM------F |  | LiptovskÃ¡ Mara | NA | 198 | 198 | Hydro Water Reservoir | 49.098 | 19.485 | Slovakia | SK03 | COMMISSIONED | 1976 |  | Freshwater
24WV--PBA------A | 24WG--PBAG01---X | PPC Investments | PPC Investments TG1 | 218 | 158 | Fossil Gas | 48.17 | 17.159 | Slovakia | SK01 | COMMISSIONED | 1998 |  | Freshwater | No Cooling | 0 | 0
24WV--HGA------8 |  | GabÄÃ­kovo | NA | 720 | 720 | Hydro Run-of-river and poundage | 47.88 | 17.538 | Slovakia | SK02 | COMMISSIONED | 1992 |  | Freshwater
24WV--EOK------Y | 24WG--EOKG11---E | E.ON ElektrÃ¡rne | E.ON ElektrÃ¡rne G1 | 430 | 419.6 | Fossil Gas | 48.458 | 17.69 | Slovakia | SK02 | COMMISSIONED | 2010 |  | Freshwater | Mechanical Draught Tower | 0.96 | 0.78
49W000000000092P | 49W000000000093N | Pergen 1 | Pergen 1 | 130 | 130 | Fossil Gas | 51.891 | 4.342 | Netherlands | NL33 | COMMISSIONED |  |  | Freshwater | Air Cooling | 0.01 | 0.01
18WMUELP-12345-D | 18WMUE7-123456-D | MUELA GPRU | MUELA 7G | 877.8 | 219.4 | Hydro Water Reservoir | 39.263 | -0.919 | Spain | ES52 | COMMISSIONED | 1989 |  | Freshwater
18WMUELP-12345-D | 18WMUE6-123456-N | MUELA GPRU | MUELA 6G | 877.8 | 218.7 | Hydro Water Reservoir | 39.263 | -0.919 | Spain | ES52 | COMMISSIONED | 1989 |  | Freshwater
| 31WNA53 | HE Djale | HE Djale B |  | 20.4 | Hydro Water Reservoir | 43.574 | 16.712 | Croatia | HR03 | COMMISSIONED |  |  | Freshwater
| 31WNA54 | HE Zakucac | HE Zakucac A |  | 144 | Hydro Water Reservoir | 43.458 | 16.703 | Croatia | HR03 | COMMISSIONED |  |  | Freshwater
| 31WNA52 | HE Djale | HE Djale A |  | 20.4 | Hydro Water Reservoir | 43.574 | 16.712 | Croatia | HR03 | COMMISSIONED |  |  | Freshwater
18WMUELP-12345-D | 18WMUE4-123456-6 | MUELA GPRU | MUELA 4G | 877.8 | 218.9 | Hydro Water Reservoir | 39.263 | -0.919 | Spain | ES52 | COMMISSIONED | 1989 |  | Freshwater
18WMUELP-12345-D | 18WMUE5-123456-X | MUELA GPRU | MUELA 5G | 877.8 | 220.8 | Hydro Water Reservoir | 39.263 | -0.919 | Spain | ES52 | COMMISSIONED | 1989 |  | Freshwater
26WIMZI-S10TERN0 | 26WUUUS10TERN01O | ARIA srl UL1 | UPN_S10TERN_01 | 14 | 0 | Biomass | 43.858 | 11.138 | Italy | ITI1 | DECOMMISSIONED |  |  | Freshwater | Air Cooling | 1.7 | 0.13
49W000000000070Z | 49W000000000001H | Amer | Amer 8 | 643 | 611 | Fossil Hard coal | 51.708 | 4.844 | Netherlands | NL41 | DECOMMISSIONED |  | 2015 | Freshwater | Natural Draught Tower | 2.4 | 1.87
49W000000000069K | 49W000000000004B | Claus | Claus A | 1304 | 610 | Fossil Gas | 51.154 | 5.908 | Netherlands | NL42 | DECOMMISSIONED | 1977 | 2018 | Freshwater | Natural Draught Tower | 4.55 | 3.13
49W000000000100F | 49W000000000030A | Maasvlakte | Maasvlakte 1 | 0 | 535 | Fossil Hard coal | 51.944 | 4.067 | Netherlands | NL33 | DECOMMISSIONED | 1975 | 2017 | Seawater | Once-through | 137.59 | 0.95
49W000000000101D | 49W0000000000318 | Maasvlakte | Maasvlakte 2 | 0 | 535 | Fossil Hard coal | 51.944 | 4.067 | Netherlands | NL33 | DECOMMISSIONED | 1975 | 2017 | Seawater | Once-through | 137.59 | 0.95
49W0000000000520 | 49W000000000053Z | Borselle 12 | Borssele 12 | 408 | 408 | Fossil Hard coal | 51.432 | 3.718 | Netherlands | NL34 | DECOMMISSIONED |  | 2015 | Seawater | Once-through | 137.59 | 0.95
50WP00000000670R | 50WG000000017121 | Stokkeland | Stokkelag104 Wind | 28.5 | 0.1 | Hydro Water Reservoir | 58.362 | 7.057 | Norway | NO04 | COMMISSIONED |  |  | Freshwater
16WALQUEII-----Q | 16W-ALQUE4-----C | Alqueva II | Alqueva - G4 | 254 | 127 | Hydro Pumped Storage | 38.231 | -7.557 | Portugal | PT18 | COMMISSIONED | 2012 |  | Freshwater
16WALQUEII-----Q | 16W-ALQUE3-----J | Alqueva II | Alqueva - G3 | 254 | 127 | Hydro Pumped Storage | 38.231 | -7.557 | Portugal | PT18 | COMMISSIONED | 2012 |  | Freshwater
| 31WNA51 | HE Peruca | HE Peruca B |  | 30 | Hydro Water Reservoir | 43.795 | 16.597 | Croatia | HR03 | COMMISSIONED |  |  | Freshwater
| 31WNA45 | HE Jaruga | HE Jaruga B |  | 3.6 | Hydro Run-of-river and poundage | 43.805 | 15.963 | Croatia | HR03 | COMMISSIONED |  |  | Freshwater
45W000000000025Q | 45W000000000043O | Enstedvaerket | Enstedvaerket 3 | 626 | 626 | Fossil Hard coal | 55.02 | 9.446 | Denmark | DK03 | DECOMMISSIONED | 1979 | 2017 | Seawater | Once-through | 137.59 | 0.95
45W000000000018N | 45W000000000042Q | Stigsnaesvaerket | Stigsnaesvaerket 2 | 264 | 264 | Fossil Hard coal | 55.205 | 11.253 | Denmark | DK02 | DECOMMISSIONED | 1970 | 2012 | Seawater | Once-through | 137.59 | 0.95
11WD7MITB1S--KWK | 11WD7MITB1C---A1 | Bexbach | BEXBACH_A_GESAMT | 726 | 726 | Fossil Hard coal | 49.365 | 7.235 | Germany | 2000-12-01 | RESERVE | 1983 |  | Freshwater | Natural Draught Tower | 2.22 | 1.81
32W001100100294W | 32X001100100269H | AES_MI1 | TPP_GALABOVO_G2 | 686 | 343 | Fossil Brown coal/Lignite | 42.159 | 25.909 | Bulgaria | BG34 | COMMISSIONED | 2011 |  | Freshwater | Natural Draught Tower | 2.22 | 1.81
32W001100100294W | 32X001100100268J | AES_MI1 | TPP_GALABOVO_G1 | 686 | 343 | Fossil Brown coal/Lignite | 42.159 | 25.909 | Bulgaria | BG34 | COMMISSIONED | 2011 |  | Freshwater | Natural Draught Tower | 2.22 | 1.81
| 31WNA61 | HE Dubrovnik | HE Dubrovnik A |  | 126 | Hydro Water Reservoir | 42.603 | 18.23 | Croatia | HR03 | COMMISSIONED |  |  | Freshwater
| 31WNA47 | HE Orlovac | HE Orlovac B |  | 79 | Hydro Water Reservoir | 43.674 | 16.784 | Croatia | HR03 | COMMISSIONED |  |  | Freshwater
18WABA1-123456-K | 18WABA1-12345-AJ |  | ABA1 |  | 0.3 | Hydro Run-of-river and poundage |  |  | Spain |  |  |  |  | Freshwater
18WA12PAME-123-U | 18W-A12PAME-8--8 |  | A12PAME |  | 0.5 | Fossil Coal-derived gas |  |  | Spain |  |  |  |  | Freshwater | Air Cooling | 0.1 | 0.1
18WFGEFG-12345-6 | 18W98FUTUR-123-W |  | 98FUTUR |  | 1.5 | Solar |  |  | Spain |  |  |  |  | Freshwater |  | 0 | 0
18WTTFTPZG-123-A | 18W98D-481-123-M |  | 98D-481 |  | 23.6 | Fossil Gas |  |  | Spain |  |  |  |  | Freshwater | Air Cooling | 0.01 | 0.01
18WEUW3VIL-123-H | 18W3VILLAS-123-5 |  | 3VILLAS |  | 49.5 | Wind Onshore |  |  | Spain |  |  |  |  | None |  | 0 | 0
18W000000000A0UJ | 18W0000000004ZX6 |  | 3PINOS |  | 6 | Solar |  |  | Spain |  |  |  |  | Freshwater |  | 0 | 0
18WABA2-123456-A | 18WABA2-12345-A9 |  | ABA2 |  | 0.4 | Hydro Run-of-river and poundage |  |  | Spain |  |  |  |  | Freshwater
18WEABARA-1234-J | 18WABARA-12345-Z |  | ABARA |  | 6 | Wind Onshore |  |  | Spain |  |  |  |  | None |  | 0 | 0
18WTLARODA-123-1 | 18WACEGUAD-123-1 |  | ACEGUAD |  | 8.2 | Fossil Gas |  |  | Spain |  |  |  |  | Freshwater | Air Cooling | 0.01 | 0.01
18WHACUAVI-123-F | 18WACUAVIR-123-A |  | ACUAVIR |  | 12.5 | Hydro Run-of-river and poundage |  |  | Spain |  |  |  |  | Freshwater
18WEADRAG-123-1H | 18WADRANO-123-ER |  | ADRANO |  | 21.6 | Wind Onshore |  |  | Spain |  |  |  |  | None |  | 0 | 0
18WEENRES-1234-C | 18WAEROGEN-123-0 |  | AEROGEN |  | 1.6 | Wind Onshore |  |  | Spain |  |  |  |  | None |  | 0 | 0
18WRFBCEG-1234-O | 18WAFAP-123456-S |  | AFAP |  | 7.8 | Biomass |  |  | Spain |  |  |  |  | Freshwater | Air Cooling | 1.7 | 0.13
18WSTAFRIC-123-V | 18WAFRICA-1234-1 |  | AFRICA |  | 49.9 | Solar | 37.755 | -5.057 | Spain | ES61 |  |  |  | Freshwater | Once-through | 3.43 | 3.43
18WROLEIC-1234-4 | 18WAGALGPA-123-B |  | AGALGPA |  | 5.3 | Biomass |  |  | Spain |  |  |  |  | Freshwater | Air Cooling | 1.7 | 0.13
18WROLEIC-1234-4 | 18WAGBAENA-123-X |  | AGBAENA |  | 20 | Biomass |  |  | Spain |  |  |  |  | Freshwater | Air Cooling | 1.7 | 0.13
18WAGRUPAA-123-W | 18W-AGRUPAA-9--D |  | AGRUPAA |  | 7.9 | Solar |  |  | Spain |  |  |  |  | Freshwater |  | 0 | 0
18WAGRUPAB-123-P | 18W-AGRUPAB-4--R |  | AGRUPAB |  | 5.5 | Solar |  |  | Spain |  |  |  |  | Freshwater |  | 0 | 0
18WETFAGUI-123-L | 18WAGUILA-123-E8 |  | AGUILA |  | 19.5 | Wind Onshore |  |  | Spain |  |  |  |  | None |  | 0 | 0
18WFFATFW-1234-W | 18WALAMOFW-123-H |  | ALAMOFW |  | 9.6 | Solar |  |  | Spain |  |  |  |  | Freshwater |  | 0 | 0
18WHNATRH-1234-X | 18WALANGE-123-AS |  | ALANGE |  | 9.1 | Hydro Run-of-river and poundage |  |  | Spain |  |  |  |  | Freshwater
18WBERJUCA-123-I | 18WALC1-12345-AP |  | ALC1 |  | 0.5 | Hydro Run-of-river and poundage |  |  | Spain |  |  |  |  | Freshwater
18WBERJUCA-123-I | 18WALC2-12345-AF |  | ALC2 |  | 0.5 | Hydro Run-of-river and poundage |  |  | Spain |  |  |  |  | Freshwater
18WTIGALC-1234-7 | 18WALCARRA-123-Z |  | ALCARRA |  | 14.6 | Fossil Gas |  |  | Spain |  |  |  |  | Freshwater | Air Cooling | 0.01 | 0.01
18WTALCATE-123-L | 18WALCATEC-12-DH |  | ALCATEC |  | 2.9 | Fossil Gas |  |  | Spain |  |  |  |  | Freshwater | Air Cooling | 0.01 | 0.01
18WHALCOL-1234-B | 18WALCOLEA-123-G |  | ALCOLEA |  | 2.6 | Hydro Run-of-river and poundage |  |  | Spain |  |  |  |  | Freshwater
18WRALDEBA-123-P | 18WALDEBAR-123-Y |  | ALDEBAR |  | 6 | Biomass |  |  | Spain |  |  |  |  | Freshwater | Air Cooling | 1.7 | 0.13
18WEALDEG-1234-M | 18WALDEH-1234-AJ |  | ALDEH |  | 47.2 | Wind Onshore |  |  | Spain |  |  |  |  | None |  | 0 | 0
18WEALENT-1234-C | 18WALENTIS-123-X |  | ALENTIS |  | 46.5 | Wind Onshore |  |  | Spain |  |  |  |  | None |  | 0 | 0
18WALHAM-12345-B | 18WALHAM-1234--T |  | ALHAM |  | 5.8 | Solar |  |  | Spain |  |  |  |  | Freshwater |  | 0 | 0
18WEBECOSA-12-1E | 18WALIJAR-123-EX |  | ALIJAR |  | 24 | Wind Onshore |  |  | Spain |  |  |  |  | None |  | 0 | 0
18WRALLRZ-1234-M | 18WALLARLU-123-T |  | ALLARLU |  | 2.9 | Biomass |  |  | Spain |  |  |  |  | Freshwater | Air Cooling | 1.7 | 0.13
18WHNATRH-1234-X | 18WALLONES-123-W |  | ALLONES |  | 0.5 | Hydro Run-of-river and poundage |  |  | Spain |  |  |  |  | Freshwater
18WHNATRH-1234-X | 18WALMAZAN-123-9 |  | ALMAZAN |  | 1.5 | Hydro Run-of-river and poundage |  |  | Spain |  |  |  |  | Freshwater
18WEWIESRB-123-P | 18WALMENDA-12-EF |  | ALMENDA |  | 21 | Wind Onshore |  |  | Spain |  |  |  |  | None |  | 0 | 0
18WHELDY-12345-7 | 18WALMOFRE-12-A3 |  | ALMOFRE |  | 1.2 | Hydro Run-of-river and poundage |  |  | Spain |  |  |  |  | Freshwater
18WFFRSPRA-123-B | 18WALTENAA-123-H |  | ALTENAA |  | 4.2 | Solar |  |  | Spain |  |  |  |  | Freshwater |  | 0 | 0
18WTALTORR-123-K | 18WALTORRI-123-M |  | ALTORRI |  | 14.6 | Fossil Gas |  |  | Spain |  |  |  |  | Freshwater | Air Cooling | 0.01 | 0.01
18WTAMIZAL-123-D | 18WAMIZAL-1234-Z |  | AMIZAL |  | 12 | Fossil Gas |  |  | Spain |  |  |  |  | Freshwater | Air Cooling | 0.01 | 0.01
18W00000000032U4 | 18W0000000002RQF |  | AMPBEC |  | 2 | Wind Onshore |  |  | Spain |  |  |  |  | None |  | 0 | 0
18WTAMPOC-1234-8 | 18WAMPOCOG-123-5 |  | AMPOCOG |  | 7.6 | Fossil Gas |  |  | Spain |  |  |  |  | Freshwater | Air Cooling | 0.01 | 0.01
18WESIBAN-1234-O | 18WAMPUMA-1234-P |  | AMPUMA |  | 12.8 | Wind Onshore |  |  | Spain |  |  |  |  | None |  | 0 | 0
18WHANARBE-123-I | 18WANARBE1-123-Q |  | ANARBE1 |  | 1.2 | Hydro Run-of-river and poundage |  |  | Spain |  |  |  |  | Freshwater
18WHANARBE-123-I | 18WANARBE2-123-J |  | ANARBE2 |  | 1.2 | Hydro Run-of-river and poundage |  |  | Spain |  |  |  |  | Freshwater
18WSANDA2-1234-3 | 18WANDASO2-123-Y |  | ANDASO2 |  | 49.9 | Solar | 37.228 | -3.068 | Spain | ES61 |  |  |  | Freshwater | Once-through | 3.43 | 3.43
18WSANDA3-1234-W | 18WANDASO3-123-R |  | ANDASO3 |  | 49.9 | Solar | 37.228 | -3.068 | Spain | ES61 |  |  |  | Freshwater | Once-through | 3.43 | 3.43
18WSANDAS-1234-H | 18WANDASOL-123-C |  | ANDASOL |  | 49.9 | Solar | 37.228 | -3.068 | Spain | ES61 |  |  |  | Freshwater | Once-through | 3.43 | 3.43
18WTFGASN-1234-3 | 18WANDAYA-1234-F |  | ANDAYA |  | 7.4 | Fossil Gas |  |  | Spain |  |  |  |  | Freshwater | Air Cooling | 0.01 | 0.01
18WHGENHI-1234-U | 18WANGEL-12345-4 |  | ANGEL |  | 1.5 | Hydro Run-of-river and poundage |  |  | Spain |  |  |  |  | Freshwater
18WHVANGE-1234-9 | 18WANGELES-123-X |  | ANGELES |  | 3 | Hydro Run-of-river and poundage |  |  | Spain |  |  |  |  | Freshwater
18WHEGPE-12345-B | 18WANLLO-12345-0 |  | ANLLO |  | 7.9 | Hydro Run-of-river and poundage |  |  | Spain |  |  |  |  | Freshwater
18WTTFANOI-123-X | 18WANOIAEN-123-2 |  | ANOIAEN |  | 13.8 | Fossil Gas |  |  | Spain |  |  |  |  | Freshwater | Air Cooling | 0.01 | 0.01
18WHPEUSA-1234-2 | 18WANSERA3-123-H |  | ANSERA3 |  | 2.5 | Hydro Run-of-river and poundage |  |  | Spain |  |  |  |  | Freshwater
18WHPEUSA-1234-2 | 18WANSERAL-123-2 |  | ANSERAL |  | 5.9 | Hydro Run-of-river and poundage |  |  | Spain |  |  |  |  | Freshwater
18W0000000000S7L | 18W0000000000UC5 |  | ANSO1 |  | 4 | Fossil Gas |  |  | Spain |  |  |  |  | Freshwater | Air Cooling | 0.01 | 0.01
18WBEREBRO-123-L | 18WANT1-12345--L |  | ANT1 |  | 0.7 | Hydro Run-of-river and poundage |  |  | Spain |  |  |  |  | Freshwater
18WHANTEL-1234-K | 18WANTELLA-123-Y |  | ANTELLA |  | 3.6 | Hydro Run-of-river and poundage |  |  | Spain |  |  |  |  | Freshwater
18WTANTEX-1234-R | 18WANTEX-12345-C |  | ANTEX |  | 1 | Fossil Gas |  |  | Spain |  |  |  |  | Freshwater | Air Cooling | 0.01 | 0.01
18WEPESAN-1234-8 | 18WANTONI-1234-U |  | ANTONI |  | 48.2 | Wind Onshore |  |  | Spain |  |  |  |  | None |  | 0 | 0
18W0000000000UGY | 18WAOIZ-12345-DL |  | AOIZ |  | 9.6 | Fossil Gas |  |  | Spain |  |  |  |  | Freshwater | Air Cooling | 0.01 | 0.01
18WTPAARA-123--3 | 18WARALAR-123--M |  | ARALAR |  | 13.9 | Fossil Gas |  |  | Spain |  |  |  |  | Freshwater | Air Cooling | 0.01 | 0.01
18WTFARASA-123-5 | 18WARASANE-12--B |  | ARASANE |  | 4.3 | Fossil Gas |  |  | Spain |  |  |  |  | Freshwater | Air Cooling | 0.01 | 0.01
18WTARATO-123--E | 18WARATOM-123-DD |  | ARATOM |  | 12.5 | Fossil Gas |  |  | Spain |  |  |  |  | Freshwater | Air Cooling | 0.01 | 0.01
18WETFARAV-123-S | 18WARAVI-12345-R |  | ARAVI |  | 10.2 | Wind Onshore |  |  | Spain |  |  |  |  | None |  | 0 | 0
18WRCOPAMP-123-O | 18WARAZURI-123-M |  | ARAZURI |  | 1.1 | Biomass |  |  | Spain |  |  |  |  | Freshwater | Air Cooling | 1.7 | 0.13
18WARCH-123456-G | 18WARCH-12345-AF |  | ARCH |  | 0.3 | Hydro Run-of-river and poundage |  |  | Spain |  |  |  |  | Freshwater
18WFCOLLAR-123-I | 18WARCICOL-123-2 |  | ARCICOL |  | 10 | Solar |  |  | Spain |  |  |  |  | Freshwater |  | 0 | 0
18WHCOHIG-123-19 | 18WAREN-12345-A7 |  | AREN |  | 4.1 | Hydro Run-of-river and poundage |  |  | Spain |  |  |  |  | Freshwater
18WHARENG-1234-B | 18WARENAL-1234-S |  | ARENAL |  | 2.8 | Hydro Run-of-river and poundage |  |  | Spain |  |  |  |  | Freshwater
18WSARSOL-1234-C | 18WARENALE-12--X |  | ARENALE |  | 49.9 | Solar | 37.156 | -5.551 | Spain | ES61 |  |  |  | Freshwater | Once-through | 3.43 | 3.43
18W0000000009TNO | 18WARENAS-1234-9 |  | ARENAS |  | 2.7 | Fossil Gas |  |  | Spain |  |  |  |  | Freshwater | Air Cooling | 0.01 | 0.01
18WTUSARGO-123-C | 18WARGOITI-123-A |  | ARGOITI |  | 2 | Fossil Coal-derived gas |  |  | Spain |  |  |  |  | Freshwater | Air Cooling | 0.1 | 0.1
18WHHDESP-1234-1 | 18WARIAS1-123-AV |  | ARIAS1 |  | 6.3 | Hydro Run-of-river and poundage |  |  | Spain |  |  |  |  | Freshwater
18WHHDESP-1234-1 | 18WARIAS2-123--8 |  | ARIAS2 |  | 6.3 | Hydro Run-of-river and poundage |  |  | Spain |  |  |  |  | Freshwater
18WHHDESP-1234-1 | 18WARIESTO-12-AK |  | ARIESTO |  | 6.1 | Hydro Run-of-river and poundage |  |  | Spain |  |  |  |  | Freshwater
18WBEREBRO-123-L | 18WARIZ-12345-AS |  | ARIZ |  | 0.1 | Hydro Run-of-river and poundage |  |  | Spain |  |  |  |  | Freshwater
18WHGIES-1234-10 | 18WARNOYA-123-A6 |  | ARNOYA |  | 10 | Hydro Run-of-river and poundage |  |  | Spain |  |  |  |  | Freshwater
18WHPRODG-1234-6 | 18WARQUILL-123-V |  | ARQUILL |  | 1.4 | Hydro Run-of-river and poundage |  |  | Spain |  |  |  |  | Freshwater
18WBEREBRO-123-L | 18WARRO-12345-A2 |  | ARRO |  | 0.5 | Hydro Run-of-river and poundage |  |  | Spain |  |  |  |  | Freshwater
18WHEGPE-12345-B | 18WARROIBA-12--R |  | ARROIBA |  | 14.7 | Hydro Run-of-river and poundage |  |  | Spain |  |  |  |  | Freshwater
18WTARTABR-123-N | 18WARTABRA-123-V |  | ARTABRA |  | 13.1 | Fossil Coal-derived gas |  |  | Spain |  |  |  |  | Freshwater | Air Cooling | 0.1 | 0.1
18WEFERSA-123--L | 18WARTEIXO-123-4 |  | ARTEIXO |  | 2 | Wind Onshore |  |  | Spain |  |  |  |  | None |  | 0 | 0
18WHEEARG-123-1A | 18WASEGRE-123-AJ |  | ASEGRE |  | 1.6 | Hydro Run-of-river and poundage |  |  | Spain |  |  |  |  | Freshwater
18WTCETAG-1234-F | 18WASERPAL-12-D5 |  | ASERPAL |  | 6.6 | Fossil Gas |  |  | Spain |  |  |  |  | Freshwater | Air Cooling | 0.01 | 0.01
18W0000000009T3R | 18WASESA-1234--H |  | ASESA |  | 14.2 | Fossil Gas |  |  | Spain |  |  |  |  | Freshwater | Air Cooling | 0.01 | 0.01
18WEFERSA-123--L | 18WASNEVES-123-S |  | ASNEVES |  | 2.4 | Wind Onshore |  |  | Spain |  |  |  |  | None |  | 0 | 0
18WSARIES-1234-Z | 18WASTE1A-123--E |  | ASTE1A |  | 49.9 | Solar | 39.17 | -3.274 | Spain | ES42 |  |  |  | Freshwater | Once-through | 3.43 | 3.43
18WSARIES-1234-Z | 18WASTE1B-1234-S |  | ASTE1B |  | 49.9 | Solar | 39.17 | -3.274 | Spain | ES42 |  |  |  | Freshwater | Once-through | 3.43 | 3.43
18WSDIOXI-1234-L | 18WASTEXO2-123-9 |  | ASTEXO2 |  | 49.9 | Solar | 38.812 | -7.059 | Spain | ES43 |  |  |  | Freshwater | Once-through | 3.43 | 3.43
18WHFEGLE-1234-Y | 18WATAZAR-1234-S |  | ATAZAR |  | 8.6 | Hydro Run-of-river and poundage |  |  | Spain |  |  |  |  | Freshwater
18WHGEFG-12345-H | 18WATLL-123456-1 |  | ATLL |  | 1.9 | Hydro Run-of-river and poundage |  |  | Spain |  |  |  |  | Freshwater
18WFGEFG-12345-6 | 18WATLLOBR-123-P |  | ATLLOBR |  | 2.8 | Solar |  |  | Spain |  |  |  |  | Freshwater |  | 0 | 0
18WFGEFG-12345-6 | 18WATLLPRA-123-7 |  | ATLLPRA |  | 1.2 | Solar |  |  | Spain |  |  |  |  | Freshwater |  | 0 | 0
18WFGEFG-12345-6 | 18WATLLTER-123-U |  | ATLLTER |  | 1.1 | Solar |  |  | Spain |  |  |  |  | Freshwater |  | 0 | 0
18WFGEFG-12345-6 | 18WATLTER3-123-1 |  | ATLTER3 |  | 1.1 | Solar |  |  | Spain |  |  |  |  | Freshwater |  | 0 | 0
18WTYGENE-1234-0 | 18WATOMCRR-12--B |  | ATOMCRR |  | 9.7 | Fossil Gas |  |  | Spain |  |  |  |  | Freshwater | Air Cooling | 0.01 | 0.01
18WTATOM-1234-18 | 18WATOMISA-12-D3 |  | ATOMISA |  | 4.9 | Fossil Gas |  |  | Spain |  |  |  |  | Freshwater | Air Cooling | 0.01 | 0.01
18WTYGENE-1234-0 | 18WATOMIXX-123-3 |  | ATOMIXX |  | 8.3 | Fossil Gas |  |  | Spain |  |  |  |  | Freshwater | Air Cooling | 0.01 | 0.01
18W00000000037AT | 18W00000000037BR |  | ATORMES |  | 4.5 | Wind Onshore |  |  | Spain |  |  |  |  | None |  | 0 | 0
18WRAUDAX-1234-O | 18WAUDAX01-123-U |  | AUDAX01 |  | 2.4 | Biomass |  |  | Spain |  |  |  |  | Freshwater | Air Cooling | 1.7 | 0.13
18WAUNGNR-1234-K | 18W-AUNGNR-28--E |  | AUNGNR |  | 10.8 | Fossil Gas |  |  | Spain |  |  |  |  | Freshwater | Air Cooling | 0.01 | 0.01
18WHHIPAL-1234-U | 18WAUSIN-12345-Q |  | AUSIN |  | 1.8 | Hydro Run-of-river and poundage |  |  | Spain |  |  |  |  | Freshwater
18W0000000001FE5 | 18W0000000001FF3 |  | AUSINE |  | 27 | Wind Onshore |  |  | Spain |  |  |  |  | None |  | 0 | 0
18WHSTMARI-123-K | 18WAUXIME-1234-3 |  | AUXIME |  | 2.2 | Hydro Run-of-river and poundage |  |  | Spain |  |  |  |  | Freshwater
18WEENGAS-1234-A | 18WAXIABRE-123-F |  | AXIABRE |  | 31.2 | Wind Onshore |  |  | Spain |  |  |  |  | None |  | 0 | 0
18WAYPGNR-1234-O | 18W-AYPGNR-20--J |  | AYPGNR |  | 2.4 | Fossil Coal-derived gas |  |  | Spain |  |  |  |  | Freshwater | Air Cooling | 0.1 | 0.1
18WTAZEBR2-123-C | 18WAZBANEZ-12--3 |  | AZBANEZ |  | 12.8 | Fossil Gas |  |  | Spain |  |  |  |  | Freshwater | Air Cooling | 0.01 | 0.01
18WTAZEBRO-123-6 | 18WAZDUERO-12--K |  | AZDUERO |  | 20.9 | Fossil Gas |  |  | Spain |  |  |  |  | Freshwater | Air Cooling | 0.01 | 0.01
18WTAZEBRO-123-6 | 18WAZEBRO-1234-N |  | AZEBRO |  | 18.4 | Fossil Gas |  |  | Spain |  |  |  |  | Freshwater | Air Cooling | 0.01 | 0.01
18WTAZEBRO-123-6 | 18WAZGUALT-12-E6 |  | AZGUALT |  | 8.6 | Fossil Gas |  |  | Spain |  |  |  |  | Freshwater | Air Cooling | 0.01 | 0.01
18WTAZEBR2-123-C | 18WAZLEOPO-12-DR |  | AZLEOPO |  | 6.5 | Fossil Gas |  |  | Spain |  |  |  |  | Freshwater | Air Cooling | 0.01 | 0.01
18W0000000004SDU | 18WAZNALCO-123-7 |  | AZNALC |  | 1 | Solar |  |  | Spain |  |  |  |  | Freshwater |  | 0 | 0
18WAZULIB-123-1H | 18WAZULIB-123-DU |  | AZULIB |  | 17.7 | Fossil Gas |  |  | Spain |  |  |  |  | Freshwater | Air Cooling | 0.01 | 0.01
18WTYGENE-1234-0 | 18W00000000015FX |  | AZUVIV |  | 4.2 | Fossil Gas |  |  | Spain |  |  |  |  | Freshwater | Air Cooling | 0.01 | 0.01
18W00000000074Z9 | 18WBABILA-123-DJ |  | BABILA |  | 24.7 | Fossil Gas |  |  | Spain |  |  |  |  | Freshwater | Air Cooling | 0.01 | 0.01
18WEPEBAN-1234-U | 18WBANDELE-123-T |  | BANDELE |  | 36 | Wind Onshore |  |  | Spain |  |  |  |  | None |  | 0 | 0
18W00000000077SE | 18WBANDERA-12-ES |  | BANDERA |  | 32 | Wind Onshore |  |  | Spain |  |  |  |  | None |  | 0 | 0
18WRABANIL-123-P | 18WBANILLA-123-I |  | BANILLA |  | 1.6 | Biomass |  |  | Spain |  |  |  |  | Freshwater | Air Cooling | 1.7 | 0.13
18WTBANY-1234-1X | 18WBANY-123456-R |  | BANY |  | 6.6 | Fossil Gas |  |  | Spain |  |  |  |  | Freshwater | Air Cooling | 0.01 | 0.01
18WEENGAG-123-16 | 18WBARBANT-123-V |  | BARBANT |  | 2.7 | Hydro Run-of-river and poundage |  |  | Spain |  |  |  |  | Freshwater
18WRPGNRA-1234-3 | 18WBARBANZ-123-Q |  | BARBANZ |  | 0.1 | Biomass |  |  | Spain |  |  |  |  | Freshwater | Air Cooling | 1.7 | 0.13
18WHFOHIS-1234-E | 18WBARBAO-1234-O |  | BARBAO |  | 5 | Hydro Run-of-river and poundage |  |  | Spain |  |  |  |  | Freshwater
18WHATJUG-123-1Z | 18WBARBEL-123-A5 |  | BARBEL |  | 1.4 | Hydro Run-of-river and poundage |  |  | Spain |  |  |  |  | Freshwater
18WEASCO-12345-6 | 18WBARBERS-123-7 |  | BARBERS |  | 30 | Wind Onshore |  |  | Spain |  |  |  |  | None |  | 0 | 0
18WHHDESG-123-1A | 18WBARONA-123-AU |  | BARONA |  | 20.8 | Hydro Run-of-river and poundage |  |  | Spain |  |  |  |  | Freshwater
18W0000000004GCV | 18W00000000057I5 |  | BARRASA |  | 0.9 | Fossil Gas |  |  | Spain |  |  |  |  | Freshwater | Air Cooling | 0.01 | 0.01
18WHNORHI-1234-I | 18WBARREIR-123-0 |  | BARREIR |  | 2.4 | Hydro Run-of-river and poundage |  |  | Spain |  |  |  |  | Freshwater
18WEFDETIC-123-7 | 18WBARRIGO-12-EK |  | BARRIGO |  | 3 | Wind Onshore |  |  | Spain |  |  |  |  | None |  | 0 | 0
18W0000000004SDU | 18WBARRIOS-123-K |  | BARRIO |  | 0.1 | Solar |  |  | Spain |  |  |  |  | Freshwater |  | 0 | 0
18WHGIES-1234-10 | 18WBARTOLO-12-AP |  | BARTOLO |  | 1.2 | Hydro Run-of-river and poundage |  |  | Spain |  |  |  |  | Freshwater
18W00000000001PT | 18WBASURTO-123-Y |  | BASURTO |  | 4 | Fossil Gas |  |  | Spain |  |  |  |  | Freshwater | Air Cooling | 0.01 | 0.01
18W0000000004RZQ | 18WBATANES-123-I |  | BATANE |  | 0.2 | Hydro Run-of-river and poundage |  |  | Spain |  |  |  |  | Freshwater
18W00000000058I2 | 18W00000000058F8 |  | BEBRIN |  | 2.3 | Hydro Run-of-river and poundage |  |  | Spain |  |  |  |  | Freshwater
18WEBECERR-123-M | 18WBECERRI-123-A |  | BECERRI |  | 6 | Wind Onshore |  |  | Spain |  |  |  |  | None |  | 0 | 0
18WTBEFESA-123-J | 18WBEFESVA-123-T |  | BEFESVA |  | 12.2 | Waste |  |  | Spain |  |  |  |  | Freshwater | Air Cooling | 1.7 | 0.13
18WTMORON-1234-U | 18WBEMORON-123-B |  | BEMORON |  | 10.8 | Fossil Gas |  |  | Spain |  |  |  |  | Freshwater | Air Cooling | 0.01 | 0.01
18W0000000003XEH | 18WBENET-12345-O |  | BENET |  | 6 | Fossil Gas |  |  | Spain |  |  |  |  | Freshwater | Air Cooling | 0.01 | 0.01
18WBERR1-12345-S | 18WBERR1-1234-AO |  | BERR1 |  | 0.1 | Hydro Run-of-river and poundage |  |  | Spain |  |  |  |  | Freshwater
18WBERR2-12345-J | 18WBERR2-1234-AF |  | BERR2 |  | 0.3 | Hydro Run-of-river and poundage |  |  | Spain |  |  |  |  | Freshwater
18WTXINGUD-123-K | 18WBIDASOA-123-P |  | BIDASOA |  | 1.5 | Fossil Gas |  |  | Spain |  |  |  |  | Freshwater | Air Cooling | 0.01 | 0.01
18WEBRERZ-123-0B | 18WBIEL-12345-AB |  | BIEL |  | 1.5 | Hydro Run-of-river and poundage |  |  | Spain |  |  |  |  | Freshwater
18WTBIEMTE-123-P | 18WBIEMTEC-12-D9 |  | BIEMTEC |  | 9.9 | Fossil Gas |  |  | Spain |  |  |  |  | Freshwater | Air Cooling | 0.01 | 0.01
18WRREBIOA-123-0 | 18WBIOASTU-123-K |  | BIOASTU |  | 9 | Biomass |  |  | Spain |  |  |  |  | Freshwater | Air Cooling | 1.7 | 0.13
18WRBIOCAN-123-J | 18WBIOCAN-1234-X |  | BIOCAN |  | 10 | Biomass |  |  | Spain |  |  |  |  | Freshwater | Air Cooling | 1.7 | 0.13
18WBIOWA-1234-09 | 18WBIOCRIS-12-DL |  | BIOCRIS |  | 1.1 | Fossil Gas |  |  | Spain |  |  |  |  | Freshwater | Air Cooling | 0.01 | 0.01
18W00000000072QX | 18W00000000072RV |  | BIOGAS |  | 9.1 | Fossil Gas |  |  | Spain |  |  |  |  | Freshwater | Air Cooling | 0.01 | 0.01
18W00000000074YB | 18WBIOGASA-12-DW |  | BIOGASA |  | 24.8 | Fossil Gas |  |  | Spain |  |  |  |  | Freshwater | Air Cooling | 0.01 | 0.01
18WRBIOLSI-123-E | 18WBIOLE-12345-U |  | BIOLE |  | 15 | Biomass |  |  | Spain |  |  |  |  | Freshwater | Air Cooling | 1.7 | 0.13
18WRALMEN-1234-3 | 18WBIOMENA-123-T |  | BIOMENA |  | 3 | Biomass |  |  | Spain |  |  |  |  | Freshwater | Air Cooling | 1.7 | 0.13
18WRFEGED-1234-C | 18WBIOSAN-123-D8 |  | BIOSAN |  | 30.2 | Biomass |  |  | Spain |  |  |  |  | Freshwater | Air Cooling | 1.7 | 0.13
18WRBIOSAN-12-1V | 18WBIOSM1-123-D2 |  | BIOSM1 |  | 14.3 | Biomass |  |  | Spain |  |  |  |  | Freshwater | Air Cooling | 1.7 | 0.13
18WTSANTG-1234-F | 18WBIOSM2-123-DV |  | BIOSM2 |  | 12.8 | Fossil Gas |  |  | Spain |  |  |  |  | Freshwater | Air Cooling | 0.01 | 0.01
18WRMSVGA-1234-0 | 18WBIOVEGA-123-W |  | BIOVEGA |  | 1.4 | Biomass |  |  | Spain |  |  |  |  | Freshwater | Air Cooling | 1.7 | 0.13
18WRBIPU-12345-A | 18WBIPUGE-1234-8 |  | BIPUGE |  | 9.8 | Biomass |  |  | Spain |  |  |  |  | Freshwater | Air Cooling | 1.7 | 0.13
18WBLANC-12345-Z | 18WBLANC-1234--G |  | BLANC |  | 6 | Solar |  |  | Spain |  |  |  |  | Freshwater |  | 0 | 0
18WTARCILL-123-9 | 18WBLANSA-1234-K |  | BLANSA |  | 9.9 | Fossil Gas |  |  | Spain |  |  |  |  | Freshwater | Air Cooling | 0.01 | 0.01
18WEBSISG-123-1R | 18WBOBISI-123-EI |  | BOBISI |  | 49.3 | Wind Onshore |  |  | Spain |  |  |  |  | None |  | 0 | 0
18WTBOIRO-1234-W | 18WBOINERS-123-3 |  | BOINERS |  | 49.2 | Fossil Coal-derived gas |  |  | Spain |  |  |  |  | Freshwater | Air Cooling | 0.1 | 0.1
18WBOLI-123456-4 | 18WBOLI-12345-A3 |  | BOLI |  | 0.4 | Hydro Run-of-river and poundage |  |  | Spain |  |  |  |  | Freshwater
18WTYCLIDM-123-1 | 18W00000000002J1 |  | BORG |  | 4.6 | Fossil Gas |  |  | Spain |  |  |  |  | Freshwater | Air Cooling | 0.01 | 0.01
18WRBOTARE-123-X | 18WBOTAREL-123-B |  | BOTAREL |  | 1.2 | Biomass |  |  | Spain |  |  |  |  | Freshwater | Air Cooling | 1.7 | 0.13
18WTFBPOIL-123-2 | 18WBPOIL1-1234-3 |  | BPOIL1 |  | 28.5 | Waste |  |  | Spain |  |  |  |  | Freshwater | Air Cooling | 1.7 | 0.13
18WTFBPOI2-123-O | 18WBPOIL2-1234-W |  | BPOIL2 |  | 25.6 | Waste |  |  | Spain |  |  |  |  | Freshwater | Air Cooling | 1.7 | 0.13
18W0000000000S7L | 18W0000000000UE1 |  | BRANDIA |  | 4.4 | Fossil Gas |  |  | Spain |  |  |  |  | Freshwater | Air Cooling | 0.01 | 0.01
18W000000000BAYE | 18WBRILE-12345-P |  | BRILE |  | 14.1 | Fossil Gas |  |  | Spain |  |  |  |  | Freshwater | Air Cooling | 0.01 | 0.01
18WRFEGED-1234-C | 18WBRIVIES-123-T |  | BRIVIES |  | 16 | Biomass |  |  | Spain |  |  |  |  | Freshwater | Air Cooling | 1.7 | 0.13
18WEBRUJUL-12-1D | 18WBRUJULA-12-EZ |  | BRUJULA |  | 29.7 | Wind Onshore |  |  | Spain |  |  |  |  | None |  | 0 | 0
18WEBRULL-1234-4 | 18WBRULLES-123-7 |  | BRULLES |  | 40 | Wind Onshore |  |  | Spain |  |  |  |  | None |  | 0 | 0
18WBTN-1234567-O | 18WBTN-123456-AQ |  | BTN |  | 0.1 | Hydro Run-of-river and poundage |  |  | Spain |  |  |  |  | Freshwater
18W0000000002TGT | 18WBUICIO-123-AG |  | BUICIO |  | 2.1 | Hydro Run-of-river and poundage |  |  | Spain |  |  |  |  | Freshwater
18W0000000000YQ2 | 18WBUIO-12345-E7 |  | BUIO |  | 40.3 | Wind Onshore |  |  | Spain |  |  |  |  | None |  | 0 | 0
18WTBUNGE-1234-L | 18WBUNBARC-123-X |  | BUNBARC |  | 9.9 | Fossil Gas |  |  | Spain |  |  |  |  | Freshwater | Air Cooling | 0.01 | 0.01
18WTBUNGE-1234-L | 18WBUNCART-123-F |  | BUNCART |  | 9.9 | Fossil Gas |  |  | Spain |  |  |  |  | Freshwater | Air Cooling | 0.01 | 0.01
18W000000000032W | 18W000000000033U |  | BUNUEL |  | 4.5 | Fossil Gas |  |  | Spain |  |  |  |  | Freshwater | Air Cooling | 0.01 | 0.01
18WTBUNGE-1234-L | 18WBUNZIER-123-G |  | BUNZIER |  | 9.9 | Fossil Gas |  |  | Spain |  |  |  |  | Freshwater | Air Cooling | 0.01 | 0.01
18WTBUTETE-123-0 | 18WBUTETEM-123-M |  | BUTETEM |  | 1.6 | Biomass |  |  | Spain |  |  |  |  | Freshwater | Air Cooling | 1.7 | 0.13
18W000000000582Y | 18W0000000005JUJ |  | BYDETIC |  | 0.9 | Biomass |  |  | Spain |  |  |  |  | Freshwater | Air Cooling | 1.7 | 0.13
18WEDENR-1234-11 | 18WCABIMO-123-EV |  | CABIMO |  | 49.5 | Wind Onshore |  |  | Spain |  |  |  |  | None |  | 0 | 0
18WHFDETIC-123-5 | 18WCABISC2-123-H |  | CABISC2 |  | 2.3 | Hydro Run-of-river and poundage |  |  | Spain |  |  |  |  | Freshwater
18WEMADRI-1234-E | 18WCACONDE-123-A |  | CACONDE |  | 8 | Wind Onshore |  |  | Spain |  |  |  |  | None |  | 0 | 0
18WECALDE-1234-R | 18WCALDERA-123-I |  | CALDERA |  | 22.5 | Wind Onshore |  |  | Spain |  |  |  |  | None |  | 0 | 0
18WEMTORR-1234-U | 18WCALERA-1234-6 |  | CALERA |  | 4.9 | Wind Onshore |  |  | Spain |  |  |  |  | None |  | 0 | 0
18WEENCALZ-123-Q | 18WCALZADA-123-K |  | CALZADA |  | 30.6 | Wind Onshore |  |  | Spain |  |  |  |  | None |  | 0 | 0
18WEPUEYO-123--M | 18WCAMPANA-123-T |  | CAMPANA |  | 4.9 | Wind Onshore |  |  | Spain |  |  |  |  | None |  | 0 | 0
18WRCAMPEL-123-H | 18WCAMPEYO-123-T |  | CAMPEYO |  | 1.4 | Biomass |  |  | Spain |  |  |  |  | Freshwater | Air Cooling | 1.7 | 0.13
18WF1CEG-12345-X | 18W0000000004ZQK |  | CAMPO01 |  | 1.5 | Solar |  |  | Spain |  |  |  |  | Freshwater |  | 0 | 0
18WTRODO2-1234-J | 18WCAMPOBR-123-S |  | CAMPOBR |  | 6.8 | Fossil Gas |  |  | Spain |  |  |  |  | Freshwater | Air Cooling | 0.01 | 0.01
18WTCOBUR-1234-2 | 18WCAMPOF-123-D7 |  | CAMPOF |  | 14.8 | Fossil Gas |  |  | Spain |  |  |  |  | Freshwater | Air Cooling | 0.01 | 0.01
18WHFASIE-1234-M | 18WCAMPORR-123-B |  | CAMPORR |  | 10 | Hydro Run-of-river and poundage |  |  | Spain |  |  |  |  | Freshwater
18WTCANAIS-123-Z | 18WCANAISA-123-J |  | CANAISA |  | 19.9 | Fossil Gas |  |  | Spain |  |  |  |  | Freshwater | Air Cooling | 0.01 | 0.01
18WHGUADAL-123-S | 18WCANALRI-123-I |  | CANALRI |  | 5 | Hydro Run-of-river and poundage |  |  | Spain |  |  |  |  | Freshwater
18WFFWMARK-123-7 | 18WCANAVER-123-6 |  | CANAVER |  | 4 | Solar |  |  | Spain |  |  |  |  | Freshwater |  | 0 | 0
18WFCANAVE-123-Q | 18WCANAVFV-123-7 |  | CANAVFV |  | 6 | Solar |  |  | Spain |  |  |  |  | Freshwater |  | 0 | 0
18WRFCEG-12345-5 | 18WCANBARB-123-8 |  | CANBARB |  | 1.2 | Biomass |  |  | Spain |  |  |  |  | Freshwater | Air Cooling | 1.7 | 0.13
18WEEO200-1234-9 | 18WCANONER-123-C |  | CANONER |  | 32.3 | Wind Onshore |  |  | Spain |  |  |  |  | None |  | 0 | 0
18WEMIRASI-123-9 | 18WCANTERA-123-L |  | CANTERA |  | 8 | Wind Onshore |  |  | Spain |  |  |  |  | None |  | 0 | 0
18WTCAOBAR-123-D | 18WCAOBAR1-123-U |  | CAOBAR1 |  | 1.9 | Fossil Gas |  |  | Spain |  |  |  |  | Freshwater | Air Cooling | 0.01 | 0.01
18WTCAPSA-1234-M | 18WCAPSA-12345-V |  | CAPSA |  | 9.7 | Fossil Gas |  |  | Spain |  |  |  |  | Freshwater | Air Cooling | 0.01 | 0.01
18WH1FERRO-123-D | 18WCARANTO--1-AD |  | CARANTO |  | 5 | Hydro Run-of-river and poundage |  |  | Spain |  |  |  |  | Freshwater
18WTTIBGES-123-Q | 18WCARBALL-123-G |  | CARBALL |  | 13.1 | Fossil Coal-derived gas |  |  | Spain |  |  |  |  | Freshwater | Air Cooling | 0.1 | 0.1
18WECARBA-1234-H | 18WCARBAS-1234-G |  | CARBAS |  | 40 | Wind Onshore |  |  | Spain |  |  |  |  | None |  | 0 | 0
18W0000000002TGT | 18W0000000006OU0 |  | CARDIE |  | 1 | Hydro Run-of-river and poundage |  |  | Spain |  |  |  |  | Freshwater
18WECARRG-123-1L | 18WCARRAC-123-E6 |  | CARRAC |  | 49.5 | Wind Onshore |  |  | Spain |  |  |  |  | None |  | 0 | 0
18W0000000001BI9 | 18W0000000001BJ7 |  | CARTA |  | 15 | Fossil Gas |  |  | Spain |  |  |  |  | Freshwater | Air Cooling | 0.01 | 0.01
18W0000000006FZH | 18WCASABLA-123-9 |  | CASABLA |  | 49.9 | Solar | 39.229 | -5.309 | Spain | ES43 |  |  |  | Freshwater | Once-through | 3.43 | 3.43
18WHSAEDO-1234-8 | 18WCASCALD-123-E |  | CASCALD |  | 4.3 | Hydro Run-of-river and poundage |  |  | Spain |  |  |  |  | Freshwater
18WTPYC2-12345-M | 18WCASTEUR-12-DT |  | CASTEUR |  | 8.8 | Fossil Gas |  |  | Spain |  |  |  |  | Freshwater | Air Cooling | 0.01 | 0.01
18WECASTI-1234-3 | 18WCASTI-12345-R |  | CASTI |  | 36 | Wind Onshore |  |  | Spain |  |  |  |  | None |  | 0 | 0
18WECASTRE-123-Z | 18WCASTRE-1234-6 |  | CASTRE |  | 25.6 | Wind Onshore |  |  | Spain |  |  |  |  | None |  | 0 | 0
18WECSTRIO-123-W | 18WCASTRIO-12-ER |  | CASTRIO |  | 26.4 | Wind Onshore |  |  | Spain |  |  |  |  | None |  | 0 | 0
18WHCOGOTA-123-J | 18WCASTRO-1234-0 |  | CASTRO |  | 5.2 | Hydro Run-of-river and poundage |  |  | Spain |  |  |  |  | Freshwater
18WEGEFG-12345-J | 18WCATALAY-123-D |  | CATALAY |  | 1.6 | Wind Onshore |  |  | Spain |  |  |  |  | None |  | 0 | 0
18WTCAVLO-123-1Z | 18WCAVLO-1234-DA |  | CAVLO |  | 5 | Fossil Gas |  |  | Spain |  |  |  |  | Freshwater | Air Cooling | 0.01 | 0.01
18WETASA-1234-1U | 18WCAYO-12345-EL |  | CAYO |  | 24.7 | Wind Onshore |  |  | Spain |  |  |  |  | None |  | 0 | 0
18WTFEBLCO-123-F | 18WCAYPA-1234-DQ |  | CAYPA |  | 7.3 | Fossil Gas |  |  | Spain |  |  |  |  | Freshwater | Air Cooling | 0.01 | 0.01
18W0000000000RLX | 18WCBIO1-12345-W |  | CBIO1 |  | 27.5 | Biomass |  |  | Spain |  |  |  |  | Freshwater | Air Cooling | 1.7 | 0.13
18WRUCBIO2-123-5 | 18WCBIO2-12345-N |  | CBIO2 |  | 50 | Biomass |  |  | Spain |  |  |  |  | Freshwater | Air Cooling | 1.7 | 0.13
18WTCORCOG-123-7 | 18WCCORA-12345-S |  | CCORA |  | 5.4 | Fossil Gas |  |  | Spain |  |  |  |  | Freshwater | Air Cooling | 0.01 | 0.01
18WEFNEXU-1234-H | 18WCCRUCES-123-D |  | CCRUCES |  | 1.8 | Wind Onshore |  |  | Spain |  |  |  |  | None |  | 0 | 0
18WECEGRG-123-1D | 18WCDORADA-12-ED |  | CDORADA |  | 19.5 | Wind Onshore |  |  | Spain |  |  |  |  | None |  | 0 | 0
18WEEGPEV-1234-B | 18WPECHNDTENON-2 |  | CDTENON |  | 22.4 | Wind Onshore |  |  | Spain |  |  |  |  | None |  | 0 | 0
18WTNUCE-12345-J | 18WCECAMPO-123-J |  | CECAMPO |  | 3.9 | Fossil Coal-derived gas |  |  | Spain |  |  |  |  | Freshwater | Air Cooling | 0.1 | 0.1
18WTCELISI-123-3 | 18WCELI-123456-0 |  | CELI |  | 24.9 | Fossil Gas |  |  | Spain |  |  |  |  | Freshwater | Air Cooling | 0.01 | 0.01
18WTCELVSI-123-Y | 18WCELVI-1234--H |  | CELVI |  | 24.9 | Fossil Gas |  |  | Spain |  |  |  |  | Freshwater | Air Cooling | 0.01 | 0.01
18WTYGEMSL-123-Q | 18WCEMOS-12345-5 |  | CEMOS |  | 4.8 | Fossil Gas |  |  | Spain |  |  |  |  | Freshwater | Air Cooling | 0.01 | 0.01
18WTCERMA-1234-C | 18WCEMRINQ-12--B |  | CEMRINQ |  | 9.9 | Fossil Gas |  |  | Spain |  |  |  |  | Freshwater | Air Cooling | 0.01 | 0.01
18WTCENER--12-1K | 18WCENER1-123-DW |  | CENER1 |  | 49.9 | Fossil Gas |  |  | Spain |  |  |  |  | Freshwater | Air Cooling | 0.01 | 0.01
18WRCENER-123-1P | 18WCENER2-123-DO |  | CENER2 |  | 40.9 | Biomass |  |  | Spain |  |  |  |  | Freshwater | Air Cooling | 1.7 | 0.13
18WHAEREG-1234-V | 18WCEPEDA-1234-3 |  | CEPEDA |  | 3.5 | Hydro Run-of-river and poundage |  |  | Spain |  |  |  |  | Freshwater
18WTCEPUSI-123-3 | 18WCEPUE-12345-1 |  | CEPUE |  | 24.9 | Fossil Gas |  |  | Spain |  |  |  |  | Freshwater | Air Cooling | 0.01 | 0.01
18WTCERAMI-123-Q | 18WCERAMIC-123-V |  | CERAMIC |  | 4.4 | Fossil Gas |  |  | Spain |  |  |  |  | Freshwater | Air Cooling | 0.01 | 0.01
18WTCRNOR-1234-E | 18WCERANO2-12-DS |  | CERANO2 |  | 9.9 | Fossil Gas |  |  | Spain |  |  |  |  | Freshwater | Air Cooling | 0.01 | 0.01
18WTCRNOR-1234-E | 18WCERANOR-12-D1 |  | CERANOR |  | 9.8 | Fossil Gas |  |  | Spain |  |  |  |  | Freshwater | Air Cooling | 0.01 | 0.01
18WTYGENE-1234-0 | 18W00000000015GV |  | CERAVIV |  | 3.8 | Fossil Gas |  |  | Spain |  |  |  |  | Freshwater | Air Cooling | 0.01 | 0.01
18WEFGAVE-1234-L | 18WCERCEDA-123-Q |  | CERCEDA |  | 2.5 | Wind Onshore |  |  | Spain |  |  |  |  | None |  | 0 | 0
18WHFWMARK-123-I | 18WCERCEDO-123-2 |  | CERCEDO |  | 3 | Hydro Run-of-river and poundage |  |  | Spain |  |  |  |  | Freshwater
18W0000000000S4R | 18WCERES1-1234-T |  | CERES1 |  | 6.4 | Fossil Gas |  |  | Spain |  |  |  |  | Freshwater | Air Cooling | 0.01 | 0.01
18W0000000000S5P | 18WCERES2-1234-L |  | CERES2 |  | 6.4 | Fossil Gas |  |  | Spain |  |  |  |  | Freshwater | Air Cooling | 0.01 | 0.01
18WEUNZUE-1234-4 | 18WCERROS-1234-F |  | CERROS |  | 4.5 | Wind Onshore |  |  | Spain |  |  |  |  | None |  | 0 | 0
18WRBCESPA-123-C | 18WCESPAF1-123-5 |  | CESPAF1 |  | 3.1 | Biomass |  |  | Spain |  |  |  |  | Freshwater | Air Cooling | 1.7 | 0.13
18W0000000004WI8 | 18WCESPARE-123-3 |  | CESPARE |  | 4.2 | Biomass |  |  | Spain |  |  |  |  | Freshwater | Air Cooling | 1.7 | 0.13
18WRCESPA-1234-1 | 18WCESPASP-123-T |  | CESPASP |  | 3.4 | Biomass |  |  | Spain |  |  |  |  | Freshwater | Air Cooling | 1.7 | 0.13
18WRPINASA-123-B | 18WCETAB-1234-DQ |  | CETAB |  | 4 | Biomass |  |  | Spain |  |  |  |  | Freshwater | Air Cooling | 1.7 | 0.13
18WTCETAG-1234-F | 18WCETACU-123-DK |  | CETACU |  | 22.9 | Fossil Gas |  |  | Spain |  |  |  |  | Freshwater | Air Cooling | 0.01 | 0.01
18WRCOGENA-123-R | 18WCGCEASA-123-Q |  | CGCEASA |  | 40.3 | Waste |  |  | Spain |  |  |  |  | Freshwater | Air Cooling | 1.7 | 0.13
18WTCNAFOS-123-3 | 18WCGDESNA-123-4 |  | CGDESNA |  | 3.6 | Fossil Coal-derived gas |  |  | Spain |  |  |  |  | Freshwater | Air Cooling | 0.1 | 0.1
18W00000000071M7 | 18W00000000071N5 |  | CGPRSN |  | 6.8 | Fossil Gas |  |  | Spain |  |  |  |  | Freshwater | Air Cooling | 0.01 | 0.01
18WRFNEXU-1234-X | 18WCGRVO-12345-3 |  | CGRVO |  | 1.2 | Biomass |  |  | Spain |  |  |  |  | Freshwater | Air Cooling | 1.7 | 0.13
18WENERS5-1234-O | 18WCHABLA-1234-G |  | CHABLA |  | 2.2 | Hydro Run-of-river and poundage |  |  | Spain |  |  |  |  | Freshwater
18WRAUN-123456-0 | 18WCHAMERA-123-2 |  | CHAMERA |  | 1.5 | Hydro Run-of-river and poundage |  |  | Spain |  |  |  |  | Freshwater
18WTDNEXU-1234-V | 18W0000000001U97 |  | CHAPEL |  | 2.9 | Fossil Coal-derived gas |  |  | Spain |  |  |  |  | Freshwater | Air Cooling | 0.1 | 0.1
18WSMANCH1-123-X | 18WCHASOL-1234-R |  | CHASOL |  | 49.9 | Solar |  |  | Spain |  |  |  |  | Freshwater |  | 0 | 0
18WSASOL-12345-R | 18WCHASOL2-123-U |  | CHASOL2 |  | 49.9 | Solar |  |  | Spain |  |  |  |  | Freshwater |  | 0 | 0
18WHBARCO-1234-H | 18WCHBARCO-123-G |  | CHBARCO |  | 3.2 | Hydro Run-of-river and poundage |  |  | Spain |  |  |  |  | Freshwater
18WHGALIG-1234-R | 18WCHBUBAL-123-Y |  | CHBUBAL |  | 4.5 | Hydro Run-of-river and poundage |  |  | Spain |  |  |  |  | Freshwater
18WHHIDGA-123--E | 18WCHCABO-1234-J |  | CHCABO |  | 4.9 | Hydro Run-of-river and poundage |  |  | Spain |  |  |  |  | Freshwater
18WHCADOS-1234-5 | 18WCHCADOS-123-7 |  | CHCADOS |  | 2 | Hydro Run-of-river and poundage |  |  | Spain |  |  |  |  | Freshwater
18WHHTTRIN-123-3 | 18WCHCAIRA-123-R |  | CHCAIRA |  | 2.3 | Hydro Run-of-river and poundage |  |  | Spain |  |  |  |  | Freshwater
18WHFWMARK-123-I | 18WCHCANAS-123-T |  | CHCANAS |  | 2.1 | Hydro Run-of-river and poundage |  |  | Spain |  |  |  |  | Freshwater
18WHHTTRIN-123-3 | 18WCHCASTI-123-D |  | CHCASTI |  | 1.5 | Hydro Run-of-river and poundage |  |  | Spain |  |  |  |  | Freshwater
18WHFERRA2-123-G | 18WCHCASTR-123-O |  | CHCASTR |  | 28.7 | Hydro Run-of-river and poundage |  |  | Spain |  |  |  |  | Freshwater
18WHHTTRIN-123-3 | 18WCHCLOT-1234-B |  | CHCLOT |  | 2.5 | Hydro Run-of-river and poundage |  |  | Spain |  |  |  |  | Freshwater
18WHHTTRIN-123-3 | 18WCHDAIO-123--Y |  | CHDAIO |  | 1.2 | Hydro Run-of-river and poundage |  |  | Spain |  |  |  |  | Freshwater
18WHHTTRIN-123-3 | 18WCHETXL4-123-T |  | CHETXL4 |  | 1.6 | Hydro Run-of-river and poundage |  |  | Spain |  |  |  |  | Freshwater
18WHHIDFR-1234-K | 18WCHFRAGO-123-Y |  | CHFRAGO |  | 4 | Hydro Run-of-river and poundage |  |  | Spain |  |  |  |  | Freshwater
18WHHTTRIN-123-3 | 18WCHFRESE-123-9 |  | CHFRESE |  | 5.1 | Hydro Run-of-river and poundage |  |  | Spain |  |  |  |  | Freshwater
18WHGALLU-123--E | 18WCHGALLU-123-C |  | CHGALLU |  | 3.5 | Hydro Run-of-river and poundage |  |  | Spain |  |  |  |  | Freshwater
18WHHTTRIN-123-3 | 18WCHGARES-123-S |  | CHGARES |  | 1.1 | Hydro Run-of-river and poundage |  |  | Spain |  |  |  |  | Freshwater
18WHREGPE-1234-2 | 18WCH-GRAUS----X |  | CHGRAUS |  | 2.4 | Hydro Run-of-river and poundage |  |  | Spain |  |  |  |  | Freshwater
18WBEREBRO-123-L | 18WCHIR-12345-AH |  | CHIR |  | 0.5 | Hydro Run-of-river and poundage |  |  | Spain |  |  |  |  | Freshwater
18WHPEGLE-1234-P | 18WCHJALON-123-4 |  | CHJALON |  | 0.8 | Hydro Run-of-river and poundage |  |  | Spain |  |  |  |  | Freshwater
18WHHTTRIN-123-3 | 18WCHMARCE-123-2 |  | CHMARCE |  | 1.5 | Hydro Run-of-river and poundage |  |  | Spain |  |  |  |  | Freshwater
18WHHTTRIN-123-3 | 18WCHMEROL-123-2 |  | CHMEROL |  | 1.1 | Hydro Run-of-river and poundage |  |  | Spain |  |  |  |  | Freshwater
18WHFOHIS-1234-E | 18WCHMERZA-123-S |  | CHMERZA |  | 2.9 | Hydro Run-of-river and poundage |  |  | Spain |  |  |  |  | Freshwater
18WHHTTRIN-123-3 | 18WCHMLNOS-123-U |  | CHMLNOS |  | 13.5 | Hydro Run-of-river and poundage |  |  | Spain |  |  |  |  | Freshwater
18WHONATIK-123-U | 18WCHOLATE-123-Z |  | CHOLATE |  | 4.7 | Hydro Run-of-river and poundage |  |  | Spain |  |  |  |  | Freshwater
18WHAEREG-1234-V | 18WCHOMBA-1234-R |  | CHOMBA |  | 1.3 | Hydro Run-of-river and poundage |  |  | Spain |  |  |  |  | Freshwater
18WHHTTRIN-123-3 | 18WCHPENDI-123-3 |  | CHPENDI |  | 1.2 | Hydro Run-of-river and poundage |  |  | Spain |  |  |  |  | Freshwater
18WHHTTRIN-123-3 | 18WCHPOBL2-123-M |  | CHPOBL2 |  | 1.5 | Hydro Run-of-river and poundage |  |  | Spain |  |  |  |  | Freshwater
18WHHTTRIN-123-3 | 18WCHPOBLA-123-3 |  | CHPOBLA |  | 6 | Hydro Run-of-river and poundage |  |  | Spain |  |  |  |  | Freshwater
18WEENGAG-123-16 | 18WCHPONTE-123-P |  | CHPONTE |  | 3.2 | Hydro Run-of-river and poundage |  |  | Spain |  |  |  |  | Freshwater
18WHHTTRIN-123-3 | 18WCHPONTS-123-1 |  | CHPONTS |  | 1.1 | Hydro Run-of-river and poundage |  |  | Spain |  |  |  |  | Freshwater
18WHNORHI-1234-I | 18WCHRAMAL-123-X |  | CHRAMAL |  | 4 | Hydro Run-of-river and poundage |  |  | Spain |  |  |  |  | Freshwater
18WHSANMI-1234-X | 18WCHRDEVA-123-L |  | CHRDEVA |  | 4.9 | Hydro Run-of-river and poundage |  |  | Spain |  |  |  |  | Freshwater
18WHHTTRIN-123-3 | 18WCHRIALP-123-J |  | CHRIALP |  | 1.2 | Hydro Run-of-river and poundage |  |  | Spain |  |  |  |  | Freshwater
18WHNORHI-1234-I | 18WCHSARDO-123-6 |  | CHSARDO |  | 1.4 | Hydro Run-of-river and poundage |  |  | Spain |  |  |  |  | Freshwater
18WHHTTRIN-123-3 | 18WCHSLLOR-123-Q |  | CHSLLOR |  | 8 | Hydro Run-of-river and poundage |  |  | Spain |  |  |  |  | Freshwater
18WHHTTRIN-123-3 | 18WCHSLOR2-123-2 |  | CHSLOR2 |  | 2 | Hydro Run-of-river and poundage |  |  | Spain |  |  |  |  | Freshwater
18WHFEGLE-1234-Y | 18WCHVILLA-123-I |  | CHVILLA |  | 6.3 | Hydro Run-of-river and poundage |  |  | Spain |  |  |  |  | Freshwater
18WCHVN-123456-Q | 18WCHVN-12345-AP |  | CHVN |  | 0.2 | Hydro Run-of-river and poundage |  |  | Spain |  |  |  |  | Freshwater
18WHHTTRIN-123-3 | 18WCHZAIDA-123-Y |  | CHZAIDA |  | 3.6 | Hydro Run-of-river and poundage |  |  | Spain |  |  |  |  | Freshwater
18WHHDESP-1234-1 | 18WCIEGO-1234-A9 |  | CIEGO |  | 3.4 | Hydro Run-of-river and poundage |  |  | Spain |  |  |  |  | Freshwater
18WHGIES-1234-10 | 18WCIERVES-12-A7 |  | CIERVES |  | 5 | Hydro Run-of-river and poundage |  |  | Spain |  |  |  |  | Freshwater
18WECIERZO-123-8 | 18WCIERZO1-12-EZ |  | CIERZO1 |  | 29.4 | Wind Onshore |  |  | Spain |  |  |  |  | None |  | 0 | 0
18WECIERZO-123-8 | 18WCIERZO2-12-ES |  | CIERZO2 |  | 30.8 | Wind Onshore |  |  | Spain |  |  |  |  | None |  | 0 | 0
18WCILCOR-123-0J | 18WCILCOR-123-DU |  | CILCOR |  | 94.1 | Fossil Gas |  |  | Spain |  |  |  |  | Freshwater | Air Cooling | 0.01 | 0.01
18WTFGASN-1234-3 | 18WCINCA-12345-6 |  | CINCA |  | 7.4 | Fossil Gas |  |  | Spain |  |  |  |  | Freshwater | Air Cooling | 0.01 | 0.01
18WTPAYCA-1234-V | 18WCISENER-123-Z |  | CISENER |  | 7.5 | Fossil Gas |  |  | Spain |  |  |  |  | Freshwater | Air Cooling | 0.01 | 0.01
18WTCJVIL-1234-D | 18WCJVIL-12345-6 |  | CJVIL |  | 5.8 | Fossil Gas |  |  | Spain |  |  |  |  | Freshwater | Air Cooling | 0.01 | 0.01
18W00000000001NX | 18WCLARIAN-123-O |  | CLARIAN |  | 6.4 | Fossil Gas |  |  | Spain |  |  |  |  | Freshwater | Air Cooling | 0.01 | 0.01
18W00000000019CR | 18W00000000019DP |  | CLESAPO |  | 3.1 | Fossil Gas |  |  | Spain |  |  |  |  | Freshwater | Air Cooling | 0.01 | 0.01
18W0000000005WNV | 18W00000000064UN |  | CMENGI |  | 24.7 | Fossil Gas |  |  | Spain |  |  |  |  | Freshwater | Air Cooling | 0.01 | 0.01
18WCMILLAS-123-X | 18WCMILLAS-12--8 |  | CMILLAS |  | 5.1 | Fossil Gas |  |  | Spain |  |  |  |  | Freshwater | Air Cooling | 0.01 | 0.01
18WECMORE-1234-Z | 18WCMORENO-123-5 |  | CMORENO |  | 6 | Wind Onshore |  |  | Spain |  |  |  |  | None |  | 0 | 0
18WTTFMOTR-123-N | 18WCMOTRIL-12-DO |  | CMOTRIL |  | 48.8 | Fossil Gas |  |  | Spain |  |  |  |  | Freshwater | Air Cooling | 0.01 | 0.01
18W0000000000YR0 | 18WCNEVERA-123-I |  | CNEVERA |  | 31.5 | Wind Onshore |  |  | Spain |  |  |  |  | None |  | 0 | 0
18WRTRGEN-1234-S | 18WCOEBIO-1234-P |  | COEBIO |  | 2 | Biomass |  |  | Spain |  |  |  |  | Freshwater | Air Cooling | 1.7 | 0.13
18WCOG75RQ-12-0I | 18WCOG75RQ-12-DT |  | COG75RQ |  | 72.2 | Fossil Gas |  |  | Spain |  |  |  |  | Freshwater | Air Cooling | 0.01 | 0.01
18WRCOGBIO-123-X | 18WCOGBIO2-123-6 |  | COGBIO2 |  | 7.5 | Biomass |  |  | Spain |  |  |  |  | Freshwater | Air Cooling | 1.7 | 0.13
18W00000000064BO | 18WCOGEN2-1234-U |  | COGEN2 |  | 31.3 | Fossil Gas |  |  | Spain |  |  |  |  | Freshwater | Air Cooling | 0.01 | 0.01
18W0000000005E84 | 18W0000000005D3H |  | COGENE |  | 4 | Fossil Gas |  |  | Spain |  |  |  |  | Freshwater | Air Cooling | 0.01 | 0.01
18W00000000078V5 | 18W00000000078W3 |  | COGENGA |  | 7.3 | Fossil Gas |  |  | Spain |  |  |  |  | Freshwater | Air Cooling | 0.01 | 0.01
18WTZAME-12345-W | 18WCOGMON-1234-W |  | COGMON |  | 4.6 | Fossil Gas |  |  | Spain |  |  |  |  | Freshwater | Air Cooling | 0.01 | 0.01
18WTCOGNA-1234-3 | 18WCOGNAV-123-DY |  | COGNAV |  | 24 | Fossil Coal-derived gas |  |  | Spain |  |  |  |  | Freshwater | Air Cooling | 0.1 | 0.1
18WTGEMOT-1234-T | 18WCOGOPEL-123-J |  | COGOPEL |  | 21.4 | Fossil Gas |  |  | Spain |  |  |  |  | Freshwater | Air Cooling | 0.01 | 0.01
18WTERMALP-123-G | 18WCOGPAST-123-D |  | COGPAST |  | 12 | Biomass |  |  | Spain |  |  |  |  | Freshwater | Air Cooling | 1.7 | 0.13
18WCOGPLA-123-0Z | 18WCOGPLA-123-D9 |  | COGPLA |  | 93.5 | Waste |  |  | Spain |  |  |  |  | Freshwater | Air Cooling | 1.7 | 0.13
18WTCOLSEM-123-Z | 18WCOLASEM-123-X |  | COLASEM |  | 5 | Fossil Gas |  |  | Spain |  |  |  |  | Freshwater | Air Cooling | 0.01 | 0.01
18WECMORE-1234-Z | 18WCOLIV-12345-3 |  | COLIV |  | 9 | Wind Onshore |  |  | Spain |  |  |  |  | None |  | 0 | 0
18WFESLAR1-123-L | 18WCOLOME1-123-K |  | COLOME1 |  | 1.3 | Solar |  |  | Spain |  |  |  |  | Freshwater |  | 0 | 0
18WFESLAR1-123-L | 18WCOLOME2-123-D |  | COLOME2 |  | 1.3 | Solar |  |  | Spain |  |  |  |  | Freshwater |  | 0 | 0
18WECOMES-123-1C | 18WCOMES-1234-EA |  | COMES |  | 3 | Wind Onshore |  |  | Spain |  |  |  |  | None |  | 0 | 0
18WTTFCONF-123-X | 18WCONFI-12345-H |  | CONFI |  | 11.9 | Fossil Gas |  |  | Spain |  |  |  |  | Freshwater | Air Cooling | 0.01 | 0.01
18WHNATRH-1234-X | 18WCONFIAN-123-2 |  | CONFIAN |  | 0.6 | Hydro Run-of-river and poundage |  |  | Spain |  |  |  |  | Freshwater
18W0000000000UGY | 18W0000000000UB7 |  | CONVA |  | 4 | Fossil Gas |  |  | Spain |  |  |  |  | Freshwater | Air Cooling | 0.01 | 0.01
18WTCOOSUR-123-R | 18WCOOSUR-1234-K |  | COOSUR |  | 21 | Fossil Coal-derived gas |  |  | Spain |  |  |  |  | Freshwater | Air Cooling | 0.1 | 0.1
18W0000000009ZQ0 | 18WCOPLA-1234-DY |  | COPLA |  | 11.1 | Fossil Gas |  |  | Spain |  |  |  |  | Freshwater | Air Cooling | 0.01 | 0.01
18WTIGCOR-1234-P | 18WCORCO-12345-N |  | CORCO |  | 14.6 | Fossil Gas |  |  | Spain |  |  |  |  | Freshwater | Air Cooling | 0.01 | 0.01
18WHNATRH-1234-X | 18WCORCOES-123-F |  | CORCOES |  | 1.1 | Hydro Run-of-river and poundage |  |  | Spain |  |  |  |  | Freshwater
18WHTFMAND-123-7 | 18WCORDI-12345-U |  | CORDI |  | 9.8 | Hydro Run-of-river and poundage |  |  | Spain |  |  |  |  | Freshwater
18WRALLRZ-1234-M | 18WCORDUENTEBIOH |  | CORDUEN |  | 1.9 | Biomass |  |  | Spain |  |  |  |  | Freshwater | Air Cooling | 1.7 | 0.13
18WTCOREY-1234-4 | 18WCOREYSA-123-U |  | COREYSA |  | 3.8 | Fossil Gas |  |  | Spain |  |  |  |  | Freshwater | Air Cooling | 0.01 | 0.01
18WFCORONI-123-1 | 18WCORONI2-123-H |  | CORONI2 |  | 10 | Solar |  |  | Spain |  |  |  |  | Freshwater |  | 0 | 0
18W0000000000O7X | 18W0000000000O8V |  | CORONIL |  | 1 | Solar |  |  | Spain |  |  |  |  | Freshwater |  | 0 | 0
18WRCESRE-1234-P | 18WCORTES-1234-2 |  | CORTES |  | 1.3 | Biomass |  |  | Spain |  |  |  |  | Freshwater | Air Cooling | 1.7 | 0.13
18WETFCOSC-123-O | 18WCOSCOJA-12-EZ |  | COSCOJA |  | 15 | Wind Onshore |  |  | Spain |  |  |  |  | None |  | 0 | 0
18WTFEBLCO-123-F | 18WCOSEMA1-123-1 |  | COSEMA1 |  | 7.2 | Fossil Gas |  |  | Spain |  |  |  |  | Freshwater | Air Cooling | 0.01 | 0.01
18WTUTISA-123-1B | 18WCOTALSA-12-D1 |  | COTALSA |  | 10 | Fossil Gas |  |  | Spain |  |  |  |  | Freshwater | Air Cooling | 0.01 | 0.01
18WTATOM-1234-18 | 18WCOTASA-123-DR |  | COTASA |  | 14 | Fossil Gas |  |  | Spain |  |  |  |  | Freshwater | Air Cooling | 0.01 | 0.01
18WEMIRASI-123-9 | 18WCOTORRA-123-G |  | COTORRA |  | 1.5 | Wind Onshore |  |  | Spain |  |  |  |  | None |  | 0 | 0
18WTCOVAP-1234-Z | 18WCOVAPED-123-D |  | COVAPED |  | 7.4 | Fossil Gas |  |  | Spain |  |  |  |  | Freshwater | Air Cooling | 0.01 | 0.01
18WTPCOVI-1234-M | 18WCOVISA-1234-C |  | COVILL |  | 22.3 | Fossil Coal-derived gas |  |  | Spain |  |  |  |  | Freshwater | Air Cooling | 0.1 | 0.1
18WTPLACG-123--6 | 18WCOVISLANSL012 |  | COVISLA |  | 8.3 | Fossil Coal-derived gas |  |  | Spain |  |  |  |  | Freshwater | Air Cooling | 0.1 | 0.1
18WEUEUZA-1234-T | 18WCPELAOS-123-S |  | CPELAOS |  | 3 | Wind Onshore |  |  | Spain |  |  |  |  | None |  | 0 | 0
18WTTOVAG-1234-E | 18WCPGLASS-12-DW |  | CPGLASS |  | 9.7 | Fossil Gas |  |  | Spain |  |  |  |  | Freshwater | Air Cooling | 0.01 | 0.01
18W00000000077RG | 18WCPRROSO-12-EA |  | CPRROSO |  | 30.3 | Wind Onshore |  |  | Spain |  |  |  |  | None |  | 0 | 0
18WTREPP-12345-T | 18WCREPSOL-12-DK |  | CREPSOL |  | 40.8 | Fossil Gas |  |  | Spain |  |  |  |  | Freshwater | Air Cooling | 0.01 | 0.01
18WHTFMAND-123-7 | 18WCRION-12345-C |  | CRION |  | 15.2 | Hydro Run-of-river and poundage |  |  | Spain |  |  |  |  | Freshwater
18WTFEBLCO-123-F | 18WCRUCES-1234-T |  | CRUCES |  | 3.4 | Fossil Gas |  |  | Spain |  |  |  |  | Freshwater | Air Cooling | 0.01 | 0.01
18WBEREBRO-123-L | 18WCSD1-12345-AF |  | CSD1 |  | 0.2 | Hydro Run-of-river and poundage |  |  | Spain |  |  |  |  | Freshwater
18WBEREBRO-123-L | 18WCSD2-12345-A5 |  | CSD2 |  | 0.2 | Hydro Run-of-river and poundage |  |  | Spain |  |  |  |  | Freshwater
18WUPSJUCA-123-Z | 18WCSL1-12345-A1 |  | CSL1 |  | 0.2 | Hydro Run-of-river and poundage |  |  | Spain |  |  |  |  | Freshwater
18WUPSJUCA-123-Z | 18WCSL2-12345-AS |  | CSL2 |  | 0.3 | Hydro Run-of-river and poundage |  |  | Spain |  |  |  |  | Freshwater
18WHFWMARK-123-I | 18WCSMONTE-123-0 |  | CSMONTE |  | 1.7 | Hydro Run-of-river and poundage |  |  | Spain |  |  |  |  | Freshwater
18WCSMP-123456-A | 18WCSMP-12345--V |  | CSMP |  | 5.1 | Fossil Gas |  |  | Spain |  |  |  |  | Freshwater | Air Cooling | 0.01 | 0.01
18WETASA-1234-1U | 18WCTFRIO-123-E1 |  | CTFRIO |  | 24.7 | Wind Onshore |  |  | Spain |  |  |  |  | None |  | 0 | 0
18WTTUDELA-12--B | 18WCTUDELA-123-Z |  | CTUDELA |  | 9.9 | Fossil Gas |  |  | Spain |  |  |  |  | Freshwater | Air Cooling | 0.01 | 0.01
18WTFNEXU-1234-7 | 18WCUARTE-123-DR |  | CUARTE |  | 3.2 | Fossil Gas |  |  | Spain |  |  |  |  | Freshwater | Air Cooling | 0.01 | 0.01
18WHPDRSA-1234-6 | 18WCUCAYO-1234-Q |  | CUCAYO |  | 4.9 | Hydro Run-of-river and poundage |  |  | Spain |  |  |  |  | Freshwater
18WTUEMADE-123-Y | 18WCUNEMSA-12--B |  | CUNEMSA |  | 14.7 | Fossil Coal-derived gas |  |  | Spain |  |  |  |  | Freshwater | Air Cooling | 0.1 | 0.1
18WECURRAG-12-1A | 18WCURRAS-123-E8 |  | CURRAS |  | 7.8 | Wind Onshore |  |  | Spain |  |  |  |  | None |  | 0 | 0
18WFHEPAT1-123-9 | 18WCVIEJO1-123-G |  | CVIEJO1 |  | 10 | Solar |  |  | Spain |  |  |  |  | Freshwater |  | 0 | 0
18WFHEPAT2-123-2 | 18WCVIEJO2-123-9 |  | CVIEJO2 |  | 10 | Solar |  |  | Spain |  |  |  |  | Freshwater |  | 0 | 0
18WTDEDRE-1234-Q | 18WDEDEREC-123-8 |  | DEDEREC |  | 9.9 | Fossil Coal-derived gas |  |  | Spain |  |  |  |  | Freshwater | Air Cooling | 0.1 | 0.1
18WECATER-1234-J | 18WDEFERII-123-N |  | DEFERII |  | 12.6 | Wind Onshore |  |  | Spain |  |  |  |  | None |  | 0 | 0
18WTDNEXU-1234-V | 18WDEFIB-12345-N |  | DEFIB |  | 2.4 | Fossil Coal-derived gas |  |  | Spain |  |  |  |  | Freshwater | Air Cooling | 0.1 | 0.1
18WSSAM-123456-1 | 18WLADEHESA-123L |  | DEHESA |  | 49.9 | Solar | 38.959 | -6.463 | Spain | ES43 |  |  |  | Freshwater | Once-through | 3.43 | 3.43
18WELILLO-1234-C | 18WDELILLO-123-G |  | DELILLO |  | 6.7 | Wind Onshore |  |  | Spain |  |  |  |  | None |  | 0 | 0
18WTDERMO-123--E | 18WDERMONT-123-H |  | DERMONT |  | 3.6 | Fossil Coal-derived gas |  |  | Spain |  |  |  |  | Freshwater | Air Cooling | 0.1 | 0.1
18WFDERSC-1234-1 | 18WDERSC-12345-4 |  | DERSC |  | 10 | Solar |  |  | Spain |  |  |  |  | Freshwater |  | 0 | 0
18WEDEVAG-123-14 | 18WDEVA-12345-EM |  | DEVA |  | 39.6 | Wind Onshore |  |  | Spain |  |  |  |  | None |  | 0 | 0
18WHCOHIG-123-19 | 18WDEVESA-123-A4 |  | DEVESA |  | 3.7 | Hydro Run-of-river and poundage |  |  | Spain |  |  |  |  | Freshwater
18W0000000000UGY | 18W0000000000UHW |  | DIBAQ1 |  | 2.9 | Fossil Gas |  |  | Spain |  |  |  |  | Freshwater | Air Cooling | 0.01 | 0.01
18WHHTTRIN-123-3 | 18WDJIMENA-123-K |  | DJIMENA |  | 1.1 | Hydro Run-of-river and poundage |  |  | Spain |  |  |  |  | Freshwater
18WFJUNCAL-123-8 | 18WDJUNCAL-123-Y |  | DJUNCAL |  | 9.9 | Solar |  |  | Spain |  |  |  |  | Freshwater |  | 0 | 0
18WTDEEXXI-123-Y | 18WDOWCHEM-123-F |  | DOWCHEM |  | 14.5 | Fossil Gas |  |  | Spain |  |  |  |  | Freshwater | Air Cooling | 0.01 | 0.01
18WEREVALD-123-7 | 18WDTABLAR-123-K |  | DTABLAR |  | 0.8 | Wind Onshore |  |  | Spain |  |  |  |  | None |  | 0 | 0
18W0000000006EZK | 18W0000000006EYM |  | EAMSA1 |  | 14.9 | Fossil Gas |  |  | Spain |  |  |  |  | Freshwater | Air Cooling | 0.01 | 0.01
18WECENDER-123-D | 18W-EBALSAS-5--7 |  | EBALSAS |  | 16.1 | Wind Onshore |  |  | Spain |  |  |  |  | None |  | 0 | 0
18WJUCAR2-1234-Q | 18WEBAT-123456-L |  | EBAT |  | 0.4 | Hydro Run-of-river and poundage |  |  | Spain |  |  |  |  | Freshwater
18W0000000005DWX | 18WEBENSE-123-EA |  | EBENSE |  | 13 | Fossil Gas |  |  | Spain |  |  |  |  | Freshwater | Air Cooling | 0.01 | 0.01
18W0000000002A15 | 18WEBENSEI-12--2 |  | EBENSEI |  | 8 | Biomass |  |  | Spain |  |  |  |  | Freshwater | Air Cooling | 1.7 | 0.13
18WTEBLLRB-123-5 | 18WEBLL-123456-H |  | EBLL |  | 8.1 | Fossil Gas |  |  | Spain |  |  |  |  | Freshwater | Air Cooling | 0.01 | 0.01
18WHPUEYO-1234-5 | 18W0000000005M1V |  | EBROC |  | 1.6 | Hydro Run-of-river and poundage |  |  | Spain |  |  |  |  | Freshwater
18WECHO-123456-J | 18WECHO-12345-AI |  | ECHO |  | 1 | Hydro Run-of-river and poundage |  |  | Spain |  |  |  |  | Freshwater
18WECKER-SA----T | 18WPAPELERAECKEK |  | ECKER |  | 4.8 | Fossil Gas |  |  | Spain |  |  |  |  | Freshwater | Air Cooling | 0.01 | 0.01
18WRECO1-12345-F | 18WECO1-123456-O |  | ECO1 |  | 5.2 | Biomass |  |  | Spain |  |  |  |  | Freshwater | Air Cooling | 1.7 | 0.13
18WRGAME-12345-R | 18WECO2-123456-E |  | ECO2 |  | 4.1 | Biomass |  |  | Spain |  |  |  |  | Freshwater | Air Cooling | 1.7 | 0.13
18W00000000074Z9 | 18WECOESP-123-D3 |  | ECOESP |  | 21.6 | Fossil Gas |  |  | Spain |  |  |  |  | Freshwater | Air Cooling | 0.01 | 0.01
18WF1CEG-12345-X | 18WECOIB-12345-9 |  | ECOIB |  | 10 | Solar |  |  | Spain |  |  |  |  | Freshwater |  | 0 | 0
18WRECMED-1234-N | 18WECOMED3-123-6 |  | ECOMED3 |  | 4.2 | Biomass |  |  | Spain |  |  |  |  | Freshwater | Air Cooling | 1.7 | 0.13
18WRYGEMSL-123-F | 18WECOPAR-1234-F |  | ECOPAR |  | 2.1 | Biomass |  |  | Spain |  |  |  |  | Freshwater | Air Cooling | 1.7 | 0.13
18W000000000ABFG | 18W000000000ABYF |  | ECOTOL |  | 1 | Biomass |  |  | Spain |  |  |  |  | Freshwater | Air Cooling | 1.7 | 0.13
18W0000000004T3A | 18WECOVENT-12-E6 |  | ECOVENT |  | 48.1 | Wind Onshore |  |  | Spain |  |  |  |  | None |  | 0 | 0
18WEFGNRA-1234-X | 18W000000000B0EA |  | ECVIL |  | 4.3 | Wind Onshore |  |  | Spain |  |  |  |  | None |  | 0 | 0
18WHHRSPRA-123-Z | 18W00000000051LH |  | EDMUND |  | 2.3 | Hydro Run-of-river and poundage |  |  | Spain |  |  |  |  | Freshwater
18WRUCBIO2-123-5 | 18WEEM20-12345-7 |  | EEM20 |  | 20 | Biomass |  |  | Spain |  |  |  |  | Freshwater | Air Cooling | 1.7 | 0.13
18WRPUEBLA-123-G | 18WEITOB-12345-7 |  | EITOB |  | 2 | Biomass |  |  | Spain |  |  |  |  | Freshwater | Air Cooling | 1.7 | 0.13
18WTEITOL-1234-3 | 18WEITOC-12345-Z |  | EITOC |  | 10 | Fossil Gas |  |  | Spain |  |  |  |  | Freshwater | Air Cooling | 0.01 | 0.01
18WHATUDEL-123-R | 18WELCIEGO-123-A |  | ELCIEGO |  | 1.9 | Hydro Run-of-river and poundage |  |  | Spain |  |  |  |  | Freshwater
18WELCO-123456-3 | 18W-ELCO-2589--U |  | ELCO |  | 0.3 | Solar |  |  | Spain |  |  |  |  | Freshwater |  | 0 | 0
18WEEPINO-123--9 | 18WELPINO--12--K |  | ELPINO |  | 24.6 | Wind Onshore |  |  | Spain |  |  |  |  | None |  | 0 | 0
18WTPDETIC-123-P | 18WELPOZO-1234-1 |  | ELPOZO |  | 17.2 | Fossil Gas |  |  | Spain |  |  |  |  | Freshwater | Air Cooling | 0.01 | 0.01
18WHPUEYO-1234-5 | 18WELPUEYO-123-A |  | ELPUEYO |  | 14.3 | Hydro Run-of-river and poundage |  |  | Spain |  |  |  |  | Freshwater
18WEELRASO-123-U | 18WELRASO-1234-Y |  | ELRASO |  | 4.5 | Wind Onshore |  |  | Spain |  |  |  |  | None |  | 0 | 0
18WTEMASA-1234-G | 18WEMASAEG-123-S |  | EMASAEG |  | 10 | Fossil Gas |  |  | Spain |  |  |  |  | Freshwater | Air Cooling | 0.01 | 0.01
18WHCALDA-1234-K | 18WEMILIAN-123-W |  | EMILIAN |  | 1.2 | Hydro Run-of-river and poundage |  |  | Spain |  |  |  |  | Freshwater
18WEMORELL-12-0Q | 18WEMORELL-12-D0 |  | EMORELL |  | 39.1 | Fossil Gas |  |  | Spain |  |  |  |  | Freshwater | Air Cooling | 0.01 | 0.01
18WEMORPER-12-0F | 18WEMORPER-12-DQ |  | EMORPER |  | 84.8 | Fossil Gas |  |  | Spain |  |  |  |  | Freshwater | Air Cooling | 0.01 | 0.01
18WRENCE-12345-8 | 18WENCEPON-12-D2 |  | ENCEPON |  | 34.5 | Biomass |  |  | Spain |  |  |  |  | Freshwater | Air Cooling | 1.7 | 0.13
18WTENCRI-1234-4 | 18WENCRISA-12-DV |  | ENCRISA |  | 19.6 | Fossil Gas |  |  | Spain |  |  |  |  | Freshwater | Air Cooling | 0.01 | 0.01
18W00000000029QW | 18WBIO-ENEMANSAF |  | ENEMANS |  | 16 | Biomass |  |  | Spain |  |  |  |  | Freshwater | Air Cooling | 1.7 | 0.13
18WTFGASN-1234-3 | 18WENERAL-123-D8 |  | ENERAL |  | 8.8 | Fossil Gas |  |  | Spain |  |  |  |  | Freshwater | Air Cooling | 0.01 | 0.01
18WTEPCSA-1234-0 | 18WENERPOR-123-N |  | ENERPOR |  | 5 | Fossil Gas |  |  | Spain |  |  |  |  | Freshwater | Air Cooling | 0.01 | 0.01
18WSTENEVI-123-Q | 18WENEVILL-123-1 |  | ENEVILL |  | 49.9 | Solar | 38.729 | -0.921 | Spain | ES52 |  |  |  | Freshwater | Once-through | 3.43 | 3.43
18WEFGNRA-1234-X | 18W000000000B0F8 |  | ENVIL |  | 3 | Wind Onshore |  |  | Spain |  |  |  |  | None |  | 0 | 0
18W0000000008NFP | 18W0000000008NGN |  | EOLPOP |  | 2.3 | Wind Onshore |  |  | Spain |  |  |  |  | None |  | 0 | 0
18WEARAMO-1234-Z | 18WEPARAMO-123-U |  | EPARAMO |  | 24 | Wind Onshore |  |  | Spain |  |  |  |  | None |  | 0 | 0
18WFVEPLUS-123-Q | 18WEPFV1-12345-N |  | EPFV1 |  | 1.8 | Solar |  |  | Spain |  |  |  |  | Freshwater |  | 0 | 0
18WFVEPLUS-123-Q | 18WEPFV2-12345-E |  | EPFV2 |  | 1.5 | Solar |  |  | Spain |  |  |  |  | Freshwater |  | 0 | 0
18WFVEPLUS-123-Q | 18W0000000008VSC |  | EPFV3 |  | 6 | Solar |  |  | Spain |  |  |  |  | Freshwater |  | 0 | 0
18WFVEPLUS-123-Q | 18W0000000008VTA |  | EPFV4 |  | 6 | Solar |  |  | Spain |  |  |  |  | Freshwater |  | 0 | 0
18WFVEPLUS-123-Q | 18W00000000099P6 |  | EPFV5 |  | 1.9 | Solar |  |  | Spain |  |  |  |  | Freshwater |  | 0 | 0
18WFVEPLUS-123-Q | 18W00000000099Q4 |  | EPFV6 |  | 1.3 | Solar |  |  | Spain |  |  |  |  | Freshwater |  | 0 | 0
18WFVEPLUS-123-Q | 18W00000000099R2 |  | EPFV7 |  | 1.2 | Solar |  |  | Spain |  |  |  |  | Freshwater |  | 0 | 0
18WTRODON-123--E | 18WEPICASA-123-V |  | EPICASA |  | 6.8 | Fossil Gas |  |  | Spain |  |  |  |  | Freshwater | Air Cooling | 0.01 | 0.01
18WEPSANTO-123-E | 18W-EPSANTO-1--F |  | EPSANTO |  | 2 | Wind Onshore |  |  | Spain |  |  |  |  | None |  | 0 | 0
18WTBOREME-123-V | 18WERARSAM-12-DC |  | ERARSAM |  | 24.1 | Fossil Gas |  |  | Spain |  |  |  |  | Freshwater | Air Cooling | 0.01 | 0.01
18WTIGERE-1234-8 | 18WERESMA-1234-H |  | ERESMA |  | 14.6 | Fossil Gas |  |  | Spain |  |  |  |  | Freshwater | Air Cooling | 0.01 | 0.01
18WSTUBOS-1234-D | 18WERRADO2-123-Q |  | ERRADO2 |  | 30 | Solar |  |  | Spain |  |  |  |  | Freshwater |  | 0 | 0
18WESCANDE-12--V | 18WESCAND-1234-Q |  | ESCAND |  | 6.5 | Fossil Gas |  |  | Spain |  |  |  |  | Freshwater | Air Cooling | 0.01 | 0.01
18W0000000005S39 | 18WESCANDO-123-N |  | ESCANDO |  | 25 | Wind Onshore |  |  | Spain |  |  |  |  | None |  | 0 | 0
18WEDENR-1234-11 | 18WESCURRI-12-EW |  | ESCURRI |  | 49.5 | Wind Onshore |  |  | Spain |  |  |  |  | None |  | 0 | 0
18W0000000006EWQ | 18WESE-123456-EG |  | ESE |  | 1.6 | Wind Onshore |  |  | Spain |  |  |  |  | None |  | 0 | 0
18WTFEBLCO-123-F | 18WESJOAN-1234-V |  | ESJOAN |  | 6 | Fossil Gas |  |  | Spain |  |  |  |  | Freshwater | Air Cooling | 0.01 | 0.01
18WESLA-123456-Y | 18WESLA-12345--I |  | ESLA |  | 5.8 | Fossil Gas |  |  | Spain |  |  |  |  | Freshwater | Air Cooling | 0.01 | 0.01
18WTESNESI-123-Q | 18WESNEL-12345-0 |  | ESNEL |  | 12 | Fossil Gas |  |  | Spain |  |  |  |  | Freshwater | Air Cooling | 0.01 | 0.01
18WTESTEL-123-1V | 18WESTELLE-12-DQ |  | ESTELLE |  | 1.5 | Fossil Gas |  |  | Spain |  |  |  |  | Freshwater | Air Cooling | 0.01 | 0.01
18WETO1-123456-5 | 18WETO1-12345-A4 |  | ETO1 |  | 0.7 | Hydro Run-of-river and poundage |  |  | Spain |  |  |  |  | Freshwater
18WTEUROAT-123-F | 18WEUROATO-123-G |  | EUROATO |  | 9.9 | Fossil Gas |  |  | Spain |  |  |  |  | Freshwater | Air Cooling | 0.01 | 0.01
18WTZAME-12345-W | 18WEUROH-12345-G |  | EUROH |  | 4.8 | Fossil Gas |  |  | Spain |  |  |  |  | Freshwater | Air Cooling | 0.01 | 0.01
18W0000000000IPF | 18WEUROPAC-123-6 |  | EUROPAC |  | 34.9 | Fossil Gas |  |  | Spain |  |  |  |  | Freshwater | Air Cooling | 0.01 | 0.01
18WREXTRAG-123-F | 18WEXTRAGO-123-W |  | EXTRAGO |  | 9.1 | Biomass |  |  | Spain |  |  |  |  | Freshwater | Air Cooling | 1.7 | 0.13
18WSEXTR2-1234-D | 18WEXTRES2-123-H |  | EXTRES2 |  | 49.9 | Solar | 38.651 | -6.739 | Spain | ES43 |  |  |  | Freshwater | Once-through | 3.43 | 3.43
18WSEXTRE-1234-S | 18WEXTRESO-123-B |  | EXTRESO |  | 50 | Solar | 38.651 | -6.739 | Spain | ES43 |  |  |  | Freshwater | Once-through | 3.43 | 3.43
18WSTEXTR3-123-2 | 18WEXTRSOL-123-C |  | EXTRSOL |  | 49.9 | Solar | 38.651 | -6.739 | Spain | ES43 |  |  |  | Freshwater | Once-through | 3.43 | 3.43
18WEPROTO-1234-M | 18WEXVESTA-123-9 |  | EXVESTA |  | 3 | Wind Onshore |  |  | Spain |  |  |  |  | None |  | 0 | 0
18WEYDETIC-123-1 | 18W-EYDETIC-9--P |  | EYDETIC |  | 2.6 | Wind Onshore |  |  | Spain |  |  |  |  | None |  | 0 | 0
18WEYEEXXI-123-E | 18W-EYEEXXI-3--E |  | EYEEXXI |  | 5.7 | Wind Onshore |  |  | Spain |  |  |  |  | None |  | 0 | 0
18WEYEFG-12345-P | 18W-EYEFG7136--N |  | EYEFG |  | 0.2 | Wind Onshore |  |  | Spain |  |  |  |  | None |  | 0 | 0
18WEYEGLE-1234-U | 18W-EYEGLE-65--0 |  | EYEGLE |  | 1.5 | Wind Onshore |  |  | Spain |  |  |  |  | None |  | 0 | 0
18WEYGESTE-123-N | 18W-EYGESTE-2--G |  | EYGESTE |  | 0.7 | Wind Onshore |  |  | Spain |  |  |  |  | None |  | 0 | 0
18WEYIBCUR-123-2 | 18W-EYIBCUR-7--9 |  | EYIBCUR |  | 0.9 | Wind Onshore |  |  | Spain |  |  |  |  | None |  | 0 | 0
18WEYNEXU-1234-B | 18W-EYNEXU-50--4 |  | EYNEXU |  | 1 | Wind Onshore |  |  | Spain |  |  |  |  | None |  | 0 | 0
18WEYWMARK-123-E | 18W-EYWMARK-5--5 |  | EYWMARK |  | 0.3 | Wind Onshore |  |  | Spain |  |  |  |  | None |  | 0 | 0
18WFALGEVA-123-S | 18W-FALGEVA-9--Z |  | FALGEVA |  | 22.6 | Solar |  |  | Spain |  |  |  |  | Freshwater |  | 0 | 0
18WTFARMHI-123-3 | 18WFARMHIS-123-1 |  | FARMHIS |  | 3.3 | Fossil Gas |  |  | Spain |  |  |  |  | Freshwater | Air Cooling | 0.01 | 0.01
18WTFNEXU-1234-7 | 18WFBESOS-123-DL |  | FBESOS |  | 4.6 | Fossil Gas |  |  | Spain |  |  |  |  | Freshwater | Air Cooling | 0.01 | 0.01
18WFDREUA-1234-N | 18W-FDREUA-21--P |  | FDREUA |  | 6.1 | Solar |  |  | Spain |  |  |  |  | Freshwater |  | 0 | 0
18WFDULJOS-123-O | 18W-FDULJOS-9--R |  | FDULJOS |  | 15 | Solar |  |  | Spain |  |  |  |  | Freshwater |  | 0 | 0
18WFEBLCO1-123-T | 18W-FEBLCO1-2--8 |  | FEBLCO1 |  | 7.5 | Solar |  |  | Spain |  |  |  |  | Freshwater |  | 0 | 0
18WFEBLCO2-123-M | 18W-FEBLCO2-9--B |  | FEBLCO2 |  | 8 | Solar |  |  | Spain |  |  |  |  | Freshwater |  | 0 | 0
18WFEBLCO3-123-F | 18W-FEBLCO3-5--L |  | FEBLCO3 |  | 3 | Solar |  |  | Spain |  |  |  |  | Freshwater |  | 0 | 0
18WHNATRH-1234-X | 18WFECHA-1234-A8 |  | FECHA |  | 2.2 | Hydro Run-of-river and poundage |  |  | Spain |  |  |  |  | Freshwater
18WTFEIRA--12--K | 18WFEIRACO-12-DE |  | FEIRACO |  | 7.3 | Fossil Gas |  |  | Spain |  |  |  |  | Freshwater | Air Cooling | 0.01 | 0.01
18WHHIFRE-1234-X | 18WFEIXAI-123--E |  | FEIXAI |  | 1.5 | Hydro Run-of-river and poundage |  |  | Spain |  |  |  |  | Freshwater
18WHHIFRE-1234-X | 18WFEIXAII-12--D |  | FEIXAII |  | 9.9 | Hydro Run-of-river and poundage |  |  | Spain |  |  |  |  | Freshwater
18WEESBGG-123-1L | 18WFEIXOS-123-E0 |  | FEIXOS |  | 7.9 | Wind Onshore |  |  | Spain |  |  |  |  | None |  | 0 | 0
18WFELORCA-123-9 | 18W-FELORCA-7--U |  | FELORCA |  | 0.9 | Solar |  |  | Spain |  |  |  |  | Freshwater |  | 0 | 0
18WFENERSO-123-9 | 18W-FENERSO-1--2 |  | FENERSO |  | 10 | Solar |  |  | Spain |  |  |  |  | Freshwater |  | 0 | 0
18WHMICAN-1234-A | 18WFERNAND-123-Y |  | FERNAND |  | 4.5 | Hydro Run-of-river and poundage |  |  | Spain |  |  |  |  | Freshwater
18WHNATRH-1234-X | 18WFERRER-1234-0 |  | FERRER |  | 2.8 | Hydro Run-of-river and poundage |  |  | Spain |  |  |  |  | Freshwater
18WHFWMARK-123-I | 18WFERRERI-123-2 |  | FERRERI |  | 1.9 | Hydro Run-of-river and poundage |  |  | Spain |  |  |  |  | Freshwater
18WFERUELA-123-2 | 18W-FERUELA-1--I |  | FERUELA |  | 7 | Solar |  |  | Spain |  |  |  |  | Freshwater |  | 0 | 0
18WH1FERRO-123-D | 18W000000000AZWL |  | FERVE2 |  | 6.3 | Hydro Run-of-river and poundage |  |  | Spain |  |  |  |  | Freshwater
18W0000000004RZQ | 18W0000000009WYU |  | FERVEN |  | 0.2 | Hydro Run-of-river and poundage |  |  | Spain |  |  |  |  | Freshwater
18WH1FERRO-123-D | 18WFERVEZA-12-AI |  | FERVEZA |  | 3.6 | Hydro Run-of-river and poundage |  |  | Spain |  |  |  |  | Freshwater
18WFFADFW-1234-7 | 18W-FFADFW-50--Q |  | FFADFW |  | 8 | Solar |  |  | Spain |  |  |  |  | Freshwater |  | 0 | 0
18WFFESFW-1234-Z | 18W-FFESFW-14--3 |  | FFESFW |  | 20 | Solar |  |  | Spain |  |  |  |  | Freshwater |  | 0 | 0
18WFGERES-1234-0 | 18W-FGERES-74--7 |  | FGERES |  | 7.2 | Solar |  |  | Spain |  |  |  |  | Freshwater |  | 0 | 0
18WTFIBR-12345-T | 18WFIBRAC-123-DC |  | FIBRAC |  | 23.5 | Fossil Coal-derived gas |  |  | Spain |  |  |  |  | Freshwater | Air Cooling | 0.1 | 0.1
18WFINIEN-1234-7 | 18W-FINIEN-69--X |  | FINIEN |  | 4.2 | Solar |  |  | Spain |  |  |  |  | Freshwater |  | 0 | 0
18WTCONOR-1234-A | 18WFINSASA-12-DJ |  | FINSASA |  | 23.9 | Fossil Coal-derived gas |  |  | Spain |  |  |  |  | Freshwater | Air Cooling | 0.1 | 0.1
18WHFASIE-1234-M | 18WFLIX-12345-AI |  | FLIX |  | 10 | Hydro Run-of-river and poundage |  |  | Spain |  |  |  |  | Freshwater
18WSSAM-123456-1 | 18WLAFLORIDA-12V |  | FLORIDA |  | 49.9 | Solar | 38.814 | -6.837 | Spain | ES43 |  |  |  | Freshwater | Once-through | 3.43 | 3.43
18WFOLMFW-1234-L | 18W-FOLMFW-23--Z |  | FOLMFW |  | 10 | Solar |  |  | Spain |  |  |  |  | Freshwater |  | 0 | 0
18W0000000001AEK | 18WFONZ-123456-J |  | FONZ |  | 7.4 | Fossil Gas |  |  | Spain |  |  |  |  | Freshwater | Air Cooling | 0.01 | 0.01
18WTFOREST-123-F | 18WFORESTA-123-0 |  | FORESTA |  | 24.8 | Fossil Coal-derived gas |  |  | Spain |  |  |  |  | Freshwater | Air Cooling | 0.1 | 0.1
18WTFINS2-1234-J | 18WFPADRON-123-W |  | FPADRON |  | 15.7 | Fossil Coal-derived gas |  |  | Spain |  |  |  |  | Freshwater | Air Cooling | 0.1 | 0.1
18WFPEEXXI-123-Z | 18W-FPEEXXI-1--Z |  | FPEEXXI |  | 24.1 | Solar |  |  | Spain |  |  |  |  | Freshwater |  | 0 | 0
18WFPEONUR-123-N | 18W-FPEONUR-5--D |  | FPEONUR |  | 0.1 | Solar |  |  | Spain |  |  |  |  | Freshwater |  | 0 | 0
18WFPGNRA-1234-B | 18WFPGNRA-123--Q |  | FPGNRA |  | 0.1 | Solar |  |  | Spain |  |  |  |  | Freshwater |  | 0 | 0
18WFPGNSUR-123-3 | 18W-FPGNSUR-9--K |  | FPGNSUR |  | 4 | Solar |  |  | Spain |  |  |  |  | Freshwater |  | 0 | 0
18WFPIBCUR-123-N | 18W-FPIBCUR-8--I |  | FPIBCUR |  | 25.1 | Solar |  |  | Spain |  |  |  |  | Freshwater |  | 0 | 0
18WTFPIED-1234-U | 18WFPIEDRA-123-G |  | FPIEDRA |  | 16.4 | Fossil Gas |  |  | Spain |  |  |  |  | Freshwater | Air Cooling | 0.01 | 0.01
18WEMTORR-1234-U | 18WFRAILA-123--O |  | FRAILA |  | 4.5 | Wind Onshore |  |  | Spain |  |  |  |  | None |  | 0 | 0
18WFREGP3-1234-5 | 18W-FREGP3-30--Y |  | FREGP3 |  | 0.1 | Solar |  |  | Spain |  |  |  |  | Freshwater |  | 0 | 0
18WTFREPP-1234-1 | 18WFREPP1-1234-5 |  | FREPP1 |  | 37.9 | Fossil Gas | 43.324 | -3.104 | Spain |  |  |  |  | Freshwater | Air Cooling | 0.01 | 0.01
18WTFREPP-1234-1 | 18WFREPP2-1234-Y |  | FREPP2 |  | 43 | Fossil Gas | 43.324 | -3.104 | Spain |  |  |  |  | Freshwater | Air Cooling | 0.01 | 0.01
18WTFRIGN-1234-L | 18WFRIGNOR-123-9 |  | FRIGNOR |  | 13.1 | Fossil Coal-derived gas |  |  | Spain |  |  |  |  | Freshwater | Air Cooling | 0.1 | 0.1
18WTFGCEG-1234-H | 18WFRIMAN-1234-O |  | FRIMAN |  | 9.6 | Fossil Gas |  |  | Spain |  |  |  |  | Freshwater | Air Cooling | 0.01 | 0.01
18WFTINAJE-123-F | 18W-FTINAJE-1--S |  | FTINAJE |  | 10 | Solar |  |  | Spain |  |  |  |  | Freshwater |  | 0 | 0
18WFTOVEC-1234-7 | 18W-FTOVEC-82--S |  | FTOVEC |  | 10 | Solar |  |  | Spain |  |  |  |  | Freshwater |  | 0 | 0
18WFTRUFW-1234-0 | 18W-FTRUFW-40--Z |  | FTRUFW |  | 10 | Solar |  |  | Spain |  |  |  |  | Freshwater |  | 0 | 0
18WFFACCP-1234-Q | 18WFUALAMO-123-H |  | FUALAMO |  | 7 | Solar |  |  | Spain |  |  |  |  | Freshwater |  | 0 | 0
18WTFUDEP-1234-3 | 18WFUDEPOR-123-U |  | FUDEPOR |  | 15 | Fossil Gas |  |  | Spain |  |  |  |  | Freshwater | Air Cooling | 0.01 | 0.01
18W0000000000YAY | 18W0000000000Y65 |  | FUENTE |  | 2.5 | Solar |  |  | Spain |  |  |  |  | Freshwater |  | 0 | 0
18WFUTETEM-123-7 | 18W-FUTETEM-3--0 |  | FUTETEM |  | 0.2 | Solar |  |  | Spain |  |  |  |  | Freshwater |  | 0 | 0
18WFUTUCER-123-2 | 18WFUTUCER-12--E |  | FUTUCER |  | 5.8 | Fossil Gas |  |  | Spain |  |  |  |  | Freshwater | Air Cooling | 0.01 | 0.01
18W00000000082AO | 18W0000000008CBT |  | FVIEE |  | 1.5 | Solar |  |  | Spain |  |  |  |  | Freshwater |  | 0 | 0
18WFVITA-12345-T | 18W-FVITA-562--X |  | FVITA |  | 2.9 | Solar |  |  | Spain |  |  |  |  | Freshwater |  | 0 | 0
18W00000000079YX | 18W0000000007NVY |  | FXRSPRE |  | 0.5 | Solar |  |  | Spain |  |  |  |  | Freshwater |  | 0 | 0
18WFYAGENT-123-E | 18W-FYAGENT-8--C |  | FYAGENT |  | 2.4 | Solar |  |  | Spain |  |  |  |  | Freshwater |  | 0 | 0
18WFYALFAR-12--B | 18W-FYALFAR-1--G |  | FYALFAR |  | 10 | Solar |  |  | Spain |  |  |  |  | Freshwater |  | 0 | 0
18WFYAME-12345-4 | 18W000000000A46I |  | FYAME |  | 0.1 | Solar |  |  | Spain |  |  |  |  | Freshwater |  | 0 | 0
18WFYASIE-1234-5 | 18W-FYASIE-76--9 |  | FYASIE |  | 7 | Solar |  |  | Spain |  |  |  |  | Freshwater |  | 0 | 0
18WFYAURA-1234-A | 18W-FYAURA-98--3 |  | FYAURA |  | 0.1 | Solar |  |  | Spain |  |  |  |  | Freshwater |  | 0 | 0
18W000000000BCMW | 18W000000000BLID |  | FYBSG |  | 0.2 | Solar |  |  | Spain |  |  |  |  | Freshwater |  | 0 | 0
18WFYCEG-12345-7 | 18W-FYCEG-640--B |  | FYCEG |  | 262.5 | Solar |  |  | Spain |  |  |  |  | Freshwater |  | 0 | 0
18WFYCLIDM-123-Z | 18W-FYCLIDM-5--2 |  | FYCLIDM |  | 40.4 | Solar |  |  | Spain |  |  |  |  | Freshwater |  | 0 | 0
18WFYCYE-12345-A | 18W-FYCYE-591--9 |  | FYCYE |  | 5.1 | Solar |  |  | Spain |  |  |  |  | Freshwater |  | 0 | 0
18WFYDETIC-123-P | 18W-FYDETIC-1--8 |  | FYDETIC |  | 8.2 | Solar |  |  | Spain |  |  |  |  | Freshwater |  | 0 | 0
18WFYEBLCO-123-6 | 18W-FYEBLCO-4--A |  | FYEBLCO |  | 44.4 | Solar |  |  | Spain |  |  |  |  | Freshwater |  | 0 | 0
18WFYECLA-1234-F | 18WFYECLA-123--U |  | FYECLA1 |  | 2.7 | Solar |  |  | Spain |  |  |  |  | Freshwater |  | 0 | 0
18WFYECLA-1234-F | 18WFYECLA2-123-I |  | FYECLA2 |  | 2.4 | Solar |  |  | Spain |  |  |  |  | Freshwater |  | 0 | 0
18WFYECLA-1234-F | 18WFYECLA3-123-B |  | FYECLA3 |  | 2.4 | Solar |  |  | Spain |  |  |  |  | Freshwater |  | 0 | 0
18WFYEEXXI-123-1 | 18W-FYEEXXI-3--2 |  | FYEEXXI |  | 160.7 | Solar |  |  | Spain |  |  |  |  | Freshwater |  | 0 | 0
18WFYEFG-12345-C | 18W-FYEFG-784--E |  | FYEFG |  | 85.8 | Solar |  |  | Spain |  |  |  |  | Freshwater |  | 0 | 0
18WFYEGED-1234-E | 18W-FYEGED-18--R |  | FYEGED |  | 1.2 | Solar |  |  | Spain |  |  |  |  | Freshwater |  | 0 | 0
18WFYEGLE-1234-H | 18W-FYEGLE-20--S |  | FYEGLE |  | 5.8 | Solar |  |  | Spain |  |  |  |  | Freshwater |  | 0 | 0
18WFYENDG-1234-3 | 18W-FYENDG-54--L |  | FYENDG |  | 3.2 | Solar |  |  | Spain |  |  |  |  | Freshwater |  | 0 | 0
18WFYENECU-123-I | 18W-FYENECU-7--L |  | FYENECU |  | 7.3 | Solar |  |  | Spain |  |  |  |  | Freshwater |  | 0 | 0
18WFYEONUR-123-Q | 18W-FYEONUR-2--0 |  | FYEONUR |  | 2.7 | Solar |  |  | Spain |  |  |  |  | Freshwater |  | 0 | 0
18WFYEPLUS-123-R | 18W-FYEPLUS-8--E |  | FYEPLUS |  | 4 | Solar |  |  | Spain |  |  |  |  | Freshwater |  | 0 | 0
18WFYFEN-12345-M | 18W-FYFEN-616--R |  | FYFEN |  | 166.4 | Solar |  |  | Spain |  |  |  |  | Freshwater |  | 0 | 0
18WFMFEN-12345-I | 18WFYFENFP-123-R |  | FYFENFP |  | 4 | Solar |  |  | Spain |  |  |  |  | Freshwater |  | 0 | 0
18WFMFEN-12345-I | 18WFYFENHC-123-S |  | FYFENHC |  | 1.8 | Solar |  |  | Spain |  |  |  |  | Freshwater |  | 0 | 0
18WFMFEN-12345-I | 18WFYFENSJ-123-2 |  | FYFENSJ |  | 2.5 | Solar |  |  | Spain |  |  |  |  | Freshwater |  | 0 | 0
18WFMFEN-12345-I | 18WFYFENXL-123-M |  | FYFENXL |  | 1.6 | Solar |  |  | Spain |  |  |  |  | Freshwater |  | 0 | 0
18WFYFUTGR-123-D | 18W-FYFUTGR-6--7 |  | FYFUTGR |  | 1.2 | Solar |  |  | Spain |  |  |  |  | Freshwater |  | 0 | 0
18WFYGAC-12345-2 | 18W-FYGAC-969--C |  | FYGAC |  | 31.3 | Solar |  |  | Spain |  |  |  |  | Freshwater |  | 0 | 0
18WFYGENER-123-A | 18W-FYGENER-5--M |  | FYGENER |  | 6.8 | Solar |  |  | Spain |  |  |  |  | Freshwater |  | 0 | 0
18WFYGESTE-123-A | 18W-FYGESTE-8--H |  | FYGESTE |  | 370.6 | Solar |  |  | Spain |  |  |  |  | Freshwater |  | 0 | 0
18WFYGIGA-1234-F | 18W-FYGIGA-59--7 |  | FYGIGA |  | 3.6 | Solar |  |  | Spain |  |  |  |  | Freshwater |  | 0 | 0
18WFYGNRA-1234-E | 18W-FYGNRA-18--9 |  | FYGNRA |  | 327.3 | Solar |  |  | Spain |  |  |  |  | Freshwater |  | 0 | 0
18WFYGNSUR-123-6 | 18W-FYGNSUR-2--N |  | FYGNSUR |  | 39 | Solar |  |  | Spain |  |  |  |  | Freshwater |  | 0 | 0
18WFYGSETT-123-2 | 18W-FYGSETT-1--F |  | FYGSETT |  | 27.5 | Solar |  |  | Spain |  |  |  |  | Freshwater |  | 0 | 0
18WFYHCCUR-123-R | 18W-FYHCCUR-7--Z |  | FYHCCUR |  | 2.2 | Solar |  |  | Spain |  |  |  |  | Freshwater |  | 0 | 0
18WFYHCENE-123-8 | 18W-FYHCENE-7--Z |  | FYHCENE |  | 0.1 | Solar |  |  | Spain |  |  |  |  | Freshwater |  | 0 | 0
18WFYHECEN-123-F | 18W-FYHECEN-3--L |  | FYHECEN |  | 1.3 | Solar |  |  | Spain |  |  |  |  | Freshwater |  | 0 | 0
18WFYHELIO-123-6 | 18W-FYHELIO-4--M |  | FYHELIO |  | 4.2 | Solar |  |  | Spain |  |  |  |  | Freshwater |  | 0 | 0
18WFYIBCUR-123-Q | 18W-FYIBCUR-4--9 |  | FYIBCUR |  | 346.6 | Solar |  |  | Spain |  |  |  |  | Freshwater |  | 0 | 0
18WFYIBGES-123-0 | 18W-FYIBGES-7--Y |  | FYIBGES |  | 0.1 | Solar |  |  | Spain |  |  |  |  | Freshwater |  | 0 | 0
18WFYLAUEI-123-W | 18W-FYLAUEI-9--R |  | FYLAUEI |  | 23.3 | Solar |  |  | Spain |  |  |  |  | Freshwater |  | 0 | 0
18WFYLMER-1234-O | 18W-FYLMER-22--9 |  | FYLMER |  | 15.2 | Solar |  |  | Spain |  |  |  |  | Freshwater |  | 0 | 0
18WFYNEXU-1234-Z | 18W-FYNEXU-72--B |  | FYNEXU |  | 1231.2 | Solar |  |  | Spain |  |  |  |  | Freshwater |  | 0 | 0
18WFYNRENO-123-I | 18WFYNRENOUF---8 |  | FYNRENO |  | 1.8 | Solar |  |  | Spain |  |  |  |  | Freshwater |  | 0 | 0
18WPHOTV01-123-V | 18WFYPHOTO-123-W |  | FYPHOTO |  | 1.6 | Solar |  |  | Spain |  |  |  |  | Freshwater |  | 0 | 0
18W0000000007A1M | 18W0000000006TUM |  | FYRSPR |  | 7.8 | Solar |  |  | Spain |  |  |  |  | Freshwater |  | 0 | 0
18WFYRSPRA-123-5 | 18W-FYRSPRA-5--3 |  | FYRSPRA |  | 18.9 | Solar |  |  | Spain |  |  |  |  | Freshwater |  | 0 | 0
18W000000000BWM9 | 18W000000000C9FE |  | FYSESPV |  | 15.1 | Solar |  |  | Spain |  |  |  |  | Freshwater |  | 0 | 0
18W000000000BI69 | 18W000000000C9GC |  | FYSLY |  | 0.2 | Solar |  |  | Spain |  |  |  |  | Freshwater |  | 0 | 0
18W0000000007AJN | 18W0000000007PKD |  | FYTERSA |  | 1 | Solar |  |  | Spain |  |  |  |  | Freshwater |  | 0 | 0
18WFYWMARK-123-1 | 18W-FYWMARK-1--9 |  | FYWMARK |  | 28.9 | Solar |  |  | Spain |  |  |  |  | Freshwater |  | 0 | 0
18WFZARGU-1234-4 | 18W-FZARGU-78--E |  | FZARGU |  | 9 | Solar |  |  | Spain |  |  |  |  | Freshwater |  | 0 | 0
18WBEREBRO-123-L | 18WGAL1-12345-AH |  | GAL1 |  | 0.6 | Hydro Run-of-river and poundage |  |  | Spain |  |  |  |  | Freshwater
18WBEREBRO-123-L | 18WGAL2-12345-A7 |  | GAL2 |  | 0.6 | Hydro Run-of-river and poundage |  |  | Spain |  |  |  |  | Freshwater
18W00000000001OV | 18WGALDAKA-123-L |  | GALDAKA |  | 4.2 | Fossil Gas |  |  | Spain |  |  |  |  | Freshwater | Air Cooling | 0.01 | 0.01
18WTGALES-1234-X | 18WGALESA-1234-J |  | GALESA |  | 2.1 | Fossil Gas |  |  | Spain |  |  |  |  | Freshwater | Air Cooling | 0.01 | 0.01
18W0000000000YQ2 | 18WGAMOIDE-12-EN |  | GAMOIDE |  | 32.5 | Wind Onshore |  |  | Spain |  |  |  |  | None |  | 0 | 0
18W0000000000S7L | 18W0000000000UJS |  | GARCBAQ |  | 9 | Fossil Gas |  |  | Spain |  |  |  |  | Freshwater | Air Cooling | 0.01 | 0.01
18W0000000006FEM | 18WROMANIGAROFED |  | GAROFEI |  | 6 | Fossil Gas |  |  | Spain |  |  |  |  | Freshwater | Air Cooling | 0.01 | 0.01
18W0000000007AMH | 18WGARRAF-123-D6 |  | GARRAF |  | 12.4 | Biomass |  |  | Spain |  |  |  |  | Freshwater | Air Cooling | 1.7 | 0.13
18WRGARRAY-123-R | 18WGARRAY-1234-F |  | GARRAY |  | 15 | Biomass |  |  | Spain |  |  |  |  | Freshwater | Air Cooling | 1.7 | 0.13
18W0000000004WI8 | 18WGASBENS-123-0 |  | GASBENS |  | 2.5 | Biomass |  |  | Spain |  |  |  |  | Freshwater | Air Cooling | 1.7 | 0.13
18WHPDRSA-1234-6 | 18WGAXATE-1234-Y |  | GAXATE |  | 1.9 | Hydro Run-of-river and poundage |  |  | Spain |  |  |  |  | Freshwater
18W000000000034S | 18W000000000035Q |  | GECASA |  | 4.2 | Fossil Gas |  |  | Spain |  |  |  |  | Freshwater | Air Cooling | 0.01 | 0.01
18WRGEDES-1234-L | 18WGEDESMA-12-D5 |  | GEDESMA |  | 15.5 | Biomass |  |  | Spain |  |  |  |  | Freshwater | Air Cooling | 1.7 | 0.13
18WTFGEGS1-123-4 | 18WGEGSA1-123-DX |  | GEGSA1 |  | 37 | Fossil Gas |  |  | Spain |  |  |  |  | Freshwater | Air Cooling | 0.01 | 0.01
18WRVSEDAE-123-8 | 18WGEGSA2-123-DP |  | GEGSA2 |  | 37 | Waste |  |  | Spain |  |  |  |  | Freshwater | Air Cooling | 1.7 | 0.13
18WHGDF01-1234-3 | 18WGELSA-12345-C |  | GELSA |  | 5.7 | Hydro Run-of-river and poundage |  |  | Spain |  |  |  |  | Freshwater
18W0000000002DUC | 18WGEMASA-123-DO |  | GEMASA |  | 27 | Fossil Gas |  |  | Spain |  |  |  |  | Freshwater | Air Cooling | 0.01 | 0.01
18W0000000001DRM | 18W0000000001DSK |  | GEN-GE2 |  | 14.9 | Fossil Gas |  |  | Spain |  |  |  |  | Freshwater | Air Cooling | 0.01 | 0.01
18W0000000003671 | 18WGENFIBR-12-DI |  | GENFIBR |  | 48.9 | Fossil Gas |  |  | Spain |  |  |  |  | Freshwater | Air Cooling | 0.01 | 0.01
18W0000000001DRM | 18W0000000001DTI |  | GENGES3 |  | 24.9 | Fossil Gas |  |  | Spain |  |  |  |  | Freshwater | Air Cooling | 0.01 | 0.01
18WGEPLAS--12-0K | 18WGEPLAS-123-DA |  | GEPLAS |  | 89.2 | Fossil Gas |  |  | Spain |  |  |  |  | Freshwater | Air Cooling | 0.01 | 0.01
18WTGEC-123456-3 | 18WGEQUISA-12-D3 |  | GEQUISA |  | 9.8 | Fossil Gas |  |  | Spain |  |  |  |  | Freshwater | Air Cooling | 0.01 | 0.01
18WGERES-12345-Z | 18WGERES-1234--G |  | GERES |  | 6.6 | Solar |  |  | Spain |  |  |  |  | Freshwater |  | 0 | 0
18W0000000007JZ1 | 18W0000000008CVQ |  | GOIEV01 |  | 0.2 | Biomass |  |  | Spain |  |  |  |  | Freshwater | Air Cooling | 1.7 | 0.13
18W0000000009KR6 | 18W000000000BLJB |  | GOIEV03 |  | 0.7 | Hydro Run-of-river and poundage |  |  | Spain |  |  |  |  | Freshwater
18WRCOPAMP-123-O | 18WGONGOR2-123-8 |  | GONGOR2 |  | 1.5 | Biomass |  |  | Spain |  |  |  |  | Freshwater | Air Cooling | 1.7 | 0.13
18WRCOPAMP-123-O | 18WGONGORA-123-Q |  | GONGORA |  | 0.8 | Biomass |  |  | Spain |  |  |  |  | Freshwater | Air Cooling | 1.7 | 0.13
18W00000000073WI | 18WGORGEL1-123-Z |  | GORGEL1 |  | 3.1 | Biomass |  |  | Spain |  |  |  |  | Freshwater | Air Cooling | 1.7 | 0.13
18WEGRAIA-1234-0 | 18WGRAIADE-123-R |  | GRAIADE |  | 19.8 | Wind Onshore |  |  | Spain |  |  |  |  | None |  | 0 | 0
18WEABARA-1234-J | 18WGRALLAS-123-9 |  | GRALLAS |  | 28 | Wind Onshore |  |  | Spain |  |  |  |  | None |  | 0 | 0
18WTGRANLU-123-Y | 18WGRANLUZ-12-DN |  | GRANLUZ |  | 6.4 | Fossil Coal-derived gas |  |  | Spain |  |  |  |  | Freshwater | Air Cooling | 0.1 | 0.1
18WGRDZ-123456-6 | 18WGRDZ-12345-A5 |  | GRDZ |  | 0.9 | Hydro Run-of-river and poundage |  |  | Spain |  |  |  |  | Freshwater
18WRVGRECA-123-D | 18WGRECAT--1234A |  | GRECAT |  | 5.2 | Waste |  |  | Spain |  |  |  |  | Freshwater | Air Cooling | 1.7 | 0.13
18WTGRSOL-1234-1 | 18WGREENPO-12--B |  | GREENPO |  | 2.8 | Fossil Gas |  |  | Spain |  |  |  |  | Freshwater | Air Cooling | 0.01 | 0.01
18W000000000038K | 18WGRESPAN-12-DQ |  | GRESPAN |  | 4.9 | Fossil Gas |  |  | Spain |  |  |  |  | Freshwater | Air Cooling | 0.01 | 0.01
18WTGRIFOL-123-S | 18WGRIFOL-1234-8 |  | GRIFOL |  | 6 | Fossil Gas |  |  | Spain |  |  |  |  | Freshwater | Air Cooling | 0.01 | 0.01
18WGUADA-12345-H | 18WGUADA-1234--Z |  | GUADA |  | 5.2 | Hydro Run-of-river and poundage |  |  | Spain |  |  |  |  | Freshwater
18W0000000004SDU | 18W0000000004SCW |  | GUADA1 |  | 12.3 | Solar |  |  | Spain |  |  |  |  | Freshwater |  | 0 | 0
18W0000000004P7E | 18WGUADALE-123-E |  | GUADAL |  | 0.4 | Biomass |  |  | Spain |  |  |  |  | Freshwater | Air Cooling | 1.7 | 0.13
18WHGDALI-1234-O | 18WGUADALI-123-N |  | GUADALI |  | 20 | Hydro Water Reservoir | 38.092 | -3.512 | Spain | ES61 |  |  |  | Freshwater
18WHGEFG-12345-H | 18WGUALBA3-123-G |  | GUALBA3 |  | 1 | Hydro Run-of-river and poundage |  |  | Spain |  |  |  |  | Freshwater
18WGUIJO-12345-2 | 18WGUIJO-1234--K |  | GUIJO |  | 5.5 | Solar |  |  | Spain |  |  |  |  | Freshwater |  | 0 | 0
18W0000000000UGY | 18WGUISONA-12-DG |  | GUISONA |  | 34.5 | Fossil Gas |  |  | Spain |  |  |  |  | Freshwater | Air Cooling | 0.01 | 0.01
18WHVADOC-1234-G | 18WGUMA-123456-A |  | GUMA |  | 2.2 | Hydro Run-of-river and poundage |  |  | Spain |  |  |  |  | Freshwater
18WHFITURB-123-M | 18WGURREA-1234-5 |  | GURREA |  | 1.1 | Hydro Run-of-river and poundage |  |  | Spain |  |  |  |  | Freshwater
18WGYAME-12345-S | 18W-GYAMERB-1--H |  | GYAME |  | 4.5 | Geothermal |  |  | Spain |  |  |  |  | Freshwater | Air Cooling | 0.02 | 0.02
18WGYGNRA-1234-1 | 18W-GYGNRA-92--I |  | GYGNRA |  | 0.2 | Geothermal |  |  | Spain |  |  |  |  | Freshwater | Air Cooling | 0.02 | 0.02
18WHSAECH-123--E | 18WHAGUEDA-123-O |  | HAGUEDA |  | 5 | Hydro Run-of-river and poundage |  |  | Spain |  |  |  |  | Freshwater
18WHHURONE-123-P | 18WHCHANZA-123-6 |  | HCHANZA |  | 4.5 | Hydro Run-of-river and poundage |  |  | Spain |  |  |  |  | Freshwater
18WHARNO-1234-1U | 18WHCORZAN-12-A9 |  | HCORZAN |  | 3.6 | Hydro Run-of-river and poundage |  |  | Spain |  |  |  |  | Freshwater
18WHCRISA-1234-O | 18W-HCRISA-12--U |  | HCRISA |  | 5.4 | Hydro Run-of-river and poundage |  |  | Spain |  |  |  |  | Freshwater
18WTHCTUDE-12--B | 18WHCTUDE-1234-M |  | HCTUDE |  | 10 | Fossil Gas |  |  | Spain |  |  |  |  | Freshwater | Air Cooling | 0.01 | 0.01
18WSTHEEN1-123-7 | 18W-HELIO1-50--3 |  | HELIO1 |  | 50 | Solar | 37.572 | -5.145 | Spain | ES61 |  |  |  | Freshwater | Once-through | 3.43 | 3.43
18WSTHEEN2-123-0 | 18W-HELIO2-92--5 |  | HELIO2 |  | 50 | Solar | 37.572 | -5.145 | Spain | ES61 |  |  |  | Freshwater | Once-through | 3.43 | 3.43
18WSTHELI1-123-L | 18WHELIOS1-123-5 |  | HELIOS1 |  | 49.9 | Solar | 39.238 | -3.475 | Spain | ES42 |  |  |  | Freshwater | Once-through | 3.43 | 3.43
18WSTHELI2-123-E | 18WHELIOS2-123-Z |  | HELIOS2 |  | 49.9 | Solar | 39.238 | -3.475 | Spain | ES42 |  |  |  | Freshwater | Once-through | 3.43 | 3.43
18WHFWMARK-123-I | 18WHERMIDA-123-A |  | HERMIDA |  | 3 | Hydro Run-of-river and poundage |  |  | Spain |  |  |  |  | Freshwater
18W000000000A1Y8 | 18WHERRERI-12-EW |  | HERRERI |  | 44.8 | Wind Onshore |  |  | Spain |  |  |  |  | None |  | 0 | 0
18W00000000082BM | 18W00000000082DI |  | HERRUM |  | 1.8 | Solar |  |  | Spain |  |  |  |  | Freshwater |  | 0 | 0
18WHNRPGG-123-14 | 18WHGARCIA-12-AG |  | HGARCIA |  | 2.5 | Hydro Run-of-river and poundage |  |  | Spain |  |  |  |  | Freshwater
18W00000000014U6 | 18WHGOMEZU-123-Z |  | HGULLA |  | 5.8 | Fossil Gas |  |  | Spain |  |  |  |  | Freshwater | Air Cooling | 0.01 | 0.01
18WHHOJAM-1234-G | 18W-HHOJAM-53--W |  | HHOJAM |  | 0.5 | Hydro Run-of-river and poundage |  |  | Spain |  |  |  |  | Freshwater
18WHHIPIN-1234-G | 18WHIDPINA-123-6 |  | HIDPINA |  | 7 | Hydro Run-of-river and poundage |  |  | Spain |  |  |  |  | Freshwater
18WFGEFG-12345-6 | 18WHIERROS-123-J |  | HIERROS |  | 1.5 | Solar |  |  | Spain |  |  |  |  | Freshwater |  | 0 | 0
18WTPDETIC-123-P | 18WHIJOLIS-123-M |  | HIJOLIS |  | 1 | Fossil Gas |  |  | Spain |  |  |  |  | Freshwater | Air Cooling | 0.01 | 0.01
18WEHINOJ-1234-G | 18WHINOJAI-123-J |  | HINOJAI |  | 14 | Wind Onshore |  |  | Spain |  |  |  |  | None |  | 0 | 0
18WEHINOJ-1234-G | 18WHINOJII-123-T |  | HINOJII |  | 8 | Wind Onshore |  |  | Spain |  |  |  |  | None |  | 0 | 0
18WINTRAENERGIA2 | 18W-HINTRA-84--I |  | HINTRA |  | 23.4 | Hydro Run-of-river and poundage |  |  | Spain |  |  |  |  | Freshwater
18WEGVREN-1234-E | 18WHIPERII-123-Z |  | HIPERII |  | 49.9 | Wind Onshore |  |  | Spain |  |  |  |  | None |  | 0 | 0
18W00000000001RP | 18WHLUBIAN-123-A |  | HLUBIAN |  | 1 | Hydro Run-of-river and poundage |  |  | Spain |  |  |  |  | Freshwater
18WHHONZA-1234-W | 18WHONZA-12345-9 |  | HONZA |  | 0.9 | Hydro Run-of-river and poundage |  |  | Spain |  |  |  |  | Freshwater
18W0000000007B4D | 18WHOYAGON-123-V |  | HOYAGON |  | 49.5 | Wind Onshore |  |  | Spain |  |  |  |  | None |  | 0 | 0
18WHPEEXXI-123-9 | 18W-HPEEXXI-6--S |  | HPEEXXI |  | 0.2 | Hydro Run-of-river and poundage |  |  | Spain |  |  |  |  | Freshwater
18WHPEONUR-123-Y | 18W-HPEONUR-2--1 |  | HPEONUR |  | 19.8 | Hydro Run-of-river and poundage |  |  | Spain |  |  |  |  | Freshwater
18WHPIBCUR-123-Y | 18W-HPIBCUR-2--I |  | HPIBCUR |  | 0.3 | Hydro Run-of-river and poundage |  |  | Spain |  |  |  |  | Freshwater
18WHHIAST-1234-S | 18WHPUERTO-123-P |  | HPUERTO |  | 1.5 | Hydro Run-of-river and poundage |  |  | Spain |  |  |  |  | Freshwater
18W00000000001OV | 18WHSANTGO-123-K |  | HSANTGO |  | 1.2 | Fossil Gas |  |  | Spain |  |  |  |  | Freshwater | Air Cooling | 0.01 | 0.01
18WHFDETIC-123-5 | 18W00000000005E2 |  | HSBONAR |  | 3.1 | Hydro Run-of-river and poundage |  |  | Spain |  |  |  |  | Freshwater
18W00000000001L0 | 18W00000000005F0 |  | HSEGENS |  | 1.7 | Hydro Run-of-river and poundage |  |  | Spain |  |  |  |  | Freshwater
18WHSFER-1234--D | 18WHSFER-12345-W |  | HSFER |  | 5.2 | Hydro Run-of-river and poundage |  |  | Spain |  |  |  |  | Freshwater
18WHSAECH-123--E | 18WHSJOSE-1234-D |  | HSJOSE |  | 3 | Hydro Run-of-river and poundage |  |  | Spain |  |  |  |  | Freshwater
18WEBRERZ-123-0B | 18WHUER-12345-AP |  | HUER |  | 0.4 | Hydro Run-of-river and poundage |  |  | Spain |  |  |  |  | Freshwater
18WHHURONE-123-P | 18WHURONES-123-Q |  | HURONES |  | 5.2 | Hydro Run-of-river and poundage |  |  | Spain |  |  |  |  | Freshwater
18W00000000083ED | 18W0000000008CCR |  | HVIEG |  | 0.3 | Hydro Run-of-river and poundage |  |  | Spain |  |  |  |  | Freshwater
18W00000000079ZV | 18W0000000008CWO |  | HXRSPRE |  | 0.2 | Hydro Run-of-river and poundage |  |  | Spain |  |  |  |  | Freshwater
18W0000000006SBQ | 18W0000000006ZKO |  | HYAME |  | 4.7 | Hydro Run-of-river and poundage |  |  | Spain |  |  |  |  | Freshwater
18WHYASIE-1234-G | 18W-HYASIE-82--X |  | HYASIE |  | 12.2 | Hydro Run-of-river and poundage |  |  | Spain |  |  |  |  | Freshwater
18WHYCEG-12345-I | 18W-HYCEG-693--O |  | HYCEG |  | 45.4 | Hydro Run-of-river and poundage |  |  | Spain |  |  |  |  | Freshwater
18WHYDETIC-12--B | 18W-HYDETIC-4--9 |  | HYDETIC |  | 48.9 | Hydro Run-of-river and poundage |  |  | Spain |  |  |  |  | Freshwater
18WHYEEXXI-123-C | 18W-HYEEXXI-1--N |  | HYEEXXI |  | 13.7 | Hydro Run-of-river and poundage |  |  | Spain |  |  |  |  | Freshwater
18WHYEFG-12345-N | 18W-HYEFG-837--Y |  | HYEFG |  | 27.2 | Hydro Run-of-river and poundage |  |  | Spain |  |  |  |  | Freshwater
18WHYEGED-1234-P | 18W-HYEGED-60--A |  | HYEGED |  | 13.5 | Hydro Run-of-river and poundage |  |  | Spain |  |  |  |  | Freshwater
18WHYEGLE-1234-S | 18W-HYEGLE-22--X |  | HYEGLE |  | 66.1 | Hydro Run-of-river and poundage |  |  | Spain |  |  |  |  | Freshwater
18WHYEONUR-123-0 | 18W-HYEONUR-7--U |  | HYEONUR |  | 0.5 | Hydro Run-of-river and poundage |  |  | Spain |  |  |  |  | Freshwater
18WHYFEN-12345-X | 18W-HYFEN-776--4 |  | HYFEN |  | 0.2 | Hydro Run-of-river and poundage |  |  | Spain |  |  |  |  | Freshwater
18WHYGESTE-123-L | 18W-HYGESTE-6--1 |  | HYGESTE |  | 38.4 | Hydro Run-of-river and poundage |  |  | Spain |  |  |  |  | Freshwater
18WHYGNRA-1234-P | 18W-HYGNRA-27--L |  | HYGNRA |  | 34.7 | Hydro Run-of-river and poundage |  |  | Spain |  |  |  |  | Freshwater
18WHYGNSUR-123-H | 18W-HYGNSUR-1--3 |  | HYGNSUR |  | 10.3 | Hydro Run-of-river and poundage |  |  | Spain |  |  |  |  | Freshwater
18WHYHCCUR-123-1 | 18W-HYHCCUR-4--N |  | HYHCCUR |  | 0.2 | Hydro Run-of-river and poundage |  |  | Spain |  |  |  |  | Freshwater
18WHYIBCUR-123-0 | 18W-HYIBCUR-6--E |  | HYIBCUR |  | 11.6 | Hydro Run-of-river and poundage |  |  | Spain |  |  |  |  | Freshwater
18W0000000002THR | 18W0000000002V2E |  | HYIBFZ |  | 1.9 | Hydro Run-of-river and poundage |  |  | Spain |  |  |  |  | Freshwater
18WHITURB--123-K | 18W-HYITURB-8--2 |  | HYITURB |  | 0.2 | Hydro Run-of-river and poundage |  |  | Spain |  |  |  |  | Freshwater
18WHYLAUEI-123-6 | 18W-HYLAUEI-9--3 |  | HYLAUEI |  | 1.1 | Hydro Run-of-river and poundage |  |  | Spain |  |  |  |  | Freshwater
18WHYLMER-1234-Z | 18WHYLMERUF----2 |  | HYLMER |  | 4 | Hydro Run-of-river and poundage |  |  | Spain |  |  |  |  | Freshwater
18WHYNEXU-1234-9 | 18W-HYNEXU-32--7 |  | HYNEXU |  | 17.9 | Hydro Run-of-river and poundage |  |  | Spain |  |  |  |  | Freshwater
18WHYRSPRA-123-G | 18W-HYRSPRA-4--K |  | HYRSPRA |  | 20.3 | Hydro Run-of-river and poundage |  |  | Spain |  |  |  |  | Freshwater
18WHYSACYR-123-G | 18W-HYSACYR-6--6 |  | HYSACYR |  | 2.5 | Hydro Run-of-river and poundage |  |  | Spain |  |  |  |  | Freshwater
18WHYSERRA-123-G | 18W-HYSERRA-1--L |  | HYSERRA |  | 4.2 | Hydro Run-of-river and poundage |  |  | Spain |  |  |  |  | Freshwater
18WHYWMARK-123-C | 18W-HYWMARK-6--2 |  | HYWMARK |  | 4.1 | Hydro Run-of-river and poundage |  |  | Spain |  |  |  |  | Freshwater
18WTYGEMSL-123-Q | 18WIAMLO-12345-4 |  | IAMLO |  | 4.9 | Fossil Gas |  |  | Spain |  |  |  |  | Freshwater | Air Cooling | 0.01 | 0.01
18W0000000005CKN | 18W0000000005CJP |  | IDACSA |  | 2.2 | Biomass |  |  | Spain |  |  |  |  | Freshwater | Air Cooling | 1.7 | 0.13
18WRFDETIC-123-N | 18WIDER-01-123-X |  | IDER_01 |  | 2 | Biomass |  |  | Spain |  |  |  |  | Freshwater | Air Cooling | 1.7 | 0.13
18WTINMAL-1234-M | 18WIESADRI-12-D4 |  | IESADRI |  | 9.9 | Fossil Gas |  |  | Spain |  |  |  |  | Freshwater | Air Cooling | 0.01 | 0.01
18WTINMAL-1234-M | 18WIESALBA-12-D5 |  | IESALBA |  | 3.3 | Fossil Gas |  |  | Spain |  |  |  |  | Freshwater | Air Cooling | 0.01 | 0.01
18W0000000006N6E | 18W0000000006ZLM |  | IFAVG |  | 0.2 | Wind Onshore |  |  | Spain |  |  |  |  | None |  | 0 | 0
18WEMORI-1234-19 | 18WIGEA-12345-E9 |  | IGEA |  | 28 | Wind Onshore |  |  | Spain |  |  |  |  | None |  | 0 | 0
18W00000000077V8 | 18WIMOLINA-12-EV |  | IMOLINA |  | 8 | Wind Onshore |  |  | Spain |  |  |  |  | None |  | 0 | 0
18WTPDETIC-123-P | 18WINCUSA2-123-1 |  | INCUSA2 |  | 1 | Fossil Gas |  |  | Spain |  |  |  |  | Freshwater | Air Cooling | 0.01 | 0.01
18WTINDIP-1234-8 | 18WINDIPUN-12-EY |  | INDIPUN |  | 2 | Fossil Gas |  |  | Spain |  |  |  |  | Freshwater | Air Cooling | 0.01 | 0.01
18WTINGARO-123-V | 18WINGAROI-123-G |  | INGAROI |  | 16 | Waste |  |  | Spain |  |  |  |  | Freshwater | Air Cooling | 1.7 | 0.13
18WTCETAG-1234-F | 18WINLOSAN-12-DL |  | INLOSAN |  | 13.3 | Fossil Gas |  |  | Spain |  |  |  |  | Freshwater | Air Cooling | 0.01 | 0.01
18W0000000008FRP | 18WINQUEVA-123-8 |  | INQUEVA |  | 4.3 | Fossil Gas |  |  | Spain |  |  |  |  | Freshwater | Air Cooling | 0.01 | 0.01
18WTPEGLE-1234-H | 18WINROKO1-123-B |  | INROKO1 |  | 0.2 | Fossil Gas |  |  | Spain |  |  |  |  | Freshwater | Air Cooling | 0.01 | 0.01
18WTFHCENE-123-H | 18WINTEVER-12--B |  | INTEVER |  | 16.3 | Fossil Gas |  |  | Spain |  |  |  |  | Freshwater | Air Cooling | 0.01 | 0.01
18W0000000004WGC | 18WINUSA-12345-1 |  | INUSA |  | 2.1 | Biomass |  |  | Spain |  |  |  |  | Freshwater | Air Cooling | 1.7 | 0.13
18WCHIPG-12345-0 | 18WIP1-123456-FU |  | IP1 |  | 30 | Hydro Pumped Storage | 42.743 | -0.517 | Spain | ES24 |  |  |  | Freshwater
18WCHIPG-12345-0 | 18WIP2-123456-FJ |  | IP2 |  | 29.9 | Hydro Pumped Storage | 42.743 | -0.517 | Spain | ES24 |  |  |  | Freshwater
18WCHIPG-12345-0 | 18WIP3-123456-F8 |  | IP3 |  | 28.8 | Hydro Pumped Storage | 42.743 | -0.517 | Spain | ES24 |  |  |  | Freshwater
18WZERBI-12345-J | 18WIRUGU-12345-4 |  | IRUGU |  | 1.3 | Hydro Run-of-river and poundage |  |  | Spain |  |  |  |  | Freshwater
18WTFNEXU-1234-7 | 18WISOC-123456-3 |  | ISOC |  | 1 | Fossil Gas |  |  | Spain |  |  |  |  | Freshwater | Air Cooling | 0.01 | 0.01
18WITALCO-123-17 | 18WITALCO-123-DK |  | ITALCO |  | 4.2 | Fossil Gas |  |  | Spain |  |  |  |  | Freshwater | Air Cooling | 0.01 | 0.01
18WRSMURFT-123-C | 18WIURRETA-123-X |  | IURRETA |  | 21.4 | Waste |  |  | Spain |  |  |  |  | Freshwater | Air Cooling | 1.7 | 0.13
18WHREGPE-1234-2 | 18WIZBOR-1234-AN |  | IZBOR |  | 11.9 | Hydro Run-of-river and poundage |  |  | Spain |  |  |  |  | Freshwater
18WTGCOOSU-123-V | 18WJABALQU-123-K |  | JABALQU |  | 13.7 | Fossil Gas |  |  | Spain |  |  |  |  | Freshwater | Air Cooling | 0.01 | 0.01
18WEUJARAL-123-5 | 18WJARALES-123-S |  | JARALES |  | 16 | Wind Onshore |  |  | Spain |  |  |  |  | None |  | 0 | 0
18W0000000006GIB | 18WJARALOZ-123-A |  | JARALOZ |  | 3.4 | Fossil Coal-derived gas |  |  | Spain |  |  |  |  | Freshwater | Air Cooling | 0.1 | 0.1
18WEPPJAR-123-1U | 18WJARRETA-12-EK |  | JARRETA |  | 49.5 | Wind Onshore |  |  | Spain |  |  |  |  | None |  | 0 | 0
18W0000000004E7A | 18WJAUFIL-1234-L |  | JAUFIL |  | 4 | Wind Onshore |  |  | Spain |  |  |  |  | None |  | 0 | 0
18WHNATRH-1234-X | 18WJERTE-1234-A5 |  | JERTE |  | 5.4 | Hydro Run-of-river and poundage |  |  | Spain |  |  |  |  | Freshwater
18W00000000014U6 | 18WJGCDAIM-123-F |  | JGCDAIM |  | 8.3 | Fossil Gas |  |  | Spain |  |  |  |  | Freshwater | Air Cooling | 0.01 | 0.01
18W0000000003Y5W | 18W0000000003XZC |  | JUNED |  | 15 | Fossil Gas |  |  | Spain |  |  |  |  | Freshwater | Air Cooling | 0.01 | 0.01
18WRFNEXU-1234-X | 18W0000000003Y05 |  | JUNED2 |  | 1.3 | Biomass |  |  | Spain |  |  |  |  | Freshwater | Air Cooling | 1.7 | 0.13
18W0000000003F4H | 18WJUNO-12345-EX |  | JUNO |  | 49.5 | Wind Onshore |  |  | Spain |  |  |  |  | None |  | 0 | 0
18WKAUNITE-12-1D | 18WKAUNITE-12-DQ |  | KAUNITE |  | 1.9 | Fossil Gas |  |  | Spain |  |  |  |  | Freshwater | Air Cooling | 0.01 | 0.01
18WTKERAB-123-1R | 18WKERABEN-12-D2 |  | KERABEN |  | 9.6 | Fossil Gas |  |  | Spain |  |  |  |  | Freshwater | Air Cooling | 0.01 | 0.01
18WEMTORR-1234-U | 18WLACAYA-1234-2 |  | LACAYA |  | 4.9 | Wind Onshore |  |  | Spain |  |  |  |  | None |  | 0 | 0
18WEBRERZ-123-0B | 18WLAF4-12345-AP |  | LAF4 |  | 20.4 | Hydro Run-of-river and poundage |  |  | Spain |  |  |  |  | Freshwater
18WEBRERZ-123-0B | 18WLAF5-12345-AF |  | LAF5 |  | 20.4 | Hydro Run-of-river and poundage |  |  | Spain |  |  |  |  | Freshwater
18WTRLE-123456-X | 18WLAISA-1234-DI |  | LAISA |  | 18.6 | Fossil Gas |  |  | Spain |  |  |  |  | Freshwater | Air Cooling | 0.01 | 0.01
18WRLALOM-1234-V | 18WLALOMA-1234-J |  | LALOMA |  | 16 | Biomass |  |  | Spain |  |  |  |  | Freshwater | Air Cooling | 1.7 | 0.13
18WELODOS-1234-4 | 18WLALOMBA-123-W |  | LALOMBA |  | 4.9 | Wind Onshore |  |  | Spain |  |  |  |  | None |  | 0 | 0
18WEBURGE-123--6 | 18WLAMESA-123--W |  | LAMESA |  | 9 | Wind Onshore |  |  | Spain |  |  |  |  | None |  | 0 | 0
18WHAEREG-1234-V | 18WLAMORA-1234-0 |  | LAMORA |  | 2.2 | Hydro Run-of-river and poundage |  |  | Spain |  |  |  |  | Freshwater
18WLANCAR-1234-F | 18WLAN1-12345-A4 |  | LAN1 |  | 0.3 | Hydro Run-of-river and poundage |  |  | Spain |  |  |  |  | Freshwater
18WLANCA2-1234-U | 18WLAN2-12345-AV |  | LAN2 |  | 0.8 | Hydro Run-of-river and poundage |  |  | Spain |  |  |  |  | Freshwater
18WHSOLUE-1234-7 | 18WLANDRO-1234-O |  | LANDRO |  | 9.1 | Hydro Run-of-river and poundage |  |  | Spain |  |  |  |  | Freshwater
18WSALVAR-1234-F | 18WLARISCA-123-1 |  | LARISCA |  | 50 | Solar |  |  | Spain |  |  |  |  | Freshwater |  | 0 | 0
18WEERUYA-1234-D | 18WLARUYA-1234-7 |  | LARUYA |  | 1.6 | Wind Onshore |  |  | Spain |  |  |  |  | None |  | 0 | 0
18WHMINER-1234-H | 18WLASMINA-123-Q |  | LASMINA |  | 1.7 | Hydro Run-of-river and poundage |  |  | Spain |  |  |  |  | Freshwater
18WEMTORR-1234-U | 18WLASORDA-123-5 |  | LASORDA |  | 6.6 | Wind Onshore |  |  | Spain |  |  |  |  | None |  | 0 | 0
18WHPRODG-1234-6 | 18WLAVEGA-1234-Q |  | LAVEGA |  | 2.4 | Hydro Run-of-river and poundage |  |  | Spain |  |  |  |  | Freshwater
18WHLAVERN-123-4 | 18WLAVERNE-123-1 |  | LAVERNE |  | 1.4 | Hydro Run-of-river and poundage |  |  | Spain |  |  |  |  | Freshwater
18WLBAT-123456-4 | 18WLBAT-12345-A3 |  | LBAT |  | 0.6 | Hydro Run-of-river and poundage |  |  | Spain |  |  |  |  | Freshwater
18WHCASTRO-123-0 | 18WLCASTRO-123-M |  | LCASTRO |  | 1.4 | Hydro Run-of-river and poundage |  |  | Spain |  |  |  |  | Freshwater
18WBERJUCA-123-I | 18WLDO1-12345-AV |  | LDO1 |  | 0.8 | Hydro Run-of-river and poundage |  |  | Spain |  |  |  |  | Freshwater
18WBERJUCA-123-I | 18WLDO2-12345-AL |  | LDO2 |  | 0.8 | Hydro Run-of-river and poundage |  |  | Spain |  |  |  |  | Freshwater
18WEEGPEL-1234-H | 18WLEBOREI-12-EP |  | LEBOREI |  | 21.1 | Wind Onshore |  |  | Spain |  |  |  |  | None |  | 0 | 0
18WRCULEBR-12--B | 18WLEBRETE-123-1 |  | LEBRETE |  | 1.4 | Biomass |  |  | Spain |  |  |  |  | Freshwater | Air Cooling | 1.7 | 0.13
18WSFSOLUC-123-H | 18WLEBRIJA-12--B |  | LEBRIJA |  | 49.9 | Solar | 37.004 | -6.049 | Spain | ES61 |  |  |  | Freshwater | Once-through | 3.43 | 3.43
18W0000000004E5E | 18WLECRIN-1234-9 |  | LECRIN |  | 12 | Wind Onshore |  |  | Spain |  |  |  |  | None |  | 0 | 0
18WHVADOC-1234-G | 18WLFLECHA-123-3 |  | LFLECHA |  | 1 | Hydro Run-of-river and poundage |  |  | Spain |  |  |  |  | Freshwater
18WBERJUCA-123-I | 18WLGOS-12345-AL |  | LGOS |  | 0.7 | Hydro Run-of-river and poundage |  |  | Spain |  |  |  |  | Freshwater
18WJUCAR2-1234-Q | 18WLGR1-123456-0 |  | LGR1 |  | 0.2 | Hydro Run-of-river and poundage |  |  | Spain |  |  |  |  | Freshwater
18WJUCAR2-1234-Q | 18WLGR2-123456-R |  | LGR2 |  | 0.1 | Hydro Run-of-river and poundage |  |  | Spain |  |  |  |  | Freshwater
18WELURIA-1234-X | 18WLGUIJO1-123-I |  | LGUIJO1 |  | 38 | Wind Onshore |  |  | Spain |  |  |  |  | None |  | 0 | 0
18WELURIA-1234-X | 18WLGUIJO2-123-B |  | LGUIJO2 |  | 26 | Wind Onshore |  |  | Spain |  |  |  |  | None |  | 0 | 0
18WRLIMASA-123-W | 18WLIMASA-1234-Z |  | LIMASA |  | 3.1 | Biomass |  |  | Spain |  |  |  |  | Freshwater | Air Cooling | 1.7 | 0.13
18WHLOURG-1234-C | 18WLINARES-123-7 |  | LINARES |  | 5 | Hydro Run-of-river and poundage |  |  | Spain |  |  |  |  | Freshwater
18WBIEPLUS-123-C | 18WLING1-12345-4 |  | LING1 |  | 4.8 | Fossil Gas |  |  | Spain |  |  |  |  | Freshwater | Air Cooling | 0.01 | 0.01
18WTFNEXU-1234-7 | 18WLIPISAN-12-DL |  | LIPISAN |  | 4.9 | Fossil Gas |  |  | Spain |  |  |  |  | Freshwater | Air Cooling | 0.01 | 0.01
18WHISAB-12345-8 | 18WLISABEL-123-Y |  | LISABEL |  | 1.8 | Hydro Run-of-river and poundage |  |  | Spain |  |  |  |  | Freshwater
18WTCUALIN-123-T | 18WLLANO-12345-J |  | LLANO |  | 7.8 | Fossil Gas |  |  | Spain |  |  |  |  | Freshwater | Air Cooling | 0.01 | 0.01
18WF1CEG-12345-X | 18W0000000004ZUC |  | LLEI01 |  | 1.6 | Solar |  |  | Spain |  |  |  |  | Freshwater |  | 0 | 0
18WF1CEG-12345-X | 18W0000000004ZVA |  | LLEI02 |  | 1.1 | Solar |  |  | Spain |  |  |  |  | Freshwater |  | 0 | 0
18WTLLERPR-123-R | 18WLLERPR-1234-U |  | LLERPR |  | 7.7 | Fossil Gas |  |  | Spain |  |  |  |  | Freshwater | Air Cooling | 0.01 | 0.01
18WLLO1-123456-A | 18WLLO1-12345-A9 |  | LLO1 |  | 0.1 | Hydro Run-of-river and poundage |  |  | Spain |  |  |  |  | Freshwater
18WLLO2-123456-0 | 18WLLO2-12345--L |  | LLO2 |  | 0.1 | Hydro Run-of-river and poundage |  |  | Spain |  |  |  |  | Freshwater
18WLLO3-123456-R | 18WLLO3-12345-AQ |  | LLO3 |  | 0.1 | Hydro Run-of-river and poundage |  |  | Spain |  |  |  |  | Freshwater
18WEBRUJUL-12-1D | 18WLLSMART-12-E5 |  | LLSMART |  | 14.4 | Wind Onshore |  |  | Spain |  |  |  |  | None |  | 0 | 0
18WLMA1-123456-4 | 18WLMA1-12345-A3 |  | LMA1 |  | 0.5 | Hydro Run-of-river and poundage |  |  | Spain |  |  |  |  | Freshwater
18WRMARINA-123-Q | 18WLMARINA-123-U |  | LMARINA |  | 1.9 | Biomass |  |  | Spain |  |  |  |  | Freshwater | Air Cooling | 1.7 | 0.13
18WLMM1-123456-K | 18WLMM1-12345-AJ |  | LMM1 |  | 0.2 | Hydro Run-of-river and poundage |  |  | Spain |  |  |  |  | Freshwater
18WLMM2-123456-A | 18WLMM2-12345-A9 |  | LMM2 |  | 0.2 | Hydro Run-of-river and poundage |  |  | Spain |  |  |  |  | Freshwater
18WRNAVARA-123-E | 18WLNAVARA-123-I |  | LNAVARA |  | 3.7 | Biomass |  |  | Spain |  |  |  |  | Freshwater | Air Cooling | 1.7 | 0.13
18WLNU1-123456-V | 18WLNU1-12345-AU |  | LNU1 |  | 0.1 | Hydro Run-of-river and poundage |  |  | Spain |  |  |  |  | Freshwater
18WLNU2-123456-L | 18WLNU2-12345-AK |  | LNU2 |  | 0.3 | Hydro Run-of-river and poundage |  |  | Spain |  |  |  |  | Freshwater
18WEULAYAL-123-V | 18WLOAYALA-123-O |  | LOAYALA |  | 19.5 | Wind Onshore |  |  | Spain |  |  |  |  | None |  | 0 | 0
18WFLOGROS-123-9 | 18WLOGROSA-123-V |  | LOGROSA |  | 5 | Solar |  |  | Spain |  |  |  |  | Freshwater |  | 0 | 0
18WEFSOLWI-123-U | 18WLOMAS-1234-E7 |  | LOMAS |  | 15 | Wind Onshore |  |  | Spain |  |  |  |  | None |  | 0 | 0
18WEULOMIL-123-9 | 18WLOMILAS-123-Q |  | LOMILAS |  | 12 | Wind Onshore |  |  | Spain |  |  |  |  | None |  | 0 | 0
18WLORC-123456-G | 18WLORC-12345-AF |  | LORC |  | 0.6 | Hydro Run-of-river and poundage |  |  | Spain |  |  |  |  | Freshwater
18WRLOSAN-123--E | 18WLOSAN-1234-DP |  | LOSAN |  | 4.2 | Biomass |  |  | Spain |  |  |  |  | Freshwater | Air Cooling | 1.7 | 0.13
18WTCETAG-1234-F | 18WLOSAN2-123-DU |  | LOSAN2 |  | 22.9 | Fossil Gas |  |  | Spain |  |  |  |  | Freshwater | Air Cooling | 0.01 | 0.01
18WHACUAM-1234-B | 18WLOSMANU-123-C |  | LOSMANU |  | 2.9 | Hydro Run-of-river and poundage |  |  | Spain |  |  |  |  | Freshwater
18W0000000004XI5 | 18WLOTZ-12345-AM |  | LOTZ |  | 0.1 | Hydro Run-of-river and poundage |  |  | Spain |  |  |  |  | Freshwater
18WHLOURG-1234-C | 18WLOUREIR-123-2 |  | LOUREIR |  | 1.5 | Hydro Run-of-river and poundage |  |  | Spain |  |  |  |  | Freshwater
18WBERJUCA-123-I | 18WLRC1-12345-AW |  | LRC1 |  | 1.8 | Hydro Run-of-river and poundage |  |  | Spain |  |  |  |  | Freshwater
18WBERJUCA-123-I | 18WLRC2-12345-AM |  | LRC2 |  | 1.5 | Hydro Run-of-river and poundage |  |  | Spain |  |  |  |  | Freshwater
18WTFLUBRB-123-V | 18W-LUBRISU-1--F |  | LUBRISU |  | 39.2 | Fossil Gas |  |  | Spain |  |  |  |  | Freshwater | Air Cooling | 0.01 | 0.01
18W0000000003F4H | 18WLUNA-12345--T |  | LUNA |  | 49.5 | Wind Onshore |  |  | Spain |  |  |  |  | None |  | 0 | 0
18WF1CEG-12345-X | 18W0000000004ZRI |  | LUPI01 |  | 2 | Solar |  |  | Spain |  |  |  |  | Freshwater |  | 0 | 0
18WTDNEXU-1234-V | 18WMADEBES-123-8 |  | MADEBES |  | 2.9 | Fossil Coal-derived gas |  |  | Spain |  |  |  |  | Freshwater | Air Cooling | 0.1 | 0.1
18WFFWMARK-123-7 | 18WMADRIGA-12--B |  | MADRIGA |  | 1.3 | Solar |  |  | Spain |  |  |  |  | Freshwater |  | 0 | 0
18W00000000051KJ | 18WMAGAL26-12-E9 |  | MAGAL26 |  | 10.8 | Wind Onshore |  |  | Spain |  |  |  |  | None |  | 0 | 0
18WEGEAMG-123-1X | 18WMAGALLO-12-ER |  | MAGALLO |  | 40 | Wind Onshore |  |  | Spain |  |  |  |  | None |  | 0 | 0
18WETASA-1234-1U | 18WMAGANA-123-ET |  | MAGANA |  | 24.7 | Wind Onshore |  |  | Spain |  |  |  |  | None |  | 0 | 0
18WEMAGAZ-1234-1 | 18WMAGAZ-12345-T |  | MAGAZ |  | 30 | Wind Onshore |  |  | Spain |  |  |  |  | None |  | 0 | 0
18W0000000009YMB | 18W0000000009YN9 |  | MAGOSA |  | 2 | Fossil Gas |  |  | Spain |  |  |  |  | Freshwater | Air Cooling | 0.01 | 0.01
18WHGUEJG-1234-G | 18WMAITENA-123-F |  | MAITENA |  | 2.2 | Hydro Run-of-river and poundage |  |  | Spain |  |  |  |  | Freshwater
18WSMAJADA-123-N | 18WMAJADAS-123-X |  | MAJADAS |  | 50 | Solar | 39.966 | -5.741 | Spain | ES43 |  |  |  | Freshwater | Once-through | 3.43 | 3.43
18WESALCA-1234-O | 18WMAJOGAZ-123-2 |  | MAJOGAZ |  | 49.5 | Wind Onshore |  |  | Spain |  |  |  |  | None |  | 0 | 0
18W0000000005I32 | 18WMALLEN-123-EQ |  | MALLEN |  | 29.8 | Wind Onshore |  |  | Spain |  |  |  |  | None |  | 0 | 0
18W000000000C8AR | 18WMALPICA-12-EJ |  | MALPICA |  | 16.4 | Wind Onshore |  |  | Spain |  |  |  |  | None |  | 0 | 0
18WHCEREG-123-1I | 18WMANDRES-12-AD |  | MANDRES |  | 4.6 | Hydro Run-of-river and poundage |  |  | Spain |  |  |  |  | Freshwater
18W0000000004E4G | 18WMANTECA-123-B |  | MANTECA |  | 4 | Wind Onshore |  |  | Spain |  |  |  |  | None |  | 0 | 0
18WTMARE-12345-R | 18WMARE-123456-3 |  | MARE |  | 12 | Fossil Gas |  |  | Spain |  |  |  |  | Freshwater | Air Cooling | 0.01 | 0.01
18WTMARDG-1234-6 | 18WMARINAD-123-S |  | MARINAD |  | 3.1 | Fossil Gas |  |  | Spain |  |  |  |  | Freshwater | Air Cooling | 0.01 | 0.01
18WTMARIG-1234-Z | 18WMARIOLA-123-Q |  | MARIOLA |  | 5.7 | Fossil Coal-derived gas |  |  | Spain |  |  |  |  | Freshwater | Air Cooling | 0.1 | 0.1
18W0000000004WFE | 18WMARKOS-1234-3 |  | MARKOS |  | 2.2 | Biomass |  |  | Spain |  |  |  |  | Freshwater | Air Cooling | 1.7 | 0.13
18WEMARME-1234-P | 18WMARMELL-12--B |  | MARMELL |  | 49.5 | Wind Onshore |  |  | Spain |  |  |  |  | None |  | 0 | 0
18WTMARTIA-123-F | 18WMARTIAR-123-D |  | MARTIAR |  | 3.3 | Fossil Gas |  |  | Spain |  |  |  |  | Freshwater | Air Cooling | 0.01 | 0.01
18W0000000005I32 | 18WMATABUE-123-R |  | MATABUE |  | 16.2 | Wind Onshore |  |  | Spain |  |  |  |  | None |  | 0 | 0
18W000000000A0UJ | 18W000000000BZEG |  | MATAT |  | 2.3 | Solar |  |  | Spain |  |  |  |  | Freshwater |  | 0 | 0
18WTCMATEO-123-X | 18WMATEOS-123-DS |  | MATEOS |  | 6.6 | Fossil Gas |  |  | Spain |  |  |  |  | Freshwater | Air Cooling | 0.01 | 0.01
18WBERJUCA-123-I | 18WMCH1-12345-AX |  | MCH1 |  | 1.4 | Hydro Run-of-river and poundage |  |  | Spain |  |  |  |  | Freshwater
18WBERJUCA-123-I | 18WMCH2-12345-AN |  | MCH2 |  | 1.5 | Hydro Run-of-river and poundage |  |  | Spain |  |  |  |  | Freshwater
18WEMDAUG-1234-0 | 18WMDAUGAS-123-H |  | MDAUGAS |  | 3 | Wind Onshore |  |  | Spain |  |  |  |  | None |  | 0 | 0
18W000000000039I | 18WMECALUX-----E |  | MECALUX |  | 5 | Fossil Gas |  |  | Spain |  |  |  |  | Freshwater | Air Cooling | 0.01 | 0.01
18WF1CEG-12345-X | 18W0000000004ZTE |  | MEJO01 |  | 1.9 | Solar |  |  | Spain |  |  |  |  | Freshwater |  | 0 | 0
18W0000000003XEH | 18WMELENCH-123-5 |  | MELENCH |  | 4 | Fossil Gas |  |  | Spain |  |  |  |  | Freshwater | Air Cooling | 0.01 | 0.01
18WHATUDEL-123-R | 18WMELIDA-1234-P |  | MELIDA |  | 4.5 | Hydro Run-of-river and poundage |  |  | Spain |  |  |  |  | Freshwater
18WHMERCA-1234-R | 18WMERCA-1234--9 |  | MERCA |  | 4.8 | Hydro Run-of-river and poundage |  |  | Spain |  |  |  |  | Freshwater
18WF1CEG-12345-X | 18W0000000004ZZ2 |  | MESIAS |  | 2 | Solar |  |  | Spain |  |  |  |  | Freshwater |  | 0 | 0
18W00000000005D4 | 18WMGUASCH-123-P |  | MGUASCH |  | 1.4 | Fossil Gas |  |  | Spain |  |  |  |  | Freshwater | Air Cooling | 0.01 | 0.01
18WRFEGED-1234-C | 18WMIAJADA-123-1 |  | MIAJADA |  | 15 | Biomass |  |  | Spain |  |  |  |  | Freshwater | Air Cooling | 1.7 | 0.13
18W0000000001AEK | 18WMILAGRO-123-2 |  | MILAGRO |  | 7.4 | Fossil Gas |  |  | Spain |  |  |  |  | Freshwater | Air Cooling | 0.01 | 0.01
18WMILII-12345-P | 18WMILII-1234--6 |  | MILII |  | 0.9 | Fossil Gas |  |  | Spain |  |  |  |  | Freshwater | Air Cooling | 0.01 | 0.01
18W0000000001AEK | 18WMILLAN-1234-I |  | MILLAN |  | 7.4 | Fossil Gas |  |  | Spain |  |  |  |  | Freshwater | Air Cooling | 0.01 | 0.01
18WTZAME-12345-W | 18WMINA-123456-S |  | MINA |  | 4.4 | Fossil Gas |  |  | Spain |  |  |  |  | Freshwater | Air Cooling | 0.01 | 0.01
18W0000000005I32 | 18WMINGORR-123-C |  | MINGORR |  | 25 | Wind Onshore |  |  | Spain |  |  |  |  | None |  | 0 | 0
18WTMIRALP-123-6 | 18WMIRALCA-123-Z |  | MIRALCA |  | 2 | Fossil Gas |  |  | Spain |  |  |  |  | Freshwater | Air Cooling | 0.01 | 0.01
18WTMIRAT-1234-Q | 18WMIRAT-12345-E |  | MIRAT |  | 2 | Fossil Gas |  |  | Spain |  |  |  |  | Freshwater | Air Cooling | 0.01 | 0.01
18WEMIRASI-123-9 | 18WMJIMENA-123-E |  | MJIMENA |  | 6 | Wind Onshore |  |  | Spain |  |  |  |  | None |  | 0 | 0
18WJUCAR2-1234-Q | 18WMLIN-123456-S |  | MLIN |  | 0.1 | Hydro Run-of-river and poundage |  |  | Spain |  |  |  |  | Freshwater
18WMYTA-123456-T | 18WMMADER2-12-DG |  | MMADER2 |  | 1.2 | Fossil Coal-derived gas |  |  | Spain |  |  |  |  | Freshwater | Air Cooling | 0.1 | 0.1
18WHGDF01-1234-3 | 18WMNUZA-12345-R |  | MNUZA |  | 13.8 | Hydro Run-of-river and poundage |  |  | Spain |  |  |  |  | Freshwater
18WEMOARG-123-1S | 18WMOARBOL-12-ER |  | MOARBOL |  | 1.5 | Wind Onshore |  |  | Spain |  |  |  |  | None |  | 0 | 0
18WFESLAR1-123-L | 18WMOCLIN2-123-D |  | MOCLIN2 |  | 1.3 | Solar |  |  | Spain |  |  |  |  | Freshwater |  | 0 | 0
18WEGUADI-1234-M | 18WMOGAC-12345-V |  | MOGAC |  | 48 | Wind Onshore |  |  | Spain |  |  |  |  | None |  | 0 | 0
18WTFINSA-1234-T | 18WMOINSA-123--R |  | MOINSA |  | 24.9 | Fossil Gas |  |  | Spain |  |  |  |  | Freshwater | Air Cooling | 0.01 | 0.01
18WEFGVDO-1234-4 | 18WMONDONE-123-J |  | MONDONE |  | 48.4 | Wind Onshore |  |  | Spain |  |  |  |  | None |  | 0 | 0
18WEOITAV-123--S | 18WMONTCEO-12-EP |  | MONTCEO |  | 2.5 | Wind Onshore |  |  | Spain |  |  |  |  | None |  | 0 | 0
18WEMONTOU-12-1R | 18WMONTOUT-12-ED |  | MONTOUT |  | 39.7 | Wind Onshore |  |  | Spain |  |  |  |  | None |  | 0 | 0
18W0000000001AEK | 18WMONZON-1234-S |  | MONZON |  | 14.8 | Fossil Gas |  |  | Spain |  |  |  |  | Freshwater | Air Cooling | 0.01 | 0.01
18WEMORAL-1234-Y | 18WMORAL-12345-E |  | MORAL |  | 40 | Wind Onshore |  |  | Spain |  |  |  |  | None |  | 0 | 0
18WEIEALG-123-1I | 18WMORAL1-123-EF |  | MORAL1 |  | 6 | Wind Onshore |  |  | Spain |  |  |  |  | None |  | 0 | 0
18WEIEALG-123-1I | 18WMORAL2-123-E7 |  | MORAL2 |  | 12 | Wind Onshore |  |  | Spain |  |  |  |  | None |  | 0 | 0
18WEPROGA-1234-T | 18WMORANDE-123-K |  | MORANDE |  | 9.3 | Wind Onshore |  |  | Spain |  |  |  |  | None |  | 0 | 0
18WEBRERZ-123-0B | 18WMORE-12345-AJ |  | MORE |  | 0.4 | Hydro Run-of-river and poundage |  |  | Spain |  |  |  |  | Freshwater
18WHCOHIG-123-19 | 18WMOREDA-123-AK |  | MOREDA |  | 1.4 | Hydro Run-of-river and poundage |  |  | Spain |  |  |  |  | Freshwater
18WTMOVIAL-123-I | 18WMOVALS3-123-P |  | MOVALS3 |  | 9.9 | Fossil Gas |  |  | Spain |  |  |  |  | Freshwater | Air Cooling | 0.01 | 0.01
18WTMOVIAL-123-I | 18WMOVALS5-123-B |  | MOVALS5 |  | 9.9 | Fossil Gas |  |  | Spain |  |  |  |  | Freshwater | Air Cooling | 0.01 | 0.01
18WRCMOVA-1234-A | 18WMOVALSA-123-D |  | MOVALSA |  | 5.9 | Biomass |  |  | Spain |  |  |  |  | Freshwater | Air Cooling | 1.7 | 0.13
18WTMOVIAS-123-6 | 18WMOVIASA-12-DG |  | MOVIASA |  | 23.7 | Fossil Coal-derived gas |  |  | Spain |  |  |  |  | Freshwater | Air Cooling | 0.1 | 0.1
18WTMOYGI-123--D | 18WMOYGIRA-123-T |  | MOYGIRA |  | 9.9 | Fossil Gas |  |  | Spain |  |  |  |  | Freshwater | Air Cooling | 0.01 | 0.01
18WTMOYGI-123--D | 18WMOYZIER-123-9 |  | MOYZIER |  | 9.9 | Fossil Gas |  |  | Spain |  |  |  |  | Freshwater | Air Cooling | 0.01 | 0.01
18W00000000058I2 | 18W00000000058H4 |  | MPUNTE |  | 2.4 | Hydro Run-of-river and poundage |  |  | Spain |  |  |  |  | Freshwater
18WHPGNRA-1234-M | 18WMSALAZA-123-I |  | MSALAZA |  | 0.4 | Hydro Run-of-river and poundage |  |  | Spain |  |  |  |  | Freshwater
18WTMEBRO-1234-6 | 18WMSM-1234567-F |  | MSM |  | 19.7 | Fossil Coal-derived gas |  |  | Spain |  |  |  |  | Freshwater | Air Cooling | 0.1 | 0.1
18W00000000058I2 | 18W00000000058EA |  | MSUSO |  | 2.6 | Hydro Run-of-river and poundage |  |  | Spain |  |  |  |  | Freshwater
18WECATER-1234-J | 18WMUDEFER-123-Z |  | MUDEFER |  | 45 | Wind Onshore |  |  | Spain |  |  |  |  | None |  | 0 | 0
18WHHIAST-1234-S | 18WMURIAS-1234-K |  | MURIAS |  | 7 | Hydro Run-of-river and poundage |  |  | Spain |  |  |  |  | Freshwater
18WTZUERA-1234-F | 18WMZUERA-123-DJ |  | MZUERA |  | 9.7 | Fossil Gas |  |  | Spain |  |  |  |  | Freshwater | Air Cooling | 0.01 | 0.01
18WRQUINA-1234-Y | 18WNALSAMA-123-N |  | NALSAMA |  | 4 | Waste |  |  | Spain |  |  |  |  | Freshwater | Air Cooling | 1.7 | 0.13
18WFFDETIC-123-V | 18WNAVALMO-123-7 |  | NAVALMO |  | 6.6 | Solar |  |  | Spain |  |  |  |  | Freshwater |  | 0 | 0
18WTNCA-123456-Z | 18WNCA-1234567-U |  | NCA |  | 4.8 | Fossil Gas |  |  | Spain |  |  |  |  | Freshwater | Air Cooling | 0.01 | 0.01
18WTNESGI-123--N | 18WNEGI-123456-N |  | NEGI |  | 9.9 | Fossil Gas |  |  | Spain |  |  |  |  | Freshwater | Air Cooling | 0.01 | 0.01
18WEENNEGR-123-D | 18WNEGREDO-123-F |  | NEGREDO |  | 18 | Wind Onshore |  |  | Spain |  |  |  |  | None |  | 0 | 0
18WTNESEP-1234-7 | 18WNESPE-12345-N |  | NESPE |  | 5.5 | Fossil Gas |  |  | Spain |  |  |  |  | Freshwater | Air Cooling | 0.01 | 0.01
18W00000000082BM | 18W00000000082FE |  | NFSOLA |  | 1.8 | Solar |  |  | Spain |  |  |  |  | Freshwater |  | 0 | 0
18WHNIGUEL-123-G | 18WNIGUELA-123-8 |  | NIGUELA |  | 3.3 | Hydro Run-of-river and poundage |  |  | Spain |  |  |  |  | Freshwater
18WTNIVELU-123-V | 18WNIVELUR-123-8 |  | NIVELUR |  | 1.8 | Fossil Coal-derived gas |  |  | Spain |  |  |  |  | Freshwater | Air Cooling | 0.1 | 0.1
18WH1FERRO-123-D | 18W000000000AZVN |  | NOCAST |  | 6 | Hydro Run-of-river and poundage |  |  | Spain |  |  |  |  | Freshwater
18WTNOEL-12345-2 | 18WNOEL1-12345-T |  | NOEL1 |  | 4 | Fossil Gas |  |  | Spain |  |  |  |  | Freshwater | Air Cooling | 0.01 | 0.01
18WTNOEL-12345-2 | 18WNOEL2-12345-K |  | NOEL2 |  | 4.9 | Fossil Gas |  |  | Spain |  |  |  |  | Freshwater | Air Cooling | 0.01 | 0.01
18WTNORDCO-123-H | 18WNORDCON-12--B |  | NORDCON |  | 3.2 | Fossil Coal-derived gas |  |  | Spain |  |  |  |  | Freshwater | Air Cooling | 0.1 | 0.1
18W0000000004YMV | 18WNOSTIAN-12--9 |  | NOSTIAN |  | 6.2 | Biomass |  |  | Spain |  |  |  |  | Freshwater | Air Cooling | 1.7 | 0.13
18WTNPCE-1234-1E | 18WNPCE2-12345-Q |  | NPCE2 |  | 6.8 | Fossil Gas |  |  | Spain |  |  |  |  | Freshwater | Air Cooling | 0.01 | 0.01
18WTNSA-123456-7 | 18WNSA-1234567-N |  | NSA |  | 6.7 | Fossil Gas |  |  | Spain |  |  |  |  | Freshwater | Air Cooling | 0.01 | 0.01
18WHNSMER-1234-G | 18WNSMER-12345-P |  | NSMER |  | 2.3 | Hydro Run-of-river and poundage |  |  | Spain |  |  |  |  | Freshwater
18W0000000005I32 | 18WNSTINEO-123-1 |  | NSTINEO |  | 44 | Wind Onshore |  |  | Spain |  |  |  |  | None |  | 0 | 0
18WTNPCE-1234-1E | 18WNUCERAM-12-DD |  | NUCERAM |  | 6.8 | Fossil Gas |  |  | Spain |  |  |  |  | Freshwater | Air Cooling | 0.01 | 0.01
18WTNUAT-1234-1T | 18WNUEAT-1234-DR |  | NUEAT |  | 4.8 | Fossil Gas |  |  | Spain |  |  |  |  | Freshwater | Air Cooling | 0.01 | 0.01
18W00000000083G9 | 18WNUFRI1-1234-8 |  | NUFRI1 |  | 16.9 | Fossil Gas |  |  | Spain |  |  |  |  | Freshwater | Air Cooling | 0.01 | 0.01
18W00000000083G9 | 18WNUFRI2-123-DO |  | NUFRI2 |  | 10 | Fossil Gas |  |  | Spain |  |  |  |  | Freshwater | Air Cooling | 0.01 | 0.01
18W00000000083G9 | 18WNUFRI3-123-DG |  | NUFRI3 |  | 10 | Fossil Gas |  |  | Spain |  |  |  |  | Freshwater | Air Cooling | 0.01 | 0.01
18W00000000083H7 | 18WNUFRI4-123-D8 |  | NUFRI4 |  | 8 | Biomass |  |  | Spain |  |  |  |  | Freshwater | Air Cooling | 1.7 | 0.13
18W00000000083I5 | 18WNUFRI5-1234-D |  | NUFRI5 |  | 2 | Biomass |  |  | Spain |  |  |  |  | Freshwater | Air Cooling | 1.7 | 0.13
18WBEREBRO-123-L | 18WOJER-12345-AT |  | OJER |  | 0.3 | Hydro Run-of-river and poundage |  |  | Spain |  |  |  |  | Freshwater
18W00000000001YB | 18WOLCESA-1234-U |  | OLCESA |  | 20.7 | Fossil Coal-derived gas |  |  | Spain |  |  |  |  | Freshwater | Air Cooling | 0.1 | 0.1
18WTKAOC-1234-12 | 18WOLESA-1234-D2 |  | OLESA |  | 5.5 | Fossil Gas |  |  | Spain |  |  |  |  | Freshwater | Air Cooling | 0.01 | 0.01
18W0000000005DWX | 18WOLEXTRA-12-DB |  | OLEXTRA |  | 16.6 | Fossil Gas |  |  | Spain |  |  |  |  | Freshwater | Air Cooling | 0.01 | 0.01
18WTACOR-12345-P | 18WOLMEDO-1234-H |  | OLMEDO |  | 5.6 | Fossil Gas |  |  | Spain |  |  |  |  | Freshwater | Air Cooling | 0.01 | 0.01
18WROLEIC-1234-4 | 18WOLTEJAR-123-B |  | OLTEJAR |  | 4.7 | Biomass |  |  | Spain |  |  |  |  | Freshwater | Air Cooling | 1.7 | 0.13
18WH1FERRO-123-D | 18W00000000005U7 |  | OLVE2 |  | 6.3 | Hydro Run-of-river and poundage |  |  | Spain |  |  |  |  | Freshwater
18WH1FERRO-123-D | 18WOLVEIRA-12-A8 |  | OLVEIRA |  | 2.7 | Hydro Run-of-river and poundage |  |  | Spain |  |  |  |  | Freshwater
18WETASA-1234-1U | 18WONCALA-123-EK |  | ONCALA |  | 24.7 | Wind Onshore |  |  | Spain |  |  |  |  | None |  | 0 | 0
18WONDA-123456-F | 18WONDA--12345-J |  | ONDA- |  | 9.2 | Fossil Gas |  |  | Spain |  |  |  |  | Freshwater | Air Cooling | 0.01 | 0.01
18WTONCO-1234-18 | 18WONDAGEN-12-DP |  | ONDAGEN |  | 13.2 | Fossil Gas |  |  | Spain |  |  |  |  | Freshwater | Air Cooling | 0.01 | 0.01
18WTONDUP-123--S | 18WONDUPAC-12--T |  | ONDUPAC |  | 1.4 | Fossil Gas |  |  | Spain |  |  |  |  | Freshwater | Air Cooling | 0.01 | 0.01
18WSORELLA-123-W | 18WORELLAN-123-7 |  | ORELLAN |  | 49.9 | Solar | 39.023 | -5.534 | Spain | ES43 |  |  |  | Freshwater | Once-through | 3.43 | 3.43
18W0000000000XMD | 18WOREMBER-123-R |  | OREMBER |  | 11.9 | Fossil Coal-derived gas |  |  | Spain |  |  |  |  | Freshwater | Air Cooling | 0.1 | 0.1
18W00000000073VK | 18WORGANO1-123-8 |  | ORGANO1 |  | 10.4 | Biomass |  |  | Spain |  |  |  |  | Freshwater | Air Cooling | 1.7 | 0.13
18WTORIA-1234-1U | 18WORIA-12345-DG |  | ORIA |  | 9.2 | Fossil Gas |  |  | Spain |  |  |  |  | Freshwater | Air Cooling | 0.01 | 0.01
18WEBURGE-123--6 | 18WOTERO-1234--3 |  | OTERO |  | 4.8 | Wind Onshore |  |  | Spain |  |  |  |  | None |  | 0 | 0
18WEFDETIC-123-7 | 18WOUTES-1234-E1 |  | OUTES |  | 33.6 | Wind Onshore |  |  | Spain |  |  |  |  | None |  | 0 | 0
18WRCESRE-1234-P | 18WPACESPA-123-D |  | PACESPA |  | 2.3 | Biomass |  |  | Spain |  |  |  |  | Freshwater | Air Cooling | 1.7 | 0.13
18WTPALAC-1234-F | 18WPALACIO-123-J |  | PALACIO |  | 9.9 | Fossil Gas |  |  | Spain |  |  |  |  | Freshwater | Air Cooling | 0.01 | 0.01
18WHHRSPRA-123-Z | 18W000000000046L |  | PALANAA |  | 4.9 | Hydro Run-of-river and poundage |  |  | Spain |  |  |  |  | Freshwater
18W0000000002TGT | 18WPALOM-1234-AJ |  | PALOM |  | 1.9 | Hydro Run-of-river and poundage |  |  | Spain |  |  |  |  | Freshwater
18WTPALQ-12345-H | 18WPALQUE-1234-S |  | PALQUE |  | 4.9 | Fossil Gas |  |  | Spain |  |  |  |  | Freshwater | Air Cooling | 0.01 | 0.01
18WTPAMEC-1234-6 | 18WPAMESA-1234-2 |  | PAMESA |  | 9.1 | Fossil Gas |  |  | Spain |  |  |  |  | Freshwater | Air Cooling | 0.01 | 0.01
18WTFNEXU-1234-7 | 18WPANRICO-123-6 |  | PANRICO |  | 1.4 | Fossil Gas |  |  | Spain |  |  |  |  | Freshwater | Air Cooling | 0.01 | 0.01
18W0000000003XEH | 18WPANTANE-123-3 |  | PANTANE |  | 5 | Fossil Gas |  |  | Spain |  |  |  |  | Freshwater | Air Cooling | 0.01 | 0.01
18W0000000000S6N | 18WPAPERT-1234-B |  | PAPERT |  | 8.4 | Fossil Gas |  |  | Spain |  |  |  |  | Freshwater | Air Cooling | 0.01 | 0.01
18WRPGUIZ-123--E | 18WPAPGUIZ-123-9 |  | PAPGUIZ |  | 20 | Waste |  |  | Spain |  |  |  |  | Freshwater | Air Cooling | 1.7 | 0.13
18WTCOPAQ-1234-D | 18WPAQUITO-123-T |  | PAQUITO |  | 3.6 | Fossil Coal-derived gas |  |  | Spain |  |  |  |  | Freshwater | Air Cooling | 0.1 | 0.1
18WEPARAM-1234-X | 18WPARAMO-1234-3 |  | PARAMO |  | 26 | Wind Onshore |  |  | Spain |  |  |  |  | None |  | 0 | 0
18WHFOHIS-1234-E | 18WPARANA-1234-W |  | PARANA |  | 2.7 | Hydro Run-of-river and poundage |  |  | Spain |  |  |  |  | Freshwater
18WHBARDE-1234-E | 18WPARDINA-123-1 |  | PARDINA |  | 5 | Hydro Run-of-river and poundage |  |  | Spain |  |  |  |  | Freshwater
18WTNEOSC-1234-P | 18WPASCUAL-123-U |  | PASCUAL |  | 9.7 | Fossil Gas |  |  | Spain |  |  |  |  | Freshwater | Air Cooling | 0.01 | 0.01
18W0000000000S7L | 18W0000000005SM8 |  | PASERT |  | 5.3 | Fossil Gas |  |  | Spain |  |  |  |  | Freshwater | Air Cooling | 0.01 | 0.01
18WTCEPMSI-123-1 | 18WPATAMUL-12-D9 |  | PATAMUL |  | 17.2 | Fossil Gas |  |  | Spain |  |  |  |  | Freshwater | Air Cooling | 0.01 | 0.01
18W0000000002PJZ | 18WPAXAMON-12-EY |  | PAXAMON |  | 39.6 | Wind Onshore |  |  | Spain |  |  |  |  | None |  | 0 | 0
18WEPEAFG-123-1P | 18WPAXAR2-123-EG |  | PAXAR2 |  | 34.8 | Wind Onshore |  |  | Spain |  |  |  |  | None |  | 0 | 0
18WTSOGAM-123-1S | 18WPCOG-12345-DK |  | PCOG |  | 21.2 | Fossil Gas |  |  | Spain |  |  |  |  | Freshwater | Air Cooling | 0.01 | 0.01
18WTPCOGEN-123-8 | 18WPCOGEN-123-DJ |  | PCOGEN |  | 7.2 | Fossil Gas |  |  | Spain |  |  |  |  | Freshwater | Air Cooling | 0.01 | 0.01
18W0000000000YR0 | 18WPDIOS-12345-3 |  | PDIOS |  | 39 | Wind Onshore |  |  | Spain |  |  |  |  | None |  | 0 | 0
18W0000000000YR0 | 18WPDIOS2-1234-B |  | PDIOS2 |  | 28.5 | Wind Onshore |  |  | Spain |  |  |  |  | None |  | 0 | 0
18WEALTAN-1234-R | 18WPEANOIA-123-Q |  | PEANOIA |  | 28 | Wind Onshore |  |  | Spain |  |  |  |  | None |  | 0 | 0
18WEFERSA-123--L | 18WPEARBO-1234-Y |  | PEARBO |  | 2.7 | Wind Onshore |  |  | Spain |  |  |  |  | None |  | 0 | 0
18W00000000077W6 | 18W-PEARCAS-2--2 |  | PEARCAS |  | 20 | Wind Onshore |  |  | Spain |  |  |  |  | None |  | 0 | 0
18WEMEDIN-1234-B | 18WPECAMON-123-D |  | PECAMON |  | 15 | Wind Onshore |  |  | Spain |  |  |  |  | None |  | 0 | 0
18WEMEDIN-1234-B | 18WPECARAM-123-D |  | PECARAM |  | 49.9 | Wind Onshore |  |  | Spain |  |  |  |  | None |  | 0 | 0
18W0000000001YUR | 18WPECON-12345-S |  | PECON |  | 11.6 | Wind Onshore |  |  | Spain |  |  |  |  | None |  | 0 | 0
18WHNATRH-1234-X | 18WPECORA-123-A3 |  | PECORA |  | 5 | Hydro Run-of-river and poundage |  |  | Spain |  |  |  |  | Freshwater
18WTFNEXU-1234-7 | 18WPECOREL-12-DH |  | PECOREL |  | 4.1 | Fossil Gas |  |  | Spain |  |  |  |  | Freshwater | Air Cooling | 0.01 | 0.01
18W00000000077UA | 18WPECORII-123-M |  | PECORII |  | 28 | Wind Onshore |  |  | Spain |  |  |  |  | None |  | 0 | 0
18WEPEPUR-1234-B | 18WPECORTI-123-8 |  | PECORTI |  | 42 | Wind Onshore |  |  | Spain |  |  |  |  | None |  | 0 | 0
18WEPECOTE-123-O | 18WPECOTER-123-A |  | PECOTER |  | 18 | Wind Onshore |  |  | Spain |  |  |  |  | None |  | 0 | 0
18WEEOMAR-1234-L | 18WPECOUTE-123-9 |  | PECOUTE |  | 7.8 | Wind Onshore |  |  | Spain |  |  |  |  | None |  | 0 | 0
18WEPEDRE-123--I | 18WPEDREGA-12--Y |  | PEDREGA |  | 15 | Wind Onshore |  |  | Spain |  |  |  |  | None |  | 0 | 0
18WEPEDRE-123--I | 18WPEDREGB-12--R |  | PEDREGB |  | 15 | Wind Onshore |  |  | Spain |  |  |  |  | None |  | 0 | 0
18WEEOLPI-123--K | 18WPEDREGD-12--D |  | PEDREGD |  | 15 | Wind Onshore |  |  | Spain |  |  |  |  | None |  | 0 | 0
18WEIRIXO-1234-J | 18WPEIRIXO-123-U |  | PEIRIXO |  | 19.8 | Wind Onshore |  |  | Spain |  |  |  |  | None |  | 0 | 0
18WEDEPON-1234-J | 18WPELALIN-123-8 |  | PELALIN |  | 3 | Wind Onshore |  |  | Spain |  |  |  |  | None |  | 0 | 0
18WECLICA-1234-E | 18WPELALOM-123-4 |  | PELALOM |  | 36 | Wind Onshore |  |  | Spain |  |  |  |  | None |  | 0 | 0
18W0000000001U2L | 18W0000000001U7B |  | PELEGRI |  | 1.4 | Fossil Gas |  |  | Spain |  |  |  |  | Freshwater | Air Cooling | 0.01 | 0.01
18W0000000004E6C | 18WPELOMAS-12--B |  | PELOMAS |  | 2 | Wind Onshore |  |  | Spain |  |  |  |  | None |  | 0 | 0
18WEBIERZO-123-K | 18WPEMANZA-123-8 |  | PEMANZA |  | 41.2 | Wind Onshore |  |  | Spain |  |  |  |  | None |  | 0 | 0
18WHGIES-1234-10 | 18WPENEDA-123-AY |  | PENEDA |  | 10 | Hydro Run-of-river and poundage |  |  | Spain |  |  |  |  | Freshwater
18WENOUTA-1234-K | 18WPENOUTA-12-E9 |  | PENOUTA |  | 5.9 | Wind Onshore |  |  | Spain |  |  |  |  | None |  | 0 | 0
18WEPENUG-123-1J | 18WPENUCA-123-EN |  | PENUCA |  | 33 | Wind Onshore |  |  | Spain |  |  |  |  | None |  | 0 | 0
18WEARNO-12345-I | 18WPEOCHAO-123-B |  | PEOCHAO |  | 8 | Wind Onshore |  |  | Spain |  |  |  |  | None |  | 0 | 0
18WEOUROL-1234-3 | 18WPEOUROL-123-K |  | PEOUROL |  | 18 | Wind Onshore |  |  | Spain |  |  |  |  | None |  | 0 | 0
18WEPALOM-1234-4 | 18WPEPALOM-123-Y |  | PEPALOM |  | 30 | Wind Onshore |  |  | Spain |  |  |  |  | None |  | 0 | 0
18W0000000001YUR | 18W0000000006R2A |  | PERIB |  | 7.2 | Wind Onshore |  |  | Spain |  |  |  |  | None |  | 0 | 0
18WENERS3-1234-3 | 18WPERON-12345-B |  | PERON |  | 3.6 | Wind Onshore |  |  | Spain |  |  |  |  | None |  | 0 | 0
18WHPERUC-1234-Z | 18WPERUCHO-123-9 |  | PERUCHO |  | 1.2 | Hydro Run-of-river and poundage |  |  | Spain |  |  |  |  | Freshwater
18WEEPESLO-123-A | 18WPESLOA-1234-2 |  | PESLOA |  | 48.7 | Wind Onshore |  |  | Spain |  |  |  |  | None |  | 0 | 0
18WEEPESLO-123-A | 18WPESLOB-1234-V |  | PESLOB |  | 39.3 | Wind Onshore |  |  | Spain |  |  |  |  | None |  | 0 | 0
18WEEBAJOZ-12--B | 18WPESLOC-1234-N |  | PESLOC |  | 28.1 | Wind Onshore |  |  | Spain |  |  |  |  | None |  | 0 | 0
18WEEHORN-1234-V | 18WPESLOD-1234-F |  | PESLOD |  | 33.7 | Wind Onshore |  |  | Spain |  |  |  |  | None |  | 0 | 0
18WEALTIPL-123-V | 18WPETELLA-123-L |  | PETELLA |  | 50 | Wind Onshore |  |  | Spain |  |  |  |  | None |  | 0 | 0
18WEUNTAL-1234-3 | 18WPEUNTAL-123-7 |  | PEUNTAL |  | 26 | Wind Onshore |  |  | Spain |  |  |  |  | None |  | 0 | 0
18WEVALCAI-123-R | 18WPEVALCA-123-0 |  | PEVALCA |  | 16 | Wind Onshore |  |  | Spain |  |  |  |  | None |  | 0 | 0
18W0000000008A2G | 18W0000000008A3E |  | PEVALI |  | 20 | Wind Onshore |  |  | Spain |  |  |  |  | None |  | 0 | 0
18WRSIDER-123-10 | 18WPGACER-123-DM |  | PGACER |  | 19.4 | Waste |  |  | Spain |  |  |  |  | Freshwater | Air Cooling | 1.7 | 0.13
18WPGOM-123456-U | 18WPGOM-12345-AT |  | PGOM |  | 0.3 | Hydro Run-of-river and poundage |  |  | Spain |  |  |  |  | Freshwater
18WPHOTV02-123-O | 18W-PHOTV02-6--H |  | PHOTV02 |  | 5.6 | Solar |  |  | Spain |  |  |  |  | Freshwater |  | 0 | 0
18WHHTTRIN-123-3 | 18WPIEDRAL-123-V |  | PIEDRAL |  | 1 | Hydro Run-of-river and poundage |  |  | Spain |  |  |  |  | Freshwater
18WHHITOIZ-123-U | 18WPIEITOI-123-K |  | PIEITOI |  | 28.6 | Hydro Run-of-river and poundage |  |  | Spain |  |  |  |  | Freshwater
18W00000000018WR | 18WPIEROL-1234-Y |  | PIEROL |  | 4.4 | Fossil Coal-derived gas |  |  | Spain |  |  |  |  | Freshwater | Air Cooling | 0.1 | 0.1
18WTPINCA-1234-G | 18WPINCASA-123-S |  | PINCASA |  | 3.2 | Fossil Gas |  |  | Spain |  |  |  |  | Freshwater | Air Cooling | 0.01 | 0.01
18WHELDY-12345-7 | 18WPINFER-123-AG |  | PINFER |  | 3.7 | Hydro Run-of-river and poundage |  |  | Spain |  |  |  |  | Freshwater
18WPIRON-1234--I | 18WPIRON-12345-0 |  | PIRON |  | 6.1 | Fossil Coal-derived gas |  |  | Spain |  |  |  |  | Freshwater | Air Cooling | 0.1 | 0.1
18WHFPLANA-123-M | 18WPLANA-1234-AF |  | PLANA |  | 5 | Hydro Run-of-river and poundage |  |  | Spain |  |  |  |  | Freshwater
18WTPLAST-1234-2 | 18WPLAST-12345-K |  | PLAST |  | 7.3 | Fossil Gas |  |  | Spain |  |  |  |  | Freshwater | Air Cooling | 0.01 | 0.01
18WRCMOVA-1234-A | 18WPLATBIO-123-C |  | PLATBIO |  | 6 | Biomass |  |  | Spain |  |  |  |  | Freshwater | Air Cooling | 1.7 | 0.13
18WEELEZU-1234-X | 18WPLEZUZA-123-W |  | PLEZUZA |  | 30 | Wind Onshore |  |  | Spain |  |  |  |  | None |  | 0 | 0
18WBEREBRO-123-L | 18WPLZ1-12345-AL |  | PLZ1 |  | 0.2 | Hydro Run-of-river and poundage |  |  | Spain |  |  |  |  | Freshwater
18W00000000082BM | 18W00000000082EG |  | POAL |  | 2 | Solar |  |  | Spain |  |  |  |  | Freshwater |  | 0 | 0
18W0000000004WJ6 | 18WPOBRADO-123-Y |  | POBRADO |  | 3 | Wind Onshore |  |  | Spain |  |  |  |  | None |  | 0 | 0
18WEMIRASI-123-9 | 18WPOCILLO-123-O |  | POCILLO |  | 4 | Wind Onshore |  |  | Spain |  |  |  |  | None |  | 0 | 0
18W0000000001TZW | 18W0000000001U4H |  | PORCELA |  | 3.8 | Fossil Gas |  |  | Spain |  |  |  |  | Freshwater | Air Cooling | 0.01 | 0.01
18WHNATRH-1234-X | 18WPORMAF-123--L |  | PORMAF |  | 18.5 | Hydro Run-of-river and poundage |  |  | Spain |  |  |  |  | Freshwater
18WHFDETIC-123-5 | 18WPORTOLI-123-N |  | PORTOLI |  | 1.5 | Hydro Run-of-river and poundage |  |  | Spain |  |  |  |  | Freshwater
18WEESBGG-123-1L | 18WPOTRA-1234--B |  | POTRA |  | 2.6 | Wind Onshore |  |  | Spain |  |  |  |  | None |  | 0 | 0
18WEPOZAL-1234-T | 18WPOZALMU-123-N |  | POZALMU |  | 1.5 | Wind Onshore |  |  | Spain |  |  |  |  | None |  | 0 | 0
18WEPPOZA-1234-S | 18WPPOZA1-123-EV |  | PPOZA1 |  | 48.9 | Wind Onshore |  |  | Spain |  |  |  |  | None |  | 0 | 0
18WEPPOZA-1234-S | 18WPPOZA2-123-EN |  | PPOZA2 |  | 48.7 | Wind Onshore |  |  | Spain |  |  |  |  | None |  | 0 | 0
18WFFWMARK-123-7 | 18WPRADOS-1234-H |  | PRADOS |  | 1.2 | Solar |  |  | Spain |  |  |  |  | Freshwater |  | 0 | 0
18WTPREBE--12--K | 18WPREBESE-12--E |  | PREBESE |  | 2.4 | Fossil Gas |  |  | Spain |  |  |  |  | Freshwater | Air Cooling | 0.01 | 0.01
18WTFNEXU-1234-7 | 18WPREMB-1234-D5 |  | PREMB |  | 3.4 | Fossil Gas |  |  | Spain |  |  |  |  | Freshwater | Air Cooling | 0.01 | 0.01
18WEMORI-1234-19 | 18WPRENCI-123-E9 |  | PRENCI |  | 29.7 | Wind Onshore |  |  | Spain |  |  |  |  | None |  | 0 | 0
18WHPRUSER-123-P | 18WPRULLAN-123-3 |  | PRULLAN |  | 2.9 | Hydro Run-of-river and poundage |  |  | Spain |  |  |  |  | Freshwater
18W000000000A1Y8 | 18WPTEJADA-12-ER |  | PTEJADA |  | 9.6 | Wind Onshore |  |  | Spain |  |  |  |  | None |  | 0 | 0
18WHMICAN-1234-A | 18WPUENTEN-123-J |  | PUENTEN |  | 3 | Hydro Run-of-river and poundage |  |  | Spain |  |  |  |  | Freshwater
18WEPUJAL-1234-C | 18WPUJALT-1234-5 |  | PUJALT |  | 42 | Wind Onshore |  |  | Spain |  |  |  |  | None |  | 0 | 0
18WTGRELVA-123-Z | 18WPULEVA-1234-5 |  | PULEVA |  | 33.6 | Fossil Coal-derived gas |  |  | Spain |  |  |  |  | Freshwater | Air Cooling | 0.1 | 0.1
18WSPLLANO-123-1 | 18WPULLANO-123-H |  | PULLANO |  | 50 | Solar | 38.647 | -3.972 | Spain | ES42 |  |  |  | Freshwater | Once-through | 3.43 | 3.43
18WRSAICA-1234-X | 18WPVESAIC-123-P |  | PVESAIC |  | 49.9 | Waste |  |  | Spain |  |  |  |  | Freshwater | Air Cooling | 1.7 | 0.13
18WTPYCE-1234-12 | 18WPYCEUR-123-DR |  | PYCEUR |  | 5 | Fossil Gas |  |  | Spain |  |  |  |  | Freshwater | Air Cooling | 0.01 | 0.01
18WTPYCE-1234-12 | 18W0000000000QED |  | PYCEUR2 |  | 4.9 | Fossil Gas |  |  | Spain |  |  |  |  | Freshwater | Air Cooling | 0.01 | 0.01
18WPZCP-123456-F | 18WPZCP-12345-AE |  | PZCP |  | 0.1 | Hydro Run-of-river and poundage |  |  | Spain |  |  |  |  | Freshwater
18WTPGUIZ-1234-A | 18WPZICUNA-123-Z |  | PZICUNA |  | 48.6 | Fossil Gas |  |  | Spain |  |  |  |  | Freshwater | Air Cooling | 0.01 | 0.01
18W0000000001HMK | 18W0000000001HNI |  | QUALIC |  | 2 | Fossil Gas |  |  | Spain |  |  |  |  | Freshwater | Air Cooling | 0.01 | 0.01
18WHNATRH-1234-X | 18WQUEBRAD-12-AE |  | QUEBRAD |  | 2.3 | Hydro Run-of-river and poundage |  |  | Spain |  |  |  |  | Freshwater
18WTFNEXU-1234-7 | 18WR000079-123-5 |  | R000079 |  | 2.7 | Fossil Gas |  |  | Spain |  |  |  |  | Freshwater | Air Cooling | 0.01 | 0.01
18WTFNEXU-1234-7 | 18WR000588-123-X |  | R000588 |  | 4.4 | Fossil Gas |  |  | Spain |  |  |  |  | Freshwater | Air Cooling | 0.01 | 0.01
18WHGDF01-1234-3 | 18WR000855-123-E |  | R000855 |  | 2.3 | Hydro Run-of-river and poundage |  |  | Spain |  |  |  |  | Freshwater
18WHGDF01-1234-3 | 18WR000856-123-7 |  | R000856 |  | 3 | Hydro Run-of-river and poundage |  |  | Spain |  |  |  |  | Freshwater
18WHGDF01-1234-3 | 18WR001000-123-3 |  | R001000 |  | 2.2 | Hydro Run-of-river and poundage |  |  | Spain |  |  |  |  | Freshwater
18WHGDF01-1234-3 | 18WR001001-123-X |  | R001001 |  | 2.8 | Hydro Run-of-river and poundage |  |  | Spain |  |  |  |  | Freshwater
18WHGDF01-1234-3 | 18WR001002-123-Q |  | R001002 |  | 3.6 | Hydro Run-of-river and poundage |  |  | Spain |  |  |  |  | Freshwater
18WHGDF01-1234-3 | 18WR001003-123-J |  | R001003 |  | 4.8 | Hydro Run-of-river and poundage |  |  | Spain |  |  |  |  | Freshwater
18WHGDF01-1234-3 | 18WR001004-123-C |  | R001004 |  | 1.4 | Hydro Run-of-river and poundage |  |  | Spain |  |  |  |  | Freshwater
18WHGDF01-1234-3 | 18WR001005-123-5 |  | R001005 |  | 1.4 | Hydro Run-of-river and poundage |  |  | Spain |  |  |  |  | Freshwater
18WHGDF01-1234-3 | 18WR001006-123-Z |  | R001006 |  | 1.4 | Hydro Run-of-river and poundage |  |  | Spain |  |  |  |  | Freshwater
18WHGDF01-1234-3 | 18WR001008-123-L |  | R001008 |  | 1.6 | Hydro Run-of-river and poundage |  |  | Spain |  |  |  |  | Freshwater
18WHGDF01-1234-3 | 18WR001009-123-E |  | R001009 |  | 1.2 | Hydro Run-of-river and poundage |  |  | Spain |  |  |  |  | Freshwater
18WHGDF01-1234-3 | 18WR001010-123-W |  | R001010 |  | 4 | Hydro Run-of-river and poundage |  |  | Spain |  |  |  |  | Freshwater
18WHGDF01-1234-3 | 18WR001011-123-P |  | R001011 |  | 4.8 | Hydro Run-of-river and poundage |  |  | Spain |  |  |  |  | Freshwater
18WHGDF01-1234-3 | 18WR001012-123-I |  | R001012 |  | 2.2 | Hydro Run-of-river and poundage |  |  | Spain |  |  |  |  | Freshwater
18WTEDARUB-123-F | 18WR002635-123-S |  | R002635 |  | 6.1 | Fossil Gas |  |  | Spain |  |  |  |  | Freshwater | Air Cooling | 0.01 | 0.01
18WTDNEXU-1234-V | 18WR003515-123-6 |  | R003515 |  | 3.4 | Fossil Coal-derived gas |  |  | Spain |  |  |  |  | Freshwater | Air Cooling | 0.1 | 0.1
18WTDNEXU-1234-V | 18WR003943-123-Y |  | R003943 |  | 1.4 | Fossil Coal-derived gas |  |  | Spain |  |  |  |  | Freshwater | Air Cooling | 0.1 | 0.1
18W0000000005DU0 | 18W0000000005DR6 |  | R00573 |  | 20 | Wind Onshore |  |  | Spain |  |  |  |  | None |  | 0 | 0
18WTFNEXU-1234-7 | 18WR01D747-123-O |  | R01D747 |  | 1 | Fossil Gas |  |  | Spain |  |  |  |  | Freshwater | Air Cooling | 0.01 | 0.01
18WFPLLANO-123-M | 18WR027294-123-P |  | R027294 |  | 9.9 | Solar |  |  | Spain |  |  |  |  | Freshwater |  | 0 | 0
18WFSPARRA-123-2 | 18WR060380-123-4 |  | R060380 |  | 6 | Solar |  |  | Spain |  |  |  |  | Freshwater |  | 0 | 0
18WFSPARRA-123-2 | 18WR060381-123-Y |  | R060381 |  | 6 | Solar |  |  | Spain |  |  |  |  | Freshwater |  | 0 | 0
18WFINFREN-123-X | 18WR066502-123-D |  | R066502 |  | 6.7 | Solar |  |  | Spain |  |  |  |  | Freshwater |  | 0 | 0
18WFCONV61-123-B | 18WR066886-123-5 |  | R066886 |  | 7.2 | Solar |  |  | Spain |  |  |  |  | Freshwater |  | 0 | 0
18WFASSEST-123-I | 18WR067048-123-B |  | R067048 |  | 7.5 | Solar |  |  | Spain |  |  |  |  | Freshwater |  | 0 | 0
18WFASSENE-123-F | 18WR067049-123-4 |  | R067049 |  | 7 | Solar |  |  | Spain |  |  |  |  | Freshwater |  | 0 | 0
18WFASSLOG-123-4 | 18WR067050-123-M |  | R067050 |  | 7 | Solar |  |  | Spain |  |  |  |  | Freshwater |  | 0 | 0
18WFCASTJA-123-3 | 18WR067929-123-D |  | R067929 |  | 9.8 | Solar |  |  | Spain |  |  |  |  | Freshwater |  | 0 | 0
18WFFEBLCO-123-C | 18WR075282-123-C |  | R075282 |  | 10 | Solar |  |  | Spain |  |  |  |  | Freshwater |  | 0 | 0
18WRFNEXU-1234-X | 18WR075839-123-N |  | R075839 |  | 2.5 | Biomass |  |  | Spain |  |  |  |  | Freshwater | Air Cooling | 1.7 | 0.13
18WRFNEXU-1234-X | 18WR100228-123-M |  | R100228 |  | 1.3 | Biomass |  |  | Spain |  |  |  |  | Freshwater | Air Cooling | 1.7 | 0.13
18WTFNEXU-1234-7 | 18WR100293-123-1 |  | R100293 |  | 3.6 | Fossil Gas |  |  | Spain |  |  |  |  | Freshwater | Air Cooling | 0.01 | 0.01
18WFAAVYC-1234-O | 18WR102343-123-C |  | R102343 |  | 5 | Solar |  |  | Spain |  |  |  |  | Freshwater |  | 0 | 0
18WTFNEXU-1234-7 | 18WR102589-123-V |  | R102589 |  | 3.9 | Fossil Gas |  |  | Spain |  |  |  |  | Freshwater | Air Cooling | 0.01 | 0.01
18WFFEBLCO-123-C | 18WR102696-123-Z |  | R102696 |  | 5 | Solar |  |  | Spain |  |  |  |  | Freshwater |  | 0 | 0
18WFFEBLCO-123-C | 18WR102697-123-S |  | R102697 |  | 5 | Solar |  |  | Spain |  |  |  |  | Freshwater |  | 0 | 0
18WFFEBLCO-123-C | 18WR103301-123-B |  | R103301 |  | 1.5 | Solar |  |  | Spain |  |  |  |  | Freshwater |  | 0 | 0
18WFFEBLCO-123-C | 18WR103302-123-4 |  | R103302 |  | 2.3 | Solar |  |  | Spain |  |  |  |  | Freshwater |  | 0 | 0
18WFSCASTU-123-H | 18WR104436-123-7 |  | R104436 |  | 9.9 | Solar |  |  | Spain |  |  |  |  | Freshwater |  | 0 | 0
18WFDESENE-123-M | 18WR104628-123-K |  | R104628 |  | 6.8 | Solar |  |  | Spain |  |  |  |  | Freshwater |  | 0 | 0
18WFSCASTU-123-H | 18WR105284-123-Q |  | R105284 |  | 9.9 | Solar |  |  | Spain |  |  |  |  | Freshwater |  | 0 | 0
18WFMAGAZ-1234-P | 18WR106160-123-W |  | R106160 |  | 5.8 | Solar |  |  | Spain |  |  |  |  | Freshwater |  | 0 | 0
18WPHOTV01-123-V | 18WR106197-123-X |  | R106197 |  | 1.8 | Solar |  |  | Spain |  |  |  |  | Freshwater |  | 0 | 0
18WFZARZMS-123-E | 18WR107928-123-0 |  | R107928 |  | 7 | Solar |  |  | Spain |  |  |  |  | Freshwater |  | 0 | 0
18WTNVFRIG-123-G | 18WR108592-123-C |  | R108592 |  | 5 | Fossil Gas |  |  | Spain |  |  |  |  | Freshwater | Air Cooling | 0.01 | 0.01
18WFMONTFV-123-Y | 18WR109313-123-3 |  | R109313 |  | 7.1 | Solar |  |  | Spain |  |  |  |  | Freshwater |  | 0 | 0
18WPHOTV01-123-V | 18WR109616-123-T |  | R109616 |  | 1.8 | Solar |  |  | Spain |  |  |  |  | Freshwater |  | 0 | 0
18WFDAGRIN-123-9 | 18WR109902-123-1 |  | R109902 |  | 9.9 | Solar |  |  | Spain |  |  |  |  | Freshwater |  | 0 | 0
18WTFNEXU-1234-7 | 18WR110022-123-Y |  | R110022 |  | 1 | Fossil Gas |  |  | Spain |  |  |  |  | Freshwater | Air Cooling | 0.01 | 0.01
18WFSARIUM-123-7 | 18WR110417-123-8 |  | R110417 |  | 6.3 | Solar |  |  | Spain |  |  |  |  | Freshwater |  | 0 | 0
18W000000000B38D | 18W000000000APAL |  | R111364 |  | 1.7 | Solar |  |  | Spain |  |  |  |  | Freshwater |  | 0 | 0
18W0000000009VB5 | 18W0000000009VA7 |  | R62163 |  | 8 | Solar |  |  | Spain |  |  |  |  | Freshwater |  | 0 | 0
18WFFEBLCO-123-C | 18WR63606-1234-5 |  | R63606 |  | 4 | Solar |  |  | Spain |  |  |  |  | Freshwater |  | 0 | 0
18WFFEBLCO-123-C | 18WR66885-123--E |  | R66885 |  | 1.1 | Solar |  |  | Spain |  |  |  |  | Freshwater |  | 0 | 0
18WTFNEXU-1234-7 | 18WR96D132-123-W |  | R96D132 |  | 2.2 | Fossil Gas |  |  | Spain |  |  |  |  | Freshwater | Air Cooling | 0.01 | 0.01
18WTFEBLCO-123-F | 18WR96D272-123-S |  | R96D272 |  | 10 | Fossil Gas |  |  | Spain |  |  |  |  | Freshwater | Air Cooling | 0.01 | 0.01
18W00000000029GF | 18WR97D339-123-S |  | R97D339 |  | 42 | Fossil Gas |  |  | Spain |  |  |  |  | Freshwater | Air Cooling | 0.01 | 0.01
18WTDNEXU-1234-V | 18WR98D509-123-N |  | R98D509 |  | 2.2 | Fossil Coal-derived gas |  |  | Spain |  |  |  |  | Freshwater | Air Cooling | 0.1 | 0.1
18WTDNEXU-1234-V | 18WR98D539-12--B |  | R98D539 |  | 4.2 | Fossil Coal-derived gas |  |  | Spain |  |  |  |  | Freshwater | Air Cooling | 0.1 | 0.1
18WTDNEXU-1234-V | 18WR99D579-123-U |  | R99D579 |  | 4.3 | Fossil Coal-derived gas |  |  | Spain |  |  |  |  | Freshwater | Air Cooling | 0.1 | 0.1
18WTDNEXU-1234-V | 18WR99D631-123-Z |  | R99D631 |  | 2.7 | Fossil Coal-derived gas |  |  | Spain |  |  |  |  | Freshwater | Air Cooling | 0.1 | 0.1
18WRABIDA2-12--M | 18WRABIDA2-123-A |  | RABIDA2 |  | 49.4 | Fossil Gas |  |  | Spain |  |  |  |  | Freshwater | Air Cooling | 0.01 | 0.01
18WEFEAERI-123-K | 18WRAPOS-1234-EZ |  | RAPOS |  | 40.5 | Wind Onshore |  |  | Spain |  |  |  |  | None |  | 0 | 0
18WRBECOS2-123-4 | 18WRBECOS2-12--G |  | RBECOS2 |  | 8 | Biomass |  |  | Spain |  |  |  |  | Freshwater | Air Cooling | 1.7 | 0.13
18WRDQ1-123456-6 | 18WRDQ1-12345-A5 |  | RDQ1 |  | 0.1 | Hydro Run-of-river and poundage |  |  | Spain |  |  |  |  | Freshwater
18WRDQ2-123456-X | 18WRDQ2-12345-AW |  | RDQ2 |  | 0.1 | Hydro Run-of-river and poundage |  |  | Spain |  |  |  |  | Freshwater
18WRTFTPZB-123-Y | 18WRE-2220-123-O |  | RE-2220 |  | 20.7 | Waste |  |  | Spain |  |  |  |  | Freshwater | Air Cooling | 1.7 | 0.13
18WTLEITZA-123-B | 18WRE-3349-123-0 |  | RE-3349 |  | 7.2 | Fossil Gas |  |  | Spain |  |  |  |  | Freshwater | Air Cooling | 0.01 | 0.01
18W0000000005DVZ | 18W0000000005DS4 |  | RE0057 |  | 20 | Wind Onshore |  |  | Spain |  |  |  |  | None |  | 0 | 0
18W000000000797D | 18W000000000796F |  | RE1213 |  | 4 | Wind Onshore |  |  | Spain |  |  |  |  | None |  | 0 | 0
18WFFEBLCO-123-C | 18WRE26750-123-U |  | RE26750 |  | 8 | Solar |  |  | Spain |  |  |  |  | Freshwater |  | 0 | 0
18WFFEBLCO-123-C | 18WRE26751-123-N |  | RE26751 |  | 8 | Solar |  |  | Spain |  |  |  |  | Freshwater |  | 0 | 0
18WFFEBLCO-123-C | 18WRE26752-123-G |  | RE26752 |  | 8 | Solar |  |  | Spain |  |  |  |  | Freshwater |  | 0 | 0
18WFFEBLCO-123-C | 18WRE26753-123-9 |  | RE26753 |  | 6 | Solar |  |  | Spain |  |  |  |  | Freshwater |  | 0 | 0
18WFFEBLCO-123-C | 18WRE67508-123-F |  | RE67508 |  | 8.6 | Solar |  |  | Spain |  |  |  |  | Freshwater |  | 0 | 0
18WFFEBLCO-123-C | 18WRE67928-123-0 |  | RE67928 |  | 8.5 | Solar |  |  | Spain |  |  |  |  | Freshwater |  | 0 | 0
18WFECOEX1-123-9 | 18WRE75875-12--B |  | RE75875 |  | 9.9 | Solar |  |  | Spain |  |  |  |  | Freshwater |  | 0 | 0
18WFECOEX2-123-2 | 18WRE75876-123-T |  | RE75876 |  | 9.9 | Solar |  |  | Spain |  |  |  |  | Freshwater |  | 0 | 0
18WFECOEX3-123-W | 18WRE75877-123-M |  | RE75877 |  | 3.2 | Solar |  |  | Spain |  |  |  |  | Freshwater |  | 0 | 0
18WEMIRASI-123-9 | 18WREBOLLA-123-J |  | REBOLLA |  | 4.9 | Wind Onshore |  |  | Spain |  |  |  |  | None |  | 0 | 0
18WHHRSPRA-123-Z | 18WREHISAA-123-1 |  | REHISAA |  | 5 | Hydro Run-of-river and poundage |  |  | Spain |  |  |  |  | Freshwater
18W0000000001U3J | 18W0000000001U89 |  | RELECO |  | 4.7 | Fossil Coal-derived gas |  |  | Spain |  |  |  |  | Freshwater | Air Cooling | 0.1 | 0.1
18WRFNEXU-1234-X | 18WRENDIJA-123-3 |  | RENDIJA |  | 1.5 | Biomass |  |  | Spain |  |  |  |  | Freshwater | Air Cooling | 1.7 | 0.13
18WREPPLL-123-0W | 18WREPPLL-123-D6 |  | REPPLL |  | 80.5 | Fossil Coal-derived gas | 38.679 | -4.056 | Spain | ES42 |  |  |  | Freshwater | Natural Draught Tower | 4.55 | 3.13
18WREPR-123456-4 | 18WREPR-12345-A3 |  | REPR |  | 0.3 | Hydro Run-of-river and poundage |  |  | Spain |  |  |  |  | Freshwater
18WESOMERSA-1-11 | 18WREQUEI-123-EU |  | REQUEI |  | 10.5 | Wind Onshore |  |  | Spain |  |  |  |  | None |  | 0 | 0
18WHEGPE-12345-B | 18W000000000ATQE |  | REQUEIX |  | 3 | Hydro Run-of-river and poundage |  |  | Spain |  |  |  |  | Freshwater
18WHFASIE-1234-M | 18WREQUEJA-123-L |  | REQUEJA |  | 5 | Hydro Run-of-river and poundage |  |  | Spain |  |  |  |  | Freshwater
18WHTFMAND-123-7 | 18WRESTA-12345-4 |  | RESTA |  | 14.4 | Hydro Run-of-river and poundage |  |  | Spain |  |  |  |  | Freshwater
18WHNORHI-1234-I | 18WRETORNO-123-N |  | RETORNO |  | 1.3 | Hydro Run-of-river and poundage |  |  | Spain |  |  |  |  | Freshwater
18WTTFTREN-123-0 | 18WREVERTE-123-C |  | REVERTE |  | 13.4 | Fossil Gas |  |  | Spain |  |  |  |  | Freshwater | Air Cooling | 0.01 | 0.01
18WTREYEN-1234-Q | 18W00000000003AG |  | REYENVA |  | 1.6 | Fossil Gas |  |  | Spain |  |  |  |  | Freshwater | Air Cooling | 0.01 | 0.01
18WRFDETIC-123-N | 18WRIBPELL-123-L |  | RIBPELL |  | 1.2 | Biomass |  |  | Spain |  |  |  |  | Freshwater | Air Cooling | 1.7 | 0.13
18W0000000000YQ2 | 18WRIOBOO-123--C |  | RIOBOO |  | 20.8 | Wind Onshore |  |  | Spain |  |  |  |  | None |  | 0 | 0
18WHFEGLE-1234-Y | 18WRIOSEQ-1234-C |  | RIOSEQ |  | 7.2 | Hydro Run-of-river and poundage |  |  | Spain |  |  |  |  | Freshwater
18W0000000005AAC | 18W0000000005KAJ |  | RMNEXU |  | 0.2 | Biomass |  |  | Spain |  |  |  |  | Freshwater | Air Cooling | 1.7 | 0.13
18WRMU1-123456-2 | 18WRMU1-12345-A1 |  | RMU1 |  | 0.1 | Hydro Run-of-river and poundage |  |  | Spain |  |  |  |  | Freshwater
18W00000000077TC | 18WROBRES-1234-3 |  | ROBRES |  | 24 | Wind Onshore |  |  | Spain |  |  |  |  | None |  | 0 | 0
18WEMIRASI-123-9 | 18WRODAL-12345-T |  | RODAL |  | 4.5 | Wind Onshore |  |  | Spain |  |  |  |  | None |  | 0 | 0
18WERALTA-1234-V | 18WRODERA-1234-R |  | RODERA |  | 34 | Wind Onshore |  |  | Spain |  |  |  |  | None |  | 0 | 0
18WEBRUJUL-12-1D | 18WRODILLA-12-EU |  | RODILLA |  | 11.4 | Wind Onshore |  |  | Spain |  |  |  |  | None |  | 0 | 0
18WROFENV1-123-V | 18WROFENF-1234-1 |  | ROFENF |  | 18.8 | Fossil Coal-derived gas |  |  | Spain |  |  |  |  | Freshwater | Air Cooling | 0.1 | 0.1
18WEMONTE-1234-X | 18WROMERA-1234-2 |  | ROMERA |  | 14.4 | Wind Onshore |  |  | Spain |  |  |  |  | None |  | 0 | 0
18WHEGPE-12345-B | 18WROSARIT-123-M |  | ROSARIT |  | 4.8 | Hydro Run-of-river and poundage |  |  | Spain |  |  |  |  | Freshwater
18WRPAME-12345-U | 18W-RPAME-693--4 |  | RPAME |  | 2 | Biomass |  |  | Spain |  |  |  |  | Freshwater | Air Cooling | 1.7 | 0.13
18WRPCABAN-123-T | 18WRPCABAN-12--4 |  | RPCABAN |  | 0.3 | Biomass |  |  | Spain |  |  |  |  | Freshwater | Air Cooling | 1.7 | 0.13
18WTRPCAR2-123-L | 18WRPCART2-123-S |  | RPCART2 |  | 40.5 | Fossil Gas |  |  | Spain |  |  |  |  | Freshwater | Air Cooling | 0.01 | 0.01
18WRPIBCUR-123-F | 18W-RPIBCUR-5--Y |  | RPIBCUR |  | 1 | Biomass |  |  | Spain |  |  |  |  | Freshwater | Air Cooling | 1.7 | 0.13
18WRPTRTAR-12-0A | 18WRPTRTAR-12-DL |  | RPTRTAR |  | 85.1 | Fossil Gas |  |  | Spain |  |  |  |  | Freshwater | Air Cooling | 0.01 | 0.01
18WRRBIOCO-123-I | 18W-RRBIOCO-6--Q |  | RRBIOCO |  | 1.3 | Biomass |  |  | Spain |  |  |  |  | Freshwater | Air Cooling | 1.7 | 0.13
18WTAE1COG-123-V | 18WRSSELLO-12--B |  | RSSELLO |  | 23.4 | Fossil Gas |  |  | Spain |  |  |  |  | Freshwater | Air Cooling | 0.01 | 0.01
18WRCEASA-123-1H | 18WRTCEASA-123-8 |  | RTCEASA |  | 36.6 | Biomass |  |  | Spain |  |  |  |  | Freshwater | Air Cooling | 1.7 | 0.13
18WFRTS1-12345-A | 18WRTS1-123456-E |  | RTS1 |  | 1.2 | Solar |  |  | Spain |  |  |  |  | Freshwater |  | 0 | 0
18WERUNAG--12-1K | 18WRUNA-12345-EW |  | RUNA |  | 24.6 | Wind Onshore |  |  | Spain |  |  |  |  | None |  | 0 | 0
18WRYCEG-1234--H | 18W-RYCEG-651--6 |  | RYCEG |  | 9.3 | Biomass |  |  | Spain |  |  |  |  | Freshwater | Air Cooling | 1.7 | 0.13
18WRYCLIDM-123-R | 18W-RYCLIDM-6--2 |  | RYCLIDM |  | 0.4 | Biomass |  |  | Spain |  |  |  |  | Freshwater | Air Cooling | 1.7 | 0.13
18WRYDETIC-----E | 18W-RYDETIC-5--X |  | RYDETIC |  | 5.5 | Fossil Gas |  |  | Spain |  |  |  |  | Freshwater | Air Cooling | 0.01 | 0.01
18WRYEEXXI-123-U | 18W-RYEEXXI-8--N |  | RYEEXXI |  | 5.6 | Biomass |  |  | Spain |  |  |  |  | Freshwater | Air Cooling | 1.7 | 0.13
18WRYEFG-12345-4 | 18W-RYEFG-511--3 |  | RYEFG |  | 0.6 | Biomass |  |  | Spain |  |  |  |  | Freshwater | Air Cooling | 1.7 | 0.13
18WRYEGLE-1234-9 | 18W-RYEGLE-54--1 |  | RYEGLE |  | 3.4 | Biomass |  |  | Spain |  |  |  |  | Freshwater | Air Cooling | 1.7 | 0.13
18WRYEONUR-123-I | 18W-RYEONUR-1--8 |  | RYEONUR |  | 10 | Biomass |  |  | Spain |  |  |  |  | Freshwater | Air Cooling | 1.7 | 0.13
18WRYGENER-123-2 | 18W-RYGENER-8--E |  | RYGENER |  | 0.7 | Biomass |  |  | Spain |  |  |  |  | Freshwater | Air Cooling | 1.7 | 0.13
18WRYGESTE-123-2 | 18W-RYGESTE-5--X |  | RYGESTE |  | 1.8 | Biomass |  |  | Spain |  |  |  |  | Freshwater | Air Cooling | 1.7 | 0.13
18WRYGNRA-1234-6 | 18W-RYGNRA-68--P |  | RYGNRA |  | 11.1 | Biomass |  |  | Spain |  |  |  |  | Freshwater | Air Cooling | 1.7 | 0.13
18WRYGNSUR-123-Z | 18W-RYGNSUR-2--R |  | RYGNSUR |  | 4.4 | Biomass |  |  | Spain |  |  |  |  | Freshwater | Air Cooling | 1.7 | 0.13
18WRYIBCUR-123-I | 18W-RYIBCUR-6--5 |  | RYIBCUR |  | 30.8 | Biomass |  |  | Spain |  |  |  |  | Freshwater | Air Cooling | 1.7 | 0.13
18WRYNEXU-1234-R | 18W-RYNEXU-62--K |  | RYNEXU |  | 5.2 | Biomass |  |  | Spain |  |  |  |  | Freshwater | Air Cooling | 1.7 | 0.13
18WEMORRA-1234-6 | 18WSABUCED-12--B |  | SABUCED |  | 13.2 | Wind Onshore |  |  | Spain |  |  |  |  | None |  | 0 | 0
18WEMIRASI-123-9 | 18WSADRIAN-123-Q |  | SADRIAN |  | 4 | Wind Onshore |  |  | Spain |  |  |  |  | None |  | 0 | 0
18WHSAECH-123--E | 18WSAECH-12345-4 |  | SAECH |  | 20.2 | Hydro Run-of-river and poundage |  |  | Spain |  |  |  |  | Freshwater
18WHGDF01-1234-3 | 18WSAGO1-12345-6 |  | SAGO1 |  | 2.9 | Hydro Run-of-river and poundage |  |  | Spain |  |  |  |  | Freshwater
18WHGDF01-1234-3 | 18WSAGO2-12345-Y |  | SAGO2 |  | 16.4 | Hydro Run-of-river and poundage |  |  | Spain |  |  |  |  | Freshwater
18WSAICA1-1234-2 | 18WSAICA1-123-DQ |  | SAICA1 |  | 49.3 | Fossil Gas |  |  | Spain |  |  |  |  | Freshwater | Air Cooling | 0.01 | 0.01
18WSAICA2-1234-V | 18WSAICA2-123-DI |  | SAICA2 |  | 46.9 | Fossil Gas |  |  | Spain |  |  |  |  | Freshwater | Air Cooling | 0.01 | 0.01
18WSAICA3-1234-N | 18WSAICA3-123-DA |  | SAICA3 |  | 46.5 | Fossil Gas |  |  | Spain |  |  |  |  | Freshwater | Air Cooling | 0.01 | 0.01
18WSAICA4-1234-F | 18WSAICA4-123-D2 |  | SAICA4 |  | 46.5 | Fossil Gas |  |  | Spain |  |  |  |  | Freshwater | Air Cooling | 0.01 | 0.01
18W0000000001U1N | 18W0000000001U6D |  | SALANAN |  | 7.1 | Fossil Coal-derived gas |  |  | Spain |  |  |  |  | Freshwater | Air Cooling | 0.1 | 0.1
18WHVADOC-1234-G | 18WSALVADO-123-D |  | SALVADO |  | 1 | Hydro Run-of-river and poundage |  |  | Spain |  |  |  |  | Freshwater
18WTFSAMP-1234-K | 18WSAMPOL-123-DA |  | SAMPOL |  | 33 | Fossil Gas |  |  | Spain |  |  |  |  | Freshwater | Air Cooling | 0.01 | 0.01
18WSAN1-123456-P | 18WSAN1-12345-AO |  | SAN1 |  | 0.6 | Hydro Run-of-river and poundage |  |  | Spain |  |  |  |  | Freshwater
18WEUEUZA-1234-T | 18WSANJOSE-123-9 |  | SANJOSE |  | 1.5 | Wind Onshore |  |  | Spain |  |  |  |  | None |  | 0 | 0
18W0000000004RZQ | 18W0000000004S3D |  | SANMUR |  | 0.1 | Hydro Run-of-river and poundage |  |  | Spain |  |  |  |  | Freshwater
18WHHICAG-1234-F | 18WSANPONS-123-2 |  | SANPONS |  | 2 | Hydro Run-of-river and poundage |  |  | Spain |  |  |  |  | Freshwater
18WSTSANSO-123-E | 18WSANSO-12345-F |  | SANSO |  | 11 | Solar |  |  | Spain |  |  |  |  | Freshwater |  | 0 | 0
18WETFSARG-123-7 | 18WSARGA-12345-W |  | SARGA |  | 1.6 | Wind Onshore |  |  | Spain |  |  |  |  | None |  | 0 | 0
18WHEGEDGS-123-W | 18WSARRAF-123-A4 |  | SARRAF |  | 24 | Hydro Run-of-river and poundage |  |  | Spain |  |  |  |  | Freshwater
18W00000000023YY | 18WSARRI2-1234-6 |  | SARRI2 |  | 4.7 | Hydro Run-of-river and poundage |  |  | Spain |  |  |  |  | Freshwater
18W00000000023YY | 18WSARRIA1-123-Q |  | SARRIA1 |  | 6.3 | Hydro Run-of-river and poundage |  |  | Spain |  |  |  |  | Freshwater
18W00000000023YY | 18WSARRIA3-123-C |  | SARRIA3 |  | 2.9 | Hydro Run-of-river and poundage |  |  | Spain |  |  |  |  | Freshwater
18WEASCOY-1234-H | 18WSASCOY-123-E5 |  | SASCOY |  | 7.6 | Wind Onshore |  |  | Spain |  |  |  |  | None |  | 0 | 0
18WTYGEMSL-123-Q | 18WSASTA-12345-2 |  | SASTA |  | 1.5 | Fossil Gas |  |  | Spain |  |  |  |  | Freshwater | Air Cooling | 0.01 | 0.01
18WTAUDAX-1234-Z | 18W0000000001865 |  | SAVAMIR |  | 15 | Fossil Gas |  |  | Spain |  |  |  |  | Freshwater | Air Cooling | 0.01 | 0.01
18WHCOHIG-123-19 | 18WSBAIA-1234-AZ |  | SBAIA |  | 1.4 | Hydro Run-of-river and poundage |  |  | Spain |  |  |  |  | Freshwater
18WHFWMARK-123-I | 18W0000000000INJ |  | SDGOMIL |  | 9 | Hydro Run-of-river and poundage |  |  | Spain |  |  |  |  | Freshwater
18WHCOHIG-123-19 | 18WSEGADE-123-A6 |  | SEGADE |  | 8.1 | Hydro Run-of-river and poundage |  |  | Spain |  |  |  |  | Freshwater
18WTSEPIOL-123-4 | 18WSEPIOLS-123-I |  | SEPIOLS |  | 5.2 | Fossil Gas |  |  | Spain |  |  |  |  | Freshwater | Air Cooling | 0.01 | 0.01
18WHSSERRA-123-E | 18WSER05-12345-4 |  | SER05 |  | 1.3 | Hydro Run-of-river and poundage |  |  | Spain |  |  |  |  | Freshwater
18W00000000077QI | 18WSERRAL-123-EB |  | SERRAL |  | 16.5 | Wind Onshore |  |  | Spain |  |  |  |  | None |  | 0 | 0
18WTSERVI-1234-8 | 18WSERVIKE-123-Q |  | SERVIKE |  | 14.2 | Fossil Gas |  |  | Spain |  |  |  |  | Freshwater | Air Cooling | 0.01 | 0.01
18WFSERXXI-12--T | 18WSERXXI-1234-5 |  | SERXXI |  | 10 | Solar |  |  | Spain |  |  |  |  | Freshwater |  | 0 | 0
18WHEGEDGS-123-W | 18WSESUEF-123-AR |  | SESUEF |  | 36 | Hydro Run-of-river and poundage |  |  | Spain |  |  |  |  | Freshwater
18WTNESTLE-123-8 | 18WSEVARES-123-O |  | SEVARES |  | 5.4 | Fossil Gas |  |  | Spain |  |  |  |  | Freshwater | Air Cooling | 0.01 | 0.01
18WSFA1-123456-Y | 18WSFA1-12345-AX |  | SFA1 |  | 0.7 | Hydro Run-of-river and poundage |  |  | Spain |  |  |  |  | Freshwater
18WSFA2-123456-O | 18WSFA2-12345-AN |  | SFA2 |  | 1.7 | Hydro Run-of-river and poundage |  |  | Spain |  |  |  |  | Freshwater
18W00000000077QI | 18WSGREGO-123-E2 |  | SGREGO |  | 15 | Wind Onshore |  |  | Spain |  |  |  |  | None |  | 0 | 0
18WSZWMARK-123-5 | 18WSGUZMAN-123-L |  | SGUZMAN |  | 49.9 | Solar | 37.649 | -5.27 | Spain | ES61 |  |  |  | Freshwater | Once-through | 3.43 | 3.43
18WESIAGUA-12-1R | 18WSIAGUAS-12-EN |  | SIAGUAS |  | 15.3 | Wind Onshore |  |  | Spain |  |  |  |  | None |  | 0 | 0
18WFFDETIC-123-V | 18WSIBERIA-123-S |  | SIBERIA |  | 10 | Solar |  |  | Spain |  |  |  |  | Freshwater |  | 0 | 0
18WESIEMIN-123-4 | 18WSIEMINI-123-B |  | SIEMINI |  | 42 | Wind Onshore |  |  | Spain |  |  |  |  | None |  | 0 | 0
18WDPDETIC-123-B | 18WSIERRAS-123-P |  | SIERRAS |  | 24.5 | Fossil Coal-derived gas |  |  | Spain |  |  |  |  | Freshwater | Air Cooling | 0.1 | 0.1
18WECEGRG-123-1D | 18WSILLONE-12-EB |  | SILLONE |  | 16.1 | Wind Onshore |  |  | Spain |  |  |  |  | None |  | 0 | 0
18WTFHCENE-123-H | 18WSINOVA-1234-P |  | SINOVA |  | 14.9 | Fossil Gas |  |  | Spain |  |  |  |  | Freshwater | Air Cooling | 0.01 | 0.01
18WSIRUSA------6 | 18WSIRUSA-12345A |  | SIRUSA |  | 7.4 | Waste |  |  | Spain |  |  |  |  | Freshwater | Air Cooling | 1.7 | 0.13
18WESJBEG-123-17 | 18WSJUBAR-123-EU |  | SJUBAR |  | 44.8 | Wind Onshore |  |  | Spain |  |  |  |  | None |  | 0 | 0
18WSTSLPRO-123-5 | 18WSLPRO-12345-J |  | SLPRO |  | 20 | Solar |  |  | Spain |  |  |  |  | Freshwater |  | 0 | 0
18WTSLQ-12345-1T | 18WSLQUISA-12-DM |  | SLQUISA |  | 14.8 | Fossil Gas |  |  | Spain |  |  |  |  | Freshwater | Air Cooling | 0.01 | 0.01
18WEFDETIC-123-7 | 18WSMBARDA-12-E5 |  | SMBARDA |  | 3 | Wind Onshore |  |  | Spain |  |  |  |  | None |  | 0 | 0
18WTSMULLE-123-N | 18WSMULLES-12-DF |  | SMULLES |  | 3.3 | Fossil Gas |  |  | Spain |  |  |  |  | Freshwater | Air Cooling | 0.01 | 0.01
18W0000000004RIN | 18W0000000004RHP |  | SNGUES |  | 8.2 | Biomass |  |  | Spain |  |  |  |  | Freshwater | Air Cooling | 1.7 | 0.13
18WSNICOG-123-0K | 18WSNICOG-123-DV |  | SNICOG |  | 93 | Fossil Gas |  |  | Spain |  |  |  |  | Freshwater | Air Cooling | 0.01 | 0.01
18WTSNTEC-1234-G | 18WSNTEC-1234-DV |  | SNTEC |  | 4.3 | Fossil Gas |  |  | Spain |  |  |  |  | Freshwater | Air Cooling | 0.01 | 0.01
18WRSOGAM-123-1H | 18WSOGAMA1-12-DN |  | SOGAMA1 |  | 50 | Waste |  |  | Spain |  |  |  |  | Freshwater | Air Cooling | 1.7 | 0.13
18WRSOGBI-1234-T | 18WSOGAMA2-12-DG |  | SOGAMA2 |  | 2.2 | Biomass |  |  | Spain |  |  |  |  | Freshwater | Air Cooling | 1.7 | 0.13
18WSOL2-123456-H | 18WSOL2-12345-AG |  | SOL2 |  | 2.1 | Hydro Run-of-river and poundage |  |  | Spain |  |  |  |  | Freshwater
18WSTSOLB1-123-4 | 18WSOLABE1-123-E |  | SOLABE1 |  | 50 | Solar | 39.229 | -5.391 | Spain | ES43 |  |  |  | Freshwater | Once-through | 3.43 | 3.43
18WSTSOLB2-123-Y | 18WSOLABE2-123-7 |  | SOLABE2 |  | 50 | Solar | 39.229 | -5.391 | Spain | ES43 |  |  |  | Freshwater | Once-through | 3.43 | 3.43
18WSTSOLB3-123-R | 18WSOLABE3-123-0 |  | SOLABE3 |  | 50 | Solar | 39.229 | -5.391 | Spain | ES43 |  |  |  | Freshwater | Once-through | 3.43 | 3.43
18WSTSOLB6-123-6 | 18WSOLABE6-123-G |  | SOLABE6 |  | 50 | Solar | 39.229 | -5.391 | Spain | ES43 |  |  |  | Freshwater | Once-through | 3.43 | 3.43
18WSTSOLA1-123-C | 18WSOLACO1-12--B |  | SOLACO1 |  | 50 | Solar | 37.958 | -4.498 | Spain | ES61 |  |  |  | Freshwater | Once-through | 3.43 | 3.43
18WSTSOLA2-123-5 | 18WSOLACO2-123-T |  | SOLACO2 |  | 50 | Solar | 37.958 | -4.498 | Spain | ES61 |  |  |  | Freshwater | Once-through | 3.43 | 3.43
18WSTSOLN1-123-J | 18WSOLN1-12345-F |  | SOLN1 |  | 50 | Solar | 37.418 | -6.281 | Spain | ES61 |  |  |  | Freshwater | Once-through | 3.43 | 3.43
18WSTSOLN3-123-5 | 18WSOLN3-12345-Y |  | SOLN3 |  | 50 | Solar | 37.418 | -6.281 | Spain | ES61 |  |  |  | Freshwater | Once-through | 3.43 | 3.43
18WSTSOLN4-123-Z | 18WSOLN4-12345-P |  | SOLN4 |  | 50 | Solar | 37.418 | -6.281 | Spain | ES61 |  |  |  | Freshwater | Once-through | 3.43 | 3.43
18WTPDETIC-123-P | 18WSOLUTEX-123-K |  | SOLUTEX |  | 1 | Fossil Gas |  |  | Spain |  |  |  |  | Freshwater | Air Cooling | 0.01 | 0.01
18W00000000029FH | 18WSOLVAY1-12-D7 |  | SOLVAY1 |  | 44.2 | Fossil Coal-derived gas |  |  | Spain |  |  |  |  | Freshwater | Air Cooling | 0.1 | 0.1
18WSOLVAYM-12-1W | 18WSOLVAYM-123-O |  | SOLVAYM |  | 21 | Fossil Gas |  |  | Spain |  |  |  |  | Freshwater | Air Cooling | 0.01 | 0.01
18WSOPAG-12345-3 | 18WSOPAG-1234--L |  | SOPAG |  | 5.8 | Solar |  |  | Spain |  |  |  |  | Freshwater |  | 0 | 0
18WESVAGG-123-1F | 18WSOTAV-1234-EY |  | SOTAV |  | 17.6 | Wind Onshore |  |  | Spain |  |  |  |  | None |  | 0 | 0
18WHFDETIC-123-5 | 18WSOTILLA-123-7 |  | SOTILLA |  | 1.1 | Hydro Run-of-river and poundage |  |  | Spain |  |  |  |  | Freshwater
18WEFERSA-123--L | 18WSPADRON-12--N |  | SPADRON |  | 1.7 | Wind Onshore |  |  | Spain |  |  |  |  | None |  | 0 | 0
18WESQUITE-12-1Y | 18WSQUITE-123-EV |  | SQUITE |  | 36 | Wind Onshore |  |  | Spain |  |  |  |  | None |  | 0 | 0
18WECAROG-123-1B | 18WSROQUE-123-EX |  | SROQUE |  | 23.2 | Wind Onshore |  |  | Spain |  |  |  |  | None |  | 0 | 0
18WST4-1234567-C | 18WST4-UF-1234-P |  | ST4-UF |  | 9.7 | Fossil Gas |  |  | Spain |  |  |  |  | Freshwater | Air Cooling | 0.01 | 0.01
18WECATAL-1234-T | 18WSTALINA-123-Q |  | STALINA |  | 41.5 | Wind Onshore |  |  | Spain |  |  |  |  | None |  | 0 | 0
18WTBUTARQ-123-5 | 18WSTBUTQ-1234-3 |  | STBUTQ |  | 18 | Fossil Gas |  |  | Spain |  |  |  |  | Freshwater | Air Cooling | 0.01 | 0.01
18WTSTENBA-123-B | 18WSTENBA-123-DL |  | STENBA |  | 46 | Fossil Gas |  |  | Spain |  |  |  |  | Freshwater | Air Cooling | 0.01 | 0.01
18WHSYEGU-1234-2 | 18WSYEGUAS-123-R |  | SYEGUAS |  | 4.4 | Hydro Run-of-river and poundage |  |  | Spain |  |  |  |  | Freshwater
18WSYIBCUR-123-5 | 18W-SYIBCUR-3--5 |  | SYIBCUR |  | 1.4 | Solar |  |  | Spain |  |  |  |  | Freshwater |  | 0 | 0
18WTTABLER-123-2 | 18WTABLERO-123-P |  | TABLERO |  | 24.8 | Fossil Coal-derived gas |  |  | Spain |  |  |  |  | Freshwater | Air Cooling | 0.1 | 0.1
18WHGEFG-12345-H | 18WTALARN-1234-H |  | TALARN |  | 2.4 | Hydro Run-of-river and poundage |  |  | Spain |  |  |  |  | Freshwater
18WFTALARR-123-5 | 18WTALARRU-123-E |  | TALARRU |  | 1.9 | Solar |  |  | Spain |  |  |  |  | Freshwater |  | 0 | 0
18W0000000002TGT | 18WTALAVER-12-AJ |  | TALAVER |  | 2.8 | Hydro Run-of-river and poundage |  |  | Spain |  |  |  |  | Freshwater
18WTFHCENE-123-H | 18WTAST-123456-A |  | TAST |  | 14.9 | Fossil Gas |  |  | Spain |  |  |  |  | Freshwater | Air Cooling | 0.01 | 0.01
18WTCTAULE-123-Z | 18WTAULELL-12-DH |  | TAULELL |  | 9.9 | Fossil Gas |  |  | Spain |  |  |  |  | Freshwater | Air Cooling | 0.01 | 0.01
18WTCELTEX-123-M | 18W-TCELTEX-2--I |  | TCELTEX |  | 0.9 | Fossil Coal-derived gas |  |  | Spain |  |  |  |  | Freshwater | Air Cooling | 0.1 | 0.1
18WGENGEST-123-L | 18WTCINCA-123-DB |  | TCINCA |  | 24.9 | Fossil Gas |  |  | Spain |  |  |  |  | Freshwater | Air Cooling | 0.01 | 0.01
18WEDEVAG-123-14 | 18WTEA-123456-EX |  | TEA |  | 48.1 | Wind Onshore |  |  | Spain |  |  |  |  | None |  | 0 | 0
18WEENGAG-123-16 | 18WTEA1-123456-X |  | TEA1 |  | 2.7 | Hydro Run-of-river and poundage |  |  | Spain |  |  |  |  | Freshwater
18WTTECQU-1234-L | 18WTECQU-12345-4 |  | TECQU |  | 7.3 | Fossil Gas |  |  | Spain |  |  |  |  | Freshwater | Air Cooling | 0.01 | 0.01
18WTTECSMU-123-M | 18WTECSMUR-12-DM |  | TECSMUR |  | 3.3 | Fossil Gas |  |  | Spain |  |  |  |  | Freshwater | Air Cooling | 0.01 | 0.01
18WTTECYCA-123-3 | 18WTECYCAL-12-DW |  | TECYCAL |  | 2.8 | Fossil Gas |  |  | Spain |  |  |  |  | Freshwater | Air Cooling | 0.01 | 0.01
18WHNATRH-1234-X | 18WTELDEC-123-AQ |  | TELDEC |  | 2.2 | Hydro Run-of-river and poundage |  |  | Spain |  |  |  |  | Freshwater
18WSTERM1-1234-4 | 18WTERSOL1-123-Z |  | TERSOL1 |  | 49.9 | Solar | 39.193 | -5.579 | Spain | ES43 |  |  |  | Freshwater | Once-through | 3.43 | 3.43
18WSTERM2-1234-X | 18WTERSOL2-123-S |  | TERSOL2 |  | 49.9 | Solar | 39.193 | -5.579 | Spain | ES43 |  |  |  | Freshwater | Once-through | 3.43 | 3.43
18WETSANTO-123-3 | 18WTESANTO-123-P |  | TESANTO |  | 50 | Wind Onshore |  |  | Spain |  |  |  |  | None |  | 0 | 0
18WTFNEXU-1234-7 | 18WTEXTILS-12-DU |  | TEXTILS |  | 4.5 | Fossil Gas |  |  | Spain |  |  |  |  | Freshwater | Air Cooling | 0.01 | 0.01
18WFTFAPRO-123-K | 18WTFAPRO-1234-V |  | TFAPRO |  | 10 | Solar |  |  | Spain |  |  |  |  | Freshwater |  | 0 | 0
18WTTFARRA-123-T | 18WTFARRA-1234-C |  | TFARRA |  | 10 | Fossil Coal-derived gas |  |  | Spain |  |  |  |  | Freshwater | Air Cooling | 0.1 | 0.1
18WTTFGALL-123-J | 18WTFGALL-1234-8 |  | TFGALL |  | 14.7 | Fossil Gas |  |  | Spain |  |  |  |  | Freshwater | Air Cooling | 0.01 | 0.01
18WHTFMAND-123-7 | 18WTFMAND-1234-P |  | TFMAND |  | 25.6 | Hydro Run-of-river and poundage |  |  | Spain |  |  |  |  | Freshwater
18WFSEALRI-123-A | 18WTFPASA-1234-8 |  | TFPASA |  | 10 | Solar |  |  | Spain |  |  |  |  | Freshwater |  | 0 | 0
18WTTFTPSJ-123-8 | 18W-TFTPSJ-18--G |  | TFTPSJ |  | 24.9 | Fossil Gas |  |  | Spain |  |  |  |  | Freshwater | Air Cooling | 0.01 | 0.01
18WTGIROGA-123-N | 18WTGIROGAUF---D |  | TGIROGA |  | 0.5 | Fossil Gas |  |  | Spain |  |  |  |  | Freshwater | Air Cooling | 0.01 | 0.01
18WTGUASMO-123-R | 18W-TGUASMO-9--2 |  | TGUASMO |  | 0.8 | Fossil Gas |  |  | Spain |  |  |  |  | Freshwater | Air Cooling | 0.01 | 0.01
18WTHARIM-1234-A | 18W-THARIM-56--S |  | THARIM |  | 1 | Fossil Gas |  |  | Spain |  |  |  |  | Freshwater | Air Cooling | 0.01 | 0.01
18WESIAM-1234--U | 18WTHARSIS-12--7 |  | THARSIS |  | 4.2 | Wind Onshore |  |  | Spain |  |  |  |  | None |  | 0 | 0
18WTATOM-1234-18 | 18WTIEATOM-123-K |  | TIEATOM |  | 3.8 | Fossil Gas |  |  | Spain |  |  |  |  | Freshwater | Air Cooling | 0.01 | 0.01
18WEORTIV-1234-R | 18WTIGUEIR-123-K |  | TIGUEIR |  | 2.9 | Wind Onshore |  |  | Spain |  |  |  |  | None |  | 0 | 0
18WHACUAM-1234-B | 18WTIJOLA-123--D |  | TIJOLA |  | 5.3 | Hydro Run-of-river and poundage |  |  | Spain |  |  |  |  | Freshwater
18W0000000000BEL | 18W0000000000BGH |  | TINAI |  | 2 | Wind Onshore |  |  | Spain |  |  |  |  | None |  | 0 | 0
18W0000000000BFJ | 18W0000000000BHF |  | TINAII |  | 3 | Wind Onshore |  |  | Spain |  |  |  |  | None |  | 0 | 0
18WTFGASN-1234-3 | 18WTIOHERR-123-R |  | TIOHERR |  | 7.4 | Fossil Gas |  |  | Spain |  |  |  |  | Freshwater | Air Cooling | 0.01 | 0.01
18WTTIP-12345-1N | 18WTIPMEGA-12-D9 |  | TIPMEGA |  | 3.4 | Fossil Gas |  |  | Spain |  |  |  |  | Freshwater | Air Cooling | 0.01 | 0.01
18WRTIRMA-1234-C | 18WTIRMADR-123-I |  | TIRMADR |  | 29.8 | Waste |  |  | Spain |  |  |  |  | Freshwater | Air Cooling | 1.7 | 0.13
18W0000000004WJ6 | 18WTODOSON-123-6 |  | TODOSON |  | 3 | Wind Onshore |  |  | Spain |  |  |  |  | None |  | 0 | 0
18WTTOLSA-1234-0 | 18WTOLSA-1234--0 |  | TOLSA |  | 13.4 | Fossil Gas |  |  | Spain |  |  |  |  | Freshwater | Air Cooling | 0.01 | 0.01
18WHPCANAV-123-W | 18WTOMACAN-123-7 |  | TOMACAN |  | 20 | Hydro Run-of-river and poundage |  |  | Spain |  |  |  |  | Freshwater
18WEEWING-123-1T | 18WTORANZA-12-EM |  | TORANZA |  | 25.2 | Wind Onshore |  |  | Spain |  |  |  |  | None |  | 0 | 0
18WFACOR-12345-M | 18WTORDESI-123-H |  | TORDESI |  | 3 | Solar |  |  | Spain |  |  |  |  | Freshwater |  | 0 | 0
18W0000000002TGT | 18W0000000006OVZ |  | TORREC |  | 1 | Hydro Run-of-river and poundage |  |  | Spain |  |  |  |  | Freshwater
18WHFEGLE-1234-Y | 18WTORRELA-123-Q |  | TORRELA |  | 4.5 | Hydro Run-of-river and poundage |  |  | Spain |  |  |  |  | Freshwater
18W0000000000S3T | 18WTORTOSA2-12-7 |  | TORTE2 |  | 13.5 | Fossil Gas |  |  | Spain |  |  |  |  | Freshwater | Air Cooling | 0.01 | 0.01
18W0000000000S2V | 18WTORTOSA-12-DT |  | TORTOSA |  | 32 | Fossil Gas |  |  | Spain |  |  |  |  | Freshwater | Air Cooling | 0.01 | 0.01
18WHRWMARK-123-M | 18WTOURO-12345-Q |  | TOURO |  | 12.8 | Hydro Run-of-river and poundage |  |  | Spain |  |  |  |  | Freshwater
18WTPEEXXI-123-1 | 18W-TPEEXXI-1--F |  | TPEEXXI |  | 1.3 | Fossil Gas |  |  | Spain |  |  |  |  | Freshwater | Air Cooling | 0.01 | 0.01
18WTPEONUR-123-Q | 18W-TPEONUR-1--9 |  | TPEONUR |  | 99.9 | Fossil Gas |  |  | Spain |  |  |  |  | Freshwater | Air Cooling | 0.01 | 0.01
18WTPIBCUR-123-Q | 18W-TPIBCUR-2--M |  | TPIBCUR |  | 2.8 | Fossil Gas |  |  | Spain |  |  |  |  | Freshwater | Air Cooling | 0.01 | 0.01
18WTPFEN-12345-M | 18WTPPURI-1234-3 |  | TPPURI |  | 0.1 | Fossil Coal-derived gas |  |  | Spain |  |  |  |  | Freshwater | Air Cooling | 0.1 | 0.1
18W0000000008QQV | 18W0000000008QRT |  | TRAFO |  | 1.9 | Solar |  |  | Spain |  |  |  |  | Freshwater |  | 0 | 0
18WTFGASN-1234-3 | 18WTRALMAZ-123-4 |  | TRALMAZ |  | 14.8 | Fossil Gas |  |  | Spain |  |  |  |  | Freshwater | Air Cooling | 0.01 | 0.01
18WEPEGLE-1234-R | 18WTRAPERA-123-1 |  | TRAPERA |  | 9.9 | Wind Onshore |  |  | Spain |  |  |  |  | None |  | 0 | 0
18WRESIAME-123-T | 18WTRARGIS-123-K |  | TRARGIS |  | 2 | Waste |  |  | Spain |  |  |  |  | Freshwater | Air Cooling | 1.7 | 0.13
18W0000000007ANF | 18WTRASESA-12-DL |  | TRASESA |  | 31.7 | Waste |  |  | Spain |  |  |  |  | Freshwater | Air Cooling | 1.7 | 0.13
18WTRC2-123456-U | 18WTRC2-12345--E |  | TRC2 |  | 0.9 | Hydro Run-of-river and poundage |  |  | Spain |  |  |  |  | Freshwater
18WTRCD-123456-V | 18WTRCD-12345-AU |  | TRCD |  | 2.2 | Hydro Run-of-river and poundage |  |  | Spain |  |  |  |  | Freshwater
18WTUTETEM-123-A | 18WTRRSMA--12-DK |  | TRRSMA |  | 11.2 | Waste |  |  | Spain |  |  |  |  | Freshwater | Air Cooling | 1.7 | 0.13
18W00000000005D4 | 18W00000000001TL |  | TRUET |  | 1.4 | Fossil Gas |  |  | Spain |  |  |  |  | Freshwater | Air Cooling | 0.01 | 0.01
18WFTRJIII-123-C | 18W-TRUJSER-7--V |  | TRUJSER |  | 10 | Solar |  |  | Spain |  |  |  |  | Freshwater |  | 0 | 0
18WRAM1EP-1234-1 | 18WTRUSTI1-123-A |  | TRUSTI1 |  | 5.8 | Fossil Gas |  |  | Spain |  |  |  |  | Freshwater | Air Cooling | 0.01 | 0.01
18WTSEAT-12345-K | 18WTSEAT-1234--1 |  | TSEAT |  | 21.8 | Fossil Gas |  |  | Spain |  |  |  |  | Freshwater | Air Cooling | 0.01 | 0.01
18W000000000AY62 | 18WTUREGAN-123-Q |  | TUREGAN |  | 15.7 | Fossil Gas |  |  | Spain |  |  |  |  | Freshwater | Air Cooling | 0.01 | 0.01
18WETUROM-1234-9 | 18WTUROMAG-123-W |  | TUROMAG |  | 28 | Wind Onshore |  |  | Spain |  |  |  |  | None |  | 0 | 0
18W0000000003Y13 | 18W0000000003Y21 |  | TVAGJ1 |  | 15 | Fossil Gas |  |  | Spain |  |  |  |  | Freshwater | Air Cooling | 0.01 | 0.01
18WRFNEXU-1234-X | 18W0000000003Y4Y |  | TVAGJ2 |  | 1.3 | Biomass |  |  | Spain |  |  |  |  | Freshwater | Air Cooling | 1.7 | 0.13
18WTJMA-123456-A | 18WTVSLJ-1234-DM |  | TVSLJ |  | 6.5 | Fossil Gas |  |  | Spain |  |  |  |  | Freshwater | Air Cooling | 0.01 | 0.01
18WTYAME-12345-7 | 18W-TYAME-890--T |  | TYAME |  | 4.3 | Fossil Gas |  |  | Spain |  |  |  |  | Freshwater | Air Cooling | 0.01 | 0.01
18WTYCEG-12345-A | 18W-TYCEG-579--K |  | TYCEG |  | 18.4 | Fossil Gas |  |  | Spain |  |  |  |  | Freshwater | Air Cooling | 0.01 | 0.01
18WTYDETIC-123-S | 18W-TYDETIC-3--H |  | TYDETIC |  | 67.8 | Fossil Gas |  |  | Spain |  |  |  |  | Freshwater | Air Cooling | 0.01 | 0.01
18WTYEBLCO-123-9 | 18W-TYEBLCO-6--J |  | TYEBLCO |  | 1 | Fossil Gas |  |  | Spain |  |  |  |  | Freshwater | Air Cooling | 0.01 | 0.01
18WTYEEXXI-123-4 | 18W-TYEEXXI-3--J |  | TYEEXXI |  | 257.9 | Fossil Gas |  |  | Spain |  |  |  |  | Freshwater | Air Cooling | 0.01 | 0.01
18WTYEGED-1234-H | 18W-TYEGED-68--J |  | TYEGED |  | 2 | Fossil Gas |  |  | Spain |  |  |  |  | Freshwater | Air Cooling | 0.01 | 0.01
18WTYEGLE-1234-K | 18W-TYEGLE-12--5 |  | TYEGLE |  | 11.5 | Fossil Gas |  |  | Spain |  |  |  |  | Freshwater | Air Cooling | 0.01 | 0.01
18WTYELCO-1234-8 | 18W-TYELCO-46--5 |  | TYELCO |  | 2.9 | Fossil Gas |  |  | Spain |  |  |  |  | Freshwater | Air Cooling | 0.01 | 0.01
18WTYENDG-1234-6 | 18W-TYENDG-35--7 |  | TYENDG |  | 0.5 | Fossil Gas |  |  | Spain |  |  |  |  | Freshwater | Air Cooling | 0.01 | 0.01
18WTYEONUR-123-T | 18W-TYEONUR-8--U |  | TYEONUR |  | 14.1 | Fossil Gas |  |  | Spain |  |  |  |  | Freshwater | Air Cooling | 0.01 | 0.01
18WTYGASN-1234-Y | 18W-TYGASN-11--Z |  | TYGASN |  | 8.1 | Fossil Gas |  |  | Spain |  |  |  |  | Freshwater | Air Cooling | 0.01 | 0.01
18WTYGENER-123-D | 18W-TYGENER-2--E |  | TYGENER |  | 10.7 | Fossil Gas |  |  | Spain |  |  |  |  | Freshwater | Air Cooling | 0.01 | 0.01
18WTYGNRA-1234-H | 18W-TYGNRA-53--Q |  | TYGNRA |  | 4.5 | Fossil Gas |  |  | Spain |  |  |  |  | Freshwater | Air Cooling | 0.01 | 0.01
18WTYGNSUR-123-9 | 18W-TYGNSUR-6--O |  | TYGNSUR |  | 148.4 | Fossil Gas |  |  | Spain |  |  |  |  | Freshwater | Air Cooling | 0.01 | 0.01
18WTYHCCUR-123-U | 18W-TYHCCUR-8--B |  | TYHCCUR |  | 17.7 | Fossil Gas |  |  | Spain |  |  |  |  | Freshwater | Air Cooling | 0.01 | 0.01
18WTYIBCUR-123-T | 18W-TYIBCUR-6--I |  | TYIBCUR |  | 357.1 | Fossil Gas |  |  | Spain |  |  |  |  | Freshwater | Air Cooling | 0.01 | 0.01
18WTYLAUEI-123-Z | 18W-TYLAUEI-4--R |  | TYLAUEI |  | 9.4 | Fossil Coal-derived gas |  |  | Spain |  |  |  |  | Freshwater | Air Cooling | 0.1 | 0.1
18WTYLMER-1234-R | 18W-TYLMER-10--2 |  | TYLMER |  | 81 | Fossil Gas |  |  | Spain |  |  |  |  | Freshwater | Air Cooling | 0.01 | 0.01
18WTYNEXU-1234-1 | 18W-TYNEXU-65--L |  | TYNEXU |  | 13.7 | Fossil Gas |  |  | Spain |  |  |  |  | Freshwater | Air Cooling | 0.01 | 0.01
18WTYSAMP-1234-E | 18W-TYSAMP-55--O |  | TYSAMP |  | 2.3 | Fossil Gas |  |  | Spain |  |  |  |  | Freshwater | Air Cooling | 0.01 | 0.01
18WTYWMARK-123-4 | 18W-TYWMARK-7--2 |  | TYWMARK |  | 5.8 | Fossil Gas |  |  | Spain |  |  |  |  | Freshwater | Air Cooling | 0.01 | 0.01
18W00000000032C3 | 18W00000000032FY |  | UF-MOLI |  | 0.1 | Hydro Run-of-river and poundage |  |  | Spain |  |  |  |  | Freshwater
18W00000000032B5 | 18W00000000032D1 |  | UF-RESS |  | 0.2 | Hydro Run-of-river and poundage |  |  | Spain |  |  |  |  | Freshwater
18WTUFICS-1234-6 | 18WUFICS-12345-Y |  | UFICS |  | 32.5 | Fossil Gas |  |  | Spain |  |  |  |  | Freshwater | Air Cooling | 0.01 | 0.01
18WUPPTCHA-123-G | 18WUFPTCHA-123-P |  | UFPTCHA |  | 0.1 | Hydro Run-of-river and poundage |  |  | Spain |  |  |  |  | Freshwater
18WUPPTDIS-123-L | 18WUFPTDIS-123-U |  | UFPTDIS |  | 0.5 | Hydro Run-of-river and poundage |  |  | Spain |  |  |  |  | Freshwater
18WULEA-123456-O | 18WULEA-12345-AN |  | ULEA |  | 1.5 | Hydro Run-of-river and poundage |  |  | Spain |  |  |  |  | Freshwater
18W0000000007IUE | 18W0000000007IWA |  | UMBLA |  | 1.9 | Hydro Run-of-river and poundage |  |  | Spain |  |  |  |  | Freshwater
18WEENGAG-123-16 | 18WUMIA-12345-A4 |  | UMIA |  | 3.2 | Hydro Run-of-river and poundage |  |  | Spain |  |  |  |  | Freshwater
18WTFEGED-1234-N | 18WUNILEVE-123-2 |  | UNILEVE |  | 3.7 | Fossil Gas |  |  | Spain |  |  |  |  | Freshwater | Air Cooling | 0.01 | 0.01
18WEUNION-1234-8 | 18WUNION-1234--T |  | UNION |  | 5.2 | Wind Onshore |  |  | Spain |  |  |  |  | None |  | 0 | 0
18W0000000001V0M | 18WURBAMER-123-3 |  | URBAMER |  | 9.9 | Waste |  |  | Spain |  |  |  |  | Freshwater | Air Cooling | 1.7 | 0.13
18W0000000004WHA | 18WURBZARA-123-O |  | URBZARA |  | 5.4 | Biomass |  |  | Spain |  |  |  |  | Freshwater | Air Cooling | 1.7 | 0.13
18WTUTETEM-123-A | 18WUTGTA2-123--E |  | UTGTA2 |  | 1.9 | Waste |  |  | Spain |  |  |  |  | Freshwater | Air Cooling | 1.7 | 0.13
18WRFNEXU-1234-X | 18WVACARIS-123-P |  | VACARIS |  | 1.9 | Biomass |  |  | Spain |  |  |  |  | Freshwater | Air Cooling | 1.7 | 0.13
18WHVADOMO-123-7 | 18WVADOMOJ-123-8 |  | VADOMOJ |  | 2.7 | Hydro Run-of-river and poundage |  |  | Spain |  |  |  |  | Freshwater
18WEVALBU-1234-M | 18WVALBUEN-123-U |  | VALBUEN |  | 30.4 | Wind Onshore |  |  | Spain |  |  |  |  | None |  | 0 | 0
18WEVESTA-1234-H | 18WVALDECU-123-A |  | VALDECU |  | 2.1 | Wind Onshore |  |  | Spain |  |  |  |  | None |  | 0 | 0
18WEMIRASI-123-9 | 18WVALDEHO-123-C |  | VALDEHO |  | 8 | Wind Onshore |  |  | Spain |  |  |  |  | None |  | 0 | 0
18WRFVALDE-123-0 | 18WVALDEMI-12-DZ |  | VALDEMI |  | 18.9 | Biomass |  |  | Spain |  |  |  |  | Freshwater | Air Cooling | 1.7 | 0.13
18WEVALDI-1234-Q | 18WVALDIV-1234-F |  | VALDIV |  | 28.5 | Wind Onshore |  |  | Spain |  |  |  |  | None |  | 0 | 0
18WHTAJUN-1234-N | 18WVALDJOS-123-V |  | VALDJOS |  | 1.4 | Hydro Run-of-river and poundage |  |  | Spain |  |  |  |  | Freshwater
18WFVALFW-1234-V | 18WVALFW-12345-J |  | VALFW |  | 10 | Solar |  |  | Spain |  |  |  |  | Freshwater |  | 0 | 0
18WHENREU-1234-V | 18WVALGEVE-123-E |  | VALGEVE |  | 1.2 | Hydro Run-of-river and poundage |  |  | Spain |  |  |  |  | Freshwater
18W0000000000GY3 | 18W0000000000GZ1 |  | VALLE |  | 2.1 | Solar |  |  | Spain |  |  |  |  | Freshwater |  | 0 | 0
18WTZAME-12345-W | 18WVALLHEB-123-K |  | VALLHEB |  | 4.1 | Fossil Gas |  |  | Spain |  |  |  |  | Freshwater | Air Cooling | 0.01 | 0.01
18WTVALPBA-123-M | 18WVALPBAN-123-J |  | VALPBA |  | 16.5 | Fossil Gas |  |  | Spain |  |  |  |  | Freshwater | Air Cooling | 0.01 | 0.01
18WTVCOMAT-123-K | 18W0000000009Z71 |  | VALPC2 |  | 16.5 | Fossil Gas |  |  | Spain |  |  |  |  | Freshwater | Air Cooling | 0.01 | 0.01
18WRFNEXU-1234-X | 18WVALSE-12345-E |  | VALSE |  | 2.5 | Biomass |  |  | Spain |  |  |  |  | Freshwater | Air Cooling | 1.7 | 0.13
18WFGEFG-12345-6 | 18WVALVER-1234-E |  | VALVER |  | 5 | Solar |  |  | Spain |  |  |  |  | Freshwater |  | 0 | 0
18WFVBOTOA-123-N | 18WVBOTOA-1234-Z |  | VBOTOA |  | 2.5 | Solar |  |  | Spain |  |  |  |  | Freshwater |  | 0 | 0
18WEVDMOG-123-1M | 18WVDMON-1234-EP |  | VDMON |  | 19.2 | Wind Onshore |  |  | Spain |  |  |  |  | None |  | 0 | 0
18WEVECIA-1234-H | 18WVECIANA-123-P |  | VECIANA |  | 29.2 | Wind Onshore |  |  | Spain |  |  |  |  | None |  | 0 | 0
18WRFDETIC-123-N | 18WVECONSA-123-U |  | VECONSA |  | 6.4 | Biomass |  |  | Spain |  |  |  |  | Freshwater | Air Cooling | 1.7 | 0.13
18WEBRUJUL-12-1D | 18WVELETA-123-EB |  | VELETA |  | 17.8 | Wind Onshore |  |  | Spain |  |  |  |  | None |  | 0 | 0
18W0000000001U0P | 18W0000000001U5F |  | VENIS |  | 2.5 | Fossil Gas |  |  | Spain |  |  |  |  | Freshwater | Air Cooling | 0.01 | 0.01
18WEEGPEV-1234-B | 18WVENTOSA-123-Z |  | VENTOSA |  | 44.8 | Wind Onshore |  |  | Spain |  |  |  |  | None |  | 0 | 0
18WRFNEXU-1234-X | 18WVERJERE-123-D |  | VERJERE |  | 1.1 | Biomass |  |  | Spain |  |  |  |  | Freshwater | Air Cooling | 1.7 | 0.13
18WRFNEXU-1234-X | 18WVERTALC-123-B |  | VERTALC |  | 2.3 | Biomass |  |  | Spain |  |  |  |  | Freshwater | Air Cooling | 1.7 | 0.13
18WROLEIC-1234-4 | 18WVETEJAR-123-4 |  | VETEJAR |  | 12.9 | Biomass |  |  | Spain |  |  |  |  | Freshwater | Air Cooling | 1.7 | 0.13
18WHHTRAG-123-1E | 18WVGORDO-123-AC |  | VGORDO |  | 5.5 | Hydro Run-of-river and poundage |  |  | Spain |  |  |  |  | Freshwater
18WHNATRH-1234-X | 18WVICARIA-12-A8 |  | VICARIA |  | 1.4 | Hydro Run-of-river and poundage |  |  | Spain |  |  |  |  | Freshwater
18WEPEVIG-123-1A | 18WVICEDO-123-EK |  | VICEDO |  | 24.6 | Wind Onshore |  |  | Spain |  |  |  |  | None |  | 0 | 0
18WEGVREN-1234-E | 18WVICTORI-123-N |  | VICTORI |  | 23.2 | Wind Onshore |  |  | Spain |  |  |  |  | None |  | 0 | 0
18WHFEGLE-1234-Y | 18WVIEJAS-1234-W |  | VIEJAS |  | 8 | Hydro Run-of-river and poundage |  |  | Spain |  |  |  |  | Freshwater
18W0000000004RZQ | 18WVIELHA-1234-J |  | VIELHA |  | 0.2 | Hydro Run-of-river and poundage |  |  | Spain |  |  |  |  | Freshwater
18WESEOUR-1234-M | 18WVILACHA-123-P |  | VILACHA |  | 7.8 | Wind Onshore |  |  | Spain |  |  |  |  | None |  | 0 | 0
18WHLACOBA-123-R | 18WVILACOB-12--B |  | VILACOB |  | 1.2 | Hydro Run-of-river and poundage |  |  | Spain |  |  |  |  | Freshwater
18WFFWMARK-123-7 | 18WVILANUB-123-0 |  | VILANUB |  | 3 | Solar |  |  | Spain |  |  |  |  | Freshwater |  | 0 | 0
18WFFWMARK-123-7 | 18WVILANUE-123-G |  | VILANUE |  | 3 | Solar |  |  | Spain |  |  |  |  | Freshwater |  | 0 | 0
18W000000000A0UJ | 18W0000000004ZSG |  | VILLA01 |  | 3.5 | Solar |  |  | Spain |  |  |  |  | Freshwater |  | 0 | 0
18WEVILLA-1234-4 | 18WVILLAI-1234-F |  | VILLAI |  | 48.3 | Wind Onshore |  |  | Spain |  |  |  |  | None |  | 0 | 0
18WEVILLA-1234-4 | 18WVILLAII-123-H |  | VILLAII |  | 18.4 | Wind Onshore |  |  | Spain |  |  |  |  | None |  | 0 | 0
18WEVILLAN-12-1G | 18WVILLANU-12-EN |  | VILLANU |  | 19.8 | Wind Onshore |  |  | Spain |  |  |  |  | None |  | 0 | 0
18WHNATRH-1234-X | 18WVILLAR-1234-H |  | VILLAR |  | 1.6 | Hydro Run-of-river and poundage |  |  | Spain |  |  |  |  | Freshwater
18WTTIBGES-123-Q | 18WVILLARO-123-E |  | VILLARO |  | 30 | Fossil Coal-derived gas |  |  | Spain |  |  |  |  | Freshwater | Air Cooling | 0.1 | 0.1
18W0000000004RZQ | 18W0000000005FAY |  | VIMECA |  | 0.5 | Hydro Run-of-river and poundage |  |  | Spain |  |  |  |  | Freshwater
18W0000000002TGT | 18WVINIABA-12-E8 |  | VINIABA |  | 1.2 | Hydro Run-of-river and poundage |  |  | Spain |  |  |  |  | Freshwater
18WFFWMARK-123-7 | 18WVIPROES-123-8 |  | VIPROES |  | 10 | Solar |  |  | Spain |  |  |  |  | Freshwater |  | 0 | 0
18WTPEGLE-1234-H | 18WVISCOF1-123-A |  | VISCOF1 |  | 2.1 | Fossil Gas |  |  | Spain |  |  |  |  | Freshwater | Air Cooling | 0.01 | 0.01
18WTVISCO-1234-4 | 18WVISCOFA-12--X |  | VISCOFA |  | 46.1 | Fossil Gas |  |  | Spain |  |  |  |  | Freshwater | Air Cooling | 0.01 | 0.01
18W00000000058I2 | 18W00000000058G6 |  | VLLNGO |  | 3.2 | Hydro Run-of-river and poundage |  |  | Spain |  |  |  |  | Freshwater
18WTIGVOL-1234-V | 18WVOLTREG-123-H |  | VOLTREG |  | 14.6 | Fossil Gas |  |  | Spain |  |  |  |  | Freshwater | Air Cooling | 0.01 | 0.01
18W0000000003YI6 | 18W0000000004AQL |  | VPEL |  | 0.9 | Biomass |  |  | Spain |  |  |  |  | Freshwater | Air Cooling | 1.7 | 0.13
18W00000000058I2 | 18W00000000058DC |  | VVINAS |  | 1.8 | Hydro Run-of-river and poundage |  |  | Spain |  |  |  |  | Freshwater
18WF1CEG-12345-X | 18W0000000004ZY4 |  | WARNER |  | 1.9 | Solar |  |  | Spain |  |  |  |  | Freshwater |  | 0 | 0
18WHARNO-1234-1U | 18WXALLAS-1234-5 |  | XALLAS |  | 2.3 | Hydro Run-of-river and poundage |  |  | Spain |  |  |  |  | Freshwater
18WHFASIE-1234-M | 18WXERTA-1234-A7 |  | XERTA |  | 18 | Hydro Run-of-river and poundage |  |  | Spain |  |  |  |  | Freshwater
18WHOUROL-1234-1 | 18WXESTOSA-123-S |  | XESTOSA |  | 2.8 | Hydro Run-of-river and poundage |  |  | Spain |  |  |  |  | Freshwater
18WHNORHI-1234-I | 18WXIESTA-123-AU |  | XIESTA |  | 3.7 | Hydro Run-of-river and poundage |  |  | Spain |  |  |  |  | Freshwater
18WHRWMARK-123-M | 18WXUSTO-12345-F |  | XUSTO |  | 13.8 | Hydro Run-of-river and poundage |  |  | Spain |  |  |  |  | Freshwater
18WBEREBRO-123-L | 18WYAN1-12345-AK |  | YAN1 |  | 0.2 | Hydro Run-of-river and poundage |  |  | Spain |  |  |  |  | Freshwater
18WBEREBRO-123-L | 18WYAN2-12345-AA |  | YAN2 |  | 0.2 | Hydro Run-of-river and poundage |  |  | Spain |  |  |  |  | Freshwater
18WZABU-123456-Z | 18WZABU-12345-AY |  | ZABU |  | 1.1 | Hydro Run-of-river and poundage |  |  | Spain |  |  |  |  | Freshwater
18WHCHZAMU-123-M | 18WZAMUNON-123-J |  | ZAMUNON |  | 1.8 | Hydro Run-of-river and poundage |  |  | Spain |  |  |  |  | Freshwater
18W0000000004GCV | 18W0000000004GDT |  | ZARATAN |  | 1 | Fossil Gas |  |  | Spain |  |  |  |  | Freshwater | Air Cooling | 0.01 | 0.01
18WEHINOJ-1234-G | 18WZARZUEL-123-J |  | ZARZUEL |  | 16 | Wind Onshore |  |  | Spain |  |  |  |  | None |  | 0 | 0
18WEZORAQ-1234-N | 18WZORAQ-12345-M |  | ZORAQ |  | 12 | Wind Onshore |  |  | Spain |  |  |  |  | None |  | 0 | 0
18WTFEBLCO-123-F | 18WZORROA-123--E |  | ZORROA |  | 4.8 | Fossil Gas |  |  | Spain |  |  |  |  | Freshwater | Air Cooling | 0.01 | 0.01
18WHZORIT-123--E | 18WZORVALV-123-J |  | ZORVALV |  | 1 | Hydro Run-of-river and poundage |  |  | Spain |  |  |  |  | Freshwater
18WHHTTRIN-123-3 | 18WZUDAIF1-123-G |  | ZUDAIF1 |  | 4 | Hydro Run-of-river and poundage |  |  | Spain |  |  |  |  | Freshwater
| 31WNA43 | HE Miljacka | HE Miljacka D |  | 6.4 | Hydro Run-of-river and poundage | 44.002 | 16.019 | Croatia | HR03 | COMMISSIONED |  |  | Freshwater
| 31WNA44 | HE Jaruga | HE Jaruga A |  | 3.6 | Hydro Run-of-river and poundage | 43.805 | 15.963 | Croatia | HR03 | COMMISSIONED |  |  | Freshwater
| 31WNA41 | HE Miljacka | HE Miljacka B |  | 4.8 | Hydro Run-of-river and poundage | 44.002 | 16.019 | Croatia | HR03 | COMMISSIONED |  |  | Freshwater
| 31WNA42 | HE Miljacka | HE Miljacka C |  | 6.4 | Hydro Run-of-river and poundage | 44.002 | 16.019 | Croatia | HR03 | COMMISSIONED |  |  | Freshwater
| 31WNA39 | HE Krcic | HE Krcic |  | 0.375 | Hydro Run-of-river and poundage | 44.042 | 16.235 | Croatia | HR03 | COMMISSIONED |  |  | Freshwater
| 31WNA40 | HE Miljacka | HE Miljacka A |  | 6.4 | Hydro Run-of-river and poundage | 44.002 | 16.019 | Croatia | HR03 | COMMISSIONED |  |  | Freshwater
| 31WNA37 | HE Golubic | HE Golubic A |  | 3.75 | Hydro Water Reservoir | 44.09 | 16.22 | Croatia | HR03 | COMMISSIONED |  |  | Freshwater
| 31WNA38 | HE Golubic | HE Golubic B |  | 3.75 | Hydro Water Reservoir | 44.09 | 16.22 | Croatia | HR03 | COMMISSIONED |  |  | Freshwater
| 31WNA35 | RHE Velebit | RHE Velebit A |  | 138 | Hydro Pumped Storage | 44.208 | 15.753 | Croatia | HR03 | COMMISSIONED |  |  | Freshwater
| 31WNA36 | RHE Velebit | RHE Velebit B |  | 138 | Hydro Pumped Storage | 44.208 | 15.753 | Croatia | HR03 | COMMISSIONED |  |  | Freshwater
| 31WNA34 | HE Ozalj | HE Ozalj V |  | 1.1 | Hydro Run-of-river and poundage | 45.614 | 15.478 | Croatia | HR04 | COMMISSIONED |  |  | Freshwater
| 31WNA32 | HE Ozalj | HE Ozalj III |  | 1.1 | Hydro Run-of-river and poundage | 45.614 | 15.478 | Croatia | HR04 | COMMISSIONED |  |  | Freshwater
| 31WNA33 | HE Ozalj | HE Ozalj IV |  | 1.1 | Hydro Run-of-river and poundage | 45.614 | 15.478 | Croatia | HR04 | COMMISSIONED |  |  | Freshwater
| 31WNA30 | HE Ozalj | HE Ozalj I |  | 1.1 | Hydro Run-of-river and poundage | 45.614 | 15.478 | Croatia | HR04 | COMMISSIONED |  |  | Freshwater
| 31WNA31 | HE Ozalj | HE Ozalj II |  | 1.1 | Hydro Run-of-river and poundage | 45.614 | 15.478 | Croatia | HR04 | COMMISSIONED |  |  | Freshwater
| 31WNA28 | HE Lesce | HE Lesce |  | 41.2 | Hydro Run-of-river and poundage | 45.349 | 15.346 | Croatia | HR04 | COMMISSIONED |  |  | Freshwater
| 31WNA29 | HE Lesce ABM | HE Lesce ABM |  | 1.09 | Hydro Run-of-river and poundage | 45.349 | 15.346 | Croatia | HR04 | COMMISSIONED |  |  | Freshwater
| 31WNA26 | HE Gojak | HE Gojak B |  | 18.5 | Hydro Run-of-river and poundage | 45.299 | 15.263 | Croatia | HR04 | COMMISSIONED |  |  | Freshwater
| 31WNA27 | HE Gojak | HE Gojak C |  | 18.5 | Hydro Run-of-river and poundage | 45.299 | 15.263 | Croatia | HR04 | COMMISSIONED |  |  | Freshwater
| 31WNA24 | HE Sklope | HE Sklope |  | 22.5 | Hydro Water Reservoir | 44.69 | 15.271 | Croatia | HR03 | COMMISSIONED |  |  | Freshwater
| 31WNA25 | HE Gojak | HE Gojak A |  | 18.5 | Hydro Run-of-river and poundage | 45.299 | 15.263 | Croatia | HR04 | COMMISSIONED |  |  | Freshwater
| 31WNA22 | HE Senj | HE Senj A2 |  | 72 | Hydro Water Reservoir | 44.943 | 14.925 | Croatia | HR03 | COMMISSIONED |  |  | Freshwater
| 31WNA23 | HE Senj | HE Senj A3 |  | 72 | Hydro Water Reservoir | 44.943 | 14.925 | Croatia | HR03 | COMMISSIONED |  |  | Freshwater
| 31WNA20 | HE Zeleni vir | HE Zeleni vir |  | 1.7 | Hydro Water Reservoir | 45.45 | 14.853 | Croatia | HR03 | COMMISSIONED |  |  | Freshwater
| 31WNA21 | HE Senj | HE Senj A1 |  | 72 | Hydro Water Reservoir | 44.943 | 14.925 | Croatia | HR03 | COMMISSIONED |  |  | Freshwater
| 31WNA18 | CHE Fuzine | CHE Fuzine |  | 4.6 | Hydro Pumped Storage | 45.305 | 14.716 | Croatia | HR03 | COMMISSIONED |  |  | Freshwater
| 31WNA19 | RHE Lepenica | RHE Lepenica |  | 0.8 | Hydro Pumped Storage | 45.32 | 14.704 | Croatia | HR03 | COMMISSIONED |  |  | Freshwater
| 31WNA16 | HE Rijeka | HE Rijeka A |  | 18.4 | Hydro Run-of-river and poundage | 45.335 | 14.452 | Croatia | HR03 | COMMISSIONED |  |  | Freshwater
| 31WNA17 | HE Rijeka | HE Rijeka B |  | 18.4 | Hydro Run-of-river and poundage | 45.335 | 14.452 | Croatia | HR03 | COMMISSIONED |  |  | Freshwater
| 31WNA14 | HE Vinodol | HE Vinodol B |  | 30 | Hydro Water Reservoir | 45.229 | 14.674 | Croatia | HR03 | COMMISSIONED |  |  | Freshwater
| 31WNA15 | HE Vinodol | HE Vinodol C |  | 30 | Hydro Water Reservoir | 45.229 | 14.674 | Croatia | HR03 | COMMISSIONED |  |  | Freshwater
| 31WNA12 | HE Dubrava | HE Dubrava E |  | 0.34 | Hydro Run-of-river and poundage | 46.32 | 16.749 | Croatia | HR04 | COMMISSIONED |  |  | Freshwater
| 31WNA13 | HE Vinodol | HE Vinodol A |  | 30 | Hydro Water Reservoir | 45.229 | 14.674 | Croatia | HR03 | COMMISSIONED |  |  | Freshwater
18WTAJO-12345-0U | 18WACC1-12345-AM |  | ACC1 |  | 0.1 | Hydro Run-of-river and poundage | 39.779 | -5.088 | Spain |  |  | 1977 |  | Freshwater
18WTAJO-12345-0U | 18WACC2-12345-AC |  | ACC2 |  | 0.4 | Hydro Run-of-river and poundage | 39.779 | -5.088 | Spain |  |  | 1977 |  | Freshwater
18WTAJO-12345-0U | 18WACC3-12345-A2 |  | ACC3 |  | 0.2 | Hydro Run-of-river and poundage | 39.779 | -5.088 | Spain |  |  | 1977 |  | Freshwater
18WDUER-12345-0N | 18WACR1-12345-A5 |  | ACR1 |  | 4.7 | Hydro Run-of-river and poundage | 42.621 | -4.823 | Spain |  |  |  |  | Freshwater
18WDUER-12345-0N | 18WACR2-12345-AW |  | ACR2 |  | 4.7 | Hydro Run-of-river and poundage | 42.621 | -4.823 | Spain |  |  |  |  | Freshwater
18WDUER-12345-0N | 18WAGV1-12345-AO |  | AGV1 |  | 11.2 | Hydro Run-of-river and poundage | 41.978 | -6.159 | Spain |  |  |  |  | Freshwater
18WDUER-12345-0N | 18WAGV2-12345-AE |  | AGV2 |  | 11.3 | Hydro Run-of-river and poundage | 41.978 | -6.159 | Spain |  |  |  |  | Freshwater
18WDUER-12345-0N | 18WAGV3-12345-A4 |  | AGV3 |  | 1.5 | Hydro Run-of-river and poundage | 41.978 | -6.159 | Spain |  |  |  |  | Freshwater
18WUFMI-12345-0L | 18WALB1-12345--L |  | ALB1 |  | 67.6 | Hydro Water Reservoir | 42.399 | -8.19 | Spain | ES11 |  |  |  | Freshwater
18WDUER-12345-0N | 18WAMB1-12345-AO |  | AMB1 |  | 0.4 | Hydro Run-of-river and poundage | 41.292 | -6.484 | Spain |  |  |  |  | Freshwater
18WDUER-12345-0N | 18WAMB2-12345-AE |  | AMB2 |  | 0.4 | Hydro Run-of-river and poundage | 41.292 | -6.484 | Spain |  |  |  |  | Freshwater
18WDUER-12345-0N | 18WAMB3-12345-A4 |  | AMB3 |  | 0.9 | Hydro Run-of-river and poundage | 41.292 | -6.484 | Spain |  |  |  |  | Freshwater
18WJUCA-12345-0Q | 18WAMD1-12345-A2 |  | AMD1 |  | 2.6 | Hydro Run-of-river and poundage | 38.238 | -1.555 | Spain |  |  |  |  | Freshwater
18WJUCA-12345-0Q | 18WAMD2-12345-AT |  | AMD2 |  | 2.6 | Hydro Run-of-river and poundage | 38.238 | -1.555 | Spain |  |  |  |  | Freshwater
18WJUCA-12345-0Q | 18WAMD3-12345-AJ |  | AMD3 |  | 2.6 | Hydro Run-of-river and poundage | 38.238 | -1.555 | Spain |  |  |  |  | Freshwater
18WJUCA-12345-0Q | 18WAMD4-12345-A9 |  | AMD4 |  | 4.9 | Hydro Run-of-river and poundage | 38.238 | -1.555 | Spain |  |  |  |  | Freshwater
18WTAJO-12345-0U | 18WAZU1-12345-AT |  | AZU1 |  | 67.4 | Hydro Water Reservoir | 39.779 | -5.088 | Spain | ES42 |  | 1977 |  | Freshwater
18WTAJO-12345-0U | 18WAZU2-12345-AJ |  | AZU2 |  | 65.5 | Hydro Water Reservoir | 39.779 | -5.088 | Spain | ES42 |  | 1977 |  | Freshwater
18WTAJO-12345-0U | 18WAZU3-12345-A9 |  | AZU3 |  | 65 | Hydro Water Reservoir | 39.779 | -5.088 | Spain | ES42 |  | 1977 |  | Freshwater
18WJUCA-12345-0Q | 18WBEN1-12345-AC |  | BEN1 |  | 4.3 | Hydro Water Reservoir | 39.728 | -1.105 | Spain | ES52 |  |  |  | Freshwater
18WJUCA-12345-0Q | 18WBEN2-12345-A2 |  | BEN2 |  | 14.9 | Hydro Water Reservoir | 39.728 | -1.105 | Spain | ES52 |  |  |  | Freshwater
18WJUCA-12345-0Q | 18WBGR1-12345-AI |  | BGR1 |  | 0.2 | Hydro Run-of-river and poundage | 39.605 | -0.796 | Spain |  |  |  |  | Freshwater
18WJUCA-12345-0Q | 18WBGR2-12345-A8 |  | BGR2 |  | 0.3 | Hydro Run-of-river and poundage | 39.605 | -0.796 | Spain |  |  |  |  | Freshwater
18WSIL-123456-0G | 18WBIB1-12345-AM |  | BIB1 |  | 79.3 | Hydro Water Reservoir | 42.317 | -7.216 | Spain | ES11 |  |  |  | Freshwater
18WSIL-123456-0G | 18WBIB2-12345-AC |  | BIB2 |  | 78.8 | Hydro Water Reservoir | 42.317 | -7.216 | Spain | ES11 |  |  |  | Freshwater
18WSIL-123456-0G | 18WBIB3-12345-A2 |  | BIB3 |  | 78 | Hydro Run-of-river and poundage | 42.317 | -7.216 | Spain |  |  |  |  | Freshwater
18WSIL-123456-0G | 18WBIB4-12345-AT |  | BIB4 |  | 76.2 | Hydro Water Reservoir | 42.317 | -7.216 | Spain | ES11 |  |  |  | Freshwater
18WSIL-123456-0G | 18WBIB5-12345-AJ |  | BIB5 |  | 0.7 | Hydro Run-of-river and poundage | 42.317 | -7.216 | Spain |  |  |  |  | Freshwater
18WTAJO-12345-0U | 18WBORB-12345-A7 |  | BORB |  | 1.3 | Hydro Water Reservoir | 40.126 | -6.575 | Spain | ES43 |  | 1977 |  | Freshwater
18WTAJO-12345-0U | 18WBTN1-12345-AH |  | BTN1 |  | 0.1 | Hydro Water Reservoir | 38.07 | -3.035 | Spain | ES61 |  | 1977 |  | Freshwater
18WJUCA-12345-0Q | 18WBTNJ-12345-AM |  | BTNJ |  | 2 | Hydro Water Reservoir | 38.07 | -3.035 | Spain | ES61 |  |  |  | Freshwater
18WDUER-12345-0N | 18WCA11-12345-AU |  | CA11 |  | 41.5 | Hydro Run-of-river and poundage | 41.575 | -6.187 | Spain |  |  |  |  | Freshwater
18WDUER-12345-0N | 18WCA12-12345-AK |  | CA12 |  | 41.5 | Hydro Run-of-river and poundage | 41.575 | -6.187 | Spain |  |  |  |  | Freshwater
18WJUCA-12345-0Q | 18WCAN1-12345-AA |  | CAN1 |  | 1.1 | Hydro Run-of-river and poundage |  |  | Spain |  |  |  |  | Freshwater
18WJUCA-12345-0Q | 18WCAN2-12345-A0 |  | CAN2 |  | 1.2 | Hydro Run-of-river and poundage |  |  | Spain |  |  |  |  | Freshwater
18WJUCA-12345-0Q | 18WCAN3-12345-AR |  | CAN3 |  | 1.1 | Hydro Run-of-river and poundage |  |  | Spain |  |  |  |  | Freshwater
18WDUER-12345-0N | 18WCER1-12345-AT |  | CER1 |  | 33.3 | Hydro Water Reservoir | 42.02 | -6.46 | Spain | ES41 |  |  |  | Freshwater
18WJUCA-12345-0Q | 18WCFR1-12345-AH |  | CFR1 |  | 40.2 | Hydro Water Reservoir | 39.247 | -1.094 | Spain | ES52 |  |  |  | Freshwater
18WJUCA-12345-0Q | 18WCFR2-12345-A7 |  | CFR2 |  | 40.5 | Hydro Water Reservoir | 39.247 | -1.094 | Spain | ES52 |  |  |  | Freshwater
18WJUCA-12345-0Q | 18WCFR3-12345-AY |  | CFR3 |  | 39.7 | Hydro Water Reservoir | 39.247 | -1.094 | Spain | ES52 |  |  |  | Freshwater
18WSIL-123456-0G | 18WCHN1-12345-A0 |  | CHN1 |  | 1.7 | Hydro Run-of-river and poundage |  |  | Spain |  |  |  |  | Freshwater
18WSIL-123456-0G | 18WCHN2-12345-AR |  | CHN2 |  | 1.6 | Hydro Run-of-river and poundage |  |  | Spain |  |  |  |  | Freshwater
18WJUCA-12345-0Q | 18WCHU1-12345-AY |  | CHU1 |  | 0.9 | Hydro Run-of-river and poundage |  |  | Spain |  |  |  |  | Freshwater
18WJUCA-12345-0Q | 18WCHU2-12345-AO |  | CHU2 |  | 0.9 | Hydro Run-of-river and poundage |  |  | Spain |  |  |  |  | Freshwater
18WJUCA-12345-0Q | 18WCHU3-12345-AE |  | CHU3 |  | 1 | Hydro Run-of-river and poundage |  |  | Spain |  |  |  |  | Freshwater
18WJUCA-12345-0Q | 18WCIR1-12345-AI |  | CIR1 |  | 7.3 | Hydro Run-of-river and poundage |  |  | Spain |  |  |  |  | Freshwater
18WJUCA-12345-0Q | 18WCIR2-12345-A8 |  | CIR2 |  | 7.3 | Hydro Run-of-river and poundage |  |  | Spain |  |  |  |  | Freshwater
18WTAJO-12345-0U | 18WCLJ1-12345-AX |  | CLJ1 |  | 1.1 | Hydro Run-of-river and poundage |  |  | Spain |  |  | 1977 |  | Freshwater
18WTAJO-12345-0U | 18WCLJ2-12345-AN |  | CLJ2 |  | 1.1 | Hydro Run-of-river and poundage |  |  | Spain |  |  | 1977 |  | Freshwater
18WJUCA-12345-0Q | 18WCLM1-12345-A0 |  | CLM1 |  | 2.7 | Hydro Run-of-river and poundage |  |  | Spain |  |  |  |  | Freshwater
18WJUCA-12345-0Q | 18WCLM2-12345-AR |  | CLM2 |  | 2.9 | Hydro Run-of-river and poundage |  |  | Spain |  |  |  |  | Freshwater
18WSIL-123456-0G | 18WCND1-12345-A1 |  | CND1 |  | 2.1 | Hydro Run-of-river and poundage |  |  | Spain |  |  |  |  | Freshwater
18WJUCA-12345-0Q | 18WCNM1-12345-AD |  | CNM1 |  | 0.4 | Hydro Run-of-river and poundage |  |  | Spain |  |  |  |  | Freshwater
18WJUCA-12345-0Q | 18WCNM2-12345-A3 |  | CNM2 |  | 0.5 | Hydro Run-of-river and poundage |  |  | Spain |  |  |  |  | Freshwater
18WJUCA-12345-0Q | 18WCNT1-12345-AA |  | CNT1 |  | 13.9 | Hydro Run-of-river and poundage |  |  | Spain |  |  |  |  | Freshwater
18WJUCA-12345-0Q | 18WCNT2-12345-A0 |  | CNT2 |  | 36.9 | Hydro Run-of-river and poundage |  |  | Spain |  |  |  |  | Freshwater
18WSIL-123456-0G | 18WCON1-12345-AR |  | CON1 |  | 89.3 | Hydro Water Reservoir | 42.166 | -7.175 | Spain | ES11 |  |  |  | Freshwater
18WSIL-123456-0G | 18WCON2-12345-AH |  | CON2 |  | 90.5 | Hydro Water Reservoir | 42.166 | -7.175 | Spain | ES11 |  |  |  | Freshwater
18WSIL-123456-0G | 18WCON3-12345-A7 |  | CON3 |  | 88 | Hydro Water Reservoir | 42.166 | -7.175 | Spain | ES11 |  |  |  | Freshwater
18WUFMI-12345-0L | 18WCTL1-12345-AQ |  | CTL1 |  | 67.5 | Hydro Run-of-river and poundage |  |  | Spain |  |  |  |  | Freshwater
18WUFMI-12345-0L | 18WCTL2-12345-AG |  | CTL2 |  | 68 | Hydro Run-of-river and poundage |  |  | Spain |  |  |  |  | Freshwater
18WDUER-12345-0N | 18WCTO1-12345-AU |  | CTO1 |  | 9.8 | Hydro Water Reservoir | 42.862 | -4.825 | Spain | ES41 |  |  |  | Freshwater
18WDUER-12345-0N | 18WCTO2-12345-AK |  | CTO2 |  | 9.8 | Hydro Water Reservoir | 42.862 | -4.825 | Spain | ES41 |  |  |  | Freshwater
18WDUER-12345-0N | 18WCUE1-12345-AH |  | CUE1 |  | 2 | Hydro Water Reservoir | 41.872 | -2.709 | Spain | ES41 |  |  |  | Freshwater
18WDUER-12345-0N | 18WCUE2-12345-A7 |  | CUE2 |  | 2 | Hydro Water Reservoir | 41.872 | -2.709 | Spain | ES41 |  |  |  | Freshwater
18WJUCA-12345-0Q | 18WEBO1-12345-AZ |  | EBO1 |  | 3.8 | Hydro Run-of-river and poundage |  |  | Spain |  |  |  |  | Freshwater
18WJUCA-12345-0Q | 18WEBO2-12345-AP |  | EBO2 |  | 3.9 | Hydro Run-of-river and poundage |  |  | Spain |  |  |  |  | Freshwater
18WDUER-12345-0N | 18WECA1-12345-AT |  | ECA1 |  | 0.5 | Hydro Water Reservoir | 41.626 | -4.744 | Spain | ES41 |  |  |  | Freshwater
18WDUER-12345-0N | 18WECA2-12345-AJ |  | ECA2 |  | 0.7 | Hydro Water Reservoir | 41.626 | -4.744 | Spain | ES41 |  |  |  | Freshwater
18WJUCA-12345-0Q | 18WELP1-12345-AF |  | ELP1 |  | 8.3 | Hydro Run-of-river and poundage |  |  | Spain |  |  |  |  | Freshwater
18WJUCA-12345-0Q | 18WELP2-12345-A5 |  | ELP2 |  | 8.9 | Hydro Run-of-river and poundage |  |  | Spain |  |  |  |  | Freshwater
18WSIL-123456-0G | 18WEST1-12345-AZ |  | EST1 |  | 63.9 | Hydro Water Reservoir | 42.414 | -7.65 | Spain | ES11 |  |  |  | Freshwater
18WSIL-123456-0G | 18WEST2-12345-AP |  | EST2 |  | 63.8 | Hydro Water Reservoir | 42.414 | -7.65 | Spain | ES11 |  |  |  | Freshwater
18WSIL-123456-0G | 18WEST3-12345-AF |  | EST3 |  | 62.7 | Hydro Water Reservoir | 42.414 | -7.65 | Spain | ES11 |  |  |  | Freshwater
18WSIL-123456-0G | 18WEST4-12345-A5 |  | EST4 |  | 62.5 | Hydro Water Reservoir | 42.414 | -7.65 | Spain | ES11 |  |  |  | Freshwater
18WSIL-123456-0G | 18WEST5-12345-AW |  | EST5 |  | 0.5 | Hydro Water Reservoir | 42.414 | -7.65 | Spain | ES11 |  |  |  | Freshwater
18WSIL-123456-0G | 18WEST6-12345-AM |  | EST6 |  | 0.2 | Hydro Water Reservoir | 42.414 | -7.65 | Spain | ES11 |  |  |  | Freshwater
18WUFMI-12345-0L | 18WFRI1-12345-A7 |  | FRI1 |  | 80.5 | Hydro Run-of-river and poundage |  |  | Spain |  |  |  |  | Freshwater
18WUFMI-12345-0L | 18WFRI2-12345-AY |  | FRI2 |  | 80.1 | Hydro Run-of-river and poundage |  |  | Spain |  |  |  |  | Freshwater
18WDUER-12345-0N | 18WGER1-12345-AE |  | GER1 |  | 0.3 | Hydro Water Reservoir | 41.556 | -4.867 | Spain | ES41 |  |  |  | Freshwater
18WDUER-12345-0N | 18WGER2-12345-A4 |  | GER2 |  | 0.2 | Hydro Water Reservoir | 41.556 | -4.867 | Spain | ES41 |  |  |  | Freshwater
18WJUCA-12345-0Q | 18WGES1-12345-A3 |  | GES1 |  | 1.1 | Hydro Run-of-river and poundage |  |  | Spain |  |  |  |  | Freshwater
18WJUCA-12345-0Q | 18WGES2-12345-AU |  | GES2 |  | 0.8 | Hydro Run-of-river and poundage |  |  | Spain |  |  |  |  | Freshwater
18WSIL-123456-0G | 18WGIS1-12345-AT |  | GIS1 |  | 1.7 | Hydro Run-of-river and poundage |  |  | Spain |  |  |  |  | Freshwater
18WTAJO-12345-0U | 18WGJO1-12345-AO |  | GJO1 |  | 26.3 | Hydro Water Reservoir | 40.18 | -6.142 | Spain | ES43 |  | 1977 |  | Freshwater
18WTAJO-12345-0U | 18WGJO2-12345-AE |  | GJO2 |  | 25.8 | Hydro Water Reservoir | 40.18 | -6.142 | Spain | ES43 |  | 1977 |  | Freshwater
18WJUCA-12345-0Q | 18WHID1-12345-AX |  | HID1 |  | 0.3 | Hydro Run-of-river and poundage |  |  | Spain |  |  |  |  | Freshwater
18WJUCA-12345-0Q | 18WHID2-12345-AN |  | HID2 |  | 0.3 | Hydro Run-of-river and poundage |  |  | Spain |  |  |  |  | Freshwater
18WJUCA-12345-0Q | 18WHIJ1-12345-A4 |  | HIJ1 |  | 2.3 | Hydro Run-of-river and poundage |  |  | Spain |  |  |  |  | Freshwater
18WJUCA-12345-0Q | 18WHIJ2-12345-AV |  | HIJ2 |  | 2.3 | Hydro Run-of-river and poundage |  |  | Spain |  |  |  |  | Freshwater
18WSIL-123456-0G | 18WJAR1-12345-AN |  | JAR1 |  | 25.9 | Hydro Water Reservoir | 42.393 | -7.089 | Spain | ES11 |  |  |  | Freshwater
18WSIL-123456-0G | 18WJAR2-12345-AD |  | JAR2 |  | 27.1 | Hydro Water Reservoir | 42.393 | -7.089 | Spain | ES11 |  |  |  | Freshwater
18WDUER-12345-0N | 18WLAG-123456-AG |  | LAG |  | 0.5 | Hydro Water Reservoir | 42.717 | -5.638 | Spain | ES11 |  |  |  | Freshwater
18WSIL-123456-0G | 18WLASP-12345-A5 |  | LASP |  | 0.3 | Hydro Run-of-river and poundage |  |  | Spain |  |  |  |  | Freshwater
18WJUCA-12345-0Q | 18WLCA1-12345-AC |  | LCA1 |  | 2.3 | Hydro Run-of-river and poundage |  |  | Spain |  |  |  |  | Freshwater
18WJUCA-12345-0Q | 18WLCA2-12345-A2 |  | LCA2 |  | 2.4 | Hydro Run-of-river and poundage |  |  | Spain |  |  |  |  | Freshwater
18WDUER-12345-0N | 18WLFUE-12345-AX |  | LFUE |  | 0.1 | Hydro Run-of-river and poundage |  |  | Spain |  |  |  |  | Freshwater
18WTAJO-12345-0U | 18WLGA1-12345-A1 |  | LGA1 |  | 0.5 | Hydro Run-of-river and poundage |  |  | Spain |  |  | 1977 |  | Freshwater
18WTAJO-12345-0U | 18WLGA2-12345-AS |  | LGA2 |  | 0.5 | Hydro Run-of-river and poundage |  |  | Spain |  |  | 1977 |  | Freshwater
18WTAJO-12345-0U | 18WLMI1-12345-AQ |  | LMI1 |  | 0.1 | Hydro Run-of-river and poundage |  |  | Spain |  |  | 1977 |  | Freshwater
18WTAJO-12345-0U | 18WLMI2-12345-AG |  | LMI2 |  | 0.1 | Hydro Run-of-river and poundage |  |  | Spain |  |  | 1977 |  | Freshwater
18WTAJO-12345-0U | 18WLMI3-12345-A6 |  | LMI3 |  | 0.6 | Hydro Run-of-river and poundage |  |  | Spain |  |  | 1977 |  | Freshwater
18WJUCA-12345-0Q | 18WLPE1-12345-AY |  | LPE1 |  | 0.3 | Hydro Run-of-river and poundage |  |  | Spain |  |  |  |  | Freshwater
18WJUCA-12345-0Q | 18WLPE2-12345-AO |  | LPE2 |  | 0.3 | Hydro Run-of-river and poundage |  |  | Spain |  |  |  |  | Freshwater
18WJUCA-12345-0Q | 18WLPE3-12345-AE |  | LPE3 |  | 0.3 | Hydro Run-of-river and poundage |  |  | Spain |  |  |  |  | Freshwater
18WJUCA-12345-0Q | 18WLPE4-12345-A4 |  | LPE4 |  | 0.3 | Hydro Run-of-river and poundage |  |  | Spain |  |  |  |  | Freshwater
18WJUCA-12345-0Q | 18WLUC1-12345-AX |  | LUC1 |  | 5.9 | Hydro Run-of-river and poundage |  |  | Spain |  |  |  |  | Freshwater
18WJUCA-12345-0Q | 18WLUC2-12345-AN |  | LUC2 |  | 5.9 | Hydro Run-of-river and poundage |  |  | Spain |  |  |  |  | Freshwater
18WJUCA-12345-0Q | 18WLUC3-12345-AD |  | LUC3 |  | 13.4 | Hydro Run-of-river and poundage |  |  | Spain |  |  |  |  | Freshwater
18WJUCA-12345-0Q | 18WLUC4-12345-A3 |  | LUC4 |  | 13.7 | Hydro Run-of-river and poundage |  |  | Spain |  |  |  |  | Freshwater
18WDUER-12345-0N | 18WLUG1-12345-AQ |  | LUG1 |  | 0.5 | Hydro Run-of-river and poundage |  |  | Spain |  |  |  |  | Freshwater
18WDUER-12345-0N | 18WLUG2-12345-AG |  | LUG2 |  | 0.1 | Hydro Run-of-river and poundage |  |  | Spain |  |  |  |  | Freshwater
18WJUCA-12345-0Q | 18WLVI1-12345-AT |  | LVI1 |  | 1 | Hydro Run-of-river and poundage |  |  | Spain |  |  |  |  | Freshwater
18WJUCA-12345-0Q | 18WLVI2-12345-AJ |  | LVI2 |  | 0.8 | Hydro Run-of-river and poundage |  |  | Spain |  |  |  |  | Freshwater
18WJUCA-12345-0Q | 18WLVI3-12345-A9 |  | LVI3 |  | 1.4 | Hydro Run-of-river and poundage |  |  | Spain |  |  |  |  | Freshwater
18WJUCA-12345-0Q | 18WMIL1-12345-AS |  | MIL1 |  | 8.2 | Hydro Run-of-river and poundage |  |  | Spain |  |  |  |  | Freshwater
18WJUCA-12345-0Q | 18WMIL2-12345-AI |  | MIL2 |  | 8.6 | Hydro Run-of-river and poundage |  |  | Spain |  |  |  |  | Freshwater
18WJUCA-12345-0Q | 18WMIL3-12345-A8 |  | MIL3 |  | 8.1 | Hydro Run-of-river and poundage |  |  | Spain |  |  |  |  | Freshwater
18WJUCA-12345-0Q | 18WMILLII1-12-AN |  | MILLII1 |  | 34.9 | Hydro Run-of-river and poundage |  |  | Spain |  |  |  |  | Freshwater
18WJUCA-12345-0Q | 18WMILLII2-12-AG |  | MILLII2 |  | 35.2 | Hydro Run-of-river and poundage |  |  | Spain |  |  |  |  | Freshwater
18WJUCA-12345-0Q | 18WMNI1-12345-A1 |  | MNI1 |  | 0.3 | Hydro Run-of-river and poundage |  |  | Spain |  |  |  |  | Freshwater
18WJUCA-12345-0Q | 18WMNI2-12345-AS |  | MNI2 |  | 0.3 | Hydro Run-of-river and poundage |  |  | Spain |  |  |  |  | Freshwater
18WJUCA-12345-0Q | 18WMNJU-12345-AX |  | MNJU |  | 0.2 | Hydro Run-of-river and poundage |  |  | Spain |  |  |  |  | Freshwater
18WSIL-123456-0G | 18WMTF1-12345--L |  | MTF1 |  | 14.7 | Hydro Run-of-river and poundage |  |  | Spain |  |  |  |  | Freshwater
18WSIL-123456-0G | 18WMTF2-12345-AQ |  | MTF2 |  | 15 | Hydro Run-of-river and poundage |  |  | Spain |  |  |  |  | Freshwater
18WSIL-123456-0G | 18WMTF3-12345-AG |  | MTF3 |  | 14.5 | Hydro Run-of-river and poundage |  |  | Spain |  |  |  |  | Freshwater
18WSIL-123456-0G | 18WMTN1-12345-AM |  | MTN1 |  | 10.2 | Hydro Run-of-river and poundage |  |  | Spain |  |  |  |  | Freshwater
18WJUCA-12345-0Q | 18WONDA-12345-AE |  | ONDA |  | 0.4 | Hydro Run-of-river and poundage |  |  | Spain |  |  |  |  | Freshwater
18WJUCA-12345-0Q | 18WONDB-12345-A4 |  | ONDB |  | 0.4 | Hydro Run-of-river and poundage |  |  | Spain |  |  |  |  | Freshwater
18WDUER-12345-0N | 18WPCON-12345-AU |  | PCON |  | 0.8 | Hydro Run-of-river and poundage |  |  | Spain |  |  |  |  | Freshwater
18WUFMI-12345-0L | 18WPEA1-12345-AA |  | PEA1 |  | 59.9 | Hydro Water Reservoir | 42.465 | -7.724 | Spain | ES11 |  |  |  | Freshwater
18WUFMI-12345-0L | 18WPEA2-12345-A0 |  | PEA2 |  | 60.3 | Hydro Water Reservoir | 42.465 | -7.724 | Spain | ES11 |  |  |  | Freshwater
18WUFMI-12345-0L | 18WPEA3-12345-AR |  | PEA3 |  | 60.6 | Hydro Water Reservoir | 42.465 | -7.724 | Spain | ES11 |  |  |  | Freshwater
18WJUCA-12345-0Q | 18WPED1-12345-AE |  | PED1 |  | 0.6 | Hydro Run-of-river and poundage |  |  | Spain |  |  |  |  | Freshwater
18WJUCA-12345-0Q | 18WPED2-12345-A4 |  | PED2 |  | 0.3 | Hydro Run-of-river and poundage |  |  | Spain |  |  |  |  | Freshwater
18WDUER-12345-0N | 18WPES1-12345-AY |  | PES1 |  | 0.7 | Hydro Run-of-river and poundage |  |  | Spain |  |  |  |  | Freshwater
18WDUER-12345-0N | 18WPES2-12345-AO |  | PES2 |  | 0.7 | Hydro Run-of-river and poundage |  |  | Spain |  |  |  |  | Freshwater
18WSIL-123456-0G | 18WPNO1-12345-A7 |  | PNO1 |  | 12.7 | Hydro Run-of-river and poundage |  |  | Spain |  |  |  |  | Freshwater
18WSIL-123456-0G | 18WPNO2-12345-AY |  | PNO2 |  | 13 | Hydro Run-of-river and poundage |  |  | Spain |  |  |  |  | Freshwater
18WSIL-123456-0G | 18WPNO3-12345-AO |  | PNO3 |  | 6 | Hydro Run-of-river and poundage |  |  | Spain |  |  |  |  | Freshwater
18WSIL-123456-0G | 18WPNO4-12345-AE |  | PNO4 |  | 6.2 | Hydro Run-of-river and poundage |  |  | Spain |  |  |  |  | Freshwater
18WJUCA-12345-0Q | 18WPOR1-12345--L |  | POR1 |  | 0.5 | Hydro Run-of-river and poundage |  |  | Spain |  |  |  |  | Freshwater
18WJUCA-12345-0Q | 18WPOR2-12345-AQ |  | POR2 |  | 0.5 | Hydro Run-of-river and poundage |  |  | Spain |  |  |  |  | Freshwater
18WDUER-12345-0N | 18WPSE1-12345-AK |  | PSE1 |  | 0.2 | Hydro Run-of-river and poundage |  |  | Spain |  |  |  |  | Freshwater
18WDUER-12345-0N | 18WPSE2-12345-AA |  | PSE2 |  | 0.3 | Hydro Run-of-river and poundage |  |  | Spain |  |  |  |  | Freshwater
18WJUCA-12345-0Q | 18WRBE1-12345-AD |  | RBE1 |  | 3.5 | Hydro Run-of-river and poundage |  |  | Spain |  |  |  |  | Freshwater
18WJUCA-12345-0Q | 18WRBE2-12345-A3 |  | RBE2 |  | 3.5 | Hydro Run-of-river and poundage |  |  | Spain |  |  |  |  | Freshwater
18WTAJO-12345-0U | 18WRIBE-12345-AH |  | RIBE |  | 0.5 | Hydro Run-of-river and poundage |  |  | Spain |  |  | 1977 |  | Freshwater
18WDUER-12345-0N | 18WRIC1-12345-AP |  | RIC1 |  | 42.4 | Hydro Water Reservoir | 41.528 | -5.985 | Spain | ES41 |  |  |  | Freshwater
18WDUER-12345-0N | 18WRIC2-12345-AF |  | RIC2 |  | 44 | Hydro Water Reservoir | 41.528 | -5.985 | Spain | ES41 |  |  |  | Freshwater
18WDUER-12345-0N | 18WRIC3-12345-A5 |  | RIC3 |  | 41.9 | Hydro Water Reservoir | 41.528 | -5.985 | Spain | ES41 |  |  |  | Freshwater
18WDUER-12345-0N | 18WRIC4-12345-AW |  | RIC4 |  | 45.1 | Hydro Water Reservoir | 41.528 | -5.985 | Spain | ES41 |  |  |  | Freshwater
18WJUCA-12345-0Q | 18WRMU2-12345-AS |  | RMU2 |  | 0.1 | Hydro Run-of-river and poundage |  |  | Spain |  |  |  |  | Freshwater
18WDUER-12345-0N | 18WSA11-12345-A7 |  | SA11 |  | 62 | Hydro Water Reservoir | 41.047 | -6.804 | Spain | ES41 |  |  |  | Freshwater
18WDUER-12345-0N | 18WSA12-12345-AY |  | SA12 |  | 63.3 | Hydro Water Reservoir | 41.047 | -6.804 | Spain | ES41 |  |  |  | Freshwater
18WDUER-12345-0N | 18WSA13-12345-AO |  | SA13 |  | 62.2 | Hydro Water Reservoir | 41.047 | -6.804 | Spain | ES41 |  |  |  | Freshwater
18WDUER-12345-0N | 18WSA14-12345-AE |  | SA14 |  | 62.2 | Hydro Water Reservoir | 41.047 | -6.804 | Spain | ES41 |  |  |  | Freshwater
18WJUCA-12345-0Q | 18WSAJ1-12345-AV |  | SAJ1 |  | 5.9 | Hydro Run-of-river and poundage |  |  | Spain |  |  |  |  | Freshwater
18WJUCA-12345-0Q | 18WSAJ2-12345-AL |  | SAJ2 |  | 5.9 | Hydro Run-of-river and poundage |  |  | Spain |  |  |  |  | Freshwater
18WDUER-12345-0N | 18WSALB-12345-AK |  | SALB |  | 0.2 | Hydro Run-of-river and poundage | 41.921 | -4.525 | Spain |  |  |  |  | Freshwater
18WSIL-123456-0G | 18WSCL1-12345-AM |  | SCL1 |  | 19.5 | Hydro Run-of-river and poundage |  |  | Spain |  |  |  |  | Freshwater
18WSIL-123456-0G | 18WSCR1-12345-AU |  | SCR1 |  | 6 | Hydro Run-of-river and poundage |  |  | Spain |  |  |  |  | Freshwater
18WSIL-123456-0G | 18WSCR2-12345-AK |  | SCR2 |  | 6.3 | Hydro Run-of-river and poundage |  |  | Spain |  |  |  |  | Freshwater
18WSIL-123456-0G | 18WSMI1-12345-A9 |  | SMI1 |  | 0.2 | Hydro Run-of-river and poundage |  |  | Spain |  |  |  |  | Freshwater
18WSIL-123456-0G | 18WSMI2-12345--L |  | SMI2 |  | 0.3 | Hydro Run-of-river and poundage |  |  | Spain |  |  |  |  | Freshwater
18WSIL-123456-0G | 18WSOB1-12345-AP |  | SOB1 |  | 22.6 | Hydro Run-of-river and poundage | 42.414 | -6.92 | Spain | ES11 |  |  |  | Freshwater
18WSIL-123456-0G | 18WSOB2-12345-AF |  | SOB2 |  | 21.6 | Hydro Run-of-river and poundage | 42.414 | -6.92 | Spain | ES11 |  |  |  | Freshwater
18WJUCA-12345-0Q | 18WSOL1-12345-AQ |  | SOL1 |  | 0.8 | Hydro Run-of-river and poundage |  |  | Spain |  |  |  |  | Freshwater
18WSIL-123456-0G | 18WSOU2-12345-AS |  | SOU2 |  | 81.6 | Hydro Water Reservoir | 42.246 | -7.167 | Spain | ES11 |  |  |  | Freshwater
18WSIL-123456-0G | 18WSPR1-12345-AM |  | SPR1 |  | 17.2 | Hydro Water Reservoir | 43.054 | -8.139 | Spain | ES11 |  |  |  | Freshwater
18WSIL-123456-0G | 18WSPR2-12345-AC |  | SPR2 |  | 17.1 | Hydro Water Reservoir | 43.054 | -8.139 | Spain | ES11 |  |  |  | Freshwater
18WSIL-123456-0G | 18WSPR21-1234--H |  | SPR21 |  | 25.8 | Hydro Water Reservoir | 43.054 | -8.139 | Spain | ES11 |  |  |  | Freshwater
18WSIL-123456-0G | 18WSQR1-12345-AA |  | SQR1 |  | 6.6 | Hydro Run-of-river and poundage |  |  | Spain |  |  |  |  | Freshwater
18WSIL-123456-0G | 18WSQR2-12345-A0 |  | SQR2 |  | 6.2 | Hydro Run-of-river and poundage |  |  | Spain |  |  |  |  | Freshwater
18WSIL-123456-0G | 18WSQR3-12345-AR |  | SQR3 |  | 6.5 | Hydro Run-of-river and poundage |  |  | Spain |  |  |  |  | Freshwater
18WDUER-12345-0N | 18WSROM-12345-A6 |  | SROM |  | 5.5 | Hydro Run-of-river and poundage | 41.474 | -5.865 | Spain |  |  |  |  | Freshwater
18WSIL-123456-0G | 18WSSL1-12345-AF |  | SSL1 |  | 7.4 | Hydro Run-of-river and poundage |  |  | Spain |  |  |  |  | Freshwater
18WSIL-123456-0G | 18WSSL2-12345-A5 |  | SSL2 |  | 7.4 | Hydro Run-of-river and poundage |  |  | Spain |  |  |  |  | Freshwater
18WDUER-12345-0N | 18WSTE1-12345-A6 |  | STE1 |  | 10.3 | Hydro Water Reservoir | 40.668 | -5.606 | Spain | ES41 |  |  |  | Freshwater
18WDUER-12345-0N | 18WSTE2-12345-AX |  | STE2 |  | 10.3 | Hydro Water Reservoir | 40.668 | -5.606 | Spain | ES41 |  |  |  | Freshwater
18WTAJO-12345-0U | 18WTOJ1-12345-AZ |  | TOJ1 |  | 32.1 | Hydro Water Reservoir | 39.836 | -5.989 | Spain | ES43 |  | 1977 |  | Freshwater
18WTAJO-12345-0U | 18WTOJ2-12345-AP |  | TOJ2 |  | 32.3 | Hydro Water Reservoir | 39.836 | -5.989 | Spain | ES43 |  | 1977 |  | Freshwater
18WTAJO-12345-0U | 18WTOJ3-12345-AF |  | TOJ3 |  | 32.3 | Hydro Water Reservoir | 39.836 | -5.989 | Spain | ES43 |  | 1977 |  | Freshwater
18WTAJO-12345-0U | 18WTOJ4-12345-A5 |  | TOJ4 |  | 33.6 | Hydro Water Reservoir | 39.836 | -5.989 | Spain | ES43 |  | 1977 |  | Freshwater
18WJUCA-12345-0Q | 18WTRA1-12345-AO |  | TRA1 |  | 1.2 | Hydro Run-of-river and poundage |  |  | Spain |  |  |  |  | Freshwater
18WJUCA-12345-0Q | 18WTRA2-12345-AE |  | TRA2 |  | 1.2 | Hydro Run-of-river and poundage |  |  | Spain |  |  |  |  | Freshwater
18WJUCA-12345-0Q | 18WTRA3-12345-A4 |  | TRA3 |  | 1.2 | Hydro Run-of-river and poundage |  |  | Spain |  |  |  |  | Freshwater
18WDUER-12345-0N | 18WVAP1-12345-A0 |  | VAP1 |  | 32.6 | Hydro Water Reservoir | 41.993 | -6.271 | Spain | ES41 |  |  |  | Freshwater
18WDUER-12345-0N | 18WVAP2-12345-AR |  | VAP2 |  | 32.4 | Hydro Water Reservoir | 41.993 | -6.271 | Spain | ES41 |  |  |  | Freshwater
18WDUER-12345-0N | 18WVC11-12345-AI |  | VC11 |  | 32.5 | Hydro Water Reservoir | 41.491 | -6.085 | Spain | ES41 |  |  |  | Freshwater
18WDUER-12345-0N | 18WVC12-12345-A8 |  | VC12 |  | 32.2 | Hydro Water Reservoir | 41.491 | -6.085 | Spain | ES41 |  |  |  | Freshwater
18WDUER-12345-0N | 18WVC13-12345-AZ |  | VC13 |  | 32.4 | Hydro Water Reservoir | 41.491 | -6.085 | Spain | ES41 |  |  |  | Freshwater
18WTAJO-12345-0U | 18WVCN1-12345-AZ |  | VCN1 |  | 82.7 | Hydro Water Reservoir | 39.778 | -5.613 | Spain | ES43 |  | 1977 |  | Freshwater
18WTAJO-12345-0U | 18WVCN2-12345-AP |  | VCN2 |  | 82.3 | Hydro Water Reservoir | 39.778 | -5.613 | Spain | ES43 |  | 1977 |  | Freshwater
18WTAJO-12345-0U | 18WVCN3-12345-AF |  | VCN3 |  | 82 | Hydro Water Reservoir | 39.778 | -5.613 | Spain | ES43 |  | 1977 |  | Freshwater
18WDUER-12345-0N | 18WVEG1-12345-AE |  | VEG1 |  | 0.2 | Hydro Water Reservoir | 42.902 | -5.539 | Spain | ES41 |  |  |  | Freshwater
18WDUER-12345-0N | 18WVEG2-12345-A4 |  | VEG2 |  | 0.2 | Hydro Water Reservoir | 42.902 | -5.539 | Spain | ES41 |  |  |  | Freshwater
18WUFMI-12345-0L | 18WVEL1-12345-AX |  | VEL1 |  | 45.7 | Hydro Water Reservoir | 42.358 | -7.851 | Spain | ES11 |  |  |  | Freshwater
18WUFMI-12345-0L | 18WVEL2-12345-AN |  | VEL2 |  | 40.7 | Hydro Water Reservoir | 42.358 | -7.851 | Spain | ES11 |  |  |  | Freshwater
18WDUER-12345-0N | 18WVGO1-12345-AD |  | VGO1 |  | 1.9 | Hydro Run-of-river and poundage | 40.873 | -5.497 | Spain |  |  |  |  | Freshwater
18WDUER-12345-0N | 18WVGO2-12345-A3 |  | VGO2 |  | 1.9 | Hydro Run-of-river and poundage | 40.873 | -5.497 | Spain |  |  |  |  | Freshwater
18WTAJO-12345-0U | 18WVIR1-12345-AU |  | VIR1 |  | 0.1 | Hydro Run-of-river and poundage |  |  | Spain |  |  | 1977 |  | Freshwater
18WTAJO-12345-0U | 18WVIR2-12345-AK |  | VIR2 |  | 0.5 | Hydro Run-of-river and poundage |  |  | Spain |  |  | 1977 |  | Freshwater
18WDUER-12345-0N | 18WVLB1-12345-AM |  | VLB1 |  | 6.9 | Hydro Water Reservoir | 38.575 | -6.513 | Spain | ES43 |  |  |  | Freshwater
18WDUER-12345-0N | 18WVLB2-12345-AC |  | VLB2 |  | 6.9 | Hydro Water Reservoir | 38.575 | -6.513 | Spain | ES43 |  |  |  | Freshwater
18WJUCA-12345-0Q | 18WVLL1-12345-AN |  | VLL1 |  | 6.9 | Hydro Run-of-river and poundage |  |  | Spain |  |  |  |  | Freshwater
18WJUCA-12345-0Q | 18WVLL2-12345-AD |  | VLL2 |  | 7.1 | Hydro Run-of-river and poundage |  |  | Spain |  |  |  |  | Freshwater
18WDUER-12345-0N | 18WVLT1-12345-A9 |  | VLT1 |  | 0.4 | Hydro Run-of-river and poundage | 41.555 | -4.11 | Spain |  |  |  |  | Freshwater
18WDUER-12345-0N | 18WVLT2-12345--L |  | VLT2 |  | 0.4 | Hydro Run-of-river and poundage | 41.555 | -4.11 | Spain |  |  |  |  | Freshwater
18WTAJO-12345-0U | 18WVOB1-12345-AN |  | VOB1 |  | 19.7 | Hydro Run-of-river and poundage |  |  | Spain |  |  | 1977 |  | Freshwater
18WTAJO-12345-0U | 18WVOB2-12345-AD |  | VOB2 |  | 19.7 | Hydro Run-of-river and poundage |  |  | Spain |  |  | 1977 |  | Freshwater
18WJUCA-12345-0Q | 18WVRRE-12345-AE |  | VRRE |  | 0.4 | Hydro Run-of-river and poundage |  |  | Spain |  |  |  |  | Freshwater
| 31WNA76 | TE-TO Osijek | TE-TO Osijek A |  | 45 | Fossil Gas | 45.542 | 18.745 | Croatia | HR04 | COMMISSIONED |  |  | Freshwater | Once-through | 132.48 | 0.91
| 31WNA11 | HE Dubrava | HE Dubrava D |  | 0.34 | Hydro Run-of-river and poundage | 46.32 | 16.749 | Croatia | HR04 | COMMISSIONED |  |  | Freshwater
| 31WNA10 | HE Dubrava | HE Dubrava C |  | 1.1 | Hydro Run-of-river and poundage | 46.32 | 16.749 | Croatia | HR04 | COMMISSIONED |  |  | Freshwater
| 31WNA9 | HE Dubrava | HE Dubrava B |  | 38 | Hydro Run-of-river and poundage | 46.32 | 16.749 | Croatia | HR04 | COMMISSIONED |  |  | Freshwater
| 31WNA8 | HE Dubrava | HE Dubrava A |  | 38 | Hydro Run-of-river and poundage | 46.32 | 16.749 | Croatia | HR04 | COMMISSIONED |  |  | Freshwater
| 31WNA7 | HE Cakovec | HE Cakovec D |  | 0.34 | Hydro Run-of-river and poundage | 46.311 | 16.494 | Croatia | HR04 | COMMISSIONED |  |  | Freshwater
| 31WNA6 | HE Cakovec | HE Cakovec C |  | 1.1 | Hydro Run-of-river and poundage | 46.311 | 16.494 | Croatia | HR04 | COMMISSIONED |  |  | Freshwater
| 31WNA5 | HE Cakovec | HE Cakovec B |  | 38 | Hydro Run-of-river and poundage | 46.311 | 16.494 | Croatia | HR04 | COMMISSIONED |  |  | Freshwater
| 31WNA4 | HE Cakovec | HE Cakovec A |  | 38 | Hydro Run-of-river and poundage | 46.311 | 16.494 | Croatia | HR04 | COMMISSIONED |  |  | Freshwater
| 31WNA3 | HE Varazdin | HE Varazdin C |  | 0.6 | Hydro Run-of-river and poundage | 46.348 | 16.268 | Croatia | HR04 | COMMISSIONED |  |  | Freshwater
| 31WNA2 | HE Varazdin | HE Varazdin B |  | 47 | Hydro Run-of-river and poundage | 46.348 | 16.268 | Croatia | HR04 | COMMISSIONED |  |  | Freshwater
| 31WNA1 | HE Varazdin | HE Varazdin A |  | 47 | Hydro Run-of-river and poundage | 46.348 | 16.268 | Croatia | HR04 | COMMISSIONED |  |  | Freshwater
| 31WNA77 | TE-TO Osijek | TE-TO Osijek B1 |  | 25 | Fossil Gas | 45.542 | 18.745 | Croatia | HR04 | COMMISSIONED |  |  | Freshwater | Once-through | 132.48 | 0.91
| 31WNA78 | TE-TO Osijek | TE-TO Osijek B2 |  | 25 | Fossil Gas | 45.542 | 18.745 | Croatia | HR04 | COMMISSIONED |  |  | Freshwater | Once-through | 132.48 | 0.91
| 31WNA79 | EL-TO Zagreb | EL-TO Zagreb ST1 |  | 11 | Fossil Gas | 45.808 | 15.949 | Croatia | HR04 | COMMISSIONED |  |  | Freshwater | No Cooling | 0 | 0
| 31WNA80 | EL-TO Zagreb | EL-TO Zagreb ST2 |  | 30 | Fossil Gas | 45.808 | 15.949 | Croatia | HR04 | COMMISSIONED |  |  | Freshwater | No Cooling | 0 | 0
| 31WNA81 | EL-TO Zagreb | EL-TO Zagreb GT1 |  | 23.9 | Fossil Gas | 45.808 | 15.949 | Croatia | HR04 | COMMISSIONED |  |  | Freshwater | No Cooling | 0 | 0
| 31WNA82 | EL-TO Zagreb | EL-TO Zagreb GT2 |  | 23.9 | Fossil Gas | 45.808 | 15.949 | Croatia | HR04 | COMMISSIONED |  |  | Freshwater | No Cooling | 0 | 0
| 31WNA83 | Belisce | Belisce |  | 31 | Fossil Gas | 45.687 | 18.41 | Croatia | HR04 | COMMISSIONED |  |  | Freshwater | Once-through | 132.48 | 0.91
| 31WNA84 | Viro | Viro |  | 8 | Fossil Gas | 45.856 | 17.397 | Croatia | HR04 | COMMISSIONED |  |  | Freshwater | Air Cooling | 0.01 | 0.01
| 31WNA85 | INA Oil Refinery Rijeka | INA Oil Refinery Rijeka |  | 40.5 | Fossil Oil | 45.286 | 14.529 | Croatia | HR03 | COMMISSIONED |  |  | Seawater | Once-through | 132.48 | 0.91
| 31WNA86 | Tvornica secera Osijek | Tvornica secera Osijek |  | 18.5 | Fossil Hard coal | 45.549 | 18.727 | Croatia | HR04 | COMMISSIONED |  |  | Freshwater | Once-through | 137.59 | 0.95
| 31WNA87 | INA Naftaplin CPS Molve | INA Naftaplin CPS Molve |  | 11.1 | Fossil Gas | 46.109 | 17.003 | Croatia | HR04 | COMMISSIONED |  |  | Freshwater | Air Cooling | 0.01 | 0.01
| 31WNA88 | Ina Etan Ivanic Grad | Ina Etan Ivanic Grad |  | 8 | Fossil Gas | 45.718 | 16.396 | Croatia | HR04 | COMMISSIONED |  |  | Freshwater | Air Cooling | 0.01 | 0.01
| 31WNA89 | Petrokemija Kutina | Petrokemija Kutina |  | 35 | Fossil Gas | 45.468 | 16.801 | Croatia | HR04 | COMMISSIONED |  |  | Freshwater |  | 22.52 | 0.91
| 31WNA90 | Sladorana Zupanja | Sladorana Zupanja |  | 10 | Fossil Gas | 45.088 | 18.691 | Croatia | HR04 | COMMISSIONED |  |  | Freshwater | Air Cooling | 0.01 | 0.01
| 31WNA91 | Termoplin Varazdin | Termoplin Varazdin |  | 0.03 | Fossil Gas | 46.314 | 16.348 | Croatia | HR04 | COMMISSIONED |  |  | Freshwater | Air Cooling | 0.01 | 0.01
| 31WNA92 | Energo Rijeka | Energo Rijeka |  | 0.5 | Fossil Gas | 45.329 | 14.439 | Croatia | HR03 | COMMISSIONED |  |  | Seawater | Once-through | 132.48 | 0.91
| 31WNA93 | Osatina Tomasinci | Osatina Tomasinci |  | 1.8 | Fossil Gas | 45.396 | 18.421 | Croatia | HR04 | COMMISSIONED |  |  | Freshwater | Air Cooling | 0.01 | 0.01
| 31WNA94 | Osatina Staklenik | Osatina Staklenik |  | 1 | Fossil Gas | 45.396 | 18.421 | Croatia | HR04 | COMMISSIONED |  |  | Freshwater | Air Cooling | 0.01 | 0.01

## conv_check
| Value | Unit | Comment
Sum of Capacities with commissioned date | 535.5587 | GW
Sum of Capacities without commissioned date | 214.6524 | GW | Not all power plants have commissioned dates
Total Capacity | 750.2111 | GW
Factor (No comissioned date) | 1.4008 |  | In order to include plants without commissioned date, they are proportionally allocated to the plants with comissioned date. This may increase the available capacity growth, however, in case of political will this may be achievable.

## conv_analyse
| Fossil Gas | Hydro Run-of-river and poundage | Fossil Hard coal | Hydro Pumped Storage | Hydro Water Reservoir | Fossil Oil | Biomass | Nuclear | Wind Offshore | Fossil Brown coal/Lignite | Wind Onshore | Fossil Coal-derived gas | Waste | Fossil Oil shale | Solar | Fossil Peat | Marine | Geothermal | Other
1900 | 0 | 0 | 0 | 0 | 0 | 0 | 0 | 0 | 0 | 0 | 0 | 0 | 0 | 0 | 0 | 0 | 0 | 0 | 0
1901 | 0 | 0 | 0 | 0 | 0 | 0 | 0 | 0 | 0 | 0 | 0 | 0 | 0 | 0 | 0 | 0 | 0 | 0 | 0
1902 | 0 | 0 | 0 | 0 | 0 | 0 | 0 | 0 | 0 | 0 | 0 | 0 | 0 | 0 | 0 | 0 | 0 | 0 | 0
1903 | 0 | 0 | 0 | 0 | 0 | 0 | 0 | 0 | 0 | 0 | 0 | 0 | 0 | 0 | 0 | 0 | 0 | 0 | 0
1904 | 0 | 0 | 0 | 0 | 0 | 0 | 0 | 0 | 0 | 0 | 0 | 0 | 0 | 0 | 0 | 0 | 0 | 0 | 0
1905 | 0 | 0 | 0 | 0 | 0 | 0 | 0 | 0 | 0 | 0 | 0 | 0 | 0 | 0 | 0 | 0 | 0 | 0 | 0
1906 | 0 | 0 | 0 | 0 | 0 | 0 | 0 | 0 | 0 | 0 | 0 | 0 | 0 | 0 | 0 | 0 | 0 | 0 | 0
1907 | 0 | 0 | 0 | 0 | 0 | 0 | 0 | 0 | 0 | 0 | 0 | 0 | 0 | 0 | 0 | 0 | 0 | 0 | 0
1908 | 0 | 0 | 0 | 0 | 0 | 0 | 0 | 0 | 0 | 0 | 0 | 0 | 0 | 0 | 0 | 0 | 0 | 0 | 0
1909 | 0 | 0 | 0 | 0 | 0 | 0 | 0 | 0 | 0 | 0 | 0 | 0 | 0 | 0 | 0 | 0 | 0 | 0 | 0
1910 | 0 | 156.8897 | 0 | 0 | 0 | 0 | 0 | 0 | 0 | 0 | 0 | 0 | 0 | 0 | 0 | 0 | 0 | 0 | 0
1911 | 0 | 0 | 0 | 0 | 0 | 0 | 0 | 0 | 0 | 0 | 0 | 0 | 0 | 0 | 0 | 0 | 0 | 0 | 0
1912 | 0 | 0 | 0 | 0 | 0 | 0 | 0 | 0 | 0 | 0 | 0 | 0 | 0 | 0 | 0 | 0 | 0 | 0 | 0
1913 | 0 | 0 | 0 | 0 | 0 | 0 | 0 | 0 | 0 | 0 | 0 | 0 | 0 | 0 | 0 | 0 | 0 | 0 | 0
1914 | 0 | 0 | 0 | 0 | 0 | 0 | 0 | 0 | 0 | 0 | 0 | 0 | 0 | 0 | 0 | 0 | 0 | 0 | 0
1915 | 0 | 0 | 0 | 0 | 0 | 0 | 0 | 0 | 0 | 0 | 0 | 0 | 0 | 0 | 0 | 0 | 0 | 0 | 0
1916 | 0 | 0 | 0 | 0 | 0 | 0 | 0 | 0 | 0 | 0 | 0 | 0 | 0 | 0 | 0 | 0 | 0 | 0 | 0
1917 | 0 | 0 | 0 | 0 | 0 | 0 | 0 | 0 | 0 | 0 | 0 | 0 | 0 | 0 | 0 | 0 | 0 | 0 | 0
1918 | 0 | 0 | 0 | 0 | 0 | 0 | 0 | 0 | 0 | 0 | 0 | 0 | 0 | 0 | 0 | 0 | 0 | 0 | 0
1919 | 0 | 0 | 0 | 0 | 0 | 0 | 0 | 0 | 0 | 0 | 0 | 0 | 0 | 0 | 0 | 0 | 0 | 0 | 0
1920 | 0 | 0 | 0 | 0 | 44.5455 | 0 | 0 | 0 | 0 | 0 | 0 | 0 | 0 | 0 | 0 | 0 | 0 | 0 | 0
1921 | 0 | 0 | 0 | 0 | 0 | 0 | 0 | 0 | 0 | 0 | 0 | 0 | 0 | 0 | 0 | 0 | 0 | 0 | 0
1922 | 0 | 0 | 0 | 0 | 0 | 0 | 0 | 0 | 0 | 0 | 0 | 0 | 0 | 0 | 0 | 0 | 0 | 0 | 0
1923 | 0 | 0 | 0 | 0 | 0 | 0 | 0 | 0 | 0 | 0 | 0 | 0 | 0 | 0 | 0 | 0 | 0 | 0 | 0
1924 | 0 | 0 | 0 | 0 | 0 | 0 | 0 | 0 | 0 | 0 | 0 | 0 | 0 | 0 | 0 | 0 | 0 | 0 | 0
1925 | 0 | 0 | 0 | 0 | 0 | 0 | 0 | 0 | 0 | 0 | 0 | 0 | 0 | 0 | 0 | 0 | 0 | 0 | 0
1926 | 0 | 0 | 0 | 0 | 0 | 0 | 0 | 0 | 0 | 0 | 0 | 0 | 0 | 0 | 0 | 0 | 0 | 0 | 0
1927 | 0 | 0 | 0 | 0 | 0 | 0 | 0 | 0 | 0 | 229.7313 | 0 | 0 | 0 | 0 | 0 | 0 | 0 | 0 | 0
1928 | 0 | 298.3706 | 0 | 0 | 0 | 0 | 0 | 0 | 0 | 0 | 0 | 0 | 0 | 0 | 0 | 0 | 0 | 0 | 0
1929 | 0 | 120.4689 | 256.3466 | 0 | 0 | 0 | 0 | 0 | 0 | 0 | 0 | 0 | 0 | 0 | 0 | 0 | 0 | 0 | 0
1930 | 0 | 71.4408 | 0 | 0 | 0 | 0 | 0 | 0 | 0 | 0 | 0 | 0 | 0 | 0 | 0 | 0 | 0 | 0 | 0
1931 | 0 | 0 | 0 | 0 | 0 | 0 | 0 | 0 | 0 | 0 | 0 | 0 | 0 | 0 | 0 | 0 | 0 | 0 | 0
1932 | 0 | 0 | 0 | 0 | 256.3466 | 0 | 0 | 0 | 0 | 0 | 0 | 0 | 0 | 0 | 0 | 0 | 0 | 0 | 0
1933 | 0 | 56.032 | 0 | 0 | 0 | 0 | 0 | 0 | 0 | 0 | 0 | 0 | 0 | 0 | 0 | 0 | 0 | 0 | 0
1934 | 0 | 0 | 0 | 0 | 162.4929 | 0 | 0 | 0 | 0 | 0 | 0 | 0 | 0 | 0 | 0 | 0 | 0 | 0 | 0
1935 | 0 | 210.1201 | 0 | 0 | 214.3225 | 0 | 0 | 0 | 0 | 0 | 0 | 0 | 0 | 0 | 0 | 0 | 0 | 0 | 0
1936 | 0 | 336.3323 | 0 | 119.0681 | 0 | 0 | 0 | 0 | 0 | 0 | 0 | 0 | 0 | 0 | 0 | 0 | 0 | 0 | 0
1937 | 0 | 0 | 0 | 0 | 0 | 0 | 0 | 0 | 0 | 0 | 0 | 0 | 0 | 0 | 0 | 0 | 0 | 0 | 0
1938 | 0 | 0 | 0 | 0 | 0 | 0 | 0 | 0 | 0 | 0 | 0 | 0 | 0 | 0 | 0 | 0 | 0 | 0 | 0
1939 | 0 | 0 | 0 | 0 | 535.1059 | 0 | 0 | 0 | 0 | 0 | 0 | 0 | 0 | 0 | 0 | 0 | 0 | 0 | 0
1940 | 0 | 0 | 0 | 0 | 0 | 0 | 0 | 0 | 0 | 0 | 0 | 0 | 0 | 0 | 0 | 0 | 0 | 0 | 0
1941 | 0 | 0 | 0 | 0 | 240.9378 | 0 | 0 | 0 | 0 | 0 | 0 | 0 | 0 | 0 | 0 | 0 | 0 | 0 | 0
1942 | 0 | 0 | 0 | 0 | 0 | 0 | 0 | 0 | 0 | 0 | 0 | 0 | 0 | 0 | 0 | 0 | 0 | 0 | 0
1943 | 32.2184 | 0 | 0 | 0 | 434.5284 | 0 | 0 | 0 | 0 | 0 | 0 | 0 | 0 | 0 | 0 | 0 | 0 | 0 | 0
1944 | 0 | 0 | 0 | 0 | 0 | 0 | 0 | 0 | 0 | 0 | 0 | 0 | 0 | 0 | 0 | 0 | 0 | 0 | 0
1945 | 0 | 0 | 0 | 0 | 0 | 0 | 0 | 0 | 0 | 0 | 0 | 0 | 0 | 0 | 0 | 0 | 0 | 0 | 0
1946 | 0 | 0 | 0 | 0 | 362.8074 | 0 | 0 | 0 | 0 | 0 | 0 | 0 | 0 | 0 | 0 | 0 | 0 | 0 | 0
1947 | 0 | 0 | 0 | 0 | 0 | 0 | 0 | 0 | 0 | 0 | 0 | 0 | 0 | 0 | 0 | 0 | 0 | 0 | 0
1948 | 0 | 588.3364 | 0 | 0 | 0 | 0 | 0 | 0 | 0 | 0 | 0 | 0 | 0 | 0 | 0 | 0 | 0 | 0 | 0
1949 | 0 | 0 | 0 | 0 | 165.9949 | 0 | 0 | 0 | 0 | 0 | 0 | 0 | 0 | 0 | 0 | 0 | 0 | 0 | 0
1950 | 0 | 381.0178 | 0 | 0 | 172.2985 | 0 | 0 | 0 | 0 | 0 | 0 | 0 | 0 | 0 | 0 | 0 | 0 | 0 | 0
1951 | 0 | 105.0601 | 0 | 0 | 2111.007 | 0 | 0 | 0 | 0 | 147.0841 | 0 | 0 | 0 | 0 | 0 | 0 | 0 | 0 | 0
1952 | 0 | 1145.8551 | 249.3426 | 0 | 578.951 | 0 | 0 | 0 | 0 | 0 | 0 | 0 | 0 | 0 | 0 | 0 | 0 | 0 | 0
1953 | 0 | 9.8056 | 0 | 308.1762 | 1014.46 | 0 | 0 | 0 | 0 | 0 | 0 | 0 | 0 | 0 | 0 | 0 | 0 | 0 | 0
1954 | 0 | 70.04 | 0 | 301.1722 | 402.0299 | 0 | 0 | 0 | 0 | 0 | 0 | 0 | 0 | 0 | 0 | 0 | 0 | 0 | 0
1955 | 0 | 190.5089 | 0 | 0 | 224.1281 | 0 | 0 | 0 | 0 | 154.0881 | 0 | 448.2563 | 0 | 0 | 0 | 0 | 0 | 0 | 0
1956 | 0 | 390.8235 | 88.2505 | 158.0103 | 380.7377 | 201.7153 | 0 | 0 | 0 | 0 | 0 | 0 | 0 | 0 | 0 | 0 | 0 | 0 | 0
1957 | 0 | 732.6189 | 0 | 0 | 0 | 0 | 0 | 0 | 0 | 0 | 0 | 0 | 0 | 0 | 0 | 0 | 0 | 0 | 0
1958 | 351.8812 | 306.7754 | 175.1001 | 168.0961 | 811.0637 | 0 | 0 | 0 | 0 | 0 | 0 | 539.3084 | 0 | 0 | 0 | 0 | 0 | 0 | 89.6513
1959 | 578.5308 | 346.6982 | 508.4907 | 448.2563 | 189.1081 | 0 | 0 | 0 | 0 | 158.2905 | 0 | 0 | 0 | 0 | 0 | 0 | 0 | 0 | 212.9217
1960 | 0 | 589.7372 | 498.6851 | 0 | 1437.2217 | 0 | 0 | 0 | 0 | 0 | 0 | 0 | 0 | 0 | 0 | 0 | 0 | 0 | 0
1961 | 32.2184 | 622.2358 | 1628.0108 | 134.4769 | 1203.8483 | 0 | 86.8497 | 0 | 0 | 77.0441 | 0 | 0 | 0 | 0 | 0 | 0 | 0 | 0 | 0
1962 | 0 | 0 | 1468.0394 | 0 | 1998.6627 | 0 | 0 | 0 | 0 | 483.2763 | 0 | 0 | 0 | 0 | 0 | 0 | 0 | 0 | 0
1963 | 131.255 | 333.3906 | 214.3225 | 1535.2778 | 1497.4562 | 493.0819 | 0 | 0 | 0 | 735.4205 | 0 | 0 | 0 | 0 | 0 | 0 | 0 | 0 | 208.7193
1964 | 823.6709 | 738.7824 | 210.1201 | 462.2643 | 609.3484 | 190.5089 | 0 | 0 | 0 | 1221.4984 | 0 | 0 | 0 | 0 | 0 | 0 | 0 | 0 | 0
1965 | 0 | 476.2723 | 402.0299 | 0 | 375.975 | 0 | 61.6352 | 924.5286 | 0 | 1926.1013 | 0 | 0 | 0 | 857.2902 | 0 | 0 | 0 | 0 | 0
1966 | 394.6056 | 140.0801 | 3908.2345 | 0 | 1114.197 | 0 | 0 | 0 | 0 | 1533.877 | 0 | 0 | 0 | 0 | 0 | 0 | 0 | 0 | 0
1967 | 997.3702 | 196.8125 | 4791.2994 | 0 | 967.9534 | 0 | 0 | 784.4485 | 0 | 2252.4879 | 0 | 0 | 0 | 0 | 0 | 0 | 0 | 0 | 0
1968 | 631.7612 | 686.3924 | 3312.8942 | 277.3586 | 903.5166 | 140.0801 | 0 | 0 | 0 | 669.5828 | 0 | 0 | 0 | 0 | 0 | 0 | 0 | 0 | 0
1969 | 598.142 | 411.8355 | 3028.9518 | 663.9796 | 448.2563 | 596.7412 | 0 | 0 | 0 | 0 | 0 | 0 | 0 | 233.9338 | 0 | 0 | 0 | 0 | 0
1970 | 1866.9875 | 294.1682 | 3634.0978 | 323.585 | 1689.0857 | 0 | 0 | 0 | 0 | 1092.6247 | 0 | 0 | 0 | 463.6651 | 0 | 0 | 0 | 0 | 0
1971 | 263.3506 | 281.561 | 8520.9319 | 233.9338 | 453.8595 | 875.5006 | 0 | 637.6446 | 0 | 1120.6407 | 0 | 0 | 0 | 229.7313 | 0 | 0 | 0 | 0 | 0
1972 | 1759.4059 | 1970.0864 | 9981.547 | 200.3145 | 140.0801 | 500.0859 | 0 | 1232.7048 | 0 | 823.6709 | 0 | 0 | 0 | 484.6771 | 0 | 203.1161 | 0 | 0 | 0
1973 | 2559.2633 | 613.5508 | 1584.3058 | 1690.3465 | 238.1362 | 1927.5021 | 0 | 689.194 | 0 | 1409.2057 | 0 | 0 | 0 | 505.6891 | 0 | 0 | 0 | 0 | 0
1974 | 3452.9742 | 1011.3783 | 3765.2128 | 1081.4183 | 1908.3111 | 1910.6924 | 2710.5498 | 0 | 0 | 3480.9903 | 0 | 0 | 0 | 0 | 0 | 0 | 0 | 0 | 106.4609
1975 | 3615.0469 | 805.4605 | 2654.5177 | 616.3524 | 224.1281 | 403.4307 | 0 | 3098.5716 | 0 | 3623.872 | 0 | 420.2403 | 0 | 0 | 0 | 0 | 0 | 0 | 0
1976 | 1675.3579 | 459.4627 | 3968.3289 | 2406.576 | 584.4141 | 1059.0055 | 0 | 4115.5531 | 0 | 1596.913 | 0 | 420.2403 | 0 | 0 | 0 | 0 | 0 | 0 | 0
1977 | 2800.201 | 63.3162 | 3060.75 | 0 | 3607.7627 | 938.5366 | 0 | 1619.3259 | 0 | 1938.7085 | 0 | 0 | 0 | 0 | 0 | 0 | 0 | 0 | 493.0819
1978 | 1512.865 | 367.0098 | 3145.0782 | 2650.3153 | 1064.6087 | 0 | 0 | 4286.4508 | 0 | 1976.5301 | 0 | 0 | 0 | 0 | 0 | 0 | 0 | 0 | 0
1979 | 645.7692 | 235.3346 | 5334.39 | 2826.8162 | 0 | 1891.0812 | 0 | 3782.1625 | 0 | 1826.6444 | 0 | 0 | 0 | 0 | 0 | 0 | 0 | 0 | 0
1980 | 1846.2556 | 0 | 3711.1419 | 0 | 208.2991 | 1078.6167 | 0 | 11284.8521 | 0 | 1320.9553 | 0 | 0 | 0 | 0 | 0 | 0 | 0 | 0 | 0
1981 | 1175.272 | 0 | 3520.2127 | 672.3844 | 467.8675 | 1173.8712 | 0 | 15204.2931 | 0 | 3022.9284 | 0 | 0 | 0 | 0 | 0 | 0 | 0 | 159.6913 | 0
1982 | 379.617 | 522.4987 | 3851.9223 | 3199.1491 | 146.8039 | 3198.0285 | 0 | 2641.9105 | 0 | 2280.5039 | 0 | 0 | 0 | 0 | 0 | 0 | 0 | 0 | 0
1983 | 560.3204 | 312.3786 | 3000.5156 | 2274.9007 | 0 | 0 | 315.1802 | 11202.345 | 0 | 993.1678 | 0 | 0 | 0 | 0 | 0 | 0 | 0 | 0 | 0
1984 | 0 | 0 | 4457.0683 | 4154.7755 | 12.6072 | 658.3764 | 0 | 12171.8393 | 0 | 3415.1526 | 0 | 0 | 0 | 0 | 0 | 0 | 0 | 0 | 121.8697
1985 | 0 | 574.3284 | 9198.079 | 441.2523 | 360.0058 | 0 | 0 | 21023.08 | 0 | 2724.5578 | 0 | 0 | 0 | 0 | 0 | 0 | 0 | 0 | 0
1986 | 525.3003 | 0 | 4446.1421 | 1582.905 | 1069.0913 | 0 | 0 | 12801.4993 | 0 | 546.3124 | 0 | 0 | 0 | 0 | 0 | 0 | 0 | 50.4288 | 0
1987 | 420.2403 | 0 | 2433.1912 | 2601.2873 | 231.1322 | 0 | 0 | 6320.4137 | 0 | 3223.2429 | 0 | 0 | 0 | 0 | 0 | 0 | 0 | 25.2144 | 0
1988 | 0 | 196.1121 | 1326.5585 | 0 | 385.2203 | 0 | 0 | 15835.6341 | 0 | 1525.4722 | 0 | 0 | 0 | 0 | 0 | 0 | 0 | 0 | 0
1989 | 175.1001 | 0 | 2123.6142 | 3044.9209 | 1229.623 | 0 | 0 | 12093.1143 | 0 | 697.5989 | 0 | 0 | 0 | 0 | 0 | 0 | 0 | 0 | 0
1990 | 350.2002 | 0 | 196.1121 | 0 | 294.1682 | 0 | 0 | 1863.0652 | 0 | 0 | 0 | 0 | 0 | 0 | 0 | 0 | 0 | 84.0481 | 0
1991 | 769.0397 | 0 | 2194.4947 | 1407.8049 | 0 | 0 | 0 | 3656.0904 | 0 | 715.8093 | 0 | 0 | 0 | 0 | 0 | 0 | 0 | 0 | 0
1992 | 1302.7448 | 1008.5767 | 2597.0849 | 1260.7208 | 882.5046 | 0 | 0 | 3684.1064 | 0 | 0 | 0 | 0 | 0 | 0 | 0 | 0 | 0 | 0 | 0
1993 | 4520.3845 | 0 | 2165.6382 | 0 | 1008.5767 | 0 | 0 | 1400.8009 | 0 | 0 | 0 | 0 | 0 | 0 | 0 | 0 | 0 | 0 | 0
1994 | 2901.0587 | 0 | 2421.9848 | 0 | 0 | 0 | 0 | 1835.0492 | 0 | 0 | 0 | 0 | 0 | 0 | 0 | 0 | 0 | 23.8136 | 0
1995 | 6151.197 | 264.7514 | 939.9374 | 1271.9272 | 0 | 0 | 0 | 1849.0572 | 0 | 952.5446 | 0 | 0 | 0 | 0 | 0 | 0 | 0 | 77.0441 | 0
1996 | 3622.4712 | 0 | 745.2261 | 1431.6185 | 0 | 187.7073 | 0 | 0 | 0 | 784.4485 | 0 | 0 | 0 | 0 | 0 | 0 | 0 | 56.032 | 0
1997 | 11342.285 | 240.9378 | 2054.9749 | 0 | 0 | 0 | 0 | 0 | 0 | 1536.6786 | 0 | 0 | 0 | 0 | 0 | 0 | 0 | 100.8577 | 507.0899
1998 | 5008.2835 | 0 | 469.2683 | 0 | 0 | 336.1922 | 0 | 658.3764 | 0 | 1057.6047 | 0 | 0 | 0 | 0 | 0 | 0 | 0 | 82.6473 | 0
1999 | 3504.8039 | 0 | 728.4165 | 0 | 162.4929 | 0 | 0 | 0 | 0 | 1248.1136 | 0 | 0 | 0 | 0 | 0 | 0 | 0 | 26.6152 | 190.5089
2000 | 5540.0275 | 0 | 172.2985 | 0 | 0 | 0 | 0 | 4860.7792 | 0 | 1248.1136 | 0 | 0 | 0 | 0 | 0 | 165.2945 | 0 | 21.012 | 0
2001 | 6802.2892 | 0 | 217.1241 | 0 | 0 | 238.1362 | 0 | 0 | 0 | 1701.9731 | 0 | 0 | 791.4525 | 0 | 0 | 0 | 0 | 0 | 0
2002 | 10494.1 | 0 | 0 | 0 | 0 | 0 | 0 | 5629.8189 | 0 | 0 | 0 | 0 | 0 | 0 | 0 | 0 | 0 | 354.4026 | 0
2003 | 7015.9114 | 0 | 316.581 | 1484.849 | 0 | 0 | 0 | 1438.6225 | 0 | 1853.2596 | 0 | 0 | 0 | 0 | 0 | 0 | 0 | 0 | 0
2004 | 11715.0381 | 0 | 0 | 977.759 | 0 | 0 | 0 | 0 | 0 | 0 | 0 | 0 | 1054.8031 | 0 | 0 | 127.4729 | 0 | 0 | 0
2005 | 17896.4924 | 0 | 0 | 0 | 0 | 0 | 0 | 0 | 0 | 0 | 0 | 0 | 0 | 0 | 0 | 0 | 0 | 78.4449 | 79.8457
2006 | 15714.6049 | 0 | 0 | 0 | 0 | 23.8136 | 0 | 662.5788 | 0 | 280.1602 | 0 | 0 | 0 | 0 | 0 | 0 | 0 | 0 | 0
2007 | 9271.2008 | 0 | 0 | 0 | 0 | 0 | 0 | 0 | 0 | 280.1602 | 0 | 0 | 0 | 0 | 0 | 0 | 0 | 0 | 0
2008 | 11209.349 | 140.0801 | 452.4587 | 1148.6567 | 0 | 0 | 0 | 0 | 0 | 663.9796 | 0 | 0 | 0 | 0 | 0 | 0 | 0 | 0 | 0
2009 | 10105.3778 | 0 | 1690.7667 | 196.1121 | 0 | 58.8336 | 33.8994 | 0 | 0 | 0 | 205.9177 | 0 | 152.6873 | 0 | 0 | 0 | 0 | 0 | 0
2010 | 16336.9807 | 140.0801 | 1722.9851 | 252.1442 | 0 | 0 | 0 | 0 | 0 | 0 | 0 | 0 | 0 | 0 | 0 | 0 | 0 | 23.8136 | 0
2011 | 18200.7463 | 610.7492 | 0 | 672.3844 | 0 | 0 | 0 | 0 | 471.0893 | 2162.8366 | 0 | 0 | 0 | 0 | 0 | 0 | 0 | 0 | 0
2012 | 5418.2979 | 0 | 616.3524 | 355.8034 | 0 | 0 | 0 | 0 | 0 | 3852.2025 | 0 | 0 | 0 | 0 | 0 | 0 | 0 | 0 | 0
2013 | 6153.7184 | 0 | 2039.5661 | 0 | 0 | 0 | 0 | 0 | 0 | 0 | 0 | 0 | 0 | 0 | 0 | 0 | 0 | 0 | 0
2014 | 0 | 0 | 8609.3224 | 879.703 | 0 | 0 | 0 | 0 | 403.4307 | 0 | 0 | 0 | 0 | 0 | 0 | 0 | 0 | 0 | 0
2015 | 0 | 0 | 1016.9815 | 0 | 0 | 0 | 0 | 0 | 806.8613 | 1183.6768 | 0 | 0 | 0 | 0 | 0 | 0 | 0 | 0 | 0
2016 | 2971.0987 | 647.0299 | 0 | 0 | 360.4261 | 0 | 168.0961 | 0 | 0 | 0 | 0 | 0 | 0 | 0 | 0 | 0 | 0 | 0 | 0
2017 | 679.3884 | 0 | 1505.861 | 0 | 350.2002 | 0 | 0 | 0 | 0 | 0 | 0 | 0 | 0 | 0 | 0 | 0 | 0 | 0 | 0
2018 | 0 | 0 | 0 | 0 | 0 | 581.3324 | 0 | 0 | 0 | 0 | 0 | 0 | 0 | 0 | 0 | 0 | 0 | 0 | 0
2019 | 0 | 0 | 0 | 0 | 0 | 0 | 0 | 0 | 0 | 836.2781 | 0 | 0 | 0 | 0 | 0 | 0 | 0 | 0 | 0
2020 | 0 | 0 | 1473.6426 | 0 | 0 | 0 | 0 | 0 | 0 | 0 | 0 | 0 | 0 | 0 | 0 | 0 | 0 | 0 | 0
MAX | 18200.7463 | 1970.0864 | 9981.547 | 4154.7755 | 3607.7627 | 3198.0285 | 2710.5498 | 21023.08 | 806.8613 | 3852.2025 | 205.9177 | 539.3084 | 1054.8031 | 857.2902 | 0 | 203.1161 | 0 | 354.4026 | 507.0899
Note: As for the calculation of the SYC variable, in the EU version, all oil products are allocated to heavy or residual fuel oil.

## natural_gas
| Value | Unit | Comment
Maximum Capacity Growth Natural Gas | 18200.7463 | MW
SYC non-peakers Capacity | 221256 | MW | Calculation from SYC sheet (source 11) | This could be a valid apporach. However, due to the low SYC capacity of peakers, also the Maximum Capacity Growth of peakers results very low. This may result in a lack of flexible power plants and is not realistic. Therefore, in the EU version of the EPS, we allow the maximum historical growth to both, peakers and non-peakers.
SYC peakers Capacity | 16085 | MW | Calculation from SYC sheet (source 11)
Capacity share of Non-Peakers | 0.93223
Capacity share of Peakers | 0.067772
Maximum Capacity Growth Natural Gas Non-peakers | 16967.251 | MW | In the conv_raw database (JRC, source 1) there is no information on peakers or non-peakers. Therefore, we take the SYC capacitities in order to split the capacity.
Maximum Capacity Growth Natural Gas Peakers | 1233.4953 | MW
Maximum Capacity Growth Natural Gas Non-peakers | 18200.7463 | MW | This simplified approach of allocating the entire historical growth to both, peakers and non-peakers prevents a lack of flexible power plants.
Maximum Capacity Growth Natural Gas Peakers | 18200.7463 | MW

## hydro
|  | Unit | Source | Comment
Technically Feasible Hydropower Potential in | 657712 | GWh/a | (4, p. 7) | This value is taken from the MPCbS calculations.
FLH Hydro | 2500 | h | (assumption based on 2015 production (4), p. 2) | (See MPCbS calculations)
Hydropower installed capacity potential | 263.0848 | GW
Hydropower installed capacity potential | 263084.8 | MW
Maximum Potential Capacity (due to resource constraints)
hydro in MW | 263084.8
Current Capacity | 152000 | MW | (4, p. 2)
Remaining Potential Capacity | 111084.8 | MW
Years to Build Remaining Potential | 100 | years |  | This assumption is copied from the U.S. version.
Hydro per Year | 1110.848 | MW

## wind
Simplified (linear) approach:
| Installed Capacity (Windeurope) | Potential Capacity 2050 (JRC (3), low restrictions) |  | Linear regression:
| 2018 | 2050
Offshore | 18 | 3800
Onshore | 171 | 4750
Result:
Onshore | 143.09x - 288592 | 143 | GW/a
Offshore | 118.19x - 238484 | 118 | GW/a
Onshore |  | 143000 | MW/a
Offshore |  | 118000 | GW/a
Comment: | In order to identify the maximum possible growth, here , two values are used: 1. the installed capacity in 2018 and 2. the technical potential in the year 2050 (This value is taken from the MPCbS calculations. ).
The slope of the linear regression is used as the max cap growth.

## solar
|  | 2018 | 2050
| Installed Capacity PV in MW | 115148.9 | 8403000
| Installed Capacity thermal in MW | 2314 | 1724000
| Max. Capacity Addition per year PV | 258995.3469
| Max. Capacity Addition per year thermal | 53802.6875
Comment | Values are taken from the sources 5, 6 and 7.
Here an approach is used that is similar to the wind approach:
In order to identify the maximum possible growth, here , two values are used: 1. the installed capacity in 2018 and 2. the technical potential in the year 2050 (This value is taken from the MPCbS calculations).
The slope of the linear regression is used as the max cap growth.

## geothermal
| Economic Potential of Geothermal in 2050 in TWh (8) | 2624
| FLH Geothermal | 8700
| Potential Installed Capacity in 2050 in TW | 0.30161
| Potential Installed Capacity in 2050 in MW | 301609.1954
|  | 2017 | 2050
| Installed Capacity Geothermal Power (9) in MW | 837 | 301609.1954
| Max. Capacity Addition per year PV | 9114.309
Comment | Values are taken from the sources 8 and 9
Here an approach is used that is similar to the wind approach:
In order to identify the maximum possible growth, here , two values are used: 1. the installed capacity in 2017 and 2. the economic potential in the year 2050 (This value is taken from the MPCbS calculations).
The slope of the linear regression is used as the max cap growth.

## biomass
|  | Source | Comment
Yearly biomass in PJ | 16988.4 | (7, p. 10)
Yearly biomass in MWh | 4718867868
Efficiency | 0.25 | (own assumption)
Load factor | 0.5 | (own assumption)
Biomass plant capacity in MW | 269341.7733 |  | This value is taken from the MPCbS calculations.
| 2018 | 2050
Installed Capacity Biomass (sources 7 and 10) in MW | 32893 | 269341.7733
Max. Capacity Addition per year PV | 7389.0242
Comment | Values are taken from the sources 7 and 10
Here an approach is used that is similar to the wind approach:
In order to identify the maximum possible growth, here , two values are used: 1. the installed capacity in 2018 and 2. the technical potential in the year 2050 (This value is taken from the MPCbS calculations).
The slope of the linear regression is used as the max cap growth.

## MCGLT
hard coal | Installed Capacity (MW) | 0 | 999999999
| Max Growth Amount (MW) | 9981.547 | 9981.547
natural gas nonpeaker | Installed Capacity (MW) | 0 | 999999999
| Max Growth Amount (MW) | 16967.251 | 16967.251
nuclear | Installed Capacity (MW) | 0 | 999999999
| Max Growth Amount (MW) | 21023.08 | 21023.08
hydro | Installed Capacity (MW) | 0 | 999999999
| Max Growth Amount (MW) | 1110.848 | 1110.848
wind | Installed Capacity (MW) | 0 | 999999999
| Max Growth Amount (MW) | 50000 | 50000
solar PV | Installed Capacity (MW) | 0 | 999999999
| Max Growth Amount (MW) | 50000 | 50000
solar thermal | Installed Capacity (MW) | 0 | 999999999
| Max Growth Amount (MW) | 53802.6875 | 53802.6875
biomass | Installed Capacity (MW) | 0 | 999999999
| Max Growth Amount (MW) | 7389.0242 | 7389.0242
geothermal | Installed Capacity (MW) | 0 | 999999999
| Max Growth Amount (MW) | 9114.309 | 9114.309
petroleum | Installed Capacity (MW) | 0 | 999999999
| Max Growth Amount (MW) | 0 | 0
natural gas peaker | Installed Capacity (MW) | 0 | 999999999
| Max Growth Amount (MW) | 1233.4953 | 1233.4953
lignite | Installed Capacity (MW) | 0 | 999999999
| Max Growth Amount (MW) | 3852.2025 | 3852.2025
offshore wind | Installed Capacity (MW) | 0 | 999999999
| Max Growth Amount (MW) | 50000 | 50000
crude oil | Installed Capacity (MW) | 0 | 999999999
| Max Growth Amount (MW) | 0 | 0
heavy or residual fuel oil | Installed Capacity (MW) | 0 | 999999999
| Max Growth Amount (MW) | 3198.0285 | 3198.0285
municipal solid waste | Installed Capacity (MW) | 0 | 999999999
| Max Growth Amount (MW) | 1054.8031 | 1054.8031