## About
BHRaSYC - BAU Heat Rate and Start Year Capacity
Sources : | Capacity forecast and efficiencies | GEXIT
| CHP technical data | US department of energy page 1
| Waste to energy technical data | Worldenergy page 5
| Historical capacities | ENTSO-E Statistical Factsheets 2018, 2021 and 2022
| Historical capacities for solar and wind power | IRENA Renewable Energy Statistics 2023
| Split between solar rooftop PV and utilty scale PV | Solar Power europe : EU Market Outlook 2023-2026, part 1.3, p.29
| CCS Efficiencies | EU Asset Database
Notes:
Start year capacities are calculted, start year capacity is the sum of Old and Young capacities for each technology in 2021
GEXIT data gives the Young capacites in 2025. Subtracting 2025 young capacity from total start year capacity gives old capacity in 2021.
"old" capacities are capacities built before 2010 and are indicated in the year 2009
"Young" capacities are capacities built between 2010 and 2021 and are currently indicated in the year 2021
"New" capacities are capacities built after 2021
In order to fit with EI EPS model :
- EU CHP plants are put in the Natural gas steam turbine category
- EU OCGT plants are put in the Natural gas peaker category
- EU CCGT plants are put in the Natural gas combined cycle category

## Raw Capacities 2019
Data | 2018 | 2019 | 2020 | 2021
hard coal | 79188 | 77754 | 76320 | 74886
nuclear_old | 109392 | 107809 | 106226 | 104643
hydo | 112150 | 111042.6667 | 109935.3333 | 108828
onshore wind | - | 155126 | 162590 | 173233
solar pv | - | 118323 | 136620 | 162354
solar thermal | - | 2321 | 2321 | 2321
biomass | 21882 | 21603 | 21324 | 21045
geothermal | 1005 | 984.6667 | 964.3333 | 944
lignite | 51842 | 50298 | 48754 | 47210
offshore wind | - | 12085 | 14542 | 15137
crude oil | 29208 | 25123.3333 | 21038.6667 | 16954
municipal solid waste | 2809 | 3321.3333 | 3833.6667 | 4346
other renewable | 3248 | 2788.3333 | 2328.6667 | 1869
CCGT | 164325.1582 | 162793.3296 | 161261.5009 | 159729.6722
OCGT | 7643.8897 | 7572.6338 | 7501.378 | 7430.1221
Gas CHP | 13578.9521 | 13452.3699 | 13325.7878 | 13199.2057
Gas tot | 185548 | 183818.3333 | 182088.6667 | 180359
Solar Tot | - | 120644 | 138941 | 114216
Pumped storage fleet | 45224 | 44043.6667 | 42863.3333 | 41683
Solar Utility scale PV | - | 40229.82 | 46450.8 | 55200.36
Solar roof fleet PV | - | 78093.18 | 90169.2 | 107153.64
Note
For wind and solar, 2020, 2021 and 2022 capacities are taken from IRENA statistics
Data ENTSO-E Statistical Factsheet
Data IRENA Renewable Statistics
Data between for 2019 and 2020 are interpolated from 2018 and 2021 data
* for combustion and steam turbine, we take the split of each in 2025 (found in GEXIT) and we assume the same split for 2018 to 2022
Split between Utility Scale and Rooftop PV
Source : Solar Power europe : EU Market Outlook 2023-2026, part 1.3, p.29
% split | 2022
Utility Scale solar | 34%
Rooftop solar | 66%

## Capacity GEXIT 2025
Data 2025 | Young (MW) | Old (MW) | Extended (MW) | Tot
hard coal | 26489 | 27446 | 0 | 53935
nuclear_old | 0 | 91429 | 10301 | 101730
hydo | 0 | 139985 | 0 | 139985
onshore wind | 0 | 162872 | 0 | 162872
solar tot | 0 | 136377 | 0 | 136377
biomass | 0 | 12760 | 0 | 12760
geothermal | 0 | 0 | 0 | No data (we assume everything is old)
lignite | 19424 | 26747 | 0 | 46171
offshore wind | 0 | 14535 | 0 | 14535
crude oil | 0 | 23097 | 0 | 23097
municipal solid waste | 0 | 0 | 0 | No data (we assume everything is old)
other renewable | 0 | 10987 | 0 | 10987
CCGT | 120107 | 0 | 0 | 120107
OCGT | 5587 | 0 | 0 | 5587
Gas CHP | 0 | 9925 | 0 | 9925
Gas tot | 125694 | 9925 | 0 | 135619
solar pv | 0 | 134056 | 0
solar thermal | 0 | 2321 | 0
Solar Utility scale PV | 0 | 41693 | 0 | 41693
Solar roof fleet PV | 0 | 92380 | 0 | 92380
Sources:
GEXIT asset 2025

## Start year capacity (MW)
Data 2020 | Young (MW) | Old (MW) | Extended (MW) | New(MW) | Total (MW)
hard coal | 26489 | 48397 | 0 | 0 | 74886
nuclear_old | 0 | 94342 | 10301 | 0 | 104643
hydo | 0 | 108828 | 0 | 0 | 108828
onshore wind | 0 | 173233 | 0 | 0 | 173233
solar tot | 0 | 162354 | 0 | 0 | 162354
biomass | 0 | 21045 | 0 | 0 | 21045
geothermal | 0 | 944 | 0 | 0 | 944
lignite | 19424 | 27786 | 0 | 0 | 47210
offshore wind | 0 | 15137 | 0 | 0 | 15137
crude oil | 0 | 16954 | 0 | 0 | 16954
municipal solid waste | 0 | 4346 | 0 | 0 | 4346
other renewable | 0 | 1869 | 0 | 0 | 1869
CCGT | 120107 | 39622.6722 | 0 | 0 | 159729.6722
OCGT | 5587 | 1843.1221 | 0 | 0 | 7430.1221
Gas CHP | 9925 | 3274.2057 | 0 | 0 | 13199.2057
Gas tot | 125694 | 54665 | 0 | 0 | 180359
solar pv | 0 | 162354 | 0 | 0 | 162354
solar thermal | 0 | 2321 | 0 | 0 | 2321
Solar Utility scale PV | 0 | 55200.36 | 0 | 0 | 55200.36
Solar roof fleet PV | 0 | 107153.64 | 0 | 0 | 107153.64
Note
We assume the "young" capacity available in 2025 is already available in 2020
After 2020, we assume a decomission of "old" capacities to reach the level of 2025
In order to obtain old capacities in 2020 we take the young capacities of 2025 and we substract these capacities from total 2020 capacities

## Efficiency
Yield
Data | Young (MWh fuel/MWh elec) | Old (MWh fuel/MWh elec) | Extended (MWh fuel/MWh_elec) | New (MWh fuel/MWh_elec)
hard coal | 0.44 | 0.38 |  | 0.44
nuclear_old | 0.33 | 0.33 | 0.33 | 0.37 | 33% of efficiency is taken for young, old and extended, and 37% for new (EPR efficiency)
hydo
onshore wind
solar tot
biomass | 0.318 | 0.318 |  | 0.318
geothermal
lignite | 0.41 | 0.35 |  | 0.41
offshore wind
crude oil | 0.35 | 0.35 |  | 0.35
municipal solid waste | 0.18 | 0.18 |  | 0.2
other renewable
natural gas combined cycle | 0.494 | 0.494 |  | 0.52
OCGT (gas peaker) | 0.34 | 0.34 |  | 0.34
Gas CHP (gas steam turbine) | 0.75 | 0.75 |  | 0.75
Gas tot
petroleum | 0.3412 | 0.28 |  | 0.3412
heavy or residual fuel oil | 0 | 0 |  | 0
hard coal w CCS | 0.37 | 0.37 |  | 0.37
natural gas combined cycle w CCS | 0.43 | 0.43 |  | 0.43
biomass w CCS | 0.27 | 0.27 |  | 0.27
lignite w CCS | 0.32 | 0.32 |  | 0.32
small modular reactor | 0.33 | 0.33 |  | 0.33 | 33% of efficiency is taken (as for nuclear gen III)
hydogen combustion turbine | 0.33 | 0.3 |  | 0.4 | https://www.europarl.europa.eu/RegData/etudes/BRIE/2021/689332/EPRS_BRI(2021)689332_EN.pdf
hydogen combined cycle | 0.44 | 0.41 |  | 0.52
Sources:
GEXIT
no data available in GEXIT we put the same for old, new and young
US department of energy
Energy education
EPS - US model
Worldenergy
EU - Asset database

## BAU Heat Rate
Yield
Data | Young (MWh fuel/MWh elec) | Old (MWh fuel/MWh elec) | Extended (MWh fuel/MWh_elec) | New (MWh fuel/MWh_elec)
hard coal | 2.2727 | 2.6316 |  | 2.2727
nuclear_old | 3.0303 | 3.0303 | 3.0303 | 2.7027
hydo
onshore wind
solar tot
biomass | 3.1447 | 3.1447 |  | 3.1447
geothermal
lignite | 2.439 | 2.8571 |  | 2.439
offshore wind
crude oil | 2.8571 | 2.8571 |  | 2.8571
municipal solid waste | 5.5556 | 5.5556 |  | 5
other renewable
CCGT | 2.0243 | 2.0243 |  | 1.9231
OCGT | 2.9412 | 2.9412 |  | 2.9412
Gas CHP | 1.3333 | 1.3333 |  | 1.3333
Gas tot | 0 | 0 |  | 0
petroleum | 2.9308 | 3.5714 |  | 2.9308
heavy or residual fuel oil | 0 | 0 |  | 0
hard coal w CCS | 2.7027 | 2.7027 |  | 2.7027
natural gas combined cycle w CCS | 2.3256 | 2.3256 |  | 2.3256
biomass w CCS | 3.7037 | 3.7037 |  | 3.7037
lignite w CCS | 3.125 | 3.125 |  | 3.125
small modular reactor | 3.0303 | 3.0303 |  | 3.0303
hydogen combustion turbine | 3.0303 | 3.3333 |  | 2.5
hydogen combined cycle | 2.2727 | 2.439 |  | 1.9231

## BAU Heat Rate BTU
Yield
Data | Young (BTU/MWh elec) | Old (BTU/MWh elec) | Extended (BTU/MWh_elec) | New (BTU/MWh_elec)
hard coal | 7754863.6364 | 8979315.7895 |  | 7754863.6364
nuclear_old | 10339818.1818 | 10339818.1818 | 10339818.1818 | 9222000
hydo
onshore wind
solar tot
biomass | 10730000 | 10730000 |  | 10730000
geothermal
lignite | 8322292.6829 | 9748971.4286 |  | 8322292.6829
offshore wind
crude oil | 9748971.4286 | 9748971.4286 |  | 9748971.4286
municipal solid waste | 18956333.3333 | 18956333.3333 |  | 17060700
other renewable
CCGT | 6907165.9919 | 6907165.9919 |  | 6561807.6923
OCGT | 10035705.8824 | 10035705.8824 |  | 10035705.8824
Gas CHP | 4549520 | 4549520 |  | 4549520
solar pv
solar thermal
petroleum | 10000410.3165 | 12186214.2857 |  | 10000410.3165
heavy or residual fuel oil | 0 | 0 |  | 0
hard coal w CCS | 9222000 | 9222000 |  | 9222000
natural gas combined cycle w CCS | 7935209.3023 | 7935209.3023 |  | 7935209.3023
biomass w CCS | 12637555.5556 | 12637555.5556 |  | 12637555.5556
lignite w CCS | 10662937.5 | 10662937.5 |  | 10662937.5
small modular reactor | 10339818.1818 | 10339818.1818 |  | 10339818.1818
hydogen combustion turbine | 10339818.1818 | 11373800 |  | 8530350
hydogen combined cycle | 7754863.6364 | 8322292.6829 |  | 6561807.6923
2.8382
0.35233

## BHRaSYC-HeatRates
Heat Rates (BTU/(MW*hour)) | Vintage1891 | Vintage1892 | Vintage1893 | Vintage1894 | Vintage1895 | Vintage1896 | Vintage1897 | Vintage1898 | Vintage1899 | Vintage1900 | Vintage1901 | Vintage1902 | Vintage1903 | Vintage1904 | Vintage1905 | Vintage1906 | Vintage1907 | Vintage1908 | Vintage1909 | Vintage1910 | Vintage1911 | Vintage1912 | Vintage1913 | Vintage1914 | Vintage1915 | Vintage1916 | Vintage1917 | Vintage1918 | Vintage1919 | Vintage1920 | Vintage1921 | Vintage1922 | Vintage1923 | Vintage1924 | Vintage1925 | Vintage1926 | Vintage1927 | Vintage1928 | Vintage1929 | Vintage1930 | Vintage1931 | Vintage1932 | Vintage1933 | Vintage1934 | Vintage1935 | Vintage1936 | Vintage1937 | Vintage1938 | Vintage1939 | Vintage1940 | Vintage1941 | Vintage1942 | Vintage1943 | Vintage1944 | Vintage1945 | Vintage1946 | Vintage1947 | Vintage1948 | Vintage1949 | Vintage1950 | Vintage1951 | Vintage1952 | Vintage1953 | Vintage1954 | Vintage1955 | Vintage1956 | Vintage1957 | Vintage1958 | Vintage1959 | Vintage1960 | Vintage1961 | Vintage1962 | Vintage1963 | Vintage1964 | Vintage1965 | Vintage1966 | Vintage1967 | Vintage1968 | Vintage1969 | Vintage1970 | Vintage1971 | Vintage1972 | Vintage1973 | Vintage1974 | Vintage1975 | Vintage1976 | Vintage1977 | Vintage1978 | Vintage1979 | Vintage1980 | Vintage1981 | Vintage1982 | Vintage1983 | Vintage1984 | Vintage1985 | Vintage1986 | Vintage1987 | Vintage1988 | Vintage1989 | Vintage1990 | Vintage1991 | Vintage1992 | Vintage1993 | Vintage1994 | Vintage1995 | Vintage1996 | Vintage1997 | Vintage1998 | Vintage1999 | Vintage2000 | Vintage2001 | Vintage2002 | Vintage2003 | Vintage2004 | Vintage2005 | Vintage2006 | Vintage2007 | Vintage2008 | Vintage2009 | Vintage2010 | Vintage2011 | Vintage2012 | Vintage2013 | Vintage2014 | Vintage2015 | Vintage2016 | Vintage2017 | Vintage2018 | Vintage2019 | Vintage2020 | Vintage2021 | Vintage2022 | Vintage2023 | Vintage2024 | Vintage2025 | Vintage2026 | Vintage2027 | Vintage2028 | Vintage2029 | Vintage2030 | Vintage2031 | Vintage2032 | Vintage2033 | Vintage2034 | Vintage2035 | Vintage2036 | Vintage2037 | Vintage2038 | Vintage2039 | Vintage2040 | Vintage2041 | Vintage2042 | Vintage2043 | Vintage2044 | Vintage2045 | Vintage2046 | Vintage2047 | Vintage2048 | Vintage2049 | Vintage2050 | Vintage2051 | Vintage2052 | Vintage2053 | Vintage2054 | Vintage2055 | Vintage2056 | Vintage2057 | Vintage2058 | Vintage2059 | Vintage2060 | Vintage2061 | Vintage2062 | Vintage2063 | Vintage2064 | Vintage2065 | Vintage2066 | Vintage2067 | Vintage2068 | Vintage2069 | Vintage2070 | Vintage2071 | Vintage2072 | Vintage2073 | Vintage2074 | Vintage2075 | Vintage2076 | Vintage2077 | Vintage2078 | Vintage2079 | Vintage2080 | Vintage2081 | Vintage2082 | Vintage2083 | Vintage2084 | Vintage2085 | Vintage2086 | Vintage2087 | Vintage2088 | Vintage2089 | Vintage2090 | Vintage2091 | Vintage2092 | Vintage2093 | Vintage2094 | Vintage2095 | Vintage2096 | Vintage2097 | Vintage2098 | Vintage2099 | Vintage2100
hard coal | 0 | 0 | 0 | 0 | 0 | 0 | 0 | 0 | 0 | 0 | 0 | 0 | 0 | 0 | 0 | 0 | 0 | 0 | 0 | 0 | 0 | 0 | 0 | 0 | 0 | 0 | 0 | 0 | 0 | 0 | 0 | 0 | 0 | 0 | 0 | 0 | 0 | 0 | 0 | 0 | 0 | 0 | 0 | 0 | 0 | 0 | 0 | 0 | 0 | 0 | 0 | 0 | 0 | 0 | 0 | 0 | 0 | 0 | 0 | 0 | 0 | 0 | 0 | 0 | 0 | 0 | 0 | 0 | 0 | 0 | 0 | 0 | 0 | 0 | 0 | 0 | 0 | 0 | 0 | 0 | 0 | 0 | 0 | 0 | 0 | 0 | 0 | 0 | 0 | 0 | 0 | 0 | 0 | 0 | 0 | 0 | 0 | 0 | 0 | 0 | 0 | 0 | 0 | 0 | 0 | 0 | 0 | 0 | 0 | 0 | 0 | 0 | 0 | 0 | 0 | 0 | 0 | 0 | 8979315.7895 | 7754863.6364 | 7754863.6364 | 7754863.6364 | 7754863.6364 | 7754863.6364 | 7754863.6364 | 7754863.6364 | 7754863.6364 | 7754863.6364 | 7754863.6364 | 7754863.6364 | 7754863.6364 | 7754863.6364 | 7754863.6364 | 7754863.6364 | 7754863.6364 | 7754863.6364 | 7754863.6364 | 7754863.6364 | 7754863.6364 | 7754863.6364 | 7754863.6364 | 7754863.6364 | 7754863.6364 | 7754863.6364 | 7754863.6364 | 7754863.6364 | 7754863.6364 | 7754863.6364 | 7754863.6364 | 7754863.6364 | 7754863.6364 | 7754863.6364 | 7754863.6364 | 7754863.6364 | 7754863.6364 | 7754863.6364 | 7754863.6364 | 7754863.6364 | 7754863.6364 | 7754863.6364 | 7754863.6364 | 7754863.6364 | 7754863.6364 | 7754863.6364 | 7754863.6364 | 7754863.6364 | 7754863.6364 | 7754863.6364 | 7754863.6364 | 7754863.6364 | 7754863.6364 | 7754863.6364 | 7754863.6364 | 7754863.6364 | 7754863.6364 | 7754863.6364 | 7754863.6364 | 7754863.6364 | 7754863.6364 | 7754863.6364 | 7754863.6364 | 7754863.6364 | 7754863.6364 | 7754863.6364 | 7754863.6364 | 7754863.6364 | 7754863.6364 | 7754863.6364 | 7754863.6364 | 7754863.6364 | 7754863.6364 | 7754863.6364 | 7754863.6364 | 7754863.6364 | 7754863.6364 | 7754863.6364 | 7754863.6364 | 7754863.6364 | 7754863.6364 | 7754863.6364 | 7754863.6364 | 7754863.6364 | 7754863.6364 | 7754863.6364 | 7754863.6364 | 7754863.6364 | 7754863.6364 | 7754863.6364 | 7754863.6364 | 7754863.6364
natural gas steam turbine | 0 | 0 | 0 | 0 | 0 | 0 | 0 | 0 | 0 | 0 | 0 | 0 | 0 | 0 | 0 | 0 | 0 | 0 | 0 | 0 | 0 | 0 | 0 | 0 | 0 | 0 | 0 | 0 | 0 | 0 | 0 | 0 | 0 | 0 | 0 | 0 | 0 | 0 | 0 | 0 | 0 | 0 | 0 | 0 | 0 | 0 | 0 | 0 | 0 | 0 | 0 | 0 | 0 | 0 | 0 | 0 | 0 | 0 | 0 | 0 | 0 | 0 | 0 | 0 | 0 | 0 | 0 | 0 | 0 | 0 | 0 | 0 | 0 | 0 | 0 | 0 | 0 | 0 | 0 | 0 | 0 | 0 | 0 | 0 | 0 | 0 | 0 | 0 | 0 | 0 | 0 | 0 | 0 | 0 | 0 | 0 | 0 | 0 | 0 | 0 | 0 | 0 | 0 | 0 | 0 | 0 | 0 | 0 | 0 | 0 | 0 | 0 | 0 | 0 | 0 | 0 | 0 | 0 | 4549520 | 4549520 | 4549520 | 4549520 | 4549520 | 4549520 | 4549520 | 4549520 | 4549520 | 4549520 | 4549520 | 4549520 | 4549520 | 4549520 | 4549520 | 4549520 | 4549520 | 4549520 | 4549520 | 4549520 | 4549520 | 4549520 | 4549520 | 4549520 | 4549520 | 4549520 | 4549520 | 4549520 | 4549520 | 4549520 | 4549520 | 4549520 | 4549520 | 4549520 | 4549520 | 4549520 | 4549520 | 4549520 | 4549520 | 4549520 | 4549520 | 4549520 | 4549520 | 4549520 | 4549520 | 4549520 | 4549520 | 4549520 | 4549520 | 4549520 | 4549520 | 4549520 | 4549520 | 4549520 | 4549520 | 4549520 | 4549520 | 4549520 | 4549520 | 4549520 | 4549520 | 4549520 | 4549520 | 4549520 | 4549520 | 4549520 | 4549520 | 4549520 | 4549520 | 4549520 | 4549520 | 4549520 | 4549520 | 4549520 | 4549520 | 4549520 | 4549520 | 4549520 | 4549520 | 4549520 | 4549520 | 4549520 | 4549520 | 4549520 | 4549520 | 4549520 | 4549520 | 4549520 | 4549520 | 4549520 | 4549520 | 4549520
natural gas combined cycle | 0 | 0 | 0 | 0 | 0 | 0 | 0 | 0 | 0 | 0 | 0 | 0 | 0 | 0 | 0 | 0 | 0 | 0 | 0 | 0 | 0 | 0 | 0 | 0 | 0 | 0 | 0 | 0 | 0 | 0 | 0 | 0 | 0 | 0 | 0 | 0 | 0 | 0 | 0 | 0 | 0 | 0 | 0 | 0 | 0 | 0 | 0 | 0 | 0 | 0 | 0 | 0 | 0 | 0 | 0 | 0 | 0 | 0 | 0 | 0 | 0 | 0 | 0 | 0 | 0 | 0 | 0 | 0 | 0 | 0 | 0 | 0 | 0 | 0 | 0 | 0 | 0 | 0 | 0 | 0 | 0 | 0 | 0 | 0 | 0 | 0 | 0 | 0 | 0 | 0 | 0 | 0 | 0 | 0 | 0 | 0 | 0 | 0 | 0 | 0 | 0 | 0 | 0 | 0 | 0 | 0 | 0 | 0 | 0 | 0 | 0 | 0 | 0 | 0 | 0 | 0 | 0 | 0 | 6907165.9919 | 6907165.9919 | 6907165.9919 | 6907165.9919 | 6907165.9919 | 6907165.9919 | 6907165.9919 | 6907165.9919 | 6907165.9919 | 6907165.9919 | 6907165.9919 | 6907165.9919 | 6907165.9919 | 6561807.6923 | 6561807.6923 | 6561807.6923 | 6561807.6923 | 6561807.6923 | 6561807.6923 | 6561807.6923 | 6561807.6923 | 6561807.6923 | 6561807.6923 | 6561807.6923 | 6561807.6923 | 6561807.6923 | 6561807.6923 | 6561807.6923 | 6561807.6923 | 6561807.6923 | 6561807.6923 | 6561807.6923 | 6561807.6923 | 6561807.6923 | 6561807.6923 | 6561807.6923 | 6561807.6923 | 6561807.6923 | 6561807.6923 | 6561807.6923 | 6561807.6923 | 6561807.6923 | 6561807.6923 | 6561807.6923 | 6561807.6923 | 6561807.6923 | 6561807.6923 | 6561807.6923 | 6561807.6923 | 6561807.6923 | 6561807.6923 | 6561807.6923 | 6561807.6923 | 6561807.6923 | 6561807.6923 | 6561807.6923 | 6561807.6923 | 6561807.6923 | 6561807.6923 | 6561807.6923 | 6561807.6923 | 6561807.6923 | 6561807.6923 | 6561807.6923 | 6561807.6923 | 6561807.6923 | 6561807.6923 | 6561807.6923 | 6561807.6923 | 6561807.6923 | 6561807.6923 | 6561807.6923 | 6561807.6923 | 6561807.6923 | 6561807.6923 | 6561807.6923 | 6561807.6923 | 6561807.6923 | 6561807.6923 | 6561807.6923 | 6561807.6923 | 6561807.6923 | 6561807.6923 | 6561807.6923 | 6561807.6923 | 6561807.6923 | 6561807.6923 | 6561807.6923 | 6561807.6923 | 6561807.6923 | 6561807.6923 | 6561807.6923
nuclear | 0 | 0 | 0 | 0 | 0 | 0 | 0 | 0 | 0 | 0 | 0 | 0 | 0 | 0 | 0 | 0 | 0 | 0 | 0 | 0 | 0 | 0 | 0 | 0 | 0 | 0 | 0 | 0 | 0 | 0 | 0 | 0 | 0 | 0 | 0 | 0 | 0 | 0 | 0 | 0 | 0 | 0 | 0 | 0 | 0 | 0 | 0 | 0 | 0 | 0 | 0 | 0 | 0 | 0 | 0 | 0 | 0 | 0 | 0 | 0 | 0 | 0 | 0 | 0 | 0 | 0 | 0 | 0 | 0 | 0 | 0 | 0 | 0 | 0 | 0 | 0 | 0 | 0 | 0 | 0 | 0 | 0 | 0 | 0 | 0 | 0 | 0 | 0 | 0 | 0 | 0 | 0 | 0 | 0 | 0 | 0 | 0 | 0 | 0 | 0 | 0 | 0 | 0 | 0 | 0 | 0 | 0 | 0 | 0 | 0 | 0 | 0 | 0 | 0 | 0 | 0 | 0 | 0 | 10339818.1818 | 10339818.1818 | 10339818.1818 | 10339818.1818 | 10339818.1818 | 10339818.1818 | 10339818.1818 | 10339818.1818 | 10339818.1818 | 10339818.1818 | 10339818.1818 | 10339818.1818 | 10339818.1818 | 9222000 | 9222000 | 9222000 | 9222000 | 9222000 | 9222000 | 9222000 | 9222000 | 9222000 | 9222000 | 9222000 | 9222000 | 9222000 | 9222000 | 9222000 | 9222000 | 9222000 | 9222000 | 9222000 | 9222000 | 9222000 | 9222000 | 9222000 | 9222000 | 9222000 | 9222000 | 9222000 | 9222000 | 9222000 | 9222000 | 9222000 | 9222000 | 9222000 | 9222000 | 9222000 | 9222000 | 9222000 | 9222000 | 9222000 | 9222000 | 9222000 | 9222000 | 9222000 | 9222000 | 9222000 | 9222000 | 9222000 | 9222000 | 9222000 | 9222000 | 9222000 | 9222000 | 9222000 | 9222000 | 9222000 | 9222000 | 9222000 | 9222000 | 9222000 | 9222000 | 9222000 | 9222000 | 9222000 | 9222000 | 9222000 | 9222000 | 9222000 | 9222000 | 9222000 | 9222000 | 9222000 | 9222000 | 9222000 | 9222000 | 9222000 | 9222000 | 9222000 | 9222000 | 9222000
hydo | 0 | 0 | 0 | 0 | 0 | 0 | 0 | 0 | 0 | 0 | 0 | 0 | 0 | 0 | 0 | 0 | 0 | 0 | 0 | 0 | 0 | 0 | 0 | 0 | 0 | 0 | 0 | 0 | 0 | 0 | 0 | 0 | 0 | 0 | 0 | 0 | 0 | 0 | 0 | 0 | 0 | 0 | 0 | 0 | 0 | 0 | 0 | 0 | 0 | 0 | 0 | 0 | 0 | 0 | 0 | 0 | 0 | 0 | 0 | 0 | 0 | 0 | 0 | 0 | 0 | 0 | 0 | 0 | 0 | 0 | 0 | 0 | 0 | 0 | 0 | 0 | 0 | 0 | 0 | 0 | 0 | 0 | 0 | 0 | 0 | 0 | 0 | 0 | 0 | 0 | 0 | 0 | 0 | 0 | 0 | 0 | 0 | 0 | 0 | 0 | 0 | 0 | 0 | 0 | 0 | 0 | 0 | 0 | 0 | 0 | 0 | 0 | 0 | 0 | 0 | 0 | 0 | 0 | 0 | 0 | 0 | 0 | 0 | 0 | 0 | 0 | 0 | 0 | 0 | 0 | 0 | 0 | 0 | 0 | 0 | 0 | 0 | 0 | 0 | 0 | 0 | 0 | 0 | 0 | 0 | 0 | 0 | 0 | 0 | 0 | 0 | 0 | 0 | 0 | 0 | 0 | 0 | 0 | 0 | 0 | 0 | 0 | 0 | 0 | 0 | 0 | 0 | 0 | 0 | 0 | 0 | 0 | 0 | 0 | 0 | 0 | 0 | 0 | 0 | 0 | 0 | 0 | 0 | 0 | 0 | 0 | 0 | 0 | 0 | 0 | 0 | 0 | 0 | 0 | 0 | 0 | 0 | 0 | 0 | 0 | 0 | 0 | 0 | 0 | 0 | 0 | 0 | 0 | 0 | 0
onshore wind | 0 | 0 | 0 | 0 | 0 | 0 | 0 | 0 | 0 | 0 | 0 | 0 | 0 | 0 | 0 | 0 | 0 | 0 | 0 | 0 | 0 | 0 | 0 | 0 | 0 | 0 | 0 | 0 | 0 | 0 | 0 | 0 | 0 | 0 | 0 | 0 | 0 | 0 | 0 | 0 | 0 | 0 | 0 | 0 | 0 | 0 | 0 | 0 | 0 | 0 | 0 | 0 | 0 | 0 | 0 | 0 | 0 | 0 | 0 | 0 | 0 | 0 | 0 | 0 | 0 | 0 | 0 | 0 | 0 | 0 | 0 | 0 | 0 | 0 | 0 | 0 | 0 | 0 | 0 | 0 | 0 | 0 | 0 | 0 | 0 | 0 | 0 | 0 | 0 | 0 | 0 | 0 | 0 | 0 | 0 | 0 | 0 | 0 | 0 | 0 | 0 | 0 | 0 | 0 | 0 | 0 | 0 | 0 | 0 | 0 | 0 | 0 | 0 | 0 | 0 | 0 | 0 | 0 | 0 | 0 | 0 | 0 | 0 | 0 | 0 | 0 | 0 | 0 | 0 | 0 | 0 | 0 | 0 | 0 | 0 | 0 | 0 | 0 | 0 | 0 | 0 | 0 | 0 | 0 | 0 | 0 | 0 | 0 | 0 | 0 | 0 | 0 | 0 | 0 | 0 | 0 | 0 | 0 | 0 | 0 | 0 | 0 | 0 | 0 | 0 | 0 | 0 | 0 | 0 | 0 | 0 | 0 | 0 | 0 | 0 | 0 | 0 | 0 | 0 | 0 | 0 | 0 | 0 | 0 | 0 | 0 | 0 | 0 | 0 | 0 | 0 | 0 | 0 | 0 | 0 | 0 | 0 | 0 | 0 | 0 | 0 | 0 | 0 | 0 | 0 | 0 | 0 | 0 | 0 | 0
solar PV | 0 | 0 | 0 | 0 | 0 | 0 | 0 | 0 | 0 | 0 | 0 | 0 | 0 | 0 | 0 | 0 | 0 | 0 | 0 | 0 | 0 | 0 | 0 | 0 | 0 | 0 | 0 | 0 | 0 | 0 | 0 | 0 | 0 | 0 | 0 | 0 | 0 | 0 | 0 | 0 | 0 | 0 | 0 | 0 | 0 | 0 | 0 | 0 | 0 | 0 | 0 | 0 | 0 | 0 | 0 | 0 | 0 | 0 | 0 | 0 | 0 | 0 | 0 | 0 | 0 | 0 | 0 | 0 | 0 | 0 | 0 | 0 | 0 | 0 | 0 | 0 | 0 | 0 | 0 | 0 | 0 | 0 | 0 | 0 | 0 | 0 | 0 | 0 | 0 | 0 | 0 | 0 | 0 | 0 | 0 | 0 | 0 | 0 | 0 | 0 | 0 | 0 | 0 | 0 | 0 | 0 | 0 | 0 | 0 | 0 | 0 | 0 | 0 | 0 | 0 | 0 | 0 | 0 | 0 | 0 | 0 | 0 | 0 | 0 | 0 | 0 | 0 | 0 | 0 | 0 | 0 | 0 | 0 | 0 | 0 | 0 | 0 | 0 | 0 | 0 | 0 | 0 | 0 | 0 | 0 | 0 | 0 | 0 | 0 | 0 | 0 | 0 | 0 | 0 | 0 | 0 | 0 | 0 | 0 | 0 | 0 | 0 | 0 | 0 | 0 | 0 | 0 | 0 | 0 | 0 | 0 | 0 | 0 | 0 | 0 | 0 | 0 | 0 | 0 | 0 | 0 | 0 | 0 | 0 | 0 | 0 | 0 | 0 | 0 | 0 | 0 | 0 | 0 | 0 | 0 | 0 | 0 | 0 | 0 | 0 | 0 | 0 | 0 | 0 | 0 | 0 | 0 | 0 | 0 | 0
solar thermal | 0 | 0 | 0 | 0 | 0 | 0 | 0 | 0 | 0 | 0 | 0 | 0 | 0 | 0 | 0 | 0 | 0 | 0 | 0 | 0 | 0 | 0 | 0 | 0 | 0 | 0 | 0 | 0 | 0 | 0 | 0 | 0 | 0 | 0 | 0 | 0 | 0 | 0 | 0 | 0 | 0 | 0 | 0 | 0 | 0 | 0 | 0 | 0 | 0 | 0 | 0 | 0 | 0 | 0 | 0 | 0 | 0 | 0 | 0 | 0 | 0 | 0 | 0 | 0 | 0 | 0 | 0 | 0 | 0 | 0 | 0 | 0 | 0 | 0 | 0 | 0 | 0 | 0 | 0 | 0 | 0 | 0 | 0 | 0 | 0 | 0 | 0 | 0 | 0 | 0 | 0 | 0 | 0 | 0 | 0 | 0 | 0 | 0 | 0 | 0 | 0 | 0 | 0 | 0 | 0 | 0 | 0 | 0 | 0 | 0 | 0 | 0 | 0 | 0 | 0 | 0 | 0 | 0 | 0 | 0 | 0 | 0 | 0 | 0 | 0 | 0 | 0 | 0 | 0 | 0 | 0 | 0 | 0 | 0 | 0 | 0 | 0 | 0 | 0 | 0 | 0 | 0 | 0 | 0 | 0 | 0 | 0 | 0 | 0 | 0 | 0 | 0 | 0 | 0 | 0 | 0 | 0 | 0 | 0 | 0 | 0 | 0 | 0 | 0 | 0 | 0 | 0 | 0 | 0 | 0 | 0 | 0 | 0 | 0 | 0 | 0 | 0 | 0 | 0 | 0 | 0 | 0 | 0 | 0 | 0 | 0 | 0 | 0 | 0 | 0 | 0 | 0 | 0 | 0 | 0 | 0 | 0 | 0 | 0 | 0 | 0 | 0 | 0 | 0 | 0 | 0 | 0 | 0 | 0 | 0
biomass | 0 | 0 | 0 | 0 | 0 | 0 | 0 | 0 | 0 | 0 | 0 | 0 | 0 | 0 | 0 | 0 | 0 | 0 | 0 | 0 | 0 | 0 | 0 | 0 | 0 | 0 | 0 | 0 | 0 | 0 | 0 | 0 | 0 | 0 | 0 | 0 | 0 | 0 | 0 | 0 | 0 | 0 | 0 | 0 | 0 | 0 | 0 | 0 | 0 | 0 | 0 | 0 | 0 | 0 | 0 | 0 | 0 | 0 | 0 | 0 | 0 | 0 | 0 | 0 | 0 | 0 | 0 | 0 | 0 | 0 | 0 | 0 | 0 | 0 | 0 | 0 | 0 | 0 | 0 | 0 | 0 | 0 | 0 | 0 | 0 | 0 | 0 | 0 | 0 | 0 | 0 | 0 | 0 | 0 | 0 | 0 | 0 | 0 | 0 | 0 | 0 | 0 | 0 | 0 | 0 | 0 | 0 | 0 | 0 | 0 | 0 | 0 | 0 | 0 | 0 | 0 | 0 | 0 | 10730000 | 10730000 | 10730000 | 10730000 | 10730000 | 10730000 | 10730000 | 10730000 | 10730000 | 10730000 | 10730000 | 10730000 | 10730000 | 10730000 | 10730000 | 10730000 | 10730000 | 10730000 | 10730000 | 10730000 | 10730000 | 10730000 | 10730000 | 10730000 | 10730000 | 10730000 | 10730000 | 10730000 | 10730000 | 10730000 | 10730000 | 10730000 | 10730000 | 10730000 | 10730000 | 10730000 | 10730000 | 10730000 | 10730000 | 10730000 | 10730000 | 10730000 | 10730000 | 10730000 | 10730000 | 10730000 | 10730000 | 10730000 | 10730000 | 10730000 | 10730000 | 10730000 | 10730000 | 10730000 | 10730000 | 10730000 | 10730000 | 10730000 | 10730000 | 10730000 | 10730000 | 10730000 | 10730000 | 10730000 | 10730000 | 10730000 | 10730000 | 10730000 | 10730000 | 10730000 | 10730000 | 10730000 | 10730000 | 10730000 | 10730000 | 10730000 | 10730000 | 10730000 | 10730000 | 10730000 | 10730000 | 10730000 | 10730000 | 10730000 | 10730000 | 10730000 | 10730000 | 10730000 | 10730000 | 10730000 | 10730000 | 10730000
geothermal | 0 | 0 | 0 | 0 | 0 | 0 | 0 | 0 | 0 | 0 | 0 | 0 | 0 | 0 | 0 | 0 | 0 | 0 | 0 | 0 | 0 | 0 | 0 | 0 | 0 | 0 | 0 | 0 | 0 | 0 | 0 | 0 | 0 | 0 | 0 | 0 | 0 | 0 | 0 | 0 | 0 | 0 | 0 | 0 | 0 | 0 | 0 | 0 | 0 | 0 | 0 | 0 | 0 | 0 | 0 | 0 | 0 | 0 | 0 | 0 | 0 | 0 | 0 | 0 | 0 | 0 | 0 | 0 | 0 | 0 | 0 | 0 | 0 | 0 | 0 | 0 | 0 | 0 | 0 | 0 | 0 | 0 | 0 | 0 | 0 | 0 | 0 | 0 | 0 | 0 | 0 | 0 | 0 | 0 | 0 | 0 | 0 | 0 | 0 | 0 | 0 | 0 | 0 | 0 | 0 | 0 | 0 | 0 | 0 | 0 | 0 | 0 | 0 | 0 | 0 | 0 | 0 | 0 | 0 | 0 | 0 | 0 | 0 | 0 | 0 | 0 | 0 | 0 | 0 | 0 | 0 | 0 | 0 | 0 | 0 | 0 | 0 | 0 | 0 | 0 | 0 | 0 | 0 | 0 | 0 | 0 | 0 | 0 | 0 | 0 | 0 | 0 | 0 | 0 | 0 | 0 | 0 | 0 | 0 | 0 | 0 | 0 | 0 | 0 | 0 | 0 | 0 | 0 | 0 | 0 | 0 | 0 | 0 | 0 | 0 | 0 | 0 | 0 | 0 | 0 | 0 | 0 | 0 | 0 | 0 | 0 | 0 | 0 | 0 | 0 | 0 | 0 | 0 | 0 | 0 | 0 | 0 | 0 | 0 | 0 | 0 | 0 | 0 | 0 | 0 | 0 | 0 | 0 | 0 | 0
petroleum | 0 | 0 | 0 | 0 | 0 | 0 | 0 | 0 | 0 | 0 | 0 | 0 | 0 | 0 | 0 | 0 | 0 | 0 | 0 | 0 | 0 | 0 | 0 | 0 | 0 | 0 | 0 | 0 | 0 | 0 | 0 | 0 | 0 | 0 | 0 | 0 | 0 | 0 | 0 | 0 | 0 | 0 | 0 | 0 | 0 | 0 | 0 | 0 | 0 | 0 | 0 | 0 | 0 | 0 | 0 | 0 | 0 | 0 | 0 | 0 | 0 | 0 | 0 | 0 | 0 | 0 | 0 | 0 | 0 | 0 | 0 | 0 | 0 | 0 | 0 | 0 | 0 | 0 | 0 | 0 | 0 | 0 | 0 | 0 | 0 | 0 | 0 | 0 | 0 | 0 | 0 | 0 | 0 | 0 | 0 | 0 | 0 | 0 | 0 | 0 | 0 | 0 | 0 | 0 | 0 | 0 | 0 | 0 | 0 | 0 | 0 | 0 | 0 | 0 | 0 | 0 | 0 | 0 | 12186214.2857 | 10000410.3165 | 10000410.3165 | 10000410.3165 | 10000410.3165 | 10000410.3165 | 10000410.3165 | 10000410.3165 | 10000410.3165 | 10000410.3165 | 10000410.3165 | 10000410.3165 | 10000410.3165 | 10000410.3165 | 10000410.3165 | 10000410.3165 | 10000410.3165 | 10000410.3165 | 10000410.3165 | 10000410.3165 | 10000410.3165 | 10000410.3165 | 10000410.3165 | 10000410.3165 | 10000410.3165 | 10000410.3165 | 10000410.3165 | 10000410.3165 | 10000410.3165 | 10000410.3165 | 10000410.3165 | 10000410.3165 | 10000410.3165 | 10000410.3165 | 10000410.3165 | 10000410.3165 | 10000410.3165 | 10000410.3165 | 10000410.3165 | 10000410.3165 | 10000410.3165 | 10000410.3165 | 10000410.3165 | 10000410.3165 | 10000410.3165 | 10000410.3165 | 10000410.3165 | 10000410.3165 | 10000410.3165 | 10000410.3165 | 10000410.3165 | 10000410.3165 | 10000410.3165 | 10000410.3165 | 10000410.3165 | 10000410.3165 | 10000410.3165 | 10000410.3165 | 10000410.3165 | 10000410.3165 | 10000410.3165 | 10000410.3165 | 10000410.3165 | 10000410.3165 | 10000410.3165 | 10000410.3165 | 10000410.3165 | 10000410.3165 | 10000410.3165 | 10000410.3165 | 10000410.3165 | 10000410.3165 | 10000410.3165 | 10000410.3165 | 10000410.3165 | 10000410.3165 | 10000410.3165 | 10000410.3165 | 10000410.3165 | 10000410.3165 | 10000410.3165 | 10000410.3165 | 10000410.3165 | 10000410.3165 | 10000410.3165 | 10000410.3165 | 10000410.3165 | 10000410.3165 | 10000410.3165 | 10000410.3165 | 10000410.3165 | 10000410.3165
natural gas peaker | 0 | 0 | 0 | 0 | 0 | 0 | 0 | 0 | 0 | 0 | 0 | 0 | 0 | 0 | 0 | 0 | 0 | 0 | 0 | 0 | 0 | 0 | 0 | 0 | 0 | 0 | 0 | 0 | 0 | 0 | 0 | 0 | 0 | 0 | 0 | 0 | 0 | 0 | 0 | 0 | 0 | 0 | 0 | 0 | 0 | 0 | 0 | 0 | 0 | 0 | 0 | 0 | 0 | 0 | 0 | 0 | 0 | 0 | 0 | 0 | 0 | 0 | 0 | 0 | 0 | 0 | 0 | 0 | 0 | 0 | 0 | 0 | 0 | 0 | 0 | 0 | 0 | 0 | 0 | 0 | 0 | 0 | 0 | 0 | 0 | 0 | 0 | 0 | 0 | 0 | 0 | 0 | 0 | 0 | 0 | 0 | 0 | 0 | 0 | 0 | 0 | 0 | 0 | 0 | 0 | 0 | 0 | 0 | 0 | 0 | 0 | 0 | 0 | 0 | 0 | 0 | 0 | 0 | 10035705.8824 | 10035705.8824 | 10035705.8824 | 10035705.8824 | 10035705.8824 | 10035705.8824 | 10035705.8824 | 10035705.8824 | 10035705.8824 | 10035705.8824 | 10035705.8824 | 10035705.8824 | 10035705.8824 | 10035705.8824 | 10035705.8824 | 10035705.8824 | 10035705.8824 | 10035705.8824 | 10035705.8824 | 10035705.8824 | 10035705.8824 | 10035705.8824 | 10035705.8824 | 10035705.8824 | 10035705.8824 | 10035705.8824 | 10035705.8824 | 10035705.8824 | 10035705.8824 | 10035705.8824 | 10035705.8824 | 10035705.8824 | 10035705.8824 | 10035705.8824 | 10035705.8824 | 10035705.8824 | 10035705.8824 | 10035705.8824 | 10035705.8824 | 10035705.8824 | 10035705.8824 | 10035705.8824 | 10035705.8824 | 10035705.8824 | 10035705.8824 | 10035705.8824 | 10035705.8824 | 10035705.8824 | 10035705.8824 | 10035705.8824 | 10035705.8824 | 10035705.8824 | 10035705.8824 | 10035705.8824 | 10035705.8824 | 10035705.8824 | 10035705.8824 | 10035705.8824 | 10035705.8824 | 10035705.8824 | 10035705.8824 | 10035705.8824 | 10035705.8824 | 10035705.8824 | 10035705.8824 | 10035705.8824 | 10035705.8824 | 10035705.8824 | 10035705.8824 | 10035705.8824 | 10035705.8824 | 10035705.8824 | 10035705.8824 | 10035705.8824 | 10035705.8824 | 10035705.8824 | 10035705.8824 | 10035705.8824 | 10035705.8824 | 10035705.8824 | 10035705.8824 | 10035705.8824 | 10035705.8824 | 10035705.8824 | 10035705.8824 | 10035705.8824 | 10035705.8824 | 10035705.8824 | 10035705.8824 | 10035705.8824 | 10035705.8824 | 10035705.8824
lignite | 0 | 0 | 0 | 0 | 0 | 0 | 0 | 0 | 0 | 0 | 0 | 0 | 0 | 0 | 0 | 0 | 0 | 0 | 0 | 0 | 0 | 0 | 0 | 0 | 0 | 0 | 0 | 0 | 0 | 0 | 0 | 0 | 0 | 0 | 0 | 0 | 0 | 0 | 0 | 0 | 0 | 0 | 0 | 0 | 0 | 0 | 0 | 0 | 0 | 0 | 0 | 0 | 0 | 0 | 0 | 0 | 0 | 0 | 0 | 0 | 0 | 0 | 0 | 0 | 0 | 0 | 0 | 0 | 0 | 0 | 0 | 0 | 0 | 0 | 0 | 0 | 0 | 0 | 0 | 0 | 0 | 0 | 0 | 0 | 0 | 0 | 0 | 0 | 0 | 0 | 0 | 0 | 0 | 0 | 0 | 0 | 0 | 0 | 0 | 0 | 0 | 0 | 0 | 0 | 0 | 0 | 0 | 0 | 0 | 0 | 0 | 0 | 0 | 0 | 0 | 0 | 0 | 0 | 9748971.4286 | 8322292.6829 | 8322292.6829 | 8322292.6829 | 8322292.6829 | 8322292.6829 | 8322292.6829 | 8322292.6829 | 8322292.6829 | 8322292.6829 | 8322292.6829 | 8322292.6829 | 8322292.6829 | 8322292.6829 | 8322292.6829 | 8322292.6829 | 8322292.6829 | 8322292.6829 | 8322292.6829 | 8322292.6829 | 8322292.6829 | 8322292.6829 | 8322292.6829 | 8322292.6829 | 8322292.6829 | 8322292.6829 | 8322292.6829 | 8322292.6829 | 8322292.6829 | 8322292.6829 | 8322292.6829 | 8322292.6829 | 8322292.6829 | 8322292.6829 | 8322292.6829 | 8322292.6829 | 8322292.6829 | 8322292.6829 | 8322292.6829 | 8322292.6829 | 8322292.6829 | 8322292.6829 | 8322292.6829 | 8322292.6829 | 8322292.6829 | 8322292.6829 | 8322292.6829 | 8322292.6829 | 8322292.6829 | 8322292.6829 | 8322292.6829 | 8322292.6829 | 8322292.6829 | 8322292.6829 | 8322292.6829 | 8322292.6829 | 8322292.6829 | 8322292.6829 | 8322292.6829 | 8322292.6829 | 8322292.6829 | 8322292.6829 | 8322292.6829 | 8322292.6829 | 8322292.6829 | 8322292.6829 | 8322292.6829 | 8322292.6829 | 8322292.6829 | 8322292.6829 | 8322292.6829 | 8322292.6829 | 8322292.6829 | 8322292.6829 | 8322292.6829 | 8322292.6829 | 8322292.6829 | 8322292.6829 | 8322292.6829 | 8322292.6829 | 8322292.6829 | 8322292.6829 | 8322292.6829 | 8322292.6829 | 8322292.6829 | 8322292.6829 | 8322292.6829 | 8322292.6829 | 8322292.6829 | 8322292.6829 | 8322292.6829 | 8322292.6829
offshore wind | 0 | 0 | 0 | 0 | 0 | 0 | 0 | 0 | 0 | 0 | 0 | 0 | 0 | 0 | 0 | 0 | 0 | 0 | 0 | 0 | 0 | 0 | 0 | 0 | 0 | 0 | 0 | 0 | 0 | 0 | 0 | 0 | 0 | 0 | 0 | 0 | 0 | 0 | 0 | 0 | 0 | 0 | 0 | 0 | 0 | 0 | 0 | 0 | 0 | 0 | 0 | 0 | 0 | 0 | 0 | 0 | 0 | 0 | 0 | 0 | 0 | 0 | 0 | 0 | 0 | 0 | 0 | 0 | 0 | 0 | 0 | 0 | 0 | 0 | 0 | 0 | 0 | 0 | 0 | 0 | 0 | 0 | 0 | 0 | 0 | 0 | 0 | 0 | 0 | 0 | 0 | 0 | 0 | 0 | 0 | 0 | 0 | 0 | 0 | 0 | 0 | 0 | 0 | 0 | 0 | 0 | 0 | 0 | 0 | 0 | 0 | 0 | 0 | 0 | 0 | 0 | 0 | 0 | 0 | 0 | 0 | 0 | 0 | 0 | 0 | 0 | 0 | 0 | 0 | 0 | 0 | 0 | 0 | 0 | 0 | 0 | 0 | 0 | 0 | 0 | 0 | 0 | 0 | 0 | 0 | 0 | 0 | 0 | 0 | 0 | 0 | 0 | 0 | 0 | 0 | 0 | 0 | 0 | 0 | 0 | 0 | 0 | 0 | 0 | 0 | 0 | 0 | 0 | 0 | 0 | 0 | 0 | 0 | 0 | 0 | 0 | 0 | 0 | 0 | 0 | 0 | 0 | 0 | 0 | 0 | 0 | 0 | 0 | 0 | 0 | 0 | 0 | 0 | 0 | 0 | 0 | 0 | 0 | 0 | 0 | 0 | 0 | 0 | 0 | 0 | 0 | 0 | 0 | 0 | 0
crude oil | 0 | 0 | 0 | 0 | 0 | 0 | 0 | 0 | 0 | 0 | 0 | 0 | 0 | 0 | 0 | 0 | 0 | 0 | 0 | 0 | 0 | 0 | 0 | 0 | 0 | 0 | 0 | 0 | 0 | 0 | 0 | 0 | 0 | 0 | 0 | 0 | 0 | 0 | 0 | 0 | 0 | 0 | 0 | 0 | 0 | 0 | 0 | 0 | 0 | 0 | 0 | 0 | 0 | 0 | 0 | 0 | 0 | 0 | 0 | 0 | 0 | 0 | 0 | 0 | 0 | 0 | 0 | 0 | 0 | 0 | 0 | 0 | 0 | 0 | 0 | 0 | 0 | 0 | 0 | 0 | 0 | 0 | 0 | 0 | 0 | 0 | 0 | 0 | 0 | 0 | 0 | 0 | 0 | 0 | 0 | 0 | 0 | 0 | 0 | 0 | 0 | 0 | 0 | 0 | 0 | 0 | 0 | 0 | 0 | 0 | 0 | 0 | 0 | 0 | 0 | 0 | 0 | 0 | 9748971.4286 | 9748971.4286 | 9748971.4286 | 9748971.4286 | 9748971.4286 | 9748971.4286 | 9748971.4286 | 9748971.4286 | 9748971.4286 | 9748971.4286 | 9748971.4286 | 9748971.4286 | 9748971.4286 | 9748971.4286 | 9748971.4286 | 9748971.4286 | 9748971.4286 | 9748971.4286 | 9748971.4286 | 9748971.4286 | 9748971.4286 | 9748971.4286 | 9748971.4286 | 9748971.4286 | 9748971.4286 | 9748971.4286 | 9748971.4286 | 9748971.4286 | 9748971.4286 | 9748971.4286 | 9748971.4286 | 9748971.4286 | 9748971.4286 | 9748971.4286 | 9748971.4286 | 9748971.4286 | 9748971.4286 | 9748971.4286 | 9748971.4286 | 9748971.4286 | 9748971.4286 | 9748971.4286 | 9748971.4286 | 9748971.4286 | 9748971.4286 | 9748971.4286 | 9748971.4286 | 9748971.4286 | 9748971.4286 | 9748971.4286 | 9748971.4286 | 9748971.4286 | 9748971.4286 | 9748971.4286 | 9748971.4286 | 9748971.4286 | 9748971.4286 | 9748971.4286 | 9748971.4286 | 9748971.4286 | 9748971.4286 | 9748971.4286 | 9748971.4286 | 9748971.4286 | 9748971.4286 | 9748971.4286 | 9748971.4286 | 9748971.4286 | 9748971.4286 | 9748971.4286 | 9748971.4286 | 9748971.4286 | 9748971.4286 | 9748971.4286 | 9748971.4286 | 9748971.4286 | 9748971.4286 | 9748971.4286 | 9748971.4286 | 9748971.4286 | 9748971.4286 | 9748971.4286 | 9748971.4286 | 9748971.4286 | 9748971.4286 | 9748971.4286 | 9748971.4286 | 9748971.4286 | 9748971.4286 | 9748971.4286 | 9748971.4286 | 9748971.4286
heavy or residual fuel oil | 0 | 0 | 0 | 0 | 0 | 0 | 0 | 0 | 0 | 0 | 0 | 0 | 0 | 0 | 0 | 0 | 0 | 0 | 0 | 0 | 0 | 0 | 0 | 0 | 0 | 0 | 0 | 0 | 0 | 0 | 0 | 0 | 0 | 0 | 0 | 0 | 0 | 0 | 0 | 0 | 0 | 0 | 0 | 0 | 0 | 0 | 0 | 0 | 0 | 0 | 0 | 0 | 0 | 0 | 0 | 0 | 0 | 0 | 0 | 0 | 0 | 0 | 0 | 0 | 0 | 0 | 0 | 0 | 0 | 0 | 0 | 0 | 0 | 0 | 0 | 0 | 0 | 0 | 0 | 0 | 0 | 0 | 0 | 0 | 0 | 0 | 0 | 0 | 0 | 0 | 0 | 0 | 0 | 0 | 0 | 0 | 0 | 0 | 0 | 0 | 0 | 0 | 0 | 0 | 0 | 0 | 0 | 0 | 0 | 0 | 0 | 0 | 0 | 0 | 0 | 0 | 0 | 0 | 0 | 0 | 0 | 0 | 0 | 0 | 0 | 0 | 0 | 0 | 0 | 0 | 0 | 0 | 0 | 0 | 0 | 0 | 0 | 0 | 0 | 0 | 0 | 0 | 0 | 0 | 0 | 0 | 0 | 0 | 0 | 0 | 0 | 0 | 0 | 0 | 0 | 0 | 0 | 0 | 0 | 0 | 0 | 0 | 0 | 0 | 0 | 0 | 0 | 0 | 0 | 0 | 0 | 0 | 0 | 0 | 0 | 0 | 0 | 0 | 0 | 0 | 0 | 0 | 0 | 0 | 0 | 0 | 0 | 0 | 0 | 0 | 0 | 0 | 0 | 0 | 0 | 0 | 0 | 0 | 0 | 0 | 0 | 0 | 0 | 0 | 0 | 0 | 0 | 0 | 0 | 0
municipal solid waste | 0 | 0 | 0 | 0 | 0 | 0 | 0 | 0 | 0 | 0 | 0 | 0 | 0 | 0 | 0 | 0 | 0 | 0 | 0 | 0 | 0 | 0 | 0 | 0 | 0 | 0 | 0 | 0 | 0 | 0 | 0 | 0 | 0 | 0 | 0 | 0 | 0 | 0 | 0 | 0 | 0 | 0 | 0 | 0 | 0 | 0 | 0 | 0 | 0 | 0 | 0 | 0 | 0 | 0 | 0 | 0 | 0 | 0 | 0 | 0 | 0 | 0 | 0 | 0 | 0 | 0 | 0 | 0 | 0 | 0 | 0 | 0 | 0 | 0 | 0 | 0 | 0 | 0 | 0 | 0 | 0 | 0 | 0 | 0 | 0 | 0 | 0 | 0 | 0 | 0 | 0 | 0 | 0 | 0 | 0 | 0 | 0 | 0 | 0 | 0 | 0 | 0 | 0 | 0 | 0 | 0 | 0 | 0 | 0 | 0 | 0 | 0 | 0 | 0 | 0 | 0 | 0 | 0 | 18956333.3333 | 18956333.3333 | 18956333.3333 | 18956333.3333 | 18956333.3333 | 18956333.3333 | 18956333.3333 | 18956333.3333 | 18956333.3333 | 18956333.3333 | 18956333.3333 | 18956333.3333 | 18956333.3333 | 17060700 | 17060700 | 17060700 | 17060700 | 17060700 | 17060700 | 17060700 | 17060700 | 17060700 | 17060700 | 17060700 | 17060700 | 17060700 | 17060700 | 17060700 | 17060700 | 17060700 | 17060700 | 17060700 | 17060700 | 17060700 | 17060700 | 17060700 | 17060700 | 17060700 | 17060700 | 17060700 | 17060700 | 17060700 | 17060700 | 17060700 | 17060700 | 17060700 | 17060700 | 17060700 | 17060700 | 17060700 | 17060700 | 17060700 | 17060700 | 17060700 | 17060700 | 17060700 | 17060700 | 17060700 | 17060700 | 17060700 | 17060700 | 17060700 | 17060700 | 17060700 | 17060700 | 17060700 | 17060700 | 17060700 | 17060700 | 17060700 | 17060700 | 17060700 | 17060700 | 17060700 | 17060700 | 17060700 | 17060700 | 17060700 | 17060700 | 17060700 | 17060700 | 17060700 | 17060700 | 17060700 | 17060700 | 17060700 | 17060700 | 17060700 | 17060700 | 17060700 | 17060700 | 17060700
hard coal w CCS | 0 | 0 | 0 | 0 | 0 | 0 | 0 | 0 | 0 | 0 | 0 | 0 | 0 | 0 | 0 | 0 | 0 | 0 | 0 | 0 | 0 | 0 | 0 | 0 | 0 | 0 | 0 | 0 | 0 | 0 | 0 | 0 | 0 | 0 | 0 | 0 | 0 | 0 | 0 | 0 | 0 | 0 | 0 | 0 | 0 | 0 | 0 | 0 | 0 | 0 | 0 | 0 | 0 | 0 | 0 | 0 | 0 | 0 | 0 | 0 | 0 | 0 | 0 | 0 | 0 | 0 | 0 | 0 | 0 | 0 | 0 | 0 | 0 | 0 | 0 | 0 | 0 | 0 | 0 | 0 | 0 | 0 | 0 | 0 | 0 | 0 | 0 | 0 | 0 | 0 | 0 | 0 | 0 | 0 | 0 | 0 | 0 | 0 | 0 | 0 | 0 | 0 | 0 | 0 | 0 | 0 | 0 | 0 | 0 | 0 | 0 | 0 | 0 | 0 | 0 | 0 | 0 | 0 | 9222000 | 9222000 | 9222000 | 9222000 | 9222000 | 9222000 | 9222000 | 9222000 | 9222000 | 9222000 | 9222000 | 9222000 | 9222000 | 9222000 | 9222000 | 9222000 | 9222000 | 9222000 | 9222000 | 9222000 | 9222000 | 9222000 | 9222000 | 9222000 | 9222000 | 9222000 | 9222000 | 9222000 | 9222000 | 9222000 | 9222000 | 9222000 | 9222000 | 9222000 | 9222000 | 9222000 | 9222000 | 9222000 | 9222000 | 9222000 | 9222000 | 9222000 | 9222000 | 9222000 | 9222000 | 9222000 | 9222000 | 9222000 | 9222000 | 9222000 | 9222000 | 9222000 | 9222000 | 9222000 | 9222000 | 9222000 | 9222000 | 9222000 | 9222000 | 9222000 | 9222000 | 9222000 | 9222000 | 9222000 | 9222000 | 9222000 | 9222000 | 9222000 | 9222000 | 9222000 | 9222000 | 9222000 | 9222000 | 9222000 | 9222000 | 9222000 | 9222000 | 9222000 | 9222000 | 9222000 | 9222000 | 9222000 | 9222000 | 9222000 | 9222000 | 9222000 | 9222000 | 9222000 | 9222000 | 9222000 | 9222000 | 9222000
natural gas combined cycle w CCS | 0 | 0 | 0 | 0 | 0 | 0 | 0 | 0 | 0 | 0 | 0 | 0 | 0 | 0 | 0 | 0 | 0 | 0 | 0 | 0 | 0 | 0 | 0 | 0 | 0 | 0 | 0 | 0 | 0 | 0 | 0 | 0 | 0 | 0 | 0 | 0 | 0 | 0 | 0 | 0 | 0 | 0 | 0 | 0 | 0 | 0 | 0 | 0 | 0 | 0 | 0 | 0 | 0 | 0 | 0 | 0 | 0 | 0 | 0 | 0 | 0 | 0 | 0 | 0 | 0 | 0 | 0 | 0 | 0 | 0 | 0 | 0 | 0 | 0 | 0 | 0 | 0 | 0 | 0 | 0 | 0 | 0 | 0 | 0 | 0 | 0 | 0 | 0 | 0 | 0 | 0 | 0 | 0 | 0 | 0 | 0 | 0 | 0 | 0 | 0 | 0 | 0 | 0 | 0 | 0 | 0 | 0 | 0 | 0 | 0 | 0 | 0 | 0 | 0 | 0 | 0 | 0 | 0 | 7935209.3023 | 7935209.3023 | 7935209.3023 | 7935209.3023 | 7935209.3023 | 7935209.3023 | 7935209.3023 | 7935209.3023 | 7935209.3023 | 7935209.3023 | 7935209.3023 | 7935209.3023 | 7935209.3023 | 7935209.3023 | 7935209.3023 | 7935209.3023 | 7935209.3023 | 7935209.3023 | 7935209.3023 | 7935209.3023 | 7935209.3023 | 7935209.3023 | 7935209.3023 | 7935209.3023 | 7935209.3023 | 7935209.3023 | 7935209.3023 | 7935209.3023 | 7935209.3023 | 7935209.3023 | 7935209.3023 | 7935209.3023 | 7935209.3023 | 7935209.3023 | 7935209.3023 | 7935209.3023 | 7935209.3023 | 7935209.3023 | 7935209.3023 | 7935209.3023 | 7935209.3023 | 7935209.3023 | 7935209.3023 | 7935209.3023 | 7935209.3023 | 7935209.3023 | 7935209.3023 | 7935209.3023 | 7935209.3023 | 7935209.3023 | 7935209.3023 | 7935209.3023 | 7935209.3023 | 7935209.3023 | 7935209.3023 | 7935209.3023 | 7935209.3023 | 7935209.3023 | 7935209.3023 | 7935209.3023 | 7935209.3023 | 7935209.3023 | 7935209.3023 | 7935209.3023 | 7935209.3023 | 7935209.3023 | 7935209.3023 | 7935209.3023 | 7935209.3023 | 7935209.3023 | 7935209.3023 | 7935209.3023 | 7935209.3023 | 7935209.3023 | 7935209.3023 | 7935209.3023 | 7935209.3023 | 7935209.3023 | 7935209.3023 | 7935209.3023 | 7935209.3023 | 7935209.3023 | 7935209.3023 | 7935209.3023 | 7935209.3023 | 7935209.3023 | 7935209.3023 | 7935209.3023 | 7935209.3023 | 7935209.3023 | 7935209.3023 | 7935209.3023
biomass w CCS | 0 | 0 | 0 | 0 | 0 | 0 | 0 | 0 | 0 | 0 | 0 | 0 | 0 | 0 | 0 | 0 | 0 | 0 | 0 | 0 | 0 | 0 | 0 | 0 | 0 | 0 | 0 | 0 | 0 | 0 | 0 | 0 | 0 | 0 | 0 | 0 | 0 | 0 | 0 | 0 | 0 | 0 | 0 | 0 | 0 | 0 | 0 | 0 | 0 | 0 | 0 | 0 | 0 | 0 | 0 | 0 | 0 | 0 | 0 | 0 | 0 | 0 | 0 | 0 | 0 | 0 | 0 | 0 | 0 | 0 | 0 | 0 | 0 | 0 | 0 | 0 | 0 | 0 | 0 | 0 | 0 | 0 | 0 | 0 | 0 | 0 | 0 | 0 | 0 | 0 | 0 | 0 | 0 | 0 | 0 | 0 | 0 | 0 | 0 | 0 | 0 | 0 | 0 | 0 | 0 | 0 | 0 | 0 | 0 | 0 | 0 | 0 | 0 | 0 | 0 | 0 | 0 | 0 | 12637555.5556 | 12637555.5556 | 12637555.5556 | 12637555.5556 | 12637555.5556 | 12637555.5556 | 12637555.5556 | 12637555.5556 | 12637555.5556 | 12637555.5556 | 12637555.5556 | 12637555.5556 | 12637555.5556 | 12637555.5556 | 12637555.5556 | 12637555.5556 | 12637555.5556 | 12637555.5556 | 12637555.5556 | 12637555.5556 | 12637555.5556 | 12637555.5556 | 12637555.5556 | 12637555.5556 | 12637555.5556 | 12637555.5556 | 12637555.5556 | 12637555.5556 | 12637555.5556 | 12637555.5556 | 12637555.5556 | 12637555.5556 | 12637555.5556 | 12637555.5556 | 12637555.5556 | 12637555.5556 | 12637555.5556 | 12637555.5556 | 12637555.5556 | 12637555.5556 | 12637555.5556 | 12637555.5556 | 12637555.5556 | 12637555.5556 | 12637555.5556 | 12637555.5556 | 12637555.5556 | 12637555.5556 | 12637555.5556 | 12637555.5556 | 12637555.5556 | 12637555.5556 | 12637555.5556 | 12637555.5556 | 12637555.5556 | 12637555.5556 | 12637555.5556 | 12637555.5556 | 12637555.5556 | 12637555.5556 | 12637555.5556 | 12637555.5556 | 12637555.5556 | 12637555.5556 | 12637555.5556 | 12637555.5556 | 12637555.5556 | 12637555.5556 | 12637555.5556 | 12637555.5556 | 12637555.5556 | 12637555.5556 | 12637555.5556 | 12637555.5556 | 12637555.5556 | 12637555.5556 | 12637555.5556 | 12637555.5556 | 12637555.5556 | 12637555.5556 | 12637555.5556 | 12637555.5556 | 12637555.5556 | 12637555.5556 | 12637555.5556 | 12637555.5556 | 12637555.5556 | 12637555.5556 | 12637555.5556 | 12637555.5556 | 12637555.5556 | 12637555.5556
lignite w CCS | 0 | 0 | 0 | 0 | 0 | 0 | 0 | 0 | 0 | 0 | 0 | 0 | 0 | 0 | 0 | 0 | 0 | 0 | 0 | 0 | 0 | 0 | 0 | 0 | 0 | 0 | 0 | 0 | 0 | 0 | 0 | 0 | 0 | 0 | 0 | 0 | 0 | 0 | 0 | 0 | 0 | 0 | 0 | 0 | 0 | 0 | 0 | 0 | 0 | 0 | 0 | 0 | 0 | 0 | 0 | 0 | 0 | 0 | 0 | 0 | 0 | 0 | 0 | 0 | 0 | 0 | 0 | 0 | 0 | 0 | 0 | 0 | 0 | 0 | 0 | 0 | 0 | 0 | 0 | 0 | 0 | 0 | 0 | 0 | 0 | 0 | 0 | 0 | 0 | 0 | 0 | 0 | 0 | 0 | 0 | 0 | 0 | 0 | 0 | 0 | 0 | 0 | 0 | 0 | 0 | 0 | 0 | 0 | 0 | 0 | 0 | 0 | 0 | 0 | 0 | 0 | 0 | 0 | 10662937.5 | 10662937.5 | 10662937.5 | 10662937.5 | 10662937.5 | 10662937.5 | 10662937.5 | 10662937.5 | 10662937.5 | 10662937.5 | 10662937.5 | 10662937.5 | 10662937.5 | 10662937.5 | 10662937.5 | 10662937.5 | 10662937.5 | 10662937.5 | 10662937.5 | 10662937.5 | 10662937.5 | 10662937.5 | 10662937.5 | 10662937.5 | 10662937.5 | 10662937.5 | 10662937.5 | 10662937.5 | 10662937.5 | 10662937.5 | 10662937.5 | 10662937.5 | 10662937.5 | 10662937.5 | 10662937.5 | 10662937.5 | 10662937.5 | 10662937.5 | 10662937.5 | 10662937.5 | 10662937.5 | 10662937.5 | 10662937.5 | 10662937.5 | 10662937.5 | 10662937.5 | 10662937.5 | 10662937.5 | 10662937.5 | 10662937.5 | 10662937.5 | 10662937.5 | 10662937.5 | 10662937.5 | 10662937.5 | 10662937.5 | 10662937.5 | 10662937.5 | 10662937.5 | 10662937.5 | 10662937.5 | 10662937.5 | 10662937.5 | 10662937.5 | 10662937.5 | 10662937.5 | 10662937.5 | 10662937.5 | 10662937.5 | 10662937.5 | 10662937.5 | 10662937.5 | 10662937.5 | 10662937.5 | 10662937.5 | 10662937.5 | 10662937.5 | 10662937.5 | 10662937.5 | 10662937.5 | 10662937.5 | 10662937.5 | 10662937.5 | 10662937.5 | 10662937.5 | 10662937.5 | 10662937.5 | 10662937.5 | 10662937.5 | 10662937.5 | 10662937.5 | 10662937.5
small modular reactor | 0 | 0 | 0 | 0 | 0 | 0 | 0 | 0 | 0 | 0 | 0 | 0 | 0 | 0 | 0 | 0 | 0 | 0 | 0 | 0 | 0 | 0 | 0 | 0 | 0 | 0 | 0 | 0 | 0 | 0 | 0 | 0 | 0 | 0 | 0 | 0 | 0 | 0 | 0 | 0 | 0 | 0 | 0 | 0 | 0 | 0 | 0 | 0 | 0 | 0 | 0 | 0 | 0 | 0 | 0 | 0 | 0 | 0 | 0 | 0 | 0 | 0 | 0 | 0 | 0 | 0 | 0 | 0 | 0 | 0 | 0 | 0 | 0 | 0 | 0 | 0 | 0 | 0 | 0 | 0 | 0 | 0 | 0 | 0 | 0 | 0 | 0 | 0 | 0 | 0 | 0 | 0 | 0 | 0 | 0 | 0 | 0 | 0 | 0 | 0 | 0 | 0 | 0 | 0 | 0 | 0 | 0 | 0 | 0 | 0 | 0 | 0 | 0 | 0 | 0 | 0 | 0 | 0 | 10339818.1818 | 10339818.1818 | 10339818.1818 | 10339818.1818 | 10339818.1818 | 10339818.1818 | 10339818.1818 | 10339818.1818 | 10339818.1818 | 10339818.1818 | 10339818.1818 | 10339818.1818 | 10339818.1818 | 10339818.1818 | 10339818.1818 | 10339818.1818 | 10339818.1818 | 10339818.1818 | 10339818.1818 | 10339818.1818 | 10339818.1818 | 10339818.1818 | 10339818.1818 | 10339818.1818 | 10339818.1818 | 10339818.1818 | 10339818.1818 | 10339818.1818 | 10339818.1818 | 10339818.1818 | 10339818.1818 | 10339818.1818 | 10339818.1818 | 10339818.1818 | 10339818.1818 | 10339818.1818 | 10339818.1818 | 10339818.1818 | 10339818.1818 | 10339818.1818 | 10339818.1818 | 10339818.1818 | 10339818.1818 | 10339818.1818 | 10339818.1818 | 10339818.1818 | 10339818.1818 | 10339818.1818 | 10339818.1818 | 10339818.1818 | 10339818.1818 | 10339818.1818 | 10339818.1818 | 10339818.1818 | 10339818.1818 | 10339818.1818 | 10339818.1818 | 10339818.1818 | 10339818.1818 | 10339818.1818 | 10339818.1818 | 10339818.1818 | 10339818.1818 | 10339818.1818 | 10339818.1818 | 10339818.1818 | 10339818.1818 | 10339818.1818 | 10339818.1818 | 10339818.1818 | 10339818.1818 | 10339818.1818 | 10339818.1818 | 10339818.1818 | 10339818.1818 | 10339818.1818 | 10339818.1818 | 10339818.1818 | 10339818.1818 | 10339818.1818 | 10339818.1818 | 10339818.1818 | 10339818.1818 | 10339818.1818 | 10339818.1818 | 10339818.1818 | 10339818.1818 | 10339818.1818 | 10339818.1818 | 10339818.1818 | 10339818.1818 | 10339818.1818
hydogen combustion turbine | 0 | 0 | 0 | 0 | 0 | 0 | 0 | 0 | 0 | 0 | 0 | 0 | 0 | 0 | 0 | 0 | 0 | 0 | 0 | 0 | 0 | 0 | 0 | 0 | 0 | 0 | 0 | 0 | 0 | 0 | 0 | 0 | 0 | 0 | 0 | 0 | 0 | 0 | 0 | 0 | 0 | 0 | 0 | 0 | 0 | 0 | 0 | 0 | 0 | 0 | 0 | 0 | 0 | 0 | 0 | 0 | 0 | 0 | 0 | 0 | 0 | 0 | 0 | 0 | 0 | 0 | 0 | 0 | 0 | 0 | 0 | 0 | 0 | 0 | 0 | 0 | 0 | 0 | 0 | 0 | 0 | 0 | 0 | 0 | 0 | 0 | 0 | 0 | 0 | 0 | 0 | 0 | 0 | 0 | 0 | 0 | 0 | 0 | 0 | 0 | 0 | 0 | 0 | 0 | 0 | 0 | 0 | 0 | 0 | 0 | 0 | 0 | 0 | 0 | 0 | 0 | 0 | 0 | 11373800 | 10339818.1818 | 10339818.1818 | 10339818.1818 | 10339818.1818 | 10339818.1818 | 10339818.1818 | 10339818.1818 | 10339818.1818 | 10339818.1818 | 10339818.1818 | 10339818.1818 | 10339818.1818 | 8530350 | 8530350 | 8530350 | 8530350 | 8530350 | 8530350 | 8530350 | 8530350 | 8530350 | 8530350 | 8530350 | 8530350 | 8530350 | 8530350 | 8530350 | 8530350 | 8530350 | 8530350 | 8530350 | 8530350 | 8530350 | 8530350 | 8530350 | 8530350 | 8530350 | 8530350 | 8530350 | 8530350 | 8530350 | 8530350 | 8530350 | 8530350 | 8530350 | 8530350 | 8530350 | 8530350 | 8530350 | 8530350 | 8530350 | 8530350 | 8530350 | 8530350 | 8530350 | 8530350 | 8530350 | 8530350 | 8530350 | 8530350 | 8530350 | 8530350 | 8530350 | 8530350 | 8530350 | 8530350 | 8530350 | 8530350 | 8530350 | 8530350 | 8530350 | 8530350 | 8530350 | 8530350 | 8530350 | 8530350 | 8530350 | 8530350 | 8530350 | 8530350 | 8530350 | 8530350 | 8530350 | 8530350 | 8530350 | 8530350 | 8530350 | 8530350 | 8530350 | 8530350 | 8530350
hydogen combined cycle | 0 | 0 | 0 | 0 | 0 | 0 | 0 | 0 | 0 | 0 | 0 | 0 | 0 | 0 | 0 | 0 | 0 | 0 | 0 | 0 | 0 | 0 | 0 | 0 | 0 | 0 | 0 | 0 | 0 | 0 | 0 | 0 | 0 | 0 | 0 | 0 | 0 | 0 | 0 | 0 | 0 | 0 | 0 | 0 | 0 | 0 | 0 | 0 | 0 | 0 | 0 | 0 | 0 | 0 | 0 | 0 | 0 | 0 | 0 | 0 | 0 | 0 | 0 | 0 | 0 | 0 | 0 | 0 | 0 | 0 | 0 | 0 | 0 | 0 | 0 | 0 | 0 | 0 | 0 | 0 | 0 | 0 | 0 | 0 | 0 | 0 | 0 | 0 | 0 | 0 | 0 | 0 | 0 | 0 | 0 | 0 | 0 | 0 | 0 | 0 | 0 | 0 | 0 | 0 | 0 | 0 | 0 | 0 | 0 | 0 | 0 | 0 | 0 | 0 | 0 | 0 | 0 | 0 | 8322292.6829 | 7754863.6364 | 7754863.6364 | 7754863.6364 | 7754863.6364 | 7754863.6364 | 7754863.6364 | 7754863.6364 | 7754863.6364 | 7754863.6364 | 7754863.6364 | 7754863.6364 | 7754863.6364 | 6561807.6923 | 6561807.6923 | 6561807.6923 | 6561807.6923 | 6561807.6923 | 6561807.6923 | 6561807.6923 | 6561807.6923 | 6561807.6923 | 6561807.6923 | 6561807.6923 | 6561807.6923 | 6561807.6923 | 6561807.6923 | 6561807.6923 | 6561807.6923 | 6561807.6923 | 6561807.6923 | 6561807.6923 | 6561807.6923 | 6561807.6923 | 6561807.6923 | 6561807.6923 | 6561807.6923 | 6561807.6923 | 6561807.6923 | 6561807.6923 | 6561807.6923 | 6561807.6923 | 6561807.6923 | 6561807.6923 | 6561807.6923 | 6561807.6923 | 6561807.6923 | 6561807.6923 | 6561807.6923 | 6561807.6923 | 6561807.6923 | 6561807.6923 | 6561807.6923 | 6561807.6923 | 6561807.6923 | 6561807.6923 | 6561807.6923 | 6561807.6923 | 6561807.6923 | 6561807.6923 | 6561807.6923 | 6561807.6923 | 6561807.6923 | 6561807.6923 | 6561807.6923 | 6561807.6923 | 6561807.6923 | 6561807.6923 | 6561807.6923 | 6561807.6923 | 6561807.6923 | 6561807.6923 | 6561807.6923 | 6561807.6923 | 6561807.6923 | 6561807.6923 | 6561807.6923 | 6561807.6923 | 6561807.6923 | 6561807.6923 | 6561807.6923 | 6561807.6923 | 6561807.6923 | 6561807.6923 | 6561807.6923 | 6561807.6923 | 6561807.6923 | 6561807.6923 | 6561807.6923 | 6561807.6923 | 6561807.6923 | 6561807.6923

## BHRaSYC-StartYearCapacities
Start Year Capacities (MW) | Vintage1891 | Vintage1892 | Vintage1893 | Vintage1894 | Vintage1895 | Vintage1896 | Vintage1897 | Vintage1898 | Vintage1899 | Vintage1900 | Vintage1901 | Vintage1902 | Vintage1903 | Vintage1904 | Vintage1905 | Vintage1906 | Vintage1907 | Vintage1908 | Vintage1909 | Vintage1910 | Vintage1911 | Vintage1912 | Vintage1913 | Vintage1914 | Vintage1915 | Vintage1916 | Vintage1917 | Vintage1918 | Vintage1919 | Vintage1920 | Vintage1921 | Vintage1922 | Vintage1923 | Vintage1924 | Vintage1925 | Vintage1926 | Vintage1927 | Vintage1928 | Vintage1929 | Vintage1930 | Vintage1931 | Vintage1932 | Vintage1933 | Vintage1934 | Vintage1935 | Vintage1936 | Vintage1937 | Vintage1938 | Vintage1939 | Vintage1940 | Vintage1941 | Vintage1942 | Vintage1943 | Vintage1944 | Vintage1945 | Vintage1946 | Vintage1947 | Vintage1948 | Vintage1949 | Vintage1950 | Vintage1951 | Vintage1952 | Vintage1953 | Vintage1954 | Vintage1955 | Vintage1956 | Vintage1957 | Vintage1958 | Vintage1959 | Vintage1960 | Vintage1961 | Vintage1962 | Vintage1963 | Vintage1964 | Vintage1965 | Vintage1966 | Vintage1967 | Vintage1968 | Vintage1969 | Vintage1970 | Vintage1971 | Vintage1972 | Vintage1973 | Vintage1974 | Vintage1975 | Vintage1976 | Vintage1977 | Vintage1978 | Vintage1979 | Vintage1980 | Vintage1981 | Vintage1982 | Vintage1983 | Vintage1984 | Vintage1985 | Vintage1986 | Vintage1987 | Vintage1988 | Vintage1989 | Vintage1990 | Vintage1991 | Vintage1992 | Vintage1993 | Vintage1994 | Vintage1995 | Vintage1996 | Vintage1997 | Vintage1998 | Vintage1999 | Vintage2000 | Vintage2001 | Vintage2002 | Vintage2003 | Vintage2004 | Vintage2005 | Vintage2006 | Vintage2007 | Vintage2008 | Vintage2009 | Vintage2010 | Vintage2011 | Vintage2012 | Vintage2013 | Vintage2014 | Vintage2015 | Vintage2016 | Vintage2017 | Vintage2018 | Vintage2019 | Vintage2020 | Vintage2021 | Vintage2022 | Vintage2023 | Vintage2024 | Vintage2025 | Vintage2026 | Vintage2027 | Vintage2028 | Vintage2029 | Vintage2030 | Vintage2031 | Vintage2032 | Vintage2033 | Vintage2034 | Vintage2035 | Vintage2036 | Vintage2037 | Vintage2038 | Vintage2039 | Vintage2040 | Vintage2041 | Vintage2042 | Vintage2043 | Vintage2044 | Vintage2045 | Vintage2046 | Vintage2047 | Vintage2048 | Vintage2049 | Vintage2050 | Vintage2051 | Vintage2052 | Vintage2053 | Vintage2054 | Vintage2055 | Vintage2056 | Vintage2057 | Vintage2058 | Vintage2059 | Vintage2060 | Vintage2061 | Vintage2062 | Vintage2063 | Vintage2064 | Vintage2065 | Vintage2066 | Vintage2067 | Vintage2068 | Vintage2069 | Vintage2070 | Vintage2071 | Vintage2072 | Vintage2073 | Vintage2074 | Vintage2075 | Vintage2076 | Vintage2077 | Vintage2078 | Vintage2079 | Vintage2080 | Vintage2081 | Vintage2082 | Vintage2083 | Vintage2084 | Vintage2085 | Vintage2086 | Vintage2087 | Vintage2088 | Vintage2089 | Vintage2090 | Vintage2091 | Vintage2092 | Vintage2093 | Vintage2094 | Vintage2095 | Vintage2096 | Vintage2097 | Vintage2098 | Vintage2099 | Vintage2100
hard coal | 0 | 0 | 0 | 0 | 0 | 0 | 0 | 0 | 0 | 0 | 0 | 0 | 0 | 0 | 0 | 0 | 0 | 0 | 0 | 0 | 0 | 0 | 0 | 0 | 0 | 0 | 0 | 0 | 0 | 0 | 0 | 0 | 0 | 0 | 0 | 0 | 0 | 0 | 0 | 0 | 0 | 0 | 0 | 0 | 0 | 0 | 0 | 0 | 0 | 0 | 0 | 0 | 0 | 0 | 0 | 0 | 0 | 0 | 0 | 0 | 0 | 0 | 0 | 0 | 0 | 0 | 0 | 0 | 0 | 0 | 0 | 0 | 0 | 0 | 0 | 0 | 0 | 0 | 0 | 0 | 0 | 0 | 0 | 0 | 0 | 0 | 0 | 0 | 0 | 0 | 0 | 0 | 0 | 0 | 0 | 0 | 0 | 0 | 0 | 0 | 0 | 0 | 0 | 0 | 0 | 0 | 0 | 0 | 0 | 0 | 0 | 0 | 0 | 0 | 0 | 0 | 0 | 0 | 48397 | 0 | 0 | 0 | 0 | 0 | 0 | 0 | 0 | 0 | 0 | 26489 | 0 | 0 | 0 | 0 | 0 | 0 | 0 | 0 | 0 | 0 | 0 | 0 | 0 | 0 | 0 | 0 | 0 | 0 | 0 | 0 | 0 | 0 | 0 | 0 | 0 | 0 | 0 | 0 | 0 | 0 | 0 | 0 | 0 | 0 | 0 | 0 | 0 | 0 | 0 | 0 | 0 | 0 | 0 | 0 | 0 | 0 | 0 | 0 | 0 | 0 | 0 | 0 | 0 | 0 | 0 | 0 | 0 | 0 | 0 | 0 | 0 | 0 | 0 | 0 | 0 | 0 | 0 | 0 | 0 | 0 | 0 | 0 | 0 | 0 | 0 | 0 | 0 | 0 | 0 | 0
natural gas steam turbine | 0 | 0 | 0 | 0 | 0 | 0 | 0 | 0 | 0 | 0 | 0 | 0 | 0 | 0 | 0 | 0 | 0 | 0 | 0 | 0 | 0 | 0 | 0 | 0 | 0 | 0 | 0 | 0 | 0 | 0 | 0 | 0 | 0 | 0 | 0 | 0 | 0 | 0 | 0 | 0 | 0 | 0 | 0 | 0 | 0 | 0 | 0 | 0 | 0 | 0 | 0 | 0 | 0 | 0 | 0 | 0 | 0 | 0 | 0 | 0 | 0 | 0 | 0 | 0 | 0 | 0 | 0 | 0 | 0 | 0 | 0 | 0 | 0 | 0 | 0 | 0 | 0 | 0 | 0 | 0 | 0 | 0 | 0 | 0 | 0 | 0 | 0 | 0 | 0 | 0 | 0 | 0 | 0 | 0 | 0 | 0 | 0 | 0 | 0 | 0 | 0 | 0 | 0 | 0 | 0 | 0 | 0 | 0 | 0 | 0 | 0 | 0 | 0 | 0 | 0 | 0 | 0 | 0 | 104643 | 0 | 0 | 0 | 0 | 0 | 0 | 0 | 0 | 0 | 0 | 0 | 0 | 0 | 0 | 0 | 0 | 0 | 0 | 0 | 0 | 0 | 0 | 0 | 0 | 0 | 0 | 0 | 0 | 0 | 0 | 0 | 0 | 0 | 0 | 0 | 0 | 0 | 0 | 0 | 0 | 0 | 0 | 0 | 0 | 0 | 0 | 0 | 0 | 0 | 0 | 0 | 0 | 0 | 0 | 0 | 0 | 0 | 0 | 0 | 0 | 0 | 0 | 0 | 0 | 0 | 0 | 0 | 0 | 0 | 0 | 0 | 0 | 0 | 0 | 0 | 0 | 0 | 0 | 0 | 0 | 0 | 0 | 0 | 0 | 0 | 0 | 0 | 0 | 0 | 0 | 0
natural gas combined cycle | 0 | 0 | 0 | 0 | 0 | 0 | 0 | 0 | 0 | 0 | 0 | 0 | 0 | 0 | 0 | 0 | 0 | 0 | 0 | 0 | 0 | 0 | 0 | 0 | 0 | 0 | 0 | 0 | 0 | 0 | 0 | 0 | 0 | 0 | 0 | 0 | 0 | 0 | 0 | 0 | 0 | 0 | 0 | 0 | 0 | 0 | 0 | 0 | 0 | 0 | 0 | 0 | 0 | 0 | 0 | 0 | 0 | 0 | 0 | 0 | 0 | 0 | 0 | 0 | 0 | 0 | 0 | 0 | 0 | 0 | 0 | 0 | 0 | 0 | 0 | 0 | 0 | 0 | 0 | 0 | 0 | 0 | 0 | 0 | 0 | 0 | 0 | 0 | 0 | 0 | 0 | 0 | 0 | 0 | 0 | 0 | 0 | 0 | 0 | 0 | 0 | 0 | 0 | 0 | 0 | 0 | 0 | 0 | 0 | 0 | 0 | 0 | 0 | 0 | 0 | 0 | 0 | 0 | 108828 | 0 | 0 | 0 | 0 | 0 | 0 | 0 | 0 | 0 | 0 | 0 | 0 | 0 | 0 | 0 | 0 | 0 | 0 | 0 | 0 | 0 | 0 | 0 | 0 | 0 | 0 | 0 | 0 | 0 | 0 | 0 | 0 | 0 | 0 | 0 | 0 | 0 | 0 | 0 | 0 | 0 | 0 | 0 | 0 | 0 | 0 | 0 | 0 | 0 | 0 | 0 | 0 | 0 | 0 | 0 | 0 | 0 | 0 | 0 | 0 | 0 | 0 | 0 | 0 | 0 | 0 | 0 | 0 | 0 | 0 | 0 | 0 | 0 | 0 | 0 | 0 | 0 | 0 | 0 | 0 | 0 | 0 | 0 | 0 | 0 | 0 | 0 | 0 | 0 | 0 | 0
nuclear | 0 | 0 | 0 | 0 | 0 | 0 | 0 | 0 | 0 | 0 | 0 | 0 | 0 | 0 | 0 | 0 | 0 | 0 | 0 | 0 | 0 | 0 | 0 | 0 | 0 | 0 | 0 | 0 | 0 | 0 | 0 | 0 | 0 | 0 | 0 | 0 | 0 | 0 | 0 | 0 | 0 | 0 | 0 | 0 | 0 | 0 | 0 | 0 | 0 | 0 | 0 | 0 | 0 | 0 | 0 | 0 | 0 | 0 | 0 | 0 | 0 | 0 | 0 | 0 | 0 | 0 | 0 | 0 | 0 | 0 | 0 | 0 | 0 | 0 | 0 | 0 | 0 | 0 | 0 | 0 | 0 | 0 | 0 | 0 | 0 | 0 | 0 | 0 | 0 | 0 | 0 | 0 | 0 | 0 | 0 | 0 | 0 | 0 | 0 | 0 | 0 | 0 | 0 | 0 | 0 | 0 | 0 | 0 | 0 | 0 | 0 | 0 | 0 | 0 | 0 | 0 | 0 | 0 | 173233 | 0 | 0 | 0 | 0 | 0 | 0 | 0 | 0 | 0 | 0 | 0 | 0 | 0 | 0 | 0 | 0 | 0 | 0 | 0 | 0 | 0 | 0 | 0 | 0 | 0 | 0 | 0 | 0 | 0 | 0 | 0 | 0 | 0 | 0 | 0 | 0 | 0 | 0 | 0 | 0 | 0 | 0 | 0 | 0 | 0 | 0 | 0 | 0 | 0 | 0 | 0 | 0 | 0 | 0 | 0 | 0 | 0 | 0 | 0 | 0 | 0 | 0 | 0 | 0 | 0 | 0 | 0 | 0 | 0 | 0 | 0 | 0 | 0 | 0 | 0 | 0 | 0 | 0 | 0 | 0 | 0 | 0 | 0 | 0 | 0 | 0 | 0 | 0 | 0 | 0 | 0
hydo | 0 | 0 | 0 | 0 | 0 | 0 | 0 | 0 | 0 | 0 | 0 | 0 | 0 | 0 | 0 | 0 | 0 | 0 | 0 | 0 | 0 | 0 | 0 | 0 | 0 | 0 | 0 | 0 | 0 | 0 | 0 | 0 | 0 | 0 | 0 | 0 | 0 | 0 | 0 | 0 | 0 | 0 | 0 | 0 | 0 | 0 | 0 | 0 | 0 | 0 | 0 | 0 | 0 | 0 | 0 | 0 | 0 | 0 | 0 | 0 | 0 | 0 | 0 | 0 | 0 | 0 | 0 | 0 | 0 | 0 | 0 | 0 | 0 | 0 | 0 | 0 | 0 | 0 | 0 | 0 | 0 | 0 | 0 | 0 | 0 | 0 | 0 | 0 | 0 | 0 | 0 | 0 | 0 | 0 | 0 | 0 | 0 | 0 | 0 | 0 | 0 | 0 | 0 | 0 | 0 | 0 | 0 | 0 | 0 | 0 | 0 | 0 | 0 | 0 | 0 | 0 | 0 | 0 | 21045 | 0 | 0 | 0 | 0 | 0 | 0 | 0 | 0 | 0 | 0 | 0 | 0 | 0 | 0 | 0 | 0 | 0 | 0 | 0 | 0 | 0 | 0 | 0 | 0 | 0 | 0 | 0 | 0 | 0 | 0 | 0 | 0 | 0 | 0 | 0 | 0 | 0 | 0 | 0 | 0 | 0 | 0 | 0 | 0 | 0 | 0 | 0 | 0 | 0 | 0 | 0 | 0 | 0 | 0 | 0 | 0 | 0 | 0 | 0 | 0 | 0 | 0 | 0 | 0 | 0 | 0 | 0 | 0 | 0 | 0 | 0 | 0 | 0 | 0 | 0 | 0 | 0 | 0 | 0 | 0 | 0 | 0 | 0 | 0 | 0 | 0 | 0 | 0 | 0 | 0 | 0
onshore wind | 0 | 0 | 0 | 0 | 0 | 0 | 0 | 0 | 0 | 0 | 0 | 0 | 0 | 0 | 0 | 0 | 0 | 0 | 0 | 0 | 0 | 0 | 0 | 0 | 0 | 0 | 0 | 0 | 0 | 0 | 0 | 0 | 0 | 0 | 0 | 0 | 0 | 0 | 0 | 0 | 0 | 0 | 0 | 0 | 0 | 0 | 0 | 0 | 0 | 0 | 0 | 0 | 0 | 0 | 0 | 0 | 0 | 0 | 0 | 0 | 0 | 0 | 0 | 0 | 0 | 0 | 0 | 0 | 0 | 0 | 0 | 0 | 0 | 0 | 0 | 0 | 0 | 0 | 0 | 0 | 0 | 0 | 0 | 0 | 0 | 0 | 0 | 0 | 0 | 0 | 0 | 0 | 0 | 0 | 0 | 0 | 0 | 0 | 0 | 0 | 0 | 0 | 0 | 0 | 0 | 0 | 0 | 0 | 0 | 0 | 0 | 0 | 0 | 0 | 0 | 0 | 0 | 0 | 944 | 0 | 0 | 0 | 0 | 0 | 0 | 0 | 0 | 0 | 0 | 0 | 0 | 0 | 0 | 0 | 0 | 0 | 0 | 0 | 0 | 0 | 0 | 0 | 0 | 0 | 0 | 0 | 0 | 0 | 0 | 0 | 0 | 0 | 0 | 0 | 0 | 0 | 0 | 0 | 0 | 0 | 0 | 0 | 0 | 0 | 0 | 0 | 0 | 0 | 0 | 0 | 0 | 0 | 0 | 0 | 0 | 0 | 0 | 0 | 0 | 0 | 0 | 0 | 0 | 0 | 0 | 0 | 0 | 0 | 0 | 0 | 0 | 0 | 0 | 0 | 0 | 0 | 0 | 0 | 0 | 0 | 0 | 0 | 0 | 0 | 0 | 0 | 0 | 0 | 0 | 0
solar PV | 0 | 0 | 0 | 0 | 0 | 0 | 0 | 0 | 0 | 0 | 0 | 0 | 0 | 0 | 0 | 0 | 0 | 0 | 0 | 0 | 0 | 0 | 0 | 0 | 0 | 0 | 0 | 0 | 0 | 0 | 0 | 0 | 0 | 0 | 0 | 0 | 0 | 0 | 0 | 0 | 0 | 0 | 0 | 0 | 0 | 0 | 0 | 0 | 0 | 0 | 0 | 0 | 0 | 0 | 0 | 0 | 0 | 0 | 0 | 0 | 0 | 0 | 0 | 0 | 0 | 0 | 0 | 0 | 0 | 0 | 0 | 0 | 0 | 0 | 0 | 0 | 0 | 0 | 0 | 0 | 0 | 0 | 0 | 0 | 0 | 0 | 0 | 0 | 0 | 0 | 0 | 0 | 0 | 0 | 0 | 0 | 0 | 0 | 0 | 0 | 0 | 0 | 0 | 0 | 0 | 0 | 0 | 0 | 0 | 0 | 0 | 0 | 0 | 0 | 0 | 0 | 0 | 0 | 27786 | 0 | 0 | 0 | 0 | 0 | 0 | 0 | 0 | 0 | 0 | 19424 | 0 | 0 | 0 | 0 | 0 | 0 | 0 | 0 | 0 | 0 | 0 | 0 | 0 | 0 | 0 | 0 | 0 | 0 | 0 | 0 | 0 | 0 | 0 | 0 | 0 | 0 | 0 | 0 | 0 | 0 | 0 | 0 | 0 | 0 | 0 | 0 | 0 | 0 | 0 | 0 | 0 | 0 | 0 | 0 | 0 | 0 | 0 | 0 | 0 | 0 | 0 | 0 | 0 | 0 | 0 | 0 | 0 | 0 | 0 | 0 | 0 | 0 | 0 | 0 | 0 | 0 | 0 | 0 | 0 | 0 | 0 | 0 | 0 | 0 | 0 | 0 | 0 | 0 | 0 | 0
solar thermal | 0 | 0 | 0 | 0 | 0 | 0 | 0 | 0 | 0 | 0 | 0 | 0 | 0 | 0 | 0 | 0 | 0 | 0 | 0 | 0 | 0 | 0 | 0 | 0 | 0 | 0 | 0 | 0 | 0 | 0 | 0 | 0 | 0 | 0 | 0 | 0 | 0 | 0 | 0 | 0 | 0 | 0 | 0 | 0 | 0 | 0 | 0 | 0 | 0 | 0 | 0 | 0 | 0 | 0 | 0 | 0 | 0 | 0 | 0 | 0 | 0 | 0 | 0 | 0 | 0 | 0 | 0 | 0 | 0 | 0 | 0 | 0 | 0 | 0 | 0 | 0 | 0 | 0 | 0 | 0 | 0 | 0 | 0 | 0 | 0 | 0 | 0 | 0 | 0 | 0 | 0 | 0 | 0 | 0 | 0 | 0 | 0 | 0 | 0 | 0 | 0 | 0 | 0 | 0 | 0 | 0 | 0 | 0 | 0 | 0 | 0 | 0 | 0 | 0 | 0 | 0 | 0 | 0 | 15137 | 0 | 0 | 0 | 0 | 0 | 0 | 0 | 0 | 0 | 0 | 0 | 0 | 0 | 0 | 0 | 0 | 0 | 0 | 0 | 0 | 0 | 0 | 0 | 0 | 0 | 0 | 0 | 0 | 0 | 0 | 0 | 0 | 0 | 0 | 0 | 0 | 0 | 0 | 0 | 0 | 0 | 0 | 0 | 0 | 0 | 0 | 0 | 0 | 0 | 0 | 0 | 0 | 0 | 0 | 0 | 0 | 0 | 0 | 0 | 0 | 0 | 0 | 0 | 0 | 0 | 0 | 0 | 0 | 0 | 0 | 0 | 0 | 0 | 0 | 0 | 0 | 0 | 0 | 0 | 0 | 0 | 0 | 0 | 0 | 0 | 0 | 0 | 0 | 0 | 0 | 0
biomass | 0 | 0 | 0 | 0 | 0 | 0 | 0 | 0 | 0 | 0 | 0 | 0 | 0 | 0 | 0 | 0 | 0 | 0 | 0 | 0 | 0 | 0 | 0 | 0 | 0 | 0 | 0 | 0 | 0 | 0 | 0 | 0 | 0 | 0 | 0 | 0 | 0 | 0 | 0 | 0 | 0 | 0 | 0 | 0 | 0 | 0 | 0 | 0 | 0 | 0 | 0 | 0 | 0 | 0 | 0 | 0 | 0 | 0 | 0 | 0 | 0 | 0 | 0 | 0 | 0 | 0 | 0 | 0 | 0 | 0 | 0 | 0 | 0 | 0 | 0 | 0 | 0 | 0 | 0 | 0 | 0 | 0 | 0 | 0 | 0 | 0 | 0 | 0 | 0 | 0 | 0 | 0 | 0 | 0 | 0 | 0 | 0 | 0 | 0 | 0 | 0 | 0 | 0 | 0 | 0 | 0 | 0 | 0 | 0 | 0 | 0 | 0 | 0 | 0 | 0 | 0 | 0 | 0 | 16954 | 0 | 0 | 0 | 0 | 0 | 0 | 0 | 0 | 0 | 0 | 0 | 0 | 0 | 0 | 0 | 0 | 0 | 0 | 0 | 0 | 0 | 0 | 0 | 0 | 0 | 0 | 0 | 0 | 0 | 0 | 0 | 0 | 0 | 0 | 0 | 0 | 0 | 0 | 0 | 0 | 0 | 0 | 0 | 0 | 0 | 0 | 0 | 0 | 0 | 0 | 0 | 0 | 0 | 0 | 0 | 0 | 0 | 0 | 0 | 0 | 0 | 0 | 0 | 0 | 0 | 0 | 0 | 0 | 0 | 0 | 0 | 0 | 0 | 0 | 0 | 0 | 0 | 0 | 0 | 0 | 0 | 0 | 0 | 0 | 0 | 0 | 0 | 0 | 0 | 0 | 0
geothermal | 0 | 0 | 0 | 0 | 0 | 0 | 0 | 0 | 0 | 0 | 0 | 0 | 0 | 0 | 0 | 0 | 0 | 0 | 0 | 0 | 0 | 0 | 0 | 0 | 0 | 0 | 0 | 0 | 0 | 0 | 0 | 0 | 0 | 0 | 0 | 0 | 0 | 0 | 0 | 0 | 0 | 0 | 0 | 0 | 0 | 0 | 0 | 0 | 0 | 0 | 0 | 0 | 0 | 0 | 0 | 0 | 0 | 0 | 0 | 0 | 0 | 0 | 0 | 0 | 0 | 0 | 0 | 0 | 0 | 0 | 0 | 0 | 0 | 0 | 0 | 0 | 0 | 0 | 0 | 0 | 0 | 0 | 0 | 0 | 0 | 0 | 0 | 0 | 0 | 0 | 0 | 0 | 0 | 0 | 0 | 0 | 0 | 0 | 0 | 0 | 0 | 0 | 0 | 0 | 0 | 0 | 0 | 0 | 0 | 0 | 0 | 0 | 0 | 0 | 0 | 0 | 0 | 0 | 4346 | 0 | 0 | 0 | 0 | 0 | 0 | 0 | 0 | 0 | 0 | 0 | 0 | 0 | 0 | 0 | 0 | 0 | 0 | 0 | 0 | 0 | 0 | 0 | 0 | 0 | 0 | 0 | 0 | 0 | 0 | 0 | 0 | 0 | 0 | 0 | 0 | 0 | 0 | 0 | 0 | 0 | 0 | 0 | 0 | 0 | 0 | 0 | 0 | 0 | 0 | 0 | 0 | 0 | 0 | 0 | 0 | 0 | 0 | 0 | 0 | 0 | 0 | 0 | 0 | 0 | 0 | 0 | 0 | 0 | 0 | 0 | 0 | 0 | 0 | 0 | 0 | 0 | 0 | 0 | 0 | 0 | 0 | 0 | 0 | 0 | 0 | 0 | 0 | 0 | 0 | 0
petroleum | 0 | 0 | 0 | 0 | 0 | 0 | 0 | 0 | 0 | 0 | 0 | 0 | 0 | 0 | 0 | 0 | 0 | 0 | 0 | 0 | 0 | 0 | 0 | 0 | 0 | 0 | 0 | 0 | 0 | 0 | 0 | 0 | 0 | 0 | 0 | 0 | 0 | 0 | 0 | 0 | 0 | 0 | 0 | 0 | 0 | 0 | 0 | 0 | 0 | 0 | 0 | 0 | 0 | 0 | 0 | 0 | 0 | 0 | 0 | 0 | 0 | 0 | 0 | 0 | 0 | 0 | 0 | 0 | 0 | 0 | 0 | 0 | 0 | 0 | 0 | 0 | 0 | 0 | 0 | 0 | 0 | 0 | 0 | 0 | 0 | 0 | 0 | 0 | 0 | 0 | 0 | 0 | 0 | 0 | 0 | 0 | 0 | 0 | 0 | 0 | 0 | 0 | 0 | 0 | 0 | 0 | 0 | 0 | 0 | 0 | 0 | 0 | 0 | 0 | 0 | 0 | 0 | 0 | 39622.6722 | 0 | 0 | 0 | 0 | 0 | 0 | 0 | 0 | 0 | 0 | 120107 | 0 | 0 | 0 | 0 | 0 | 0 | 0 | 0 | 0 | 0 | 0 | 0 | 0 | 0 | 0 | 0 | 0 | 0 | 0 | 0 | 0 | 0 | 0 | 0 | 0 | 0 | 0 | 0 | 0 | 0 | 0 | 0 | 0 | 0 | 0 | 0 | 0 | 0 | 0 | 0 | 0 | 0 | 0 | 0 | 0 | 0 | 0 | 0 | 0 | 0 | 0 | 0 | 0 | 0 | 0 | 0 | 0 | 0 | 0 | 0 | 0 | 0 | 0 | 0 | 0 | 0 | 0 | 0 | 0 | 0 | 0 | 0 | 0 | 0 | 0 | 0 | 0 | 0 | 0 | 0
natural gas peaker | 0 | 0 | 0 | 0 | 0 | 0 | 0 | 0 | 0 | 0 | 0 | 0 | 0 | 0 | 0 | 0 | 0 | 0 | 0 | 0 | 0 | 0 | 0 | 0 | 0 | 0 | 0 | 0 | 0 | 0 | 0 | 0 | 0 | 0 | 0 | 0 | 0 | 0 | 0 | 0 | 0 | 0 | 0 | 0 | 0 | 0 | 0 | 0 | 0 | 0 | 0 | 0 | 0 | 0 | 0 | 0 | 0 | 0 | 0 | 0 | 0 | 0 | 0 | 0 | 0 | 0 | 0 | 0 | 0 | 0 | 0 | 0 | 0 | 0 | 0 | 0 | 0 | 0 | 0 | 0 | 0 | 0 | 0 | 0 | 0 | 0 | 0 | 0 | 0 | 0 | 0 | 0 | 0 | 0 | 0 | 0 | 0 | 0 | 0 | 0 | 0 | 0 | 0 | 0 | 0 | 0 | 0 | 0 | 0 | 0 | 0 | 0 | 0 | 0 | 0 | 0 | 0 | 0 | 1843.1221 | 0 | 0 | 0 | 0 | 0 | 0 | 0 | 0 | 0 | 0 | 5587 | 0 | 0 | 0 | 0 | 0 | 0 | 0 | 0 | 0 | 0 | 0 | 0 | 0 | 0 | 0 | 0 | 0 | 0 | 0 | 0 | 0 | 0 | 0 | 0 | 0 | 0 | 0 | 0 | 0 | 0 | 0 | 0 | 0 | 0 | 0 | 0 | 0 | 0 | 0 | 0 | 0 | 0 | 0 | 0 | 0 | 0 | 0 | 0 | 0 | 0 | 0 | 0 | 0 | 0 | 0 | 0 | 0 | 0 | 0 | 0 | 0 | 0 | 0 | 0 | 0 | 0 | 0 | 0 | 0 | 0 | 0 | 0 | 0 | 0 | 0 | 0 | 0 | 0 | 0 | 0
lignite | 0 | 0 | 0 | 0 | 0 | 0 | 0 | 0 | 0 | 0 | 0 | 0 | 0 | 0 | 0 | 0 | 0 | 0 | 0 | 0 | 0 | 0 | 0 | 0 | 0 | 0 | 0 | 0 | 0 | 0 | 0 | 0 | 0 | 0 | 0 | 0 | 0 | 0 | 0 | 0 | 0 | 0 | 0 | 0 | 0 | 0 | 0 | 0 | 0 | 0 | 0 | 0 | 0 | 0 | 0 | 0 | 0 | 0 | 0 | 0 | 0 | 0 | 0 | 0 | 0 | 0 | 0 | 0 | 0 | 0 | 0 | 0 | 0 | 0 | 0 | 0 | 0 | 0 | 0 | 0 | 0 | 0 | 0 | 0 | 0 | 0 | 0 | 0 | 0 | 0 | 0 | 0 | 0 | 0 | 0 | 0 | 0 | 0 | 0 | 0 | 0 | 0 | 0 | 0 | 0 | 0 | 0 | 0 | 0 | 0 | 0 | 0 | 0 | 0 | 0 | 0 | 0 | 0 | 2321 | 0 | 0 | 0 | 0 | 0 | 0 | 0 | 0 | 0 | 0 | 0 | 0 | 0 | 0 | 0 | 0 | 0 | 0 | 0 | 0 | 0 | 0 | 0 | 0 | 0 | 0 | 0 | 0 | 0 | 0 | 0 | 0 | 0 | 0 | 0 | 0 | 0 | 0 | 0 | 0 | 0 | 0 | 0 | 0 | 0 | 0 | 0 | 0 | 0 | 0 | 0 | 0 | 0 | 0 | 0 | 0 | 0 | 0 | 0 | 0 | 0 | 0 | 0 | 0 | 0 | 0 | 0 | 0 | 0 | 0 | 0 | 0 | 0 | 0 | 0 | 0 | 0 | 0 | 0 | 0 | 0 | 0 | 0 | 0 | 0 | 0 | 0 | 0 | 0 | 0 | 0
offshore wind | 0 | 0 | 0 | 0 | 0 | 0 | 0 | 0 | 0 | 0 | 0 | 0 | 0 | 0 | 0 | 0 | 0 | 0 | 0 | 0 | 0 | 0 | 0 | 0 | 0 | 0 | 0 | 0 | 0 | 0 | 0 | 0 | 0 | 0 | 0 | 0 | 0 | 0 | 0 | 0 | 0 | 0 | 0 | 0 | 0 | 0 | 0 | 0 | 0 | 0 | 0 | 0 | 0 | 0 | 0 | 0 | 0 | 0 | 0 | 0 | 0 | 0 | 0 | 0 | 0 | 0 | 0 | 0 | 0 | 0 | 0 | 0 | 0 | 0 | 0 | 0 | 0 | 0 | 0 | 0 | 0 | 0 | 0 | 0 | 0 | 0 | 0 | 0 | 0 | 0 | 0 | 0 | 0 | 0 | 0 | 0 | 0 | 0 | 0 | 0 | 0 | 0 | 0 | 0 | 0 | 0 | 0 | 0 | 0 | 0 | 0 | 0 | 0 | 0 | 0 | 0 | 0 | 0 | 55200.36 | 0 | 0 | 0 | 0 | 0 | 0 | 0 | 0 | 0 | 0 | 0 | 0 | 0 | 0 | 0 | 0 | 0 | 0 | 0 | 0 | 0 | 0 | 0 | 0 | 0 | 0 | 0 | 0 | 0 | 0 | 0 | 0 | 0 | 0 | 0 | 0 | 0 | 0 | 0 | 0 | 0 | 0 | 0 | 0 | 0 | 0 | 0 | 0 | 0 | 0 | 0 | 0 | 0 | 0 | 0 | 0 | 0 | 0 | 0 | 0 | 0 | 0 | 0 | 0 | 0 | 0 | 0 | 0 | 0 | 0 | 0 | 0 | 0 | 0 | 0 | 0 | 0 | 0 | 0 | 0 | 0 | 0 | 0 | 0 | 0 | 0 | 0 | 0 | 0 | 0 | 0
crude oil | 0 | 0 | 0 | 0 | 0 | 0 | 0 | 0 | 0 | 0 | 0 | 0 | 0 | 0 | 0 | 0 | 0 | 0 | 0 | 0 | 0 | 0 | 0 | 0 | 0 | 0 | 0 | 0 | 0 | 0 | 0 | 0 | 0 | 0 | 0 | 0 | 0 | 0 | 0 | 0 | 0 | 0 | 0 | 0 | 0 | 0 | 0 | 0 | 0 | 0 | 0 | 0 | 0 | 0 | 0 | 0 | 0 | 0 | 0 | 0 | 0 | 0 | 0 | 0 | 0 | 0 | 0 | 0 | 0 | 0 | 0 | 0 | 0 | 0 | 0 | 0 | 0 | 0 | 0 | 0 | 0 | 0 | 0 | 0 | 0 | 0 | 0 | 0 | 0 | 0 | 0 | 0 | 0 | 0 | 0 | 0 | 0 | 0 | 0 | 0 | 0 | 0 | 0 | 0 | 0 | 0 | 0 | 0 | 0 | 0 | 0 | 0 | 0 | 0 | 0 | 0 | 0 | 0 | 3274.2057 | 0 | 0 | 0 | 0 | 0 | 0 | 0 | 0 | 0 | 0 | 0 | 0 | 0 | 0 | 0 | 0 | 0 | 0 | 0 | 0 | 0 | 0 | 0 | 0 | 0 | 0 | 0 | 0 | 0 | 0 | 0 | 0 | 0 | 0 | 0 | 0 | 0 | 0 | 0 | 0 | 0 | 0 | 0 | 0 | 0 | 0 | 0 | 0 | 0 | 0 | 0 | 0 | 0 | 0 | 0 | 0 | 0 | 0 | 0 | 0 | 0 | 0 | 0 | 0 | 0 | 0 | 0 | 0 | 0 | 0 | 0 | 0 | 0 | 0 | 0 | 0 | 0 | 0 | 0 | 0 | 0 | 0 | 0 | 0 | 0 | 0 | 0 | 0 | 0 | 0 | 0
heavy or residual fuel oil | 0 | 0 | 0 | 0 | 0 | 0 | 0 | 0 | 0 | 0 | 0 | 0 | 0 | 0 | 0 | 0 | 0 | 0 | 0 | 0 | 0 | 0 | 0 | 0 | 0 | 0 | 0 | 0 | 0 | 0 | 0 | 0 | 0 | 0 | 0 | 0 | 0 | 0 | 0 | 0 | 0 | 0 | 0 | 0 | 0 | 0 | 0 | 0 | 0 | 0 | 0 | 0 | 0 | 0 | 0 | 0 | 0 | 0 | 0 | 0 | 0 | 0 | 0 | 0 | 0 | 0 | 0 | 0 | 0 | 0 | 0 | 0 | 0 | 0 | 0 | 0 | 0 | 0 | 0 | 0 | 0 | 0 | 0 | 0 | 0 | 0 | 0 | 0 | 0 | 0 | 0 | 0 | 0 | 0 | 0 | 0 | 0 | 0 | 0 | 0 | 0 | 0 | 0 | 0 | 0 | 0 | 0 | 0 | 0 | 0 | 0 | 0 | 0 | 0 | 0 | 0 | 0 | 0 | 0 | 0 | 0 | 0 | 0 | 0 | 0 | 0 | 0 | 0 | 0 | 0 | 0 | 0 | 0 | 0 | 0 | 0 | 0 | 0 | 0 | 0 | 0 | 0 | 0 | 0 | 0 | 0 | 0 | 0 | 0 | 0 | 0 | 0 | 0 | 0 | 0 | 0 | 0 | 0 | 0 | 0 | 0 | 0 | 0 | 0 | 0 | 0 | 0 | 0 | 0 | 0 | 0 | 0 | 0 | 0 | 0 | 0 | 0 | 0 | 0 | 0 | 0 | 0 | 0 | 0 | 0 | 0 | 0 | 0 | 0 | 0 | 0 | 0 | 0 | 0 | 0 | 0 | 0 | 0 | 0 | 0 | 0 | 0 | 0 | 0 | 0 | 0 | 0 | 0 | 0 | 0
municipal solid waste | 0 | 0 | 0 | 0 | 0 | 0 | 0 | 0 | 0 | 0 | 0 | 0 | 0 | 0 | 0 | 0 | 0 | 0 | 0 | 0 | 0 | 0 | 0 | 0 | 0 | 0 | 0 | 0 | 0 | 0 | 0 | 0 | 0 | 0 | 0 | 0 | 0 | 0 | 0 | 0 | 0 | 0 | 0 | 0 | 0 | 0 | 0 | 0 | 0 | 0 | 0 | 0 | 0 | 0 | 0 | 0 | 0 | 0 | 0 | 0 | 0 | 0 | 0 | 0 | 0 | 0 | 0 | 0 | 0 | 0 | 0 | 0 | 0 | 0 | 0 | 0 | 0 | 0 | 0 | 0 | 0 | 0 | 0 | 0 | 0 | 0 | 0 | 0 | 0 | 0 | 0 | 0 | 0 | 0 | 0 | 0 | 0 | 0 | 0 | 0 | 0 | 0 | 0 | 0 | 0 | 0 | 0 | 0 | 0 | 0 | 0 | 0 | 0 | 0 | 0 | 0 | 0 | 0 | 0 | 0 | 0 | 0 | 0 | 0 | 0 | 0 | 0 | 0 | 0 | 0 | 0 | 0 | 0 | 0 | 0 | 0 | 0 | 0 | 0 | 0 | 0 | 0 | 0 | 0 | 0 | 0 | 0 | 0 | 0 | 0 | 0 | 0 | 0 | 0 | 0 | 0 | 0 | 0 | 0 | 0 | 0 | 0 | 0 | 0 | 0 | 0 | 0 | 0 | 0 | 0 | 0 | 0 | 0 | 0 | 0 | 0 | 0 | 0 | 0 | 0 | 0 | 0 | 0 | 0 | 0 | 0 | 0 | 0 | 0 | 0 | 0 | 0 | 0 | 0 | 0 | 0 | 0 | 0 | 0 | 0 | 0 | 0 | 0 | 0 | 0 | 0 | 0 | 0 | 0 | 0
hard coal w CCS | 0 | 0 | 0 | 0 | 0 | 0 | 0 | 0 | 0 | 0 | 0 | 0 | 0 | 0 | 0 | 0 | 0 | 0 | 0 | 0 | 0 | 0 | 0 | 0 | 0 | 0 | 0 | 0 | 0 | 0 | 0 | 0 | 0 | 0 | 0 | 0 | 0 | 0 | 0 | 0 | 0 | 0 | 0 | 0 | 0 | 0 | 0 | 0 | 0 | 0 | 0 | 0 | 0 | 0 | 0 | 0 | 0 | 0 | 0 | 0 | 0 | 0 | 0 | 0 | 0 | 0 | 0 | 0 | 0 | 0 | 0 | 0 | 0 | 0 | 0 | 0 | 0 | 0 | 0 | 0 | 0 | 0 | 0 | 0 | 0 | 0 | 0 | 0 | 0 | 0 | 0 | 0 | 0 | 0 | 0 | 0 | 0 | 0 | 0 | 0 | 0 | 0 | 0 | 0 | 0 | 0 | 0 | 0 | 0 | 0 | 0 | 0 | 0 | 0 | 0 | 0 | 0 | 0 | 0 | 0 | 0 | 0 | 0 | 0 | 0 | 0 | 0 | 0 | 0 | 0 | 0 | 0 | 0 | 0 | 0 | 0 | 0 | 0 | 0 | 0 | 0 | 0 | 0 | 0 | 0 | 0 | 0 | 0 | 0 | 0 | 0 | 0 | 0 | 0 | 0 | 0 | 0 | 0 | 0 | 0 | 0 | 0 | 0 | 0 | 0 | 0 | 0 | 0 | 0 | 0 | 0 | 0 | 0 | 0 | 0 | 0 | 0 | 0 | 0 | 0 | 0 | 0 | 0 | 0 | 0 | 0 | 0 | 0 | 0 | 0 | 0 | 0 | 0 | 0 | 0 | 0 | 0 | 0 | 0 | 0 | 0 | 0 | 0 | 0 | 0 | 0 | 0 | 0 | 0 | 0
natural gas combined cycle w CCS | 0 | 0 | 0 | 0 | 0 | 0 | 0 | 0 | 0 | 0 | 0 | 0 | 0 | 0 | 0 | 0 | 0 | 0 | 0 | 0 | 0 | 0 | 0 | 0 | 0 | 0 | 0 | 0 | 0 | 0 | 0 | 0 | 0 | 0 | 0 | 0 | 0 | 0 | 0 | 0 | 0 | 0 | 0 | 0 | 0 | 0 | 0 | 0 | 0 | 0 | 0 | 0 | 0 | 0 | 0 | 0 | 0 | 0 | 0 | 0 | 0 | 0 | 0 | 0 | 0 | 0 | 0 | 0 | 0 | 0 | 0 | 0 | 0 | 0 | 0 | 0 | 0 | 0 | 0 | 0 | 0 | 0 | 0 | 0 | 0 | 0 | 0 | 0 | 0 | 0 | 0 | 0 | 0 | 0 | 0 | 0 | 0 | 0 | 0 | 0 | 0 | 0 | 0 | 0 | 0 | 0 | 0 | 0 | 0 | 0 | 0 | 0 | 0 | 0 | 0 | 0 | 0 | 0 | 0 | 0 | 0 | 0 | 0 | 0 | 0 | 0 | 0 | 0 | 0 | 0 | 0 | 0 | 0 | 0 | 0 | 0 | 0 | 0 | 0 | 0 | 0 | 0 | 0 | 0 | 0 | 0 | 0 | 0 | 0 | 0 | 0 | 0 | 0 | 0 | 0 | 0 | 0 | 0 | 0 | 0 | 0 | 0 | 0 | 0 | 0 | 0 | 0 | 0 | 0 | 0 | 0 | 0 | 0 | 0 | 0 | 0 | 0 | 0 | 0 | 0 | 0 | 0 | 0 | 0 | 0 | 0 | 0 | 0 | 0 | 0 | 0 | 0 | 0 | 0 | 0 | 0 | 0 | 0 | 0 | 0 | 0 | 0 | 0 | 0 | 0 | 0 | 0 | 0 | 0 | 0
biomass w CCS | 0 | 0 | 0 | 0 | 0 | 0 | 0 | 0 | 0 | 0 | 0 | 0 | 0 | 0 | 0 | 0 | 0 | 0 | 0 | 0 | 0 | 0 | 0 | 0 | 0 | 0 | 0 | 0 | 0 | 0 | 0 | 0 | 0 | 0 | 0 | 0 | 0 | 0 | 0 | 0 | 0 | 0 | 0 | 0 | 0 | 0 | 0 | 0 | 0 | 0 | 0 | 0 | 0 | 0 | 0 | 0 | 0 | 0 | 0 | 0 | 0 | 0 | 0 | 0 | 0 | 0 | 0 | 0 | 0 | 0 | 0 | 0 | 0 | 0 | 0 | 0 | 0 | 0 | 0 | 0 | 0 | 0 | 0 | 0 | 0 | 0 | 0 | 0 | 0 | 0 | 0 | 0 | 0 | 0 | 0 | 0 | 0 | 0 | 0 | 0 | 0 | 0 | 0 | 0 | 0 | 0 | 0 | 0 | 0 | 0 | 0 | 0 | 0 | 0 | 0 | 0 | 0 | 0 | 0 | 0 | 0 | 0 | 0 | 0 | 0 | 0 | 0 | 0 | 0 | 0 | 0 | 0 | 0 | 0 | 0 | 0 | 0 | 0 | 0 | 0 | 0 | 0 | 0 | 0 | 0 | 0 | 0 | 0 | 0 | 0 | 0 | 0 | 0 | 0 | 0 | 0 | 0 | 0 | 0 | 0 | 0 | 0 | 0 | 0 | 0 | 0 | 0 | 0 | 0 | 0 | 0 | 0 | 0 | 0 | 0 | 0 | 0 | 0 | 0 | 0 | 0 | 0 | 0 | 0 | 0 | 0 | 0 | 0 | 0 | 0 | 0 | 0 | 0 | 0 | 0 | 0 | 0 | 0 | 0 | 0 | 0 | 0 | 0 | 0 | 0 | 0 | 0 | 0 | 0 | 0
lignite w CCS | 0 | 0 | 0 | 0 | 0 | 0 | 0 | 0 | 0 | 0 | 0 | 0 | 0 | 0 | 0 | 0 | 0 | 0 | 0 | 0 | 0 | 0 | 0 | 0 | 0 | 0 | 0 | 0 | 0 | 0 | 0 | 0 | 0 | 0 | 0 | 0 | 0 | 0 | 0 | 0 | 0 | 0 | 0 | 0 | 0 | 0 | 0 | 0 | 0 | 0 | 0 | 0 | 0 | 0 | 0 | 0 | 0 | 0 | 0 | 0 | 0 | 0 | 0 | 0 | 0 | 0 | 0 | 0 | 0 | 0 | 0 | 0 | 0 | 0 | 0 | 0 | 0 | 0 | 0 | 0 | 0 | 0 | 0 | 0 | 0 | 0 | 0 | 0 | 0 | 0 | 0 | 0 | 0 | 0 | 0 | 0 | 0 | 0 | 0 | 0 | 0 | 0 | 0 | 0 | 0 | 0 | 0 | 0 | 0 | 0 | 0 | 0 | 0 | 0 | 0 | 0 | 0 | 0 | 0 | 0 | 0 | 0 | 0 | 0 | 0 | 0 | 0 | 0 | 0 | 0 | 0 | 0 | 0 | 0 | 0 | 0 | 0 | 0 | 0 | 0 | 0 | 0 | 0 | 0 | 0 | 0 | 0 | 0 | 0 | 0 | 0 | 0 | 0 | 0 | 0 | 0 | 0 | 0 | 0 | 0 | 0 | 0 | 0 | 0 | 0 | 0 | 0 | 0 | 0 | 0 | 0 | 0 | 0 | 0 | 0 | 0 | 0 | 0 | 0 | 0 | 0 | 0 | 0 | 0 | 0 | 0 | 0 | 0 | 0 | 0 | 0 | 0 | 0 | 0 | 0 | 0 | 0 | 0 | 0 | 0 | 0 | 0 | 0 | 0 | 0 | 0 | 0 | 0 | 0 | 0
small modular reactor | 0 | 0 | 0 | 0 | 0 | 0 | 0 | 0 | 0 | 0 | 0 | 0 | 0 | 0 | 0 | 0 | 0 | 0 | 0 | 0 | 0 | 0 | 0 | 0 | 0 | 0 | 0 | 0 | 0 | 0 | 0 | 0 | 0 | 0 | 0 | 0 | 0 | 0 | 0 | 0 | 0 | 0 | 0 | 0 | 0 | 0 | 0 | 0 | 0 | 0 | 0 | 0 | 0 | 0 | 0 | 0 | 0 | 0 | 0 | 0 | 0 | 0 | 0 | 0 | 0 | 0 | 0 | 0 | 0 | 0 | 0 | 0 | 0 | 0 | 0 | 0 | 0 | 0 | 0 | 0 | 0 | 0 | 0 | 0 | 0 | 0 | 0 | 0 | 0 | 0 | 0 | 0 | 0 | 0 | 0 | 0 | 0 | 0 | 0 | 0 | 0 | 0 | 0 | 0 | 0 | 0 | 0 | 0 | 0 | 0 | 0 | 0 | 0 | 0 | 0 | 0 | 0 | 0 | 0 | 0 | 0 | 0 | 0 | 0 | 0 | 0 | 0 | 0 | 0 | 0 | 0 | 0 | 0 | 0 | 0 | 0 | 0 | 0 | 0 | 0 | 0 | 0 | 0 | 0 | 0 | 0 | 0 | 0 | 0 | 0 | 0 | 0 | 0 | 0 | 0 | 0 | 0 | 0 | 0 | 0 | 0 | 0 | 0 | 0 | 0 | 0 | 0 | 0 | 0 | 0 | 0 | 0 | 0 | 0 | 0 | 0 | 0 | 0 | 0 | 0 | 0 | 0 | 0 | 0 | 0 | 0 | 0 | 0 | 0 | 0 | 0 | 0 | 0 | 0 | 0 | 0 | 0 | 0 | 0 | 0 | 0 | 0 | 0 | 0 | 0 | 0 | 0 | 0 | 0 | 0
hydogen combustion turbine | 0 | 0 | 0 | 0 | 0 | 0 | 0 | 0 | 0 | 0 | 0 | 0 | 0 | 0 | 0 | 0 | 0 | 0 | 0 | 0 | 0 | 0 | 0 | 0 | 0 | 0 | 0 | 0 | 0 | 0 | 0 | 0 | 0 | 0 | 0 | 0 | 0 | 0 | 0 | 0 | 0 | 0 | 0 | 0 | 0 | 0 | 0 | 0 | 0 | 0 | 0 | 0 | 0 | 0 | 0 | 0 | 0 | 0 | 0 | 0 | 0 | 0 | 0 | 0 | 0 | 0 | 0 | 0 | 0 | 0 | 0 | 0 | 0 | 0 | 0 | 0 | 0 | 0 | 0 | 0 | 0 | 0 | 0 | 0 | 0 | 0 | 0 | 0 | 0 | 0 | 0 | 0 | 0 | 0 | 0 | 0 | 0 | 0 | 0 | 0 | 0 | 0 | 0 | 0 | 0 | 0 | 0 | 0 | 0 | 0 | 0 | 0 | 0 | 0 | 0 | 0 | 0 | 0 | 0 | 0 | 0 | 0 | 0 | 0 | 0 | 0 | 0 | 0 | 0 | 0 | 0 | 0 | 0 | 0 | 0 | 0 | 0 | 0 | 0 | 0 | 0 | 0 | 0 | 0 | 0 | 0 | 0 | 0 | 0 | 0 | 0 | 0 | 0 | 0 | 0 | 0 | 0 | 0 | 0 | 0 | 0 | 0 | 0 | 0 | 0 | 0 | 0 | 0 | 0 | 0 | 0 | 0 | 0 | 0 | 0 | 0 | 0 | 0 | 0 | 0 | 0 | 0 | 0 | 0 | 0 | 0 | 0 | 0 | 0 | 0 | 0 | 0 | 0 | 0 | 0 | 0 | 0 | 0 | 0 | 0 | 0 | 0 | 0 | 0 | 0 | 0 | 0 | 0 | 0 | 0
hydogen combined cycle | 0 | 0 | 0 | 0 | 0 | 0 | 0 | 0 | 0 | 0 | 0 | 0 | 0 | 0 | 0 | 0 | 0 | 0 | 0 | 0 | 0 | 0 | 0 | 0 | 0 | 0 | 0 | 0 | 0 | 0 | 0 | 0 | 0 | 0 | 0 | 0 | 0 | 0 | 0 | 0 | 0 | 0 | 0 | 0 | 0 | 0 | 0 | 0 | 0 | 0 | 0 | 0 | 0 | 0 | 0 | 0 | 0 | 0 | 0 | 0 | 0 | 0 | 0 | 0 | 0 | 0 | 0 | 0 | 0 | 0 | 0 | 0 | 0 | 0 | 0 | 0 | 0 | 0 | 0 | 0 | 0 | 0 | 0 | 0 | 0 | 0 | 0 | 0 | 0 | 0 | 0 | 0 | 0 | 0 | 0 | 0 | 0 | 0 | 0 | 0 | 0 | 0 | 0 | 0 | 0 | 0 | 0 | 0 | 0 | 0 | 0 | 0 | 0 | 0 | 0 | 0 | 0 | 0 | 0 | 0 | 0 | 0 | 0 | 0 | 0 | 0 | 0 | 0 | 0 | 0 | 0 | 0 | 0 | 0 | 0 | 0 | 0 | 0 | 0 | 0 | 0 | 0 | 0 | 0 | 0 | 0 | 0 | 0 | 0 | 0 | 0 | 0 | 0 | 0 | 0 | 0 | 0 | 0 | 0 | 0 | 0 | 0 | 0 | 0 | 0 | 0 | 0 | 0 | 0 | 0 | 0 | 0 | 0 | 0 | 0 | 0 | 0 | 0 | 0 | 0 | 0 | 0 | 0 | 0 | 0 | 0 | 0 | 0 | 0 | 0 | 0 | 0 | 0 | 0 | 0 | 0 | 0 | 0 | 0 | 0 | 0 | 0 | 0 | 0 | 0 | 0 | 0 | 0 | 0 | 0